NO | NO |  |  |  | 005-09769 |  | Philips Healthcare | INTELLIVUE MX700 |  | DE12505833 | SE - ICU | MHHS-Southeast |  | Monitor, Cardiac, Fixed |  | 005-09769 |  | Southeast & Bay Area |  | SE - ICU | [5 empty] | MONITORS, PHYSIOLOGIC, VITAL SIGNS |  | MONITORCARDIACFIXED-Philips-IntelliVue MX700 | MONITORCARDIACFIXED | IntelliVue MX700 |  |  |  | Philips | Monitor, Cardiac, Fixed |  | MONITORCARDIACFIXED-Philips-IntelliVue MX700 |  |  |  |  | Covered PM Repair - Biomedical | MHHS-Southeast
NO | NO |  |  |  | 005-10543 |  | Philips Healthcare | INTELLIVUE MX700 |  | DE50936327 | SE - OR - ANESTHESIA | MHHS-Southeast |  | Monitor, Cardiac, Fixed |  | 005-10543 |  | Southeast & Bay Area |  | SE - OR - ANESTHESIA | [5 empty] | MONITORS, PHYSIOLOGIC, VITAL SIGNS |  | MONITORCARDIACFIXED-Philips-IntelliVue MX700 | MONITORCARDIACFIXED | IntelliVue MX700 |  |  |  | Philips | Monitor, Cardiac, Fixed |  | MONITORCARDIACFIXED-Philips-IntelliVue MX700 |  |  |  |  | Covered PM Repair - Biomedical | MHHS-Southeast
NO | NO |  |  |  | 013-38617 |  | Philips Healthcare | INTELLIVUE MX700 |  | DE58551566 | SW - NICU | MHHS-Southwest |  | Monitor, Cardiac, Fixed |  | 013-38617 |  | Southwest |  | SW - NICU | [5 empty] | MONITORS, PHYSIOLOGIC, VITAL SIGNS |  | MONITORCARDIACFIXED-Philips-IntelliVue MX700 | MONITORCARDIACFIXED | IntelliVue MX700 |  |  |  | Philips | Monitor, Cardiac, Fixed |  | MONITORCARDIACFIXED-Philips-IntelliVue MX700 |  |  |  |  | Covered PM Repair - Biomedical | MHHS-Southwest
NO | NO |  |  |  | 013-38625 |  | Philips Healthcare | INTELLIVUE MX700 |  | DE58551557 | SW - NICU | MHHS-Southwest |  | Monitor, Cardiac, Fixed |  | 013-38625 |  | Southwest |  | SW - NICU | [5 empty] | MONITORS, PHYSIOLOGIC, VITAL SIGNS |  | MONITORCARDIACFIXED-Philips-IntelliVue MX700 | MONITORCARDIACFIXED | IntelliVue MX700 |  |  |  | Philips | Monitor, Cardiac, Fixed |  | MONITORCARDIACFIXED-Philips-IntelliVue MX700 |  |  |  |  | Covered PM Repair - Biomedical | MHHS-Southwest
NO | NO |  |  |  | 013-38627 |  | Philips Healthcare | INTELLIVUE MX700 |  | DE58551561 | SW - NICU | MHHS-Southwest |  | Monitor, Cardiac, Fixed |  | 013-38627 |  | Southwest |  | SW - NICU | [5 empty] | MONITORS, PHYSIOLOGIC, VITAL SIGNS |  | MONITORCARDIACFIXED-Philips-IntelliVue MX700 | MONITORCARDIACFIXED | IntelliVue MX700 |  |  |  | Philips | Monitor, Cardiac, Fixed |  | MONITORCARDIACFIXED-Philips-IntelliVue MX700 |  |  |  |  | Covered PM Repair - Biomedical | MHHS-Southwest
NO | NO |  |  |  | 129-06964 |  | Philips Healthcare | INTELLIVUE MX700 |  | DE58542739 | SUGAR LAND - IMU | MHHS-Sugarland |  | Monitor, Cardiac, Fixed |  | 129-06964 |  | Sugar Land |  | SUGAR LAND - IMU | [5 empty] | MONITORS, PHYSIOLOGIC, VITAL SIGNS |  | MONITORCARDIACFIXED-Philips-IntelliVue MX700 | MONITORCARDIACFIXED | IntelliVue MX700 |  |  |  | Philips | Monitor, Cardiac, Fixed |  | MONITORCARDIACFIXED-Philips-IntelliVue MX700 |  |  |  |  | Covered PM Repair - Biomedical | MHHS-Sugarland
NO | NO |  |  |  | 129-06977 |  | Philips Healthcare | INTELLIVUE MX700 |  | DE58542730 | SUGAR LAND - IMU | MHHS-Sugarland |  | Monitor, Cardiac, Fixed |  | 129-06977 |  | Sugar Land |  | SUGAR LAND - IMU | [5 empty] | MONITORS, PHYSIOLOGIC, VITAL SIGNS |  | MONITORCARDIACFIXED-Philips-IntelliVue MX700 | MONITORCARDIACFIXED | IntelliVue MX700 |  |  |  | Philips | Monitor, Cardiac, Fixed |  | MONITORCARDIACFIXED-Philips-IntelliVue MX700 |  |  |  |  | Covered PM Repair - Biomedical | MHHS-Sugarland
NO | YES |  |  |  | 099-04878 | 099-04878 | Philips Healthcare | IntelliVue MX800 |  | DE12523006 | Katy-OR |  |  |  |  | 099-04878 | 099-04878 | Katy | MHHS-Katy | Katy-OR | OR 11 | [5 empty] | Monitor, Cardiac, Fixed | MONITORCARDIACFIXED-Philips-IntelliVue MX800 | [12 empty] | MCH-A | [10 empty] | MONITORCARDIACFIXED | Monitor, Cardiac, Fixed | Philips
YES | YES |  |  |  | 099-10080 | 099-10080 | Philips Healthcare | IntelliVue MX800 |  | DE50845848 | CVICU |  |  |  |  | 099-10080 | 099-10080 | Southwest | Memorial Hermann Southwest Hospital | CVICU | Rm 5
YES | YES |  |  |  | 099-10096 | 099-10096 | Philips Healthcare | IntelliVue MX800 |  | DE50845824 | CVICU |  |  |  |  | 099-10096 | 099-10096 | Southwest | Memorial Hermann Heart | CVICU | CVICU7
NO | YES |  |  |  | 013-34072 | 013-34072 | Philips Healthcare | IntelliVue MX800 |  | DE50885506 | SW-NICU |  |  |  |  | 013-34072 | 013-34072 | Southwest | MHHS-Southwest | SW-NICU | Rm 45 | 9/1/19 |  | 9/1/20
YES | YES |  |  |  | 013-37617 | 013-37617 | Philips Healthcare | IntelliVue MX800 |  | DE50854212 | SW-OR |  |  |  |  | 013-37617 | 013-37617 | Southwest | Memorial Hermann Southwest Hospital | SW-OR | OR19 | 3/1/19 |  | 3/1/20
NO | YES |  |  |  | 009-10927 | 009-10927 | Philips Healthcare | INTELLIVUE NMT MODULE |  | DE44311267 | GH-OR Anesthesia | MHHS-Greater Heights |  |  |  | 009-10927 | 009-10927 | Central | MHHS-Greater Heights | GH-OR Anesthesia | OR | 3/1/19 |  | 3/1/20 |  | PHYSIOLOGIC MONITOR MODULES, ANESTHETIC GAS | Module, Multi-Parameter | MODULEMULTIPARAMETER-PHILIPS-865383 NMT |  |  |  |  | MODULEMULTIPARAMETER-PHILIPS-865383 NMT | PHILIPS | [6 empty] | MMP-A | Covered PM Repair - Biomedical | MHHS-Greater Heights | [8 empty] | MODULEMULTIPARAMETER | Module, Multi-Parameter | Philips
NO | YES |  |  |  | 009-10928 | 009-10928 | Philips Healthcare | INTELLIVUE NMT MODULE |  | DE44311264 | GH - OR ANESTHESIA | MHHS-Greater Heights |  |  |  | 009-10928 | 009-10928 | Central | GH OR | GH - OR ANESTHESIA | GH - OR ANESTHESIA |  |  |  |  | PHYSIOLOGIC MONITOR MODULES, ANESTHETIC GAS |  | MODULEMULTIPARAMETER-PHILIPS-865383 NMT |  |  |  |  | MODULEMULTIPARAMETER-PHILIPS-865383 NMT | PHILIPS | [7 empty] | Covered PM Repair - Biomedical | MHHS-Greater Heights
NO | YES |  |  |  | 009-10929 | 009-10929 | Philips Healthcare | INTELLIVUE NMT MODULE |  | DE44311272 | GH - OR ANESTHESIA | MHHS-Greater Heights |  |  |  | 009-10929 | 009-10929 | Central | GH OR | GH - OR ANESTHESIA | GH - OR ANESTHESIA |  |  |  |  | PHYSIOLOGIC MONITOR MODULES, ANESTHETIC GAS |  | MODULEMULTIPARAMETER-PHILIPS-865383 NMT |  |  |  |  | MODULEMULTIPARAMETER-PHILIPS-865383 NMT | PHILIPS | [7 empty] | Covered PM Repair - Biomedical | MHHS-Greater Heights
NO | YES |  |  |  | 041-32718 | 041-32718 | Philips Healthcare | INTELLIVUE SERVER PIIC IX B.0 |  | US43343514 | MEMORIAL CITY - Pediatrics | MHHS-Mem City |  |  |  | 041-32718 | 041-32718 | West | Memorial Hermann Memorial City Medical Center | MEMORIAL CITY - Pediatrics | MEMORIAL CITY - MHT - Pediatrics MH4 403.2 AIDF |  |  |  | No pm required sticker | NETWORK SERVERS |  | .needs class | [5 empty] | PHILIPS | [7 empty] | Covered PM Repair - Biomedical | MHHS-Mem City
NO | NO |  |  |  | 009-34427 |  | Philips Healthcare | INTELLIVUE SERVER PIIC IX B.0 |  | MXQ91200BW | GH - TELEMETRY | MHHS-Greater Heights |  |  |  | 009-34427 |  | Central & Greater Heights |  | GH - TELEMETRY | [5 empty] | NETWORK SERVERS |  | .needs class | [5 empty] | PHILIPS | [7 empty] | Covered PM Repair - Biomedical | MHHS-Greater Heights
NO | NO |  |  |  | 009-34428 |  | Philips Healthcare | INTELLIVUE SERVER PIIC IX B.0 |  | MXQ91202K0 | GH - TELEMETRY | MHHS-Greater Heights |  |  |  | 009-34428 |  | Central & Greater Heights |  | GH - TELEMETRY | [5 empty] | NETWORK SERVERS |  | .needs class | [5 empty] | PHILIPS | [7 empty] | Covered PM Repair - Biomedical | MHHS-Greater Heights
NO | NO |  |  |  | 009-34429 |  | Philips Healthcare | INTELLIVUE SERVER PIIC IX B.0 |  | MXQ82302D7 | GH - TELEMETRY | MHHS-Greater Heights |  |  |  | 009-34429 |  | Central & Greater Heights |  | GH - TELEMETRY | [5 empty] | NETWORK SERVERS |  | .needs class | [5 empty] | PHILIPS | [7 empty] | Covered PM Repair - Biomedical | MHHS-Greater Heights
NO | NO |  |  |  | 013-37838 |  | Philips Healthcare | INTELLIVUE SERVER PIIC IX B.0 |  | A14c017641 | SW - ICU - NEURO & STROKE | MHHS-Southwest |  |  |  | 013-37838 |  | Southwest |  | SW - ICU - NEURO & STROKE | [5 empty] | NETWORK SERVERS |  | .needs class | [5 empty] | PHILIPS | [7 empty] | Covered PM Repair - Biomedical | MHHS-Southwest
NO | NO |  |  |  | 041-32696 |  | Philips Healthcare | INTELLIVUE SERVER PIIC IX C.0 |  | US43367628 | MEMORIAL CITY - TELEMETRY | MHHS-Mem City |  |  |  | 041-32696 |  | West & Memorial City |  | MEMORIAL CITY - TELEMETRY | [5 empty] | NETWORK SERVERS |  | .needs class | [5 empty] | PHILIPS | [7 empty] | Covered PM Repair - Biomedical | MHHS-Mem City
NO | NO |  |  |  | 041-34223 |  | Philips Healthcare | INTELLIVUE SERVER PIIC IX C.0 |  | US43367629 | MEMORIAL CITY - TELEMETRY | MHHS-Mem City |  |  |  | 041-34223 |  | West & Memorial City |  | MEMORIAL CITY - TELEMETRY | [5 empty] | NETWORK SERVERS |  | .needs class | [5 empty] | PHILIPS | [7 empty] | Covered PM Repair - Biomedical | MHHS-Mem City
NO | NO |  |  |  | 129-31328 |  | Philips Healthcare | INTELLIVUE SERVER PIIC IX C.0 |  | 2UA9321M3R | SUGAR LAND - MED/SURG - EAST 5TH | MHHS-Sugarland |  |  |  | 129-31328 |  | Sugar Land |  | SUGAR LAND - MED/SURG - EAST 5TH | [5 empty] | NETWORK SERVERS |  | .needs class | [5 empty] | PHILIPS | [7 empty] | Covered PM Repair - Biomedical | MHHS-Sugarland
YES | YES |  |  |  | 583-01610 | 583-01610 | Philips Healthcare | IntelliVue Smart-hopping |  | SG42417750 | MEMORIAL CITY - TELEMETRY |  |  |  |  | 583-01610 | 583-01610 | West |  | MEMORIAL CITY - TELEMETRY
NO | YES |  |  |  | 151-02831 | 151-02831 | Philips Healthcare | INTELLIVUE SPO2 MODULE |  | B56886 | CY-NICU | MHHS-Cypress |  |  |  | 151-02831 | 151-02831 | Northwest | MHHS-Cypress | CY-NICU | NICU 1 | 1/1/19 | 1/1/20 |  |  | PHYSIOLOGIC MONITOR MODULES, PULSE OXIMETRY | Module, SPO2 | MODULESPO2-Philips-Intellivue SPO2 |  |  |  |  | MODULESPO2-Philips-Intellivue SPO2 | PHILIPS | [6 empty] | MSP-A | Covered PM Repair - Biomedical | MHHS-Cypress | [8 empty] | MODULESPO2 | Module, SPO2 | Philips
NO | YES |  |  |  | 151-02832 | 151-02832 | Philips Healthcare | INTELLIVUE SPO2 MODULE |  | B56988 | CY-NICU | MHHS-Cypress |  |  |  | 151-02832 | 151-02832 | Northwest | MHHS-Cypress | CY-NICU | NICU 2 | 1/1/19 | 1/1/20 |  |  | PHYSIOLOGIC MONITOR MODULES, PULSE OXIMETRY | Module, SPO2 | MODULESPO2-Philips-Intellivue SPO2 |  |  |  |  | MODULESPO2-Philips-Intellivue SPO2 | PHILIPS | [6 empty] | MSP-A | Covered PM Repair - Biomedical | MHHS-Cypress | [8 empty] | MODULESPO2 | Module, SPO2 | Philips
NO | YES |  |  |  | 151-02833 | 151-02833 | Philips Healthcare | INTELLIVUE SPO2 MODULE |  | B56979 | CY-NICU | MHHS-Cypress |  |  |  | 151-02833 | 151-02833 | Northwest | MHHS-Cypress | CY-NICU | Nicu 3 | 2/1/20 | 2/1/21 |  |  | PHYSIOLOGIC MONITOR MODULES, PULSE OXIMETRY | Module, SPO2 | MODULESPO2-Philips-Intellivue SPO2 |  |  |  |  | MODULESPO2-Philips-Intellivue SPO2 | PHILIPS | [6 empty] | MSP-A | Covered PM Repair - Biomedical | MHHS-Cypress | [8 empty] | MODULESPO2 | Module, SPO2 | Philips
NO | YES |  |  |  | 151-02834 | 151-02834 | Philips Healthcare | INTELLIVUE SPO2 MODULE |  | B56983 | CY-NICU | MHHS-Cypress |  |  |  | 151-02834 | 151-02834 | Northwest | MHHS-Cypress | CY-NICU | NICU 4 | 2/1/20 | 2/1/21 |  |  | PHYSIOLOGIC MONITOR MODULES, PULSE OXIMETRY | Module, SPO2 | MODULESPO2-Philips-Intellivue SPO2 |  |  |  |  | MODULESPO2-Philips-Intellivue SPO2 | PHILIPS | [6 empty] | MSP-A | Covered PM Repair - Biomedical | MHHS-Cypress | [8 empty] | MODULESPO2 | Module, SPO2 | Philips
NO | YES |  |  |  | 151-02835 | 151-02835 | Philips Healthcare | INTELLIVUE SPO2 MODULE |  | B56986 | CY-NICU | MHHS-Cypress |  |  |  | 151-02835 | 151-02835 | Northwest | MHHS-Cypress | CY-NICU | Nicu 3 | 2/1/20 | 2/1/21 |  |  | PHYSIOLOGIC MONITOR MODULES, PULSE OXIMETRY | Module, SPO2 | MODULESPO2-Philips-Intellivue SPO2 |  |  |  |  | MODULESPO2-Philips-Intellivue SPO2 | PHILIPS | [6 empty] | MSP-A | Covered PM Repair - Biomedical | MHHS-Cypress | [8 empty] | MODULESPO2 | Module, SPO2 | Philips
NO | YES |  |  |  | 151-02836 | 151-02836 | Philips Healthcare | INTELLIVUE SPO2 MODULE |  | B56972 | CY-NICU | MHHS-Cypress |  |  |  | 151-02836 | 151-02836 | Northwest | MHHS-Cypress | CY-NICU | NICU 2 | 2/1/20 | 2/1/21 |  |  | PHYSIOLOGIC MONITOR MODULES, PULSE OXIMETRY | Module, SPO2 | MODULESPO2-Philips-Intellivue SPO2 |  |  |  |  | MODULESPO2-Philips-Intellivue SPO2 | PHILIPS | [6 empty] | MSP-A | Covered PM Repair - Biomedical | MHHS-Cypress | [8 empty] | MODULESPO2 | Module, SPO2 | Philips
NO | NO |  |  |  | 009-33391 |  | Philips Healthcare | INTELLIVUE SPO2 MODULE |  | B53849 | GH - NICU | MHHS-Greater Heights |  |  |  | 009-33391 |  | Central & Greater Heights |  | GH - NICU | [5 empty] | PHYSIOLOGIC MONITOR MODULES, PULSE OXIMETRY |  | MODULESPO2-Philips-Intellivue SPO2 |  |  |  |  | MODULESPO2-Philips-Intellivue SPO2 | PHILIPS | [7 empty] | Covered PM Repair - Biomedical | MHHS-Greater Heights
NO | NO |  |  |  | 009-33392 |  | Philips Healthcare | INTELLIVUE SPO2 MODULE |  | B53862 | GH - NICU | MHHS-Greater Heights |  |  |  | 009-33392 |  | Central & Greater Heights |  | GH - NICU | [5 empty] | PHYSIOLOGIC MONITOR MODULES, PULSE OXIMETRY |  | MODULESPO2-Philips-Intellivue SPO2 |  |  |  |  | MODULESPO2-Philips-Intellivue SPO2 | PHILIPS | [7 empty] | Covered PM Repair - Biomedical | MHHS-Greater Heights
NO | NO |  |  |  | 009-33393 |  | Philips Healthcare | INTELLIVUE SPO2 MODULE |  | B53845 | GH - NICU | MHHS-Greater Heights |  |  |  | 009-33393 |  | Central & Greater Heights |  | GH - NICU | [5 empty] | PHYSIOLOGIC MONITOR MODULES, PULSE OXIMETRY |  | MODULESPO2-Philips-Intellivue SPO2 |  |  |  |  | MODULESPO2-Philips-Intellivue SPO2 | PHILIPS | [7 empty] | Covered PM Repair - Biomedical | MHHS-Greater Heights
NO | NO |  |  |  | 009-33394 |  | Philips Healthcare | INTELLIVUE SPO2 MODULE |  | B54140 | GH - NICU | MHHS-Greater Heights |  |  |  | 009-33394 |  | Central & Greater Heights |  | GH - NICU | [5 empty] | PHYSIOLOGIC MONITOR MODULES, PULSE OXIMETRY |  | MODULESPO2-Philips-Intellivue SPO2 |  |  |  |  | MODULESPO2-Philips-Intellivue SPO2 | PHILIPS | [7 empty] | Covered PM Repair - Biomedical | MHHS-Greater Heights
NO | NO |  |  |  | 009-33395 |  | Philips Healthcare | INTELLIVUE SPO2 MODULE |  | B53820 | GH - NICU | MHHS-Greater Heights |  |  |  | 009-33395 |  | Central & Greater Heights |  | GH - NICU | [5 empty] | PHYSIOLOGIC MONITOR MODULES, PULSE OXIMETRY |  | MODULESPO2-Philips-Intellivue SPO2 |  |  |  |  | MODULESPO2-Philips-Intellivue SPO2 | PHILIPS | [7 empty] | Covered PM Repair - Biomedical | MHHS-Greater Heights
NO | NO |  |  |  | 009-33396 |  | Philips Healthcare | INTELLIVUE SPO2 MODULE |  | B53836 | GH - NICU | MHHS-Greater Heights |  |  |  | 009-33396 |  | Central & Greater Heights |  | GH - NICU | [5 empty] | PHYSIOLOGIC MONITOR MODULES, PULSE OXIMETRY |  | MODULESPO2-Philips-Intellivue SPO2 |  |  |  |  | MODULESPO2-Philips-Intellivue SPO2 | PHILIPS | [7 empty] | Covered PM Repair - Biomedical | MHHS-Greater Heights
YES | YES |  |  |  | 005-12334 | 005-12334 | Philips Healthcare | Intellivue X2 |  | DE654U8370 | ER |  |  |  |  | 005-12334 | 005-12334 | Southeast | Memorial Hermann Convenient Care Center in League City (League City CCC) | ER | Nurse Station | 2/1/20 |  | 2/1/21
NO | YES |  |  |  | 151-02731 | 151-02731 | Philips Healthcare | INTELLIVUE X3 |  | DE61136313 | CY-Cardiac Cath Lab | MHHS-Cypress |  | Monitor, Cardiac, Portable |  | 151-02731 | 151-02731 | Northwest | MHHS-Cypress | CY-Cardiac Cath Lab | Cardiac imaging | 12/5/19 |  |  |  | MONITORS, PHYSIOLOGIC, VITAL SIGNS | Monitor, Cardiac, Portable | MONITORCARDIAPORTABLE-Philips-IntelliVue X3 | MONITORCARDIAPORTABLE | IntelliVue X3 |  |  |  | PHILIPS | Monitor, Cardiac, Portable |  | MONITORCARDIAPORTABLE-Philips-IntelliVue X3 |  |  |  | MCP-A | Covered PM Repair - Biomedical | MHHS-Cypress | [8 empty] | MONITORCARDIAPORTABLE | Monitor, Cardiac, Portable | PHILIPS
NO | YES |  |  |  | 151-02732 | 151-02732 | Philips Healthcare | INTELLIVUE X3 |  | DE61136375 | CY-Cardiac Cath Lab | MHHS-Cypress |  | Monitor, Cardiac, Portable |  | 151-02732 | 151-02732 | Northwest | MHHS-Cypress | CY-Cardiac Cath Lab | CVR 5 | 12/5/19 |  |  |  | MONITORS, PHYSIOLOGIC, VITAL SIGNS | Monitor, Cardiac, Portable | MONITORCARDIAPORTABLE-Philips-IntelliVue X3 | MONITORCARDIAPORTABLE | IntelliVue X3 |  |  |  | PHILIPS | Monitor, Cardiac, Portable |  | MONITORCARDIAPORTABLE-Philips-IntelliVue X3 |  |  |  | MCP-A | Covered PM Repair - Biomedical | MHHS-Cypress | [8 empty] | MONITORCARDIAPORTABLE | Monitor, Cardiac, Portable | PHILIPS
NO | YES |  |  |  | 151-02733 | 151-02733 | Philips Healthcare | INTELLIVUE X3 |  | DE61136309 | CY-Cardiac Cath Lab | MHHS-Cypress |  | Monitor, Cardiac, Portable |  | 151-02733 | 151-02733 | Northwest | MHHS-Cypress | CY-Cardiac Cath Lab | Rm 1 | 12/5/19 |  |  |  | MONITORS, PHYSIOLOGIC, VITAL SIGNS | Monitor, Cardiac, Portable | MONITORCARDIAPORTABLE-Philips-IntelliVue X3 | MONITORCARDIAPORTABLE | IntelliVue X3 |  |  |  | PHILIPS | Monitor, Cardiac, Portable |  | MONITORCARDIAPORTABLE-Philips-IntelliVue X3 |  | 9/6/19 |  | MCP-A | Covered PM Repair - Biomedical | MHHS-Cypress | [8 empty] | MONITORCARDIAPORTABLE | Monitor, Cardiac, Portable | PHILIPS
NO | YES |  |  |  | 151-02734 | 151-02734 | Philips Healthcare | INTELLIVUE X3 |  | DE61136027 | CY-ICU | MHHS-Cypress |  | Monitor, Cardiac, Portable |  | 151-02734 | 151-02734 | Northwest | MHHS-Cypress | CY-ICU | ICU 5 | 12/1/19 | 12/1/20 |  |  | MONITORS, PHYSIOLOGIC, VITAL SIGNS | Monitor, Cardiac, Portable | MONITORCARDIAPORTABLE-Philips-IntelliVue X3 | MONITORCARDIAPORTABLE | IntelliVue X3 |  |  |  | PHILIPS | Monitor, Cardiac, Portable |  | MONITORCARDIAPORTABLE-Philips-IntelliVue X3 |  |  |  | MCP-A | Clinical Miscellaneous | MHHS-Cypress | [8 empty] | MONITORCARDIAPORTABLE | Monitor, Cardiac, Portable | PHILIPS
NO | YES |  |  |  | 151-02735 | 151-02735 | Philips Healthcare | INTELLIVUE X3 |  | DE61136306 | CY-Cardiac Cath Lab | MHHS-Cypress |  | Monitor, Cardiac, Portable |  | 151-02735 | 151-02735 | Northwest | MHHS-Cypress | CY-Cardiac Cath Lab | CVR 1 | 12/6/19 |  |  |  | MONITORS, PHYSIOLOGIC, VITAL SIGNS | Monitor, Cardiac, Portable | MONITORCARDIAPORTABLE-Philips-IntelliVue X3 | MONITORCARDIAPORTABLE | IntelliVue X3 |  |  |  | PHILIPS | Monitor, Cardiac, Portable |  | MONITORCARDIAPORTABLE-Philips-IntelliVue X3 |  |  |  | MCP-A | Clinical Miscellaneous | MHHS-Cypress | [8 empty] | MONITORCARDIAPORTABLE | Monitor, Cardiac, Portable | PHILIPS
NO | YES |  |  |  | 151-02736 | 151-02736 | Philips Healthcare | INTELLIVUE X3 |  | DE61136310 | CY-Cardiac Cath Lab | MHHS-Cypress |  | Monitor, Cardiac, Portable |  | 151-02736 | 151-02736 | Northwest | MHHS-Cypress | CY-Cardiac Cath Lab | Cvr 7 | 12/1/19 | 12/1/20 |  |  | MONITORS, PHYSIOLOGIC, VITAL SIGNS | Monitor, Cardiac, Portable | MONITORCARDIAPORTABLE-Philips-IntelliVue X3 | MONITORCARDIAPORTABLE | IntelliVue X3 |  |  |  | PHILIPS | Monitor, Cardiac, Portable |  | MONITORCARDIAPORTABLE-Philips-IntelliVue X3 |  |  |  | MCP-A | Clinical Miscellaneous | MHHS-Cypress | [8 empty] | MONITORCARDIAPORTABLE | Monitor, Cardiac, Portable | PHILIPS
NO | YES |  |  |  | 151-02737 | 151-02737 | Philips Healthcare | INTELLIVUE X3 |  | DE61136384 | CY-Cardiac Cath Lab | MHHS-Cypress |  | Monitor, Cardiac, Portable |  | 151-02737 | 151-02737 | Northwest | MHHS-Cypress | CY-Cardiac Cath Lab | Cardiac imaging | 12/5/19 |  |  |  | MONITORS, PHYSIOLOGIC, VITAL SIGNS | Monitor, Cardiac, Portable | MONITORCARDIAPORTABLE-Philips-IntelliVue X3 | MONITORCARDIAPORTABLE | IntelliVue X3 |  |  |  | PHILIPS | Monitor, Cardiac, Portable |  | MONITORCARDIAPORTABLE-Philips-IntelliVue X3 |  |  |  | MCP-A | Clinical Miscellaneous | MHHS-Cypress | [8 empty] | MONITORCARDIAPORTABLE | Monitor, Cardiac, Portable | PHILIPS
NO | YES |  |  |  | 151-02742 | 151-02742 | Philips Healthcare | INTELLIVUE X3 |  | DE61135736 | CY-ICU | MHHS-Cypress |  | Monitor, Cardiac, Portable |  | 151-02742 | 151-02742 | Northwest | MHHS-Cypress | CY-ICU | ICU 4 |  |  |  |  | MONITORS, PHYSIOLOGIC, VITAL SIGNS | Monitor, Cardiac, Portable | MONITORCARDIAPORTABLE-Philips-IntelliVue X3 | MONITORCARDIAPORTABLE | IntelliVue X3 |  |  |  | PHILIPS | Monitor, Cardiac, Portable |  | MONITORCARDIAPORTABLE-Philips-IntelliVue X3 |  |  |  | MCP-A | Clinical Miscellaneous | MHHS-Cypress | [8 empty] | MONITORCARDIAPORTABLE | Monitor, Cardiac, Portable | PHILIPS
NO | YES |  |  |  | 151-02743 | 151-02743 | Philips Healthcare | INTELLIVUE X3 |  | DE61135640 | CY-Cardiac Cath Lab | MHHS-Cypress |  | Monitor, Cardiac, Portable |  | 151-02743 | 151-02743 | Northwest | MHHS-Cypress | CY-Cardiac Cath Lab | CV 4 | 12/5/19 |  |  |  | MONITORS, PHYSIOLOGIC, VITAL SIGNS | Monitor, Cardiac, Portable | MONITORCARDIAPORTABLE-Philips-IntelliVue X3 | MONITORCARDIAPORTABLE | IntelliVue X3 |  |  |  | PHILIPS | Monitor, Cardiac, Portable |  | MONITORCARDIAPORTABLE-Philips-IntelliVue X3 |  |  |  | MCP-A | Clinical Miscellaneous | MHHS-Cypress | [8 empty] | MONITORCARDIAPORTABLE | Monitor, Cardiac, Portable | PHILIPS
NO | YES |  |  |  | 151-02745 | 151-02745 | Philips Healthcare | INTELLIVUE X3 |  | DE61135748 | CY-Cardiac Cath Lab | MHHS-Cypress |  | Monitor, Cardiac, Portable |  | 151-02745 | 151-02745 | Northwest | MHHS-Cypress | CY-Cardiac Cath Lab | Cvr 2 | 12/5/19 |  |  |  | MONITORS, PHYSIOLOGIC, VITAL SIGNS | Monitor, Cardiac, Portable | MONITORCARDIAPORTABLE-Philips-IntelliVue X3 | MONITORCARDIAPORTABLE | IntelliVue X3 |  |  |  | PHILIPS | Monitor, Cardiac, Portable |  | MONITORCARDIAPORTABLE-Philips-IntelliVue X3 |  |  |  | MCP-A | Clinical Miscellaneous | MHHS-Cypress | [8 empty] | MONITORCARDIAPORTABLE | Monitor, Cardiac, Portable | PHILIPS
NO | YES |  |  |  | 151-02746 | 151-02746 | Philips Healthcare | INTELLIVUE X3 |  | DE61136293 | CY-Central Supply | MHHS-Cypress |  | Monitor, Cardiac, Portable |  | 151-02746 | 151-02746 | Northwest | MHHS-Cypress | CY-Central Supply | ICU 18 | 12/1/19 | 12/1/20 |  |  | MONITORS, PHYSIOLOGIC, VITAL SIGNS | Monitor, Cardiac, Portable | MONITORCARDIAPORTABLE-Philips-IntelliVue X3 | MONITORCARDIAPORTABLE | IntelliVue X3 |  |  |  | PHILIPS | Monitor, Cardiac, Portable |  | MONITORCARDIAPORTABLE-Philips-IntelliVue X3 |  |  |  | MCP-A | Covered PM Repair - Biomedical | MHHS-Cypress | [8 empty] | MONITORCARDIAPORTABLE | Monitor, Cardiac, Portable | PHILIPS
NO | YES |  |  |  | 151-02747 | 151-02747 | Philips Healthcare | INTELLIVUE X3 |  | DE61136269 | CY-ICU | MHHS-Cypress |  | Monitor, Cardiac, Portable |  | 151-02747 | 151-02747 | Northwest | MHHS-Cypress | CY-ICU | ICU 3 | 12/1/19 | 12/1/20 |  |  | MONITORS, PHYSIOLOGIC, VITAL SIGNS | Monitor, Cardiac, Portable | MONITORCARDIAPORTABLE-Philips-IntelliVue X3 | MONITORCARDIAPORTABLE | IntelliVue X3 |  |  |  | PHILIPS | Monitor, Cardiac, Portable |  | MONITORCARDIAPORTABLE-Philips-IntelliVue X3 |  |  |  | MCP-A | Covered PM Repair - Biomedical | MHHS-Cypress | [8 empty] | MONITORCARDIAPORTABLE | Monitor, Cardiac, Portable | PHILIPS
NO | YES |  |  |  | 151-02852 | 151-02852 | Philips Healthcare | INTELLIVUE X3 |  | DE61142289 | CY-Cardiac Cath Lab | MHHS-Cypress |  | Monitor, Cardiac, Portable |  | 151-02852 | 151-02852 | Northwest | MHHS-Cypress | CY-Cardiac Cath Lab | CV 3 | 12/5/19 |  |  |  | MONITORS, PHYSIOLOGIC, VITAL SIGNS | Monitor, Cardiac, Portable | MONITORCARDIAPORTABLE-Philips-IntelliVue X3 | MONITORCARDIAPORTABLE | IntelliVue X3 |  |  |  | PHILIPS | Monitor, Cardiac, Portable |  | MONITORCARDIAPORTABLE-Philips-IntelliVue X3 |  |  |  | MCP-A | Covered PM Repair - Biomedical | MHHS-Cypress | [8 empty] | MONITORCARDIAPORTABLE | Monitor, Cardiac, Portable | PHILIPS
NO | YES |  |  |  | 151-02853 | 151-02853 | Philips Healthcare | INTELLIVUE X3 |  | DE61142197 | CY-Cardiac Cath Lab | MHHS-Cypress |  | Monitor, Cardiac, Portable |  | 151-02853 | 151-02853 | Northwest | MHHS-Cypress | CY-Cardiac Cath Lab | Cvr 6 | 2/1/20 | 2/1/21 |  |  | MONITORS, PHYSIOLOGIC, VITAL SIGNS | Monitor, Cardiac, Portable | MONITORCARDIAPORTABLE-Philips-IntelliVue X3 | MONITORCARDIAPORTABLE | IntelliVue X3 |  |  |  | PHILIPS | Monitor, Cardiac, Portable |  | MONITORCARDIAPORTABLE-Philips-IntelliVue X3 |  |  |  | MCP-A | Covered PM Repair - Biomedical | MHHS-Cypress | [8 empty] | MONITORCARDIAPORTABLE | Monitor, Cardiac, Portable | PHILIPS
NO | YES |  |  |  | 151-02854 | 151-02854 | Philips Healthcare | INTELLIVUE X3 |  | DE61142502 | CY-Cardiac Cath Lab | MHHS-Cypress |  | Monitor, Cardiac, Portable |  | 151-02854 | 151-02854 | Northwest | MHHS-Cypress | CY-Cardiac Cath Lab | Cath lab 1 | 2/1/19 | 2/1/20 |  |  | MONITORS, PHYSIOLOGIC, VITAL SIGNS | Monitor, Cardiac, Portable | MONITORCARDIAPORTABLE-Philips-IntelliVue X3 | MONITORCARDIAPORTABLE | IntelliVue X3 |  |  |  | PHILIPS | Monitor, Cardiac, Portable |  | MONITORCARDIAPORTABLE-Philips-IntelliVue X3 |  |  |  | MCP-A | Covered PM Repair - Biomedical | MHHS-Cypress | [8 empty] | MONITORCARDIAPORTABLE | Monitor, Cardiac, Portable | PHILIPS
NO | YES |  |  |  | 151-02855 | 151-02855 | Philips Healthcare | INTELLIVUE X3 |  | DE61142361 | CY-Endoscopy | MHHS-Cypress |  | Monitor, Cardiac, Portable |  | 151-02855 | 151-02855 | Northwest | MHHS-Cypress | CY-Endoscopy | Supply Room | 2/1/19 | 2/1/20 |  |  | MONITORS, PHYSIOLOGIC, VITAL SIGNS | Monitor, Cardiac, Portable | MONITORCARDIAPORTABLE-Philips-IntelliVue X3 | MONITORCARDIAPORTABLE | IntelliVue X3 |  |  |  | PHILIPS | Monitor, Cardiac, Portable |  | MONITORCARDIAPORTABLE-Philips-IntelliVue X3 |  | 1/1/11 |  | MCP-A | Covered PM Repair - Biomedical | MHHS-Cypress | [8 empty] | MONITORCARDIAPORTABLE | Monitor, Cardiac, Portable | PHILIPS
NO | YES |  |  |  | 151-02730 | 151-02730 | Philips Healthcare | INTELLIVUE X3 |  | DE61136370 | CY-ER | MHHS-Cypress |  | Monitor, Cardiac, Portable |  | 151-02730 | 151-02730 | Northwest | MHHS-Cypress | CY-ER | Trauma 2 | 12/1/19 |  |  |  | MONITORS, PHYSIOLOGIC, VITAL SIGNS | Monitor, Cardiac, Portable | MONITORCARDIAPORTABLE-Philips-IntelliVue X3 | MONITORCARDIAPORTABLE | IntelliVue X3 |  |  |  | PHILIPS | Monitor, Cardiac, Portable |  | MONITORCARDIAPORTABLE-Philips-IntelliVue X3 |  |  |  | MCP-A | Covered PM Repair - Biomedical | MHHS-Cypress | [8 empty] | MONITORCARDIAPORTABLE | Monitor, Cardiac, Portable | PHILIPS
NO | YES |  |  |  | 151-02744 | 151-02744 | Philips Healthcare | INTELLIVUE X3 |  | DE61135628 | CY-ER | MHHS-Cypress |  | Monitor, Cardiac, Portable |  | 151-02744 | 151-02744 | Northwest | MHHS-Cypress | CY-ER | Trauma 1 | 12/1/19 | 12/1/20 |  |  | MONITORS, PHYSIOLOGIC, VITAL SIGNS | Monitor, Cardiac, Portable | MONITORCARDIAPORTABLE-Philips-IntelliVue X3 | MONITORCARDIAPORTABLE | IntelliVue X3 |  |  |  | PHILIPS | Monitor, Cardiac, Portable |  | MONITORCARDIAPORTABLE-Philips-IntelliVue X3 |  |  |  | MCP-A | Covered PM Repair - Biomedical | MHHS-Cypress | [8 empty] | MONITORCARDIAPORTABLE | Monitor, Cardiac, Portable | PHILIPS
NO | YES |  |  |  | 151-02748 | 151-02748 | Philips Healthcare | INTELLIVUE X3 |  | DE61136275 | CY-ER | MHHS-Cypress |  | Monitor, Cardiac, Portable |  | 151-02748 | 151-02748 | Northwest | MHHS-Cypress | CY-ER | Er room 4 | 12/1/19 | 2/1/20 |  |  | MONITORS, PHYSIOLOGIC, VITAL SIGNS | Monitor, Cardiac, Portable | MONITORCARDIAPORTABLE-Philips-IntelliVue X3 | MONITORCARDIAPORTABLE | IntelliVue X3 |  |  |  | PHILIPS | Monitor, Cardiac, Portable |  | MONITORCARDIAPORTABLE-Philips-IntelliVue X3 |  |  |  | MCP-A | Covered PM Repair - Biomedical | MHHS-Cypress | [8 empty] | MONITORCARDIAPORTABLE | Monitor, Cardiac, Portable | PHILIPS
NO | YES |  |  |  | 151-02749 | 151-02749 | Philips Healthcare | INTELLIVUE X3 |  | DE61136294 | CY-ER | MHHS-Cypress |  | Monitor, Cardiac, Portable |  | 151-02749 | 151-02749 | Northwest | MHHS-Cypress | CY-ER | Trauma three | 12/1/19 | 12/1/20 |  |  | MONITORS, PHYSIOLOGIC, VITAL SIGNS | Monitor, Cardiac, Portable | MONITORCARDIAPORTABLE-Philips-IntelliVue X3 | MONITORCARDIAPORTABLE | IntelliVue X3 |  |  |  | PHILIPS | Monitor, Cardiac, Portable |  | MONITORCARDIAPORTABLE-Philips-IntelliVue X3 |  |  |  | MCP-A | Covered PM Repair - Biomedical | MHHS-Cypress | [8 empty] | MONITORCARDIAPORTABLE | Monitor, Cardiac, Portable | PHILIPS
NO | YES |  |  |  | 151-03273 | 151-03273 | Philips Healthcare | INTELLIVUE X3 |  | DE61159740 | CY-ICU | MHHS-Cypress |  | Monitor, Cardiac, Portable |  | 151-03273 | 151-03273 | Northwest | MHHS-Cypress | CY-ICU | ICU 11 | 6/1/19 | 6/1/20 |  |  | MONITORS, PHYSIOLOGIC, VITAL SIGNS | Monitor, Cardiac, Portable | MONITORCARDIAPORTABLE-Philips-IntelliVue X3 | MONITORCARDIAPORTABLE | IntelliVue X3 |  |  |  | PHILIPS | Monitor, Cardiac, Portable |  | MONITORCARDIAPORTABLE-Philips-IntelliVue X3 |  |  |  | MCP-A | Covered PM Repair - Biomedical | MHHS-Cypress | [8 empty] | MONITORCARDIAPORTABLE | Monitor, Cardiac, Portable | PHILIPS
NO | YES |  |  |  | 151-03276 | 151-03276 | Philips Healthcare | INTELLIVUE X3 |  | DE61160064 | CY-ICU | MHHS-Cypress |  | Monitor, Cardiac, Portable |  | 151-03276 | 151-03276 | Northwest | MHHS-Cypress | CY-ICU | ICU 20 | 6/1/19 | 6/1/20 |  |  | MONITORS, PHYSIOLOGIC, VITAL SIGNS | Monitor, Cardiac, Portable | MONITORCARDIAPORTABLE-Philips-IntelliVue X3 | MONITORCARDIAPORTABLE | IntelliVue X3 |  |  |  | PHILIPS | Monitor, Cardiac, Portable |  | MONITORCARDIAPORTABLE-Philips-IntelliVue X3 |  |  |  | MCP-A | Covered PM Repair - Biomedical | MHHS-Cypress | [8 empty] | MONITORCARDIAPORTABLE | Monitor, Cardiac, Portable | PHILIPS
NO | YES |  |  |  | 151-03279 | 151-03279 | Philips Healthcare | INTELLIVUE X3 |  | DE61159745 | CY-ICU | MHHS-Cypress |  | Monitor, Cardiac, Portable |  | 151-03279 | 151-03279 | Northwest | MHHS-Cypress | CY-ICU | ICU 7 | 6/1/19 | 6/1/20 |  |  | MONITORS, PHYSIOLOGIC, VITAL SIGNS | Monitor, Cardiac, Portable | MONITORCARDIAPORTABLE-Philips-IntelliVue X3 | MONITORCARDIAPORTABLE | IntelliVue X3 |  |  |  | PHILIPS | Monitor, Cardiac, Portable |  | MONITORCARDIAPORTABLE-Philips-IntelliVue X3 |  | 7/1/17 |  | MCP-A | Covered PM Repair - Biomedical | MHHS-Cypress | [8 empty] | MONITORCARDIAPORTABLE | Monitor, Cardiac, Portable | PHILIPS
NO | YES |  |  |  | 009-33701 | 009-33701 | Philips Healthcare | INTELLIVUE X3 |  | DE61143984 | GH-CV ICU | MHHS-Greater Heights |  | Monitor, Cardiac, Portable |  | 009-33701 | 009-33701 | Central | MHHS-Greater Heights | GH-CV ICU | Hallway | 3/1/20 |  | 3/1/21 |  | MONITORS, PHYSIOLOGIC, VITAL SIGNS | Monitor, Cardiac, Portable | MONITORCARDIAPORTABLE-Philips-IntelliVue X3 | MONITORCARDIAPORTABLE | IntelliVue X3 |  |  |  | PHILIPS | Monitor, Cardiac, Portable |  | MONITORCARDIAPORTABLE-Philips-IntelliVue X3 |  |  |  | MCP-A | Covered PM Repair - Biomedical | MHHS-Greater Heights | [8 empty] | MONITORCARDIAPORTABLE | Monitor, Cardiac, Portable | PHILIPS
NO | YES |  |  |  | 041-32070 | 041-32070 | Philips Healthcare | INTELLIVUE X3 |  | DE61122192 | MEMORIAL CITY - MHT - NICU | MHHS-Mem City |  | Monitor, Cardiac, Portable |  | 041-32070 | 041-32070 | West | Memorial Hermann Memorial City Medical Center | MEMORIAL CITY - MHT - NICU | MEMORIAL CITY- MHT - NICU |  |  |  |  | MONITORS, PHYSIOLOGIC, VITAL SIGNS |  | MONITORCARDIAPORTABLE-Philips-IntelliVue X3 | MONITORCARDIAPORTABLE | IntelliVue X3 |  |  |  | PHILIPS | Monitor, Cardiac, Portable |  | MONITORCARDIAPORTABLE-Philips-IntelliVue X3 |  |  |  |  | Covered PM Repair - Biomedical | MHHS-Mem City
NO | YES |  |  |  | 005-34473 | 005-34473 | Philips Healthcare | INTELLIVUE X3 |  | DE69473438 | SE-ICU | MHHS-Southeast |  | Monitor, Cardiac, Portable |  | 005-34473 | 005-34473 | Southeast | MHHS-Southeast | SE-ICU | OR14 | 10/1/19 |  |  |  | MONITORS, PHYSIOLOGIC, VITAL SIGNS |  | MONITORCARDIAPORTABLE-Philips-IntelliVue X3 | MONITORCARDIAPORTABLE | IntelliVue X3 |  |  |  | PHILIPS | Monitor, Cardiac, Portable |  | MONITORCARDIAPORTABLE-Philips-IntelliVue X3 |  |  |  |  | Covered PM Repair - Biomedical | MHHS-Southeast
NO | YES |  |  |  | 005-34476 | 005-34476 | Philips Healthcare | INTELLIVUE X3 |  | DE69473441 | SE-OR | MHHS-Southeast |  | Monitor, Cardiac, Portable |  | 005-34476 | 005-34476 | Southeast | MHHS-Southeast | SE-OR | Hybrid Ii | 10/1/19 |  | 10/1/22 |  | MONITORS, PHYSIOLOGIC, VITAL SIGNS |  | MONITORCARDIAPORTABLE-Philips-IntelliVue X3 | MONITORCARDIAPORTABLE | IntelliVue X3 |  |  |  | PHILIPS | Monitor, Cardiac, Portable |  | MONITORCARDIAPORTABLE-Philips-IntelliVue X3 |  |  |  |  | Covered PM Repair - Biomedical | MHHS-Southeast
NO | YES |  |  |  | 005-34477 | 005-34477 | Philips Healthcare | INTELLIVUE X3 |  | DE69473701 | SE-OR | MHHS-Southeast |  | Monitor, Cardiac, Portable |  | 005-34477 | 005-34477 | Southeast | MHHS-Southeast | SE-OR | Room 12 | 10/1/19 |  | 10/1/20 |  | MONITORS, PHYSIOLOGIC, VITAL SIGNS |  | MONITORCARDIAPORTABLE-Philips-IntelliVue X3 | MONITORCARDIAPORTABLE | IntelliVue X3 |  |  |  | PHILIPS | Monitor, Cardiac, Portable |  | MONITORCARDIAPORTABLE-Philips-IntelliVue X3 |  | 5/3/18 |  |  | Covered PM Repair - Biomedical | MHHS-Southeast
NO | YES |  |  |  | 005-34478 | 005-34478 | Philips Healthcare | INTELLIVUE X3 |  | DE69473433 | SE-OR-PACU | MHHS-Southeast |  | Monitor, Cardiac, Portable |  | 005-34478 | 005-34478 | Southeast | MHHS-Southeast | SE-OR-PACU | Clean Utility | 10/1/19 |  | 10/1/20 |  | MONITORS, PHYSIOLOGIC, VITAL SIGNS |  | MONITORCARDIAPORTABLE-Philips-IntelliVue X3 | MONITORCARDIAPORTABLE | IntelliVue X3 |  |  |  | PHILIPS | Monitor, Cardiac, Portable |  | MONITORCARDIAPORTABLE-Philips-IntelliVue X3 |  |  |  |  | Covered PM Repair - Biomedical | MHHS-Southeast
NO | YES |  |  |  | 013-34035 | 013-34035 | Philips Healthcare | INTELLIVUE X3 |  | DE69470328 | SW-ICU-Neuro & Stroke | MHHS-Southwest |  | Monitor, Cardiac, Portable |  | 013-34035 | 013-34035 | Southwest | MHHS-Southwest | SW-ICU-Neuro & Stroke | Room H7 - ICU 47 | 9/1/19 |  | 9/1/20 |  | MONITORS, PHYSIOLOGIC, VITAL SIGNS | Monitor, Cardiac, Portable | MONITORCARDIAPORTABLE-Philips-IntelliVue X3 | MONITORCARDIAPORTABLE | IntelliVue X3 |  |  |  | PHILIPS | Monitor, Cardiac, Portable |  | MONITORCARDIAPORTABLE-Philips-IntelliVue X3 |  | 10/1/17 |  | MCP-A | Covered PM Repair - Biomedical | MHHS-Southwest | [8 empty] | MONITORCARDIAPORTABLE | Monitor, Cardiac, Portable | PHILIPS
NO | YES |  |  |  | 013-34071 | 013-34071 | Philips Healthcare | INTELLIVUE X3 |  | DE69470337 | SW-ICU-Neuro & Stroke | MHHS-Southwest |  | Monitor, Cardiac, Portable |  | 013-34071 | 013-34071 | Southwest | MHHS-Southwest | SW-ICU-Neuro & Stroke | Rm 741 | 9/1/19 |  | 9/1/20 |  | MONITORS, PHYSIOLOGIC, VITAL SIGNS | Monitor, Cardiac, Portable | MONITORCARDIAPORTABLE-Philips-IntelliVue X3 | MONITORCARDIAPORTABLE | IntelliVue X3 |  |  |  | PHILIPS | Monitor, Cardiac, Portable |  | MONITORCARDIAPORTABLE-Philips-IntelliVue X3 |  |  |  | MCP-A | Covered PM Repair - Biomedical | MHHS-Southwest | [8 empty] | MONITORCARDIAPORTABLE | Monitor, Cardiac, Portable | PHILIPS
NO | YES |  |  |  | 013-34074 | 013-34074 | Philips Healthcare | INTELLIVUE X3 |  | DE69470283 | SW-ICU-Neuro & Stroke | MHHS-Southwest |  | Monitor, Cardiac, Portable |  | 013-34074 | 013-34074 | Southwest | MHHS-Southwest | SW-ICU-Neuro & Stroke | ICU 43 | 9/1/19 | 9/1/20 |  |  | MONITORS, PHYSIOLOGIC, VITAL SIGNS | Monitor, Cardiac, Portable | MONITORCARDIAPORTABLE-Philips-IntelliVue X3 | MONITORCARDIAPORTABLE | IntelliVue X3 |  |  |  | PHILIPS | Monitor, Cardiac, Portable |  | MONITORCARDIAPORTABLE-Philips-IntelliVue X3 |  |  |  | MCP-A | Covered PM Repair - Biomedical | MHHS-Southwest | [8 empty] | MONITORCARDIAPORTABLE | Monitor, Cardiac, Portable | PHILIPS
NO | YES |  |  |  | 013-34077 | 013-34077 | Philips Healthcare | INTELLIVUE X3 |  | DE69470344 | SW-ICU-Neuro & Stroke | MHHS-Southwest |  | Monitor, Cardiac, Portable |  | 013-34077 | 013-34077 | Southwest | MHHS-Southwest | SW-ICU-Neuro & Stroke | Rm 42 | 9/1/19 |  | 9/1/20 |  | MONITORS, PHYSIOLOGIC, VITAL SIGNS | Monitor, Cardiac, Portable | MONITORCARDIAPORTABLE-Philips-IntelliVue X3 | MONITORCARDIAPORTABLE | IntelliVue X3 |  |  |  | PHILIPS | Monitor, Cardiac, Portable |  | MONITORCARDIAPORTABLE-Philips-IntelliVue X3 |  |  |  | MCP-A | Covered PM Repair - Biomedical | MHHS-Southwest | [8 empty] | MONITORCARDIAPORTABLE | Monitor, Cardiac, Portable | PHILIPS
NO | YES |  |  |  | 129-07552 | 129-07552 | Philips Healthcare | INTELLIVUE X3 |  | DE61154159 | SUGAR LAND - DAY SURGERY | MHHS-Sugarland |  | Monitor, Cardiac, Portable |  | 129-07552 | 129-07552 | Sugar Land | Memorial Hermann Sugar Land Hospital | SUGAR LAND - DAY SURGERY | Pacu nurses station | 5/1/19 |  | 5/1/20 |  | MONITORS, PHYSIOLOGIC, VITAL SIGNS | Monitor, Cardiac, Portable | MONITORCARDIAPORTABLE-Philips-IntelliVue X3 | MONITORCARDIAPORTABLE | IntelliVue X3 |  |  |  | PHILIPS | Monitor, Cardiac, Portable |  | MONITORCARDIAPORTABLE-Philips-IntelliVue X3 |  |  |  | MCP-A | Covered PM Repair - Biomedical | MHHS-Sugarland | [8 empty] | MONITORCARDIAPORTABLE | Monitor, Cardiac, Portable | PHILIPS
NO | YES |  |  |  | 129-07558 | 129-07558 | Philips Healthcare | INTELLIVUE X3 |  | DE61154133 | Sugar Land-PACU | MHHS-Sugarland |  | Monitor, Cardiac, Portable |  | 129-07558 | 129-07558 | Sugar Land | MHHS-Sugarland | Sugar Land-PACU | Nurses station | 5/1/19 |  | 5/1/20 |  | MONITORS, PHYSIOLOGIC, VITAL SIGNS | Monitor, Cardiac, Portable | MONITORCARDIAPORTABLE-Philips-IntelliVue X3 | MONITORCARDIAPORTABLE | IntelliVue X3 |  |  |  | PHILIPS | Monitor, Cardiac, Portable |  | MONITORCARDIAPORTABLE-Philips-IntelliVue X3 |  | 4/1/17 |  | MCP-A | Covered PM Repair - Biomedical | MHHS-Sugarland | [8 empty] | MONITORCARDIAPORTABLE | Monitor, Cardiac, Portable | PHILIPS
NO | YES |  |  |  | 077-09922 | 077-09922 | Philips Healthcare | INTELLIVUE X3 |  | DE61106958 | TMC-Children's-Pedi Transport (7Hp) | MHHS-TMC |  | Monitor, Cardiac, Portable |  | 077-09922 | 077-09922 | TMC | MHHS-TMC | TMC-Children's-Pedi Transport (7Hp) |  | 7/12/19 |  |  |  | MONITORS, PHYSIOLOGIC, VITAL SIGNS |  | MONITORCARDIAPORTABLE-Philips-IntelliVue X3 | MONITORCARDIAPORTABLE | IntelliVue X3 |  |  |  | PHILIPS | Monitor, Cardiac, Portable |  | MONITORCARDIAPORTABLE-Philips-IntelliVue X3 |  |  | Verified 3/30/2020 4:07pm (Central) |  | Covered PM Repair - Biomedical | MHHS-TMC
NO | YES |  |  |  | 077-09923 | 077-09923 | Philips Healthcare | INTELLIVUE X3 |  | DE61107773 | TMC-Children's-Pedi Transport (7Hp) | MHHS-TMC |  | Monitor, Cardiac, Portable |  | 077-09923 | 077-09923 | TMC | MHHS-TMC | TMC-Children's-Pedi Transport (7Hp) |  | 7/12/19 |  |  |  | MONITORS, PHYSIOLOGIC, VITAL SIGNS |  | MONITORCARDIAPORTABLE-Philips-IntelliVue X3 | MONITORCARDIAPORTABLE | IntelliVue X3 |  |  |  | PHILIPS | Monitor, Cardiac, Portable |  | MONITORCARDIAPORTABLE-Philips-IntelliVue X3 |  |  | Verified 3/30/2020 4:07pm (Central) |  | Covered PM Repair - Biomedical | MHHS-TMC
NO | NO |  |  |  | 151-03270 |  | Philips Healthcare | INTELLIVUE X3 |  | DE61160191 | CY - ICU | MHHS-Cypress |  | Monitor, Cardiac, Portable |  | 151-03270 |  | Northwest & Cypress |  | CY - ICU | [5 empty] | MONITORS, PHYSIOLOGIC, VITAL SIGNS |  | MONITORCARDIAPORTABLE-Philips-IntelliVue X3 | MONITORCARDIAPORTABLE | IntelliVue X3 |  |  |  | PHILIPS | Monitor, Cardiac, Portable |  | MONITORCARDIAPORTABLE-Philips-IntelliVue X3 |  |  |  |  | Covered PM Repair - Biomedical | MHHS-Cypress
NO | NO |  |  |  | 009-33700 |  | Philips Healthcare | INTELLIVUE X3 |  | DE61144047 | GH - CV ICU | MHHS-Greater Heights |  | Monitor, Cardiac, Portable |  | 009-33700 |  | Central & Greater Heights |  | GH - CV ICU | [5 empty] | MONITORS, PHYSIOLOGIC, VITAL SIGNS |  | MONITORCARDIAPORTABLE-Philips-IntelliVue X3 | MONITORCARDIAPORTABLE | IntelliVue X3 |  |  |  | PHILIPS | Monitor, Cardiac, Portable |  | MONITORCARDIAPORTABLE-Philips-IntelliVue X3 |  |  |  |  | Covered PM Repair - Biomedical | MHHS-Greater Heights
NO | NO |  |  |  | 009-33705 |  | Philips Healthcare | INTELLIVUE X3 |  | DE61143994 | GH - ICU | MHHS-Greater Heights |  | Monitor, Cardiac, Portable |  | 009-33705 |  | Central & Greater Heights |  | GH - ICU | [5 empty] | MONITORS, PHYSIOLOGIC, VITAL SIGNS |  | MONITORCARDIAPORTABLE-Philips-IntelliVue X3 | MONITORCARDIAPORTABLE | IntelliVue X3 |  |  |  | PHILIPS | Monitor, Cardiac, Portable |  | MONITORCARDIAPORTABLE-Philips-IntelliVue X3 |  |  |  |  | Covered PM Repair - Biomedical | MHHS-Greater Heights
NO | NO |  |  |  | 009-33706 |  | Philips Healthcare | INTELLIVUE X3 |  | DE61144117 | GH - ICU | MHHS-Greater Heights |  | Monitor, Cardiac, Portable |  | 009-33706 |  | Central & Greater Heights |  | GH - ICU | [5 empty] | MONITORS, PHYSIOLOGIC, VITAL SIGNS |  | MONITORCARDIAPORTABLE-Philips-IntelliVue X3 | MONITORCARDIAPORTABLE | IntelliVue X3 |  |  |  | PHILIPS | Monitor, Cardiac, Portable |  | MONITORCARDIAPORTABLE-Philips-IntelliVue X3 |  |  |  |  | Covered PM Repair - Biomedical | MHHS-Greater Heights
NO | NO |  |  |  | 009-33707 |  | Philips Healthcare | INTELLIVUE X3 |  | DE61144106 | GH - ICU | MHHS-Greater Heights |  | Monitor, Cardiac, Portable |  | 009-33707 |  | Central & Greater Heights |  | GH - ICU | [5 empty] | MONITORS, PHYSIOLOGIC, VITAL SIGNS |  | MONITORCARDIAPORTABLE-Philips-IntelliVue X3 | MONITORCARDIAPORTABLE | IntelliVue X3 |  |  |  | PHILIPS | Monitor, Cardiac, Portable |  | MONITORCARDIAPORTABLE-Philips-IntelliVue X3 |  |  |  |  | Covered PM Repair - Biomedical | MHHS-Greater Heights
NO | NO |  |  |  | 041-34355 |  | Philips Healthcare | INTELLIVUE X3 |  | DE61140260 | MEMORIAL CITY - DIGESTIVE DISEASE CENTER | MHHS-Mem City |  | Monitor, Cardiac, Portable |  | 041-34355 |  | West & Memorial City |  | MEMORIAL CITY - DIGESTIVE DISEASE CENTER | [5 empty] | MONITORS, PHYSIOLOGIC, VITAL SIGNS |  | MONITORCARDIAPORTABLE-Philips-IntelliVue X3 | MONITORCARDIAPORTABLE | IntelliVue X3 |  |  |  | PHILIPS | Monitor, Cardiac, Portable |  | MONITORCARDIAPORTABLE-Philips-IntelliVue X3 |  |  |  |  | Covered PM Repair - Biomedical | MHHS-Mem City
NO | NO |  |  |  | 041-34381 |  | Philips Healthcare | INTELLIVUE X3 |  | DE61140741 | MEMORIAL CITY - DIGESTIVE DISEASE CENTER | MHHS-Mem City |  | Monitor, Cardiac, Portable |  | 041-34381 |  | West & Memorial City |  | MEMORIAL CITY - DIGESTIVE DISEASE CENTER | [5 empty] | MONITORS, PHYSIOLOGIC, VITAL SIGNS |  | MONITORCARDIAPORTABLE-Philips-IntelliVue X3 | MONITORCARDIAPORTABLE | IntelliVue X3 |  |  |  | PHILIPS | Monitor, Cardiac, Portable |  | MONITORCARDIAPORTABLE-Philips-IntelliVue X3 |  |  |  |  | Covered PM Repair - Biomedical | MHHS-Mem City
NO | NO |  |  |  | 041-32071 |  | Philips Healthcare | INTELLIVUE X3 |  | DE61121954 | MEMORIAL CITY - MHT - NICU | MHHS-Mem City |  | Monitor, Cardiac, Portable |  | 041-32071 |  | West & Memorial City |  | MEMORIAL CITY - MHT - NICU | [5 empty] | MONITORS, PHYSIOLOGIC, VITAL SIGNS |  | MONITORCARDIAPORTABLE-Philips-IntelliVue X3 | MONITORCARDIAPORTABLE | IntelliVue X3 |  |  |  | PHILIPS | Monitor, Cardiac, Portable |  | MONITORCARDIAPORTABLE-Philips-IntelliVue X3 |  |  |  |  | Covered PM Repair - Biomedical | MHHS-Mem City
NO | NO |  |  |  | 041-32818 |  | Philips Healthcare | INTELLIVUE X3 |  | DE61130720 | MEMORIAL CITY - MOR RECOVERY | MHHS-Mem City |  | Monitor, Cardiac, Portable |  | 041-32818 |  | West & Memorial City |  | MEMORIAL CITY - MOR RECOVERY | [5 empty] | MONITORS, PHYSIOLOGIC, VITAL SIGNS |  | MONITORCARDIAPORTABLE-Philips-IntelliVue X3 | MONITORCARDIAPORTABLE | IntelliVue X3 |  |  |  | PHILIPS | Monitor, Cardiac, Portable |  | MONITORCARDIAPORTABLE-Philips-IntelliVue X3 |  |  |  |  | Covered PM Repair - Biomedical | MHHS-Mem City
NO | NO |  |  |  | 041-32819 |  | Philips Healthcare | INTELLIVUE X3 |  | DE61130689 | MEMORIAL CITY - MOR RECOVERY | MHHS-Mem City |  | Monitor, Cardiac, Portable |  | 041-32819 |  | West & Memorial City |  | MEMORIAL CITY - MOR RECOVERY | [5 empty] | MONITORS, PHYSIOLOGIC, VITAL SIGNS |  | MONITORCARDIAPORTABLE-Philips-IntelliVue X3 | MONITORCARDIAPORTABLE | IntelliVue X3 |  |  |  | PHILIPS | Monitor, Cardiac, Portable |  | MONITORCARDIAPORTABLE-Philips-IntelliVue X3 |  |  |  |  | Covered PM Repair - Biomedical | MHHS-Mem City
NO | NO |  |  |  | 005-34474 |  | Philips Healthcare | INTELLIVUE X3 |  | DE69473691 | SE - ICU | MHHS-Southeast |  | Monitor, Cardiac, Portable |  | 005-34474 |  | Southeast & Bay Area |  | SE - ICU | [5 empty] | MONITORS, PHYSIOLOGIC, VITAL SIGNS |  | MONITORCARDIAPORTABLE-Philips-IntelliVue X3 | MONITORCARDIAPORTABLE | IntelliVue X3 |  |  |  | PHILIPS | Monitor, Cardiac, Portable |  | MONITORCARDIAPORTABLE-Philips-IntelliVue X3 |  |  |  |  | Covered PM Repair - Biomedical | MHHS-Southeast
NO | NO |  |  |  | 005-34475 |  | Philips Healthcare | INTELLIVUE X3 |  | DE69473690 | SE - ICU | MHHS-Southeast |  | Monitor, Cardiac, Portable |  | 005-34475 |  | Southeast & Bay Area |  | SE - ICU | [5 empty] | MONITORS, PHYSIOLOGIC, VITAL SIGNS |  | MONITORCARDIAPORTABLE-Philips-IntelliVue X3 | MONITORCARDIAPORTABLE | IntelliVue X3 |  |  |  | PHILIPS | Monitor, Cardiac, Portable |  | MONITORCARDIAPORTABLE-Philips-IntelliVue X3 |  |  |  |  | Covered PM Repair - Biomedical | MHHS-Southeast
NO | NO |  |  |  | 005-33818 |  | Philips Healthcare | INTELLIVUE X3 |  | DE61123384 | SE - ICU - CVICU | MHHS-Southeast |  | Monitor, Cardiac, Portable |  | 005-33818 |  | Southeast & Bay Area |  | SE - ICU - CVICU | [5 empty] | MONITORS, PHYSIOLOGIC, VITAL SIGNS |  | MONITORCARDIAPORTABLE-Philips-IntelliVue X3 | MONITORCARDIAPORTABLE | IntelliVue X3 |  |  |  | PHILIPS | Monitor, Cardiac, Portable |  | MONITORCARDIAPORTABLE-Philips-IntelliVue X3 |  |  |  |  | Covered PM Repair - Biomedical | MHHS-Southeast
NO | NO |  |  |  | 005-33820 |  | Philips Healthcare | INTELLIVUE X3 |  | DE61123386 | SE - ICU - CVICU | MHHS-Southeast |  | Monitor, Cardiac, Portable |  | 005-33820 |  | Southeast & Bay Area |  | SE - ICU - CVICU | [5 empty] | MONITORS, PHYSIOLOGIC, VITAL SIGNS |  | MONITORCARDIAPORTABLE-Philips-IntelliVue X3 | MONITORCARDIAPORTABLE | IntelliVue X3 |  |  |  | PHILIPS | Monitor, Cardiac, Portable |  | MONITORCARDIAPORTABLE-Philips-IntelliVue X3 |  |  |  |  | Covered PM Repair - Biomedical | MHHS-Southeast
NO | NO |  |  |  | 005-33824 |  | Philips Healthcare | INTELLIVUE X3 |  | DE61123379 | SE - ICU - CVICU | MHHS-Southeast |  | Monitor, Cardiac, Portable |  | 005-33824 |  | Southeast & Bay Area |  | SE - ICU - CVICU | [5 empty] | MONITORS, PHYSIOLOGIC, VITAL SIGNS |  | MONITORCARDIAPORTABLE-Philips-IntelliVue X3 | MONITORCARDIAPORTABLE | IntelliVue X3 |  |  |  | PHILIPS | Monitor, Cardiac, Portable |  | MONITORCARDIAPORTABLE-Philips-IntelliVue X3 |  |  |  |  | Covered PM Repair - Biomedical | MHHS-Southeast
NO | NO |  |  |  | 005-33815 |  | Philips Healthcare | INTELLIVUE X3 |  | DE61123383 | SE - IMCU | MHHS-Southeast |  | Monitor, Cardiac, Portable |  | 005-33815 |  | Southeast & Bay Area |  | SE - IMCU | [5 empty] | MONITORS, PHYSIOLOGIC, VITAL SIGNS |  | MONITORCARDIAPORTABLE-Philips-IntelliVue X3 | MONITORCARDIAPORTABLE | IntelliVue X3 |  |  |  | PHILIPS | Monitor, Cardiac, Portable |  | MONITORCARDIAPORTABLE-Philips-IntelliVue X3 |  |  |  |  | Covered PM Repair - Biomedical | MHHS-Southeast
NO | NO |  |  |  | 005-33827 |  | Philips Healthcare | INTELLIVUE X3 |  | DE61123374 | SE - IMCU | MHHS-Southeast |  | Monitor, Cardiac, Portable |  | 005-33827 |  | Southeast & Bay Area |  | SE - IMCU | [5 empty] | MONITORS, PHYSIOLOGIC, VITAL SIGNS |  | MONITORCARDIAPORTABLE-Philips-IntelliVue X3 | MONITORCARDIAPORTABLE | IntelliVue X3 |  |  |  | PHILIPS | Monitor, Cardiac, Portable |  | MONITORCARDIAPORTABLE-Philips-IntelliVue X3 |  |  |  |  | Covered PM Repair - Biomedical | MHHS-Southeast
NO | NO |  |  |  | 005-33829 |  | Philips Healthcare | INTELLIVUE X3 |  | DE61123399 | SE - IMCU | MHHS-Southeast |  | Monitor, Cardiac, Portable |  | 005-33829 |  | Southeast & Bay Area |  | SE - IMCU | [5 empty] | MONITORS, PHYSIOLOGIC, VITAL SIGNS |  | MONITORCARDIAPORTABLE-Philips-IntelliVue X3 | MONITORCARDIAPORTABLE | IntelliVue X3 |  |  |  | PHILIPS | Monitor, Cardiac, Portable |  | MONITORCARDIAPORTABLE-Philips-IntelliVue X3 |  |  |  |  | Covered PM Repair - Biomedical | MHHS-Southeast
NO | NO |  |  |  | 005-33834 |  | Philips Healthcare | INTELLIVUE X3 |  | DE61123391 | SE - IMCU | MHHS-Southeast |  | Monitor, Cardiac, Portable |  | 005-33834 |  | Southeast & Bay Area |  | SE - IMCU | [5 empty] | MONITORS, PHYSIOLOGIC, VITAL SIGNS |  | MONITORCARDIAPORTABLE-Philips-IntelliVue X3 | MONITORCARDIAPORTABLE | IntelliVue X3 |  |  |  | PHILIPS | Monitor, Cardiac, Portable |  | MONITORCARDIAPORTABLE-Philips-IntelliVue X3 |  |  |  |  | Covered PM Repair - Biomedical | MHHS-Southeast
NO | NO |  |  |  | 005-33930 |  | Philips Healthcare | INTELLIVUE X3 |  | DE61141823 | SE - OR | MHHS-Southeast |  | Monitor, Cardiac, Portable |  | 005-33930 |  | Southeast & Bay Area |  | SE - OR | [5 empty] | MONITORS, PHYSIOLOGIC, VITAL SIGNS |  | MONITORCARDIAPORTABLE-Philips-IntelliVue X3 | MONITORCARDIAPORTABLE | IntelliVue X3 |  |  |  | PHILIPS | Monitor, Cardiac, Portable |  | MONITORCARDIAPORTABLE-Philips-IntelliVue X3 |  |  |  |  | Covered PM Repair - Biomedical | MHHS-Southeast
NO | NO |  |  |  | 005-33936 |  | Philips Healthcare | INTELLIVUE X3 |  | DE61141939 | SE - OR | MHHS-Southeast |  | Monitor, Cardiac, Portable |  | 005-33936 |  | Southeast & Bay Area |  | SE - OR | [5 empty] | MONITORS, PHYSIOLOGIC, VITAL SIGNS |  | MONITORCARDIAPORTABLE-Philips-IntelliVue X3 | MONITORCARDIAPORTABLE | IntelliVue X3 |  |  |  | PHILIPS | Monitor, Cardiac, Portable |  | MONITORCARDIAPORTABLE-Philips-IntelliVue X3 |  |  |  |  | Covered PM Repair - Biomedical | MHHS-Southeast
NO | NO |  |  |  | 005-33939 |  | Philips Healthcare | INTELLIVUE X3 |  | DE61141822 | SE - OR | MHHS-Southeast |  | Monitor, Cardiac, Portable |  | 005-33939 |  | Southeast & Bay Area |  | SE - OR | [5 empty] | MONITORS, PHYSIOLOGIC, VITAL SIGNS |  | MONITORCARDIAPORTABLE-Philips-IntelliVue X3 | MONITORCARDIAPORTABLE | IntelliVue X3 |  |  |  | PHILIPS | Monitor, Cardiac, Portable |  | MONITORCARDIAPORTABLE-Philips-IntelliVue X3 |  |  |  |  | Covered PM Repair - Biomedical | MHHS-Southeast
NO | NO |  |  |  | 005-33948 |  | Philips Healthcare | INTELLIVUE X3 |  | DE61142447 | SE - OR - PREOP | MHHS-Southeast |  | Monitor, Cardiac, Portable |  | 005-33948 |  | Southeast & Bay Area |  | SE - OR - PREOP | [5 empty] | MONITORS, PHYSIOLOGIC, VITAL SIGNS |  | MONITORCARDIAPORTABLE-Philips-IntelliVue X3 | MONITORCARDIAPORTABLE | IntelliVue X3 |  |  |  | PHILIPS | Monitor, Cardiac, Portable |  | MONITORCARDIAPORTABLE-Philips-IntelliVue X3 |  |  |  |  | Covered PM Repair - Biomedical | MHHS-Southeast
NO | NO |  |  |  | 013-34039 |  | Philips Healthcare | INTELLIVUE X3 |  | DE69470386 | SW - ICU - NEURO & STROKE | MHHS-Southwest |  | Monitor, Cardiac, Portable |  | 013-34039 |  | Southwest |  | SW - ICU - NEURO & STROKE | [5 empty] | MONITORS, PHYSIOLOGIC, VITAL SIGNS |  | MONITORCARDIAPORTABLE-Philips-IntelliVue X3 | MONITORCARDIAPORTABLE | IntelliVue X3 |  |  |  | PHILIPS | Monitor, Cardiac, Portable |  | MONITORCARDIAPORTABLE-Philips-IntelliVue X3 |  |  |  |  | Covered PM Repair - Biomedical | MHHS-Southwest
NO | NO |  |  |  | 013-34043 |  | Philips Healthcare | INTELLIVUE X3 |  | DE69470341 | SW - ICU - NEURO & STROKE | MHHS-Southwest |  | Monitor, Cardiac, Portable |  | 013-34043 |  | Southwest |  | SW - ICU - NEURO & STROKE | [5 empty] | MONITORS, PHYSIOLOGIC, VITAL SIGNS |  | MONITORCARDIAPORTABLE-Philips-IntelliVue X3 | MONITORCARDIAPORTABLE | IntelliVue X3 |  |  |  | PHILIPS | Monitor, Cardiac, Portable |  | MONITORCARDIAPORTABLE-Philips-IntelliVue X3 |  |  |  |  | Covered PM Repair - Biomedical | MHHS-Southwest
NO | NO |  |  |  | 013-34046 |  | Philips Healthcare | INTELLIVUE X3 |  | DE69470327 | SW - ICU - NEURO & STROKE | MHHS-Southwest |  | Monitor, Cardiac, Portable |  | 013-34046 |  | Southwest |  | SW - ICU - NEURO & STROKE | [5 empty] | MONITORS, PHYSIOLOGIC, VITAL SIGNS |  | MONITORCARDIAPORTABLE-Philips-IntelliVue X3 | MONITORCARDIAPORTABLE | IntelliVue X3 |  |  |  | PHILIPS | Monitor, Cardiac, Portable |  | MONITORCARDIAPORTABLE-Philips-IntelliVue X3 |  |  |  |  | Covered PM Repair - Biomedical | MHHS-Southwest
NO | NO |  |  |  | 013-34049 |  | Philips Healthcare | INTELLIVUE X3 |  | DE69470405 | SW - ICU - NEURO & STROKE | MHHS-Southwest |  | Monitor, Cardiac, Portable |  | 013-34049 |  | Southwest |  | SW - ICU - NEURO & STROKE | [5 empty] | MONITORS, PHYSIOLOGIC, VITAL SIGNS |  | MONITORCARDIAPORTABLE-Philips-IntelliVue X3 | MONITORCARDIAPORTABLE | IntelliVue X3 |  |  |  | PHILIPS | Monitor, Cardiac, Portable |  | MONITORCARDIAPORTABLE-Philips-IntelliVue X3 |  |  |  |  | Covered PM Repair - Biomedical | MHHS-Southwest
NO | NO |  |  |  | 129-31132 |  | Philips Healthcare | INTELLIVUE X3 |  | DE61155149 | SUGAR LAND - PEDI IMU | MHHS-Sugarland |  | Monitor, Cardiac, Portable |  | 129-31132 |  | Sugar Land |  | SUGAR LAND - PEDI IMU | [5 empty] | MONITORS, PHYSIOLOGIC, VITAL SIGNS |  | MONITORCARDIAPORTABLE-Philips-IntelliVue X3 | MONITORCARDIAPORTABLE | IntelliVue X3 |  |  |  | PHILIPS | Monitor, Cardiac, Portable |  | MONITORCARDIAPORTABLE-Philips-IntelliVue X3 |  |  |  |  | Covered PM Repair - Biomedical | MHHS-Sugarland
NO | NO |  |  |  | 077-09924 |  | Philips Healthcare | INTELLIVUE X3 |  | DE61107624 | TMC - CHILDRENS - PEDI TRANSPORT (7HP) | MHHS-TMC |  | Monitor, Cardiac, Portable |  | 077-09924 |  | TMC |  | TMC - CHILDRENS - PEDI TRANSPORT (7HP) | [5 empty] | MONITORS, PHYSIOLOGIC, VITAL SIGNS |  | MONITORCARDIAPORTABLE-Philips-IntelliVue X3 | MONITORCARDIAPORTABLE | IntelliVue X3 |  |  |  | PHILIPS | Monitor, Cardiac, Portable |  | MONITORCARDIAPORTABLE-Philips-IntelliVue X3 |  |  |  |  | Covered PM Repair - Biomedical | MHHS-TMC
NO | YES |  |  |  | 041-13018 |  | Philips Healthcare | IntelliVueMP70 |  | DE73178211 | Memorial City - Neonatal |  |  |  |  | 041-13018 |  | West | Memorial Hermann - Memorial City | Memorial City - Neonatal | MH4 116 Room 4M20
NO | YES | Serial Number 8975 |  |  | 069-17800 | 069-17800 | Philips Healthcare | Intera |  |  | MRI |  |  |  |  | 069-17800 | 069-17800 | TMC | Memorial Hermann Hospital MRI | MRI | MRI3
NO | YES | Serial Number 8975 |  |  | R-069-MR3 |  | Philips Healthcare | INTERA 1.5T |  |  | TMC - RADIOLOGY - MRI | MHHS-TMC |  |  |  | R-069-MR3 |  | TMC |  | TMC - RADIOLOGY - MRI |  | 9/3/19 |  |  |  | SCANNING SYSTEMS, MAGNETIC RESONANCE IMAGING |  | .needs class | [5 empty] | PHILIPS |  |  |  |  | 7/1/17 |  |  | Covered PM Repair - Biomedical | MHHS-TMC
NO | YES |  |  |  | 069-35403 | 069-35403 | Philips Healthcare | INTERA 3.0T |  |  | MRI | MHHS-OPID |  |  |  | 069-35403 | 069-35403 | TMC | Memorial Hermann-Texas Medical Center | MRI | Nurse Station | 5/1/19 |  | 5/1/20 |  | SCANNING SYSTEMS, MAGNETIC RESONANCE IMAGING |  | .needs class | [5 empty] | PHILIPS |  |  |  |  | 7/1/17 |  |  | Covered PM Repair - Biomedical | MHHS-OPID
YES | YES | Serial Number Cnf |  |  | 099-14498 | 099-14498 | Philips Healthcare | INTERA 3.0T |  | CNF | MRI |  |  |  |  | 099-14498 | 099-14498 | TMC | Memorial Hermann-Texas Medical Center | MRI | Nurse Station
YES | YES | Serial Number CNL |  |  | 029-12929 | 029-12929 | Philips Healthcare | Interventional Workspot |  | CNL | Cath Lab |  |  |  |  | 029-12929 | 029-12929 | Woodlands | Memorial Hermann Hospital Woodlands | Cath Lab | Cath Lab 2
YES | YES |  |  |  | 009-33106 | 009-33106 | Philips Healthcare | IP 32 |  | DE12504610 | SW - ER |  |  |  |  | 009-33106 | 009-33106 | Southwest | Memorial Hermann Southwest Hospital | SW - ER | Pod A 13
YES | YES |  |  |  | 009-34682 | 009-34682 | Philips Healthcare | IP32 |  | DE6520JCN6 | GH |  |  |  |  | 009-34682 | 009-34682 |  |  | GH | Biomed shop |  |  | 3/1/21
YES | YES |  |  |  | 009-34681 | 009-34681 | Philips Healthcare | IP32 |  | DE6520JCK4 | GH |  |  |  |  | 009-34681 | 009-34681 |  |  | GH | Biomed shop |  |  | 3/1/21
YES | YES |  |  |  | 009-34679 | 009-34679 | Philips Healthcare | IP32 |  | DE6520JCP6 | GH |  |  |  |  | 009-34679 | 009-34679 |  |  | GH | Biomed shop |  |  | 3/1/21
YES | YES |  |  |  | 009-34683 | 009-34683 | Philips Healthcare | IP32 |  | DE6520JCRA | GH |  |  |  |  | 009-34683 | 009-34683 |  |  | GH | Biomed shop |  |  | 3/1/21
YES | YES |  |  |  | 009-34692 | 009-34692 | Philips Healthcare | IP32 |  | DE6520jCN2 | GH |  |  |  |  | 009-34692 | 009-34692 |  |  | GH | Biomed shop |  |  | 3/1/21
YES | YES |  |  |  | 009-34687 | 009-34687 | Philips Healthcare | IP32 |  | DE6520JCNO | GH |  |  |  |  | 009-34687 | 009-34687 |  |  | GH | Biomed shop |  |  | 3/1/21
YES | YES |  |  |  | 009-34677 | 009-34677 | Philips Healthcare | IP32 |  | DE6520JCLU | GH |  |  |  |  | 009-34677 | 009-34677 |  |  | GH | Biomed shop |  |  | 3/1/21
YES | YES |  |  |  | 009-34678 | 009-34678 | Philips Healthcare | IP32 |  | DE6520JCRC | GH |  |  |  |  | 009-34678 | 009-34678 |  |  | GH | Biomed shop |  |  | 3/1/21
YES | YES |  |  |  | 009-34680 | 009-34680 | Philips Healthcare | IP32 |  | DE6520JCMT | GH |  |  |  |  | 009-34680 | 009-34680 |  |  | GH | Biomed shop |  |  | 3/1/21
YES | YES |  |  |  | 009-34015 | 009-34015 | Philips Healthcare | IP32 |  | DE6520JCNB | GH - PACU |  |  |  |  | 009-34015 | 009-34015 |  |  | GH - PACU | Biomed shop |  |  | 3/1/21
YES | YES |  |  |  | 009-34675 | 009-34675 | Philips Healthcare | IP32 |  | DE6520JCNG | GH - PACU |  |  |  |  | 009-34675 | 009-34675 |  |  | GH - PACU | Biomed shop |  |  | 3/1/21
YES | YES |  |  |  | 009-34016 | 009-34016 | Philips Healthcare | IP32 |  | DE6520JCJ9 | GH - PACU |  |  |  |  | 009-34016 | 009-34016 |  |  | GH - PACU | Biomed shop |  |  | 3/1/21
YES | YES |  |  |  | 009-34676 | 009-34676 | Philips Healthcare | IP32 |  | DE6520JCNM | GH - PACU |  |  |  |  | 009-34676 | 009-34676 |  |  | GH - PACU | Biomed shop |  |  | 3/1/21
YES | YES |  |  |  | 009-34689 | 009-34689 | Philips Healthcare | IP32 |  | DE6520JCMM | GH - PACU |  |  |  |  | 009-34689 | 009-34689 |  |  | GH - PACU | Room 5 |  |  | 3/1/21
YES | YES |  |  |  | 133-05651 | 133-05651 | Philips Healthcare | iU22 |  |  | Katy Kmaging Center |  |  |  |  | 133-05651 | 133-05651 | Katy | Memorial Hermann | Katy Kmaging Center | Katy | 2/1/20 | [5 empty] | ULTRASOUNDDIAGNOSTIC-Philips-iU22
NO | YES |  |  |  |  | 133-07549 | Philips Healthcare | iU22 |  | 029J4T | OPID-(KY)-Katy-445 (Mp1) | [5 empty] | 133-07549 | Katy | MHHS-Others | OPID-(KY)-Katy-445 (Mp1) | Katy |  |  |  | US
NO | YES |  |  |  | 133-07545 | 133-07545 | Philips Healthcare | iU22 |  | 02HX6G | OPID-(KY)-Katy-445 (Mp1) |  |  |  |  | 133-07545 | 133-07545 | Katy | MHHS-Others | OPID-(KY)-Katy-445 (Mp1) | Katy (Mammo) |  |  |  | Manufactured: 2005
NO | YES |  |  |  | 133-10270 | 133-10270 | Philips Healthcare | iU22 |  | 034KF4 | OPID-(KY)-Katy-445 (Mp1) |  |  |  |  | 133-10270 | 133-10270 | Katy | MHHS-Others | OPID-(KY)-Katy-445 (Mp1) | Katy (Mammo)
YES | YES |  |  |  | 133-05659 | 133-05659 | Philips Healthcare | iU22 |  | 034-LDM | Imaging Dept |  |  |  |  | 133-05659 | 133-05659 |  | Memorial Hermann | Imaging Dept | Katy (US) | [6 empty] | ULTRASOUNDDIAGNOSTIC-Philips-iU22
NO | YES |  |  |  | 142-03439 | 142-03439 | Philips Healthcare | IU22 |  | 034KJ3 | OPID-(NE)-Northeast-437 (Mp1) |  |  |  |  | 142-03439 | 142-03439 | Humble | MHHS-Others | OPID-(NE)-Northeast-437 (Mp1) | US 1 |  | 12/1/19
NO | YES |  |  |  | 133-05357 | 133-05357 | Philips Healthcare | iU22 |  | 034LBR | Imaging Department |  |  |  |  | 133-05357 | 133-05357 | Katy | Memorial Hermann Katy | Imaging Department | Surgical Department | 7/1/19 | 7/1/20 |  |  | Ultrasound System | [22 empty] | 5/1/09
YES | YES |  |  |  | 133-09025 | 133-09025 | Philips Healthcare | iU22 |  | 038R2M | Imaging Department |  |  |  |  | 133-09025 | 133-09025 | Katy | Memorial Hermann Katy | Imaging Department | Surgical Department |  |  |  |  | US probe for iU22 |  | ULTRASOUNDDIAGNOSTIC-Philips-iU22
NO | YES |  |  |  | 929-00601 | 929-00601 | Philips Healthcare | iU22 |  | 034KGX | [5 empty] | 929-00601 | 929-00601 |  | Summer Creek |  | US | 5/1/19 | 2/1/20
YES | YES |  |  |  | 029-04949 | 029-04949 | Philips Healthcare | IU22 |  | O2XTG4 | [5 empty] | 029-04949 | 029-04949 | Woodlands | HM Woodlands |  |  | 5/1/19 | 5/1/20 |  | US 3. RM 100.23. Philips ID 45683936 |  |  | ULTRASOUNDDIAGNOSTIC-Philips-iU22
YES | YES |  |  |  | 029-06968 | 029-06968 | Philips Healthcare | IU22 |  | B05NK2 | [5 empty] | 029-06968 | 029-06968 | Woodlands | HM Woodlands |  | IS 2 RM 150.11 | 11/1/19 | 11/1/20 |  |  |  |  | ULTRASOUNDDIAGNOSTIC-Philips-iU22
YES | YES |  |  |  | 029-06967 | 029-06967 | Philips Healthcare | iU22 | [7 empty] | 029-06967 | 029-06967 | Woodlands | MH WOODLANDS OPID |  |  | 2/1/19 | 2/1/20 |  |  |  |  | ULTRASOUNDDIAGNOSTIC-Philips-iU22
YES | YES |  |  |  | 099-03412 | 099-03412 | Philips Healthcare | IU22 |  | 034L6R | [5 empty] | 099-03412 | 099-03412 | Woodlands | Woodland emergent care facility |  | RM118 | 9/1/19 | 9/1/20 |  |  |  |  | ULTRASOUNDDIAGNOSTIC-Philips-iU22
YES | YES |  |  |  | 929-00823 | 929-00823 | Philips Healthcare | iu22 |  | O2RDOM | Ultrasound |  |  |  |  | 929-00823 | 929-00823 |  | Memorial Hermann CCC | Ultrasound | C1:313 | 1/1/19 | 1/1/20 |  |  |  |  | ULTRASOUNDDIAGNOSTIC-Philips-iU22 | [20 empty] | 9/1/06
YES | YES |  |  |  | 929-00839 | 929-00839 | Philips Healthcare | iU22 |  | O2XRQ4 | Radiology |  |  |  |  | 929-00839 | 929-00839 |  | Memorial Herman CCC | Radiology | C1:315 | 10/1/19 | 10/1/20 |  |  |  |  | ULTRASOUNDDIAGNOSTIC-Philips-iU22 | [20 empty] | 11/1/07
YES | YES |  |  |  | 013-35000 | 013-35000 | Philips Healthcare | iU22 |  |  | Womens Clinic |  |  |  |  | 013-35000 | 013-35000 | SouthWest | Memorial Hemann Southwest | Womens Clinic | Room 2 | 4/1/19 |  | 4/1/20 |  |  |  | ULTRASOUNDDIAGNOSTIC-Philips-iU22 | [20 empty] | 4/1/06
YES | YES |  |  |  | 013-35001 | 013-35001 | Philips Healthcare | iu22 |  |  | Womens clinic |  |  |  |  | 013-35001 | 013-35001 | SouthWest | Memorial Hermann Southwest | Womens clinic | Room3 | 4/1/19 |  | 4/1/20 |  |  |  | ULTRASOUNDDIAGNOSTIC-Philips-iU22 | [20 empty] | 2/1/20
YES | YES |  |  |  | 013-34398 | 013-34398 | Philips Healthcare | iU22 |  | 805NK6 | Ultrasound Opid |  |  |  |  | 013-34398 | 013-34398 | SouthWest | Memorial Hermann Southwest | Ultrasound Opid |  | 4/1/18 |  | 2/1/20 |  |  |  | ULTRASOUNDDIAGNOSTIC-Philips-iU22 | [20 empty] | 2/1/06
YES | YES |  |  |  | 013-34399 | 013-34399 | Philips Healthcare | iU22 |  | BO5NK7 | Ultrasound OPID |  |  |  |  | 013-34399 | 013-34399 | SouthWest | Memorial Hermann Southwest | Ultrasound OPID | 150:40:00 | 4/1/18 |  | 2/1/20 |  |  |  | ULTRASOUNDDIAGNOSTIC-Philips-iU22 | [20 empty] | 6/1/06
YES | YES |  |  |  | 013-34400 | 013-34400 | Philips Healthcare | iU22 |  | BO5NK5 | Ultrasound OPID |  |  |  |  | 013-34400 | 013-34400 | SouthWest | Memorial Hermann Southwest | Ultrasound OPID | 150:39:00 | 4/1/18 |  | 2/1/20 |  |  |  | ULTRASOUNDDIAGNOSTIC-Philips-iU22 | [20 empty] | 12/1/05
NO | YES | Serial Number 02RDJV |  |  |  | 241-01549 | Philips Healthcare | iU22 |  | 02RDJV | TIRR - Radiology | [5 empty] | 241-01549 | TMC | TIRR Memorial Hermann | TIRR - Radiology | St xray | [6 empty] | ULTRASOUNDDIAGNOSTIC-Philips-iU22
NO | YES |  |  |  | 017-01031 | 017-01031 | Philips Healthcare | iU22 |  | 034KF7 | Imaging center 100 |  |  |  |  | 017-01031 | 017-01031 | Southeast | Memorial Hermann Urgent Care Friendswood (#112) | Imaging center 100 | Ultrasound 1 | 3/1/20
YES | YES |  |  |  | 069-33675 | 069-33675 | Philips Healthcare | iU22 |  |  | Ultrasound |  |  |  |  | 069-33675 | 069-33675 | TMC | Memorial Hermann-Texas Medical Center | Ultrasound | Hallway | 11/1/19 |  | 11/1/20 |  |  |  | ULTRASOUNDDIAGNOSTIC-Philips-iU22
YES | YES |  |  |  | 099-09295 | 099-09295 | Philips Healthcare | iU22 |  |  | Ultrasound |  |  |  |  | 099-09295 | 099-09295 | TMC | Memorial Hermann-Texas Medical Center | Ultrasound | Hallway | 1/1/20 |  | 1/1/21 |  |  |  | ULTRASOUNDDIAGNOSTIC-Philips-iU22
NO | YES |  |  |  | 099-07141 | 099-07141 | Philips Healthcare | IU22 |  | 02X3YH | TMC-MHTMC-Central Supply |  |  |  |  | 099-07141 | 099-07141 | TMC | MHHS-TMC | TMC-MHTMC-Central Supply | Angio 2 | 12/1/19 |  | 12/1/20
NO | YES | [5 empty] | Philips Healthcare | iU22 |  | 02RP8K | Ultrasound | [6 empty] | TMC | Memorial Hermann-Medical Plaza 3 | Ultrasound | Ultrasound 1 200.12 | 3/1/19 |  | 3/1/20
NO | YES |  |  |  | 009-09162 | 009-09162 | Philips Healthcare | iU22 xMATRIX |  | B0MCW9 | GH-Radiology | MHHS-Greater Heights |  |  |  | 009-09162 | 009-09162 | Central | MHHS-Greater Heights | GH-Radiology | US Rm 3 | 8/1/19 |  | 8/1/20 |  | ULTRASONIC UNITS, DIAGNOSTIC | Ultrasound, Diagnostic | ULTRASOUNDDIAGNOSTIC-Philips-iU22 |  |  |  |  | ULTRASOUNDDIAGNOSTIC-Philips-iU22 | PHILIPS |  |  |  |  | 1/26/17 |  | UD-A | Not Covered Vendor Only - Biomedical | MHHS-Greater Heights | [8 empty] | ULTRASOUNDDIAGNOSTIC | Ultrasound, Diagnostic | PHILIPS
NO | YES | [5 empty] | Philips Healthcare | iU22 xMATRIX |  | B05MQX | NE - RADIOLOGY | MHHS-Northeast | [5 empty] | Katy |  | NE - RADIOLOGY |  | 7/18/19 |  |  |  | ULTRASONIC UNITS, DIAGNOSTIC |  | ULTRASOUNDDIAGNOSTIC-Philips-iU22 |  |  |  |  | ULTRASOUNDDIAGNOSTIC-Philips-iU22 | PHILIPS |  |  |  |  | 1/26/17 |  |  | Not Covered Vendor Only - Biomedical | MHHS-Northeast
NO | YES |  |  |  | 005-06994 |  | Philips Healthcare | iU22 xMATRIX |  | 034KD3 | OPID - (CY) - CY-FAIR MED PLAZA - 426 | MHHS-OPID |  |  |  | 005-06994 |  | Northwest & Cypress |  | OPID - (CY) - CY-FAIR MED PLAZA - 426 |  | 2/13/19 |  |  |  | ULTRASONIC UNITS, DIAGNOSTIC |  | ULTRASOUNDDIAGNOSTIC-Philips-iU22 |  |  |  |  | ULTRASOUNDDIAGNOSTIC-Philips-iU22 | PHILIPS |  |  |  |  | 1/26/17 |  |  | Not Covered Vendor Only - Biomedical | MHHS-OPID
NO | YES |  |  |  | 041-11481 | 041-11481 | Philips Healthcare | iU22 xMATRIX |  | 029JGG | MH MG - (CY) - CY-FAIR MED PLAZA | MHHS-OPID |  |  |  | 041-11481 | 041-11481 | Northwest & Cypress | MHHS-MG | MH MG - (CY) - CY-FAIR MED PLAZA |  | 2/1/21 | 2/1/20 |  |  | ULTRASONIC UNITS, DIAGNOSTIC | Ultrasound, Diagnostic | ULTRASOUNDDIAGNOSTIC-Philips-iU22 |  |  |  |  | ULTRASOUNDDIAGNOSTIC-Philips-iU22 | PHILIPS |  |  |  |  | 1/26/17 |  | UD-A | Not Covered Vendor Only - Biomedical | MHHS-OPID | [5 empty] | 2/1/20 |  |  | ULTRASOUNDDIAGNOSTIC | Ultrasound, Diagnostic | PHILIPS
NO | YES |  |  |  | R-133-05651 |  | Philips Healthcare | iU22 xMATRIX |  | 034W3D | OPID - (KY) - KATY - 445 (MP1) | MHHS-OPID |  |  |  | R-133-05651 |  | Katy |  | OPID - (KY) - KATY - 445 (MP1) |  | 2/13/19 |  |  |  | ULTRASONIC UNITS, DIAGNOSTIC |  | ULTRASOUNDDIAGNOSTIC-Philips-iU22 |  |  |  |  | ULTRASOUNDDIAGNOSTIC-Philips-iU22 | PHILIPS |  |  |  |  | 1/26/17 |  |  | Not Covered Vendor Only - Biomedical | MHHS-OPID
NO | YES |  |  |  | R-583-00533 |  | Philips Healthcare | iU22 xMATRIX |  | B05NN7 | OPID - (KY) - KATY REHAB - 585 | MHHS-OPID |  |  |  | R-583-00533 |  | Katy |  | OPID - (KY) - KATY REHAB - 585 |  | 9/16/19 |  |  |  | ULTRASONIC UNITS, DIAGNOSTIC |  | ULTRASOUNDDIAGNOSTIC-Philips-iU22 |  |  |  |  | ULTRASOUNDDIAGNOSTIC-Philips-iU22 | PHILIPS |  |  |  |  | 1/1/18 |  |  | Not Covered Vendor Only - Biomedical | MHHS-OPID
NO | YES |  |  |  | R-041-16272 |  | Philips Healthcare | iU22 xMATRIX |  | 034W36 | OPID - (MC) - HEDWIG VILLAGE - 469 | MHHS-OPID |  |  |  | R-041-16272 |  | West & Memorial City |  | OPID - (MC) - HEDWIG VILLAGE - 469 |  | 2/7/19 |  |  |  | ULTRASONIC UNITS, DIAGNOSTIC |  | ULTRASOUNDDIAGNOSTIC-Philips-iU22 |  |  |  |  | ULTRASOUNDDIAGNOSTIC-Philips-iU22 | PHILIPS |  |  |  |  | 5/1/20 |  |  | Not Covered Vendor Only - Biomedical | MHHS-OPID
NO | YES |  |  |  | R-142-03381 |  | Philips Healthcare | iU22 xMATRIX |  | 034W7H | OPID - (NE) - NORTHEAST - 437 (MP1) | MHHS-OPID |  |  |  | R-142-03381 |  | Katy |  | OPID - (NE) - NORTHEAST - 437 (MP1) |  | 4/11/19 |  |  |  | ULTRASONIC UNITS, DIAGNOSTIC |  | ULTRASOUNDDIAGNOSTIC-Philips-iU22 |  |  |  |  | ULTRASOUNDDIAGNOSTIC-Philips-iU22 | PHILIPS |  |  |  |  | 9/25/20 |  |  | Not Covered Vendor Only - Biomedical | MHHS-OPID
NO | YES |  |  |  | 005-06361 |  | Philips Healthcare | iU22 xMATRIX |  | 02RPHN | OPID - (PL) - PEARLAND - 406 (MP1) | MHHS-OPID |  |  |  | 005-06361 |  | Pearland |  | OPID - (PL) - PEARLAND - 406 (MP1) |  | 4/26/19 |  |  |  | ULTRASONIC UNITS, DIAGNOSTIC |  | ULTRASOUNDDIAGNOSTIC-Philips-iU22 |  |  |  |  | ULTRASOUNDDIAGNOSTIC-Philips-iU22 | PHILIPS |  |  |  |  | 9/26/20 |  |  | Not Covered Vendor Only - Biomedical | MHHS-OPID
NO | YES | [5 empty] | Philips Healthcare | iU22 xMATRIX |  | B05NK3 | OPID - (PL) - PEARLAND - 406 (MP1) | MHHS-OPID | [5 empty] | Pearland |  | OPID - (PL) - PEARLAND - 406 (MP1) |  | 4/26/19 |  |  |  | ULTRASONIC UNITS, DIAGNOSTIC |  | ULTRASOUNDDIAGNOSTIC-Philips-iU22 |  |  |  |  | ULTRASOUNDDIAGNOSTIC-Philips-iU22 | PHILIPS |  |  |  |  | 1/29/17 |  |  | Covered PM Repair - Biomedical | MHHS-OPID
NO | YES |  |  |  | 005-08134 | 005-08134 | Philips Healthcare | iU22 xMATRIX |  | 029JT0 | OPID-(SE)-Pasadena-465 | MHHS-OPID |  |  |  | 005-08134 | 005-08134 | Southeast & Bay Area | MHHS-Others | OPID-(SE)-Pasadena-465 | 131 Ultrasound | 5/1/19 | 5/1/20 |  |  | ULTRASONIC UNITS, DIAGNOSTIC | Ultrasound, Diagnostic | ULTRASOUNDDIAGNOSTIC-Philips-iU22 |  |  |  |  | ULTRASOUNDDIAGNOSTIC-Philips-iU22 | PHILIPS |  |  |  |  | 9/25/20 |  | UD-A | Not Covered Vendor Only - Biomedical | MHHS-OPID | [8 empty] | ULTRASOUNDDIAGNOSTIC | Ultrasound, Diagnostic | PHILIPS
NO | YES |  |  |  | 017-01021 |  | Philips Healthcare | iU22 xMATRIX |  | 034KKL | OPID - (SE) - PASADENA - 465 | MHHS-OPID |  |  |  | 017-01021 |  | Southeast & Bay Area |  | OPID - (SE) - PASADENA - 465 |  | 5/14/19 |  |  |  | ULTRASONIC UNITS, DIAGNOSTIC |  | ULTRASOUNDDIAGNOSTIC-Philips-iU22 |  |  |  |  | ULTRASOUNDDIAGNOSTIC-Philips-iU22 | PHILIPS |  |  |  |  | 9/25/20 |  |  | Not Covered Vendor Only - Biomedical | MHHS-OPID
NO | YES |  |  |  | R-005-00823 |  | Philips Healthcare | iU22 xMATRIX |  | 02RD0M | OPID - (SE) - VICTORY BREAST CARE (CCC) - 402 | MHHS-OPID |  |  |  | R-005-00823 |  | Southeast & Bay Area |  | OPID - (SE) - VICTORY BREAST CARE (CCC) - 402 |  | 2/26/19 |  |  |  | ULTRASONIC UNITS, DIAGNOSTIC |  | ULTRASOUNDDIAGNOSTIC-Philips-iU22 |  |  |  |  | ULTRASOUNDDIAGNOSTIC-Philips-iU22 | PHILIPS |  |  |  |  | 9/25/20 |  |  | Not Covered Vendor Only - Biomedical | MHHS-OPID
NO | YES |  |  |  | R-929-00839 |  | Philips Healthcare | iU22 xMATRIX |  | 02XRQ4 | OPID - (SE) - VICTORY BREAST CARE (CCC) - 402 | MHHS-OPID |  |  |  | R-929-00839 |  | Southeast & Bay Area |  | OPID - (SE) - VICTORY BREAST CARE (CCC) - 402 |  | 10/15/19 |  |  |  | ULTRASONIC UNITS, DIAGNOSTIC |  | ULTRASOUNDDIAGNOSTIC-Philips-iU22 |  |  |  |  | ULTRASOUNDDIAGNOSTIC-Philips-iU22 | PHILIPS |  |  |  |  | 9/25/20 |  |  | Not Covered Vendor Only - Biomedical | MHHS-OPID
NO | YES |  |  |  | R-013-34398 |  | Philips Healthcare | iU22 xMATRIX |  | B05NK6 | OPID - (SW) - SOUTHWEST - 433 (MP4) | MHHS-OPID |  |  |  | R-013-34398 |  | Southwest |  | OPID - (SW) - SOUTHWEST - 433 (MP4) |  | 4/12/19 |  |  |  | ULTRASONIC UNITS, DIAGNOSTIC |  | ULTRASOUNDDIAGNOSTIC-Philips-iU22 |  |  |  |  | ULTRASOUNDDIAGNOSTIC-Philips-iU22 | PHILIPS |  |  |  |  | 9/25/20 |  |  | Not Covered Vendor Only - Biomedical | MHHS-OPID
NO | YES |  |  |  | R-013-34399 |  | Philips Healthcare | iU22 xMATRIX |  | B05NK7 | OPID - (SW) - SOUTHWEST - 433 (MP4) | MHHS-OPID |  |  |  | R-013-34399 |  | Southwest |  | OPID - (SW) - SOUTHWEST - 433 (MP4) |  | 4/12/19 |  |  |  | ULTRASONIC UNITS, DIAGNOSTIC |  | ULTRASOUNDDIAGNOSTIC-Philips-iU22 |  |  |  |  | ULTRASOUNDDIAGNOSTIC-Philips-iU22 | PHILIPS |  |  |  |  | 9/25/20 |  |  | Not Covered Vendor Only - Biomedical | MHHS-OPID
NO | YES |  |  |  | R-013-34400 |  | Philips Healthcare | iU22 xMATRIX |  | B05NK5 | OPID - (SW) - SOUTHWEST - 433 (MP4) | MHHS-OPID |  |  |  | R-013-34400 |  | Southwest |  | OPID - (SW) - SOUTHWEST - 433 (MP4) |  | 4/12/19 |  |  |  | ULTRASONIC UNITS, DIAGNOSTIC |  | ULTRASOUNDDIAGNOSTIC-Philips-iU22 |  |  |  |  | ULTRASOUNDDIAGNOSTIC-Philips-iU22 | PHILIPS |  |  |  |  | 9/25/20 |  |  | Not Covered Vendor Only - Biomedical | MHHS-OPID
NO | YES |  |  |  | R-013-35000 |  | Philips Healthcare | iU22 xMATRIX |  | B05NL1 | OPID - (SW) - SOUTHWEST BC - 450 (MP1) | MHHS-OPID |  |  |  | R-013-35000 |  | Southwest |  | OPID - (SW) - SOUTHWEST BC - 450 (MP1) |  | 4/12/19 |  |  |  | ULTRASONIC UNITS, DIAGNOSTIC |  | ULTRASOUNDDIAGNOSTIC-Philips-iU22 |  |  |  |  | ULTRASOUNDDIAGNOSTIC-Philips-iU22 | PHILIPS | [7 empty] | Covered PM Repair - Biomedical | MHHS-OPID
NO | YES |  |  |  | R-013-35001 |  | Philips Healthcare | iU22 xMATRIX |  | B05NMD | OPID - (SW) - SOUTHWEST BC - 450 (MP1) | MHHS-OPID |  |  |  | R-013-35001 |  | Southwest |  | OPID - (SW) - SOUTHWEST BC - 450 (MP1) |  | 4/12/19 |  |  |  | ULTRASONIC UNITS, DIAGNOSTIC |  | ULTRASOUNDDIAGNOSTIC-Philips-iU22 |  |  |  |  | ULTRASOUNDDIAGNOSTIC-Philips-iU22 | PHILIPS | [7 empty] | Covered PM Repair - Biomedical | MHHS-OPID
NO | YES |  |  |  | 069-43104 | 069-43104 | Philips Healthcare | iU22 xMATRIX |  | 02R7GT | OPID - (TMC) - BREAST CARE CENTER [MHMP-STE1600] - 453 | MHHS-OPID |  |  |  | 069-43104 | 069-43104 | TMC | Memorial Hermann Breast Care Center - Texas Medical Center (#1600) | OPID - (TMC) - BREAST CARE CENTER [MHMP-STE1600] - 453 | Ultrasound Room | 4/1/19 |  | 4/1/20 |  | ULTRASONIC UNITS, DIAGNOSTIC | Ultrasound, Diagnostic | ULTRASOUNDDIAGNOSTIC-Philips-iU22 |  |  |  |  | ULTRASOUNDDIAGNOSTIC-Philips-iU22 | PHILIPS | [6 empty] | UD-A | Covered PM Repair - Biomedical | MHHS-OPID | [8 empty] | ULTRASOUNDDIAGNOSTIC | Ultrasound, Diagnostic | PHILIPS
NO | YES | [5 empty] | Philips Healthcare | iU22 xMATRIX |  | 034KM7 | OPID - (TMC) - BREAST CARE CENTER [MHMP-STE1600] - 453 | MHHS-OPID | [5 empty] | TMC |  | OPID - (TMC) - BREAST CARE CENTER [MHMP-STE1600] - 453 |  | 3/4/19 |  |  |  | ULTRASONIC UNITS, DIAGNOSTIC |  | ULTRASOUNDDIAGNOSTIC-Philips-iU22 |  |  |  |  | ULTRASOUNDDIAGNOSTIC-Philips-iU22 | PHILIPS | [7 empty] | Covered PM Repair - Biomedical | MHHS-OPID
NO | YES |  |  |  | 069-16230 |  | Philips Healthcare | iU22 xMATRIX |  | 02RQ1L | OPID - (TMC) - MH IMAGING CENTER - 417 | MHHS-OPID |  |  |  | 069-16230 |  | TMC |  | OPID - (TMC) - MH IMAGING CENTER - 417 |  | 3/28/19 |  |  |  | ULTRASONIC UNITS, DIAGNOSTIC |  | ULTRASOUNDDIAGNOSTIC-Philips-iU22 |  |  |  |  | ULTRASOUNDDIAGNOSTIC-Philips-iU22 | PHILIPS | [7 empty] | Covered PM Repair - Biomedical | MHHS-OPID
NO | YES |  |  |  | 069-35937 |  | Philips Healthcare | iU22 xMATRIX |  | B05NK4 | OPID - (TMC) - MH IMAGING CENTER - 417 | MHHS-OPID |  |  |  | 069-35937 |  | TMC |  | OPID - (TMC) - MH IMAGING CENTER - 417 |  | 3/8/19 |  |  |  | ULTRASONIC UNITS, DIAGNOSTIC |  | ULTRASOUNDDIAGNOSTIC-Philips-iU22 |  |  |  |  | ULTRASOUNDDIAGNOSTIC-Philips-iU22 | PHILIPS | [7 empty] | Covered PM Repair - Biomedical | MHHS-OPID
NO | YES |  |  |  | 129-02885 |  | Philips Healthcare | iU22 xMATRIX |  | B043ZF | OPID - (TMC) - MH IMAGING CENTER - 417 | MHHS-OPID |  |  |  | 129-02885 |  | TMC |  | OPID - (TMC) - MH IMAGING CENTER - 417 |  | 3/8/19 |  |  |  | ULTRASONIC UNITS, DIAGNOSTIC |  | ULTRASOUNDDIAGNOSTIC-Philips-iU22 |  |  |  |  | ULTRASOUNDDIAGNOSTIC-Philips-iU22 | PHILIPS |  |  |  |  | 1/20/17 |  |  | Covered PM Repair - Biomedical | MHHS-OPID
NO | YES |  |  |  | 069-33341 |  | Philips Healthcare | iU22 xMATRIX |  | 02X4B3 | OPID - (TMC) - UPPER KIRBY - 467 | MHHS-OPID |  |  |  | 069-33341 |  | TMC |  | OPID - (TMC) - UPPER KIRBY - 467 |  | 5/8/19 |  |  |  | ULTRASONIC UNITS, DIAGNOSTIC |  | ULTRASOUNDDIAGNOSTIC-Philips-iU22 |  |  |  |  | ULTRASOUNDDIAGNOSTIC-Philips-iU22 | PHILIPS | [7 empty] | Covered PM Repair - Biomedical | MHHS-OPID
NO | YES |  |  |  | R-029-04949 |  | Philips Healthcare | iU22 xMATRIX |  | B05BPK/02XTG4 | OPID - (WDLS) - WOODLANDS - 430 (MP3) | MHHS-OPID |  |  |  | R-029-04949 |  | Woodlands |  | OPID - (WDLS) - WOODLANDS - 430 (MP3) |  | 5/17/19 |  |  |  | ULTRASONIC UNITS, DIAGNOSTIC |  | ULTRASOUNDDIAGNOSTIC-Philips-iU22 |  |  |  |  | ULTRASOUNDDIAGNOSTIC-Philips-iU22 | PHILIPS | [7 empty] | Covered PM Repair - Biomedical | MHHS-OPID
NO | YES |  |  |  | R-029-06160 |  | Philips Healthcare | iU22 xMATRIX |  | 034W7G | OPID - (WDLS) - WOODLANDS - 430 (MP3) | MHHS-OPID |  |  |  | R-029-06160 |  | Woodlands |  | OPID - (WDLS) - WOODLANDS - 430 (MP3) |  | 5/21/19 |  |  |  | ULTRASONIC UNITS, DIAGNOSTIC |  | ULTRASOUNDDIAGNOSTIC-Philips-iU22 |  |  |  |  | ULTRASOUNDDIAGNOSTIC-Philips-iU22 | PHILIPS | [7 empty] | Covered PM Repair - Biomedical | MHHS-OPID
NO | YES |  |  |  | R-029-06967 |  | Philips Healthcare | iU22 xMATRIX |  | B05NK1 | OPID - (WDLS) - WOODLANDS BREAST CARE [MP3-STE150] - 451 | MHHS-OPID |  |  |  | R-029-06967 |  | Woodlands |  | OPID - (WDLS) - WOODLANDS BREAST CARE [MP3-STE150] - 451 |  | 11/15/19 |  |  |  | ULTRASONIC UNITS, DIAGNOSTIC |  | ULTRASOUNDDIAGNOSTIC-Philips-iU22 |  |  |  |  | ULTRASOUNDDIAGNOSTIC-Philips-iU22 | PHILIPS | [7 empty] | Covered PM Repair - Biomedical | MHHS-OPID
NO | YES |  |  |  | R-029-06968 |  | Philips Healthcare | iU22 xMATRIX |  | B05NK2 hrdwre Rev.R1 | OPID - (WDLS) - WOODLANDS BREAST CARE [MP3-STE150] - 451 | MHHS-OPID |  |  |  | R-029-06968 |  | Woodlands |  | OPID - (WDLS) - WOODLANDS BREAST CARE [MP3-STE150] - 451 |  | 11/15/19 |  |  |  | ULTRASONIC UNITS, DIAGNOSTIC |  | ULTRASOUNDDIAGNOSTIC-Philips-iU22 |  |  |  |  | ULTRASOUNDDIAGNOSTIC-Philips-iU22 | PHILIPS | [7 empty] | Covered PM Repair - Biomedical | MHHS-OPID
NO | YES |  |  |  | 013-34356 | 013-34356 | Philips Healthcare | iU22 xMATRIX |  | B06BJW | SW-Radiology | MHHS-Southwest |  |  |  | 013-34356 | 013-34356 | Southwest | MHHS-Southwest | SW-Radiology | Ultrasound 1 |  |  |  |  | ULTRASONIC UNITS, DIAGNOSTIC | Ultrasound, Diagnostic | ULTRASOUNDDIAGNOSTIC-Philips-iU22 |  |  |  |  | ULTRASOUNDDIAGNOSTIC-Philips-iU22 | PHILIPS |  |  |  |  | 1/26/17 |  | UD-A | Not Covered Vendor Only - Biomedical | MHHS-Southwest | [5 empty] | 2/1/20 |  |  | ULTRASOUNDDIAGNOSTIC | Ultrasound, Diagnostic | PHILIPS
NO | YES |  |  |  | 013-34361 |  | Philips Healthcare | iU22 xMATRIX |  | B06bJX | SW - RADIOLOGY | MHHS-Southwest |  |  |  | 013-34361 |  | Southwest | Memorial Hermann Southwest Hospital | SW - RADIOLOGY | Ultrasound |  |  |  |  | ULTRASONIC UNITS, DIAGNOSTIC |  | ULTRASOUNDDIAGNOSTIC-Philips-iU22 |  |  |  |  | ULTRASOUNDDIAGNOSTIC-Philips-iU22 | PHILIPS |  |  |  |  | 1/26/17 |  |  | Not Covered Vendor Only - Biomedical | MHHS-Southwest
NO | YES | Serial Number 02RDJV |  |  | R-241-US1 |  | Philips Healthcare | iU22 xMATRIX |  | 02RDJV | TIRR - RADIOLOGY | MHHS-TIRR |  |  |  | R-241-US1 |  | TMC |  | TIRR - RADIOLOGY |  | 10/24/19 |  |  |  | ULTRASONIC UNITS, DIAGNOSTIC |  | ULTRASOUNDDIAGNOSTIC-Philips-iU22 |  |  |  |  | ULTRASOUNDDIAGNOSTIC-Philips-iU22 | PHILIPS |  |  |  |  | 1/26/17 |  |  | Not Covered Vendor Only - Biomedical | MHHS-TIRR
NO | YES |  |  |  | R-069-US5 |  | Philips Healthcare | iU22 xMATRIX |  | 02XJX2 | TMC - RADIOLOGY - CHILDRENS HOSPITAL | MHHS-TMC |  |  |  | R-069-US5 |  | TMC |  | TMC - RADIOLOGY - CHILDRENS HOSPITAL |  | 5/2/19 |  |  |  | ULTRASONIC UNITS, DIAGNOSTIC |  | ULTRASOUNDDIAGNOSTIC-Philips-iU22 |  |  |  |  | ULTRASOUNDDIAGNOSTIC-Philips-iU22 | PHILIPS |  |  |  |  | 1/4/19 |  |  | Covered PM Repair - Biomedical | MHHS-TMC
NO | YES |  |  |  | R-069-US1 |  | Philips Healthcare | iU22 xMATRIX |  | 02X3YJ | TMC - RADIOLOGY - JONES PAVILION | MHHS-TMC |  |  |  | R-069-US1 |  | TMC |  | TMC - RADIOLOGY - JONES PAVILION |  | 11/18/19 |  |  |  | ULTRASONIC UNITS, DIAGNOSTIC |  | ULTRASOUNDDIAGNOSTIC-Philips-iU22 |  |  |  |  | ULTRASOUNDDIAGNOSTIC-Philips-iU22 | PHILIPS |  |  |  |  | 8/1/16 |  |  | Not Covered Vendor Only - Biomedical | MHHS-TMC
NO | YES |  |  |  | R-069-US3 |  | Philips Healthcare | iU22 xMATRIX |  | B03XRL | TMC - RADIOLOGY - JONES PAVILION | MHHS-TMC |  |  |  | R-069-US3 |  | TMC |  | TMC - RADIOLOGY - JONES PAVILION |  | 1/14/19 |  |  |  | ULTRASONIC UNITS, DIAGNOSTIC |  | ULTRASOUNDDIAGNOSTIC-Philips-iU22 |  |  |  |  | ULTRASOUNDDIAGNOSTIC-Philips-iU22 | PHILIPS |  |  |  |  | 12/28/16 |  |  | Not Covered Vendor Only - Biomedical | MHHS-TMC
NO | YES |  |  |  |  | 009-33161 | Philips Healthcare | iU22 xMATRIX |  | 02XT9G Rev. E.2 | Woodlands-Radiology | MHHS-Woodlands |  |  |  |  | 009-33161 | Woodlands | MHHS-Woodlands | Woodlands-Radiology | Recovery |  |  |  |  | ULTRASONIC UNITS, DIAGNOSTIC | Ultrasound, Diagnostic | ULTRASOUNDDIAGNOSTIC-Philips-iU22 |  |  |  |  | ULTRASOUNDDIAGNOSTIC-Philips-iU22 | PHILIPS |  |  |  |  | 1/26/17 |  | UD-A | Not Covered Vendor Only - Biomedical | MHHS-Woodlands | [8 empty] | ULTRASOUNDDIAGNOSTIC | Ultrasound, Diagnostic | PHILIPS
NO | NO | [5 empty] | Philips Healthcare | iU22 xMATRIX |  | 034LDM | KATY - ULTRASOUND | MHHS-Katy | [5 empty] | Katy |  | KATY - ULTRASOUND | [5 empty] | ULTRASONIC UNITS, DIAGNOSTIC |  | ULTRASOUNDDIAGNOSTIC-Philips-iU22 |  |  |  |  | ULTRASOUNDDIAGNOSTIC-Philips-iU22 | PHILIPS | [7 empty] | Not Covered Vendor Only - Biomedical | MHHS-Katy
NO | NO |  |  |  | R-069-HVIVAS1 |  | Philips Healthcare | iU22 xMATRIX |  | 02XLCB | TMC - HVI - CARDIOLOGY (3HVI) | MHHS-TMC |  |  |  | R-069-HVIVAS1 |  | TMC |  | TMC - HVI - CARDIOLOGY (3HVI) | [5 empty] | ULTRASONIC UNITS, DIAGNOSTIC |  | ULTRASOUNDDIAGNOSTIC-Philips-iU22 |  |  |  |  | ULTRASOUNDDIAGNOSTIC-Philips-iU22 | PHILIPS | [7 empty] | Not Covered Vendor Only - Biomedical | MHHS-TMC
NO | NO |  |  |  | R-069-HVIVAS2 |  | Philips Healthcare | iU22 xMATRIX |  | 02XRLR | TMC - HVI - CARDIOLOGY (3HVI) | MHHS-TMC |  |  |  | R-069-HVIVAS2 |  | TMC |  | TMC - HVI - CARDIOLOGY (3HVI) | [5 empty] | ULTRASONIC UNITS, DIAGNOSTIC |  | ULTRASOUNDDIAGNOSTIC-Philips-iU22 |  |  |  |  | ULTRASOUNDDIAGNOSTIC-Philips-iU22 | PHILIPS | [7 empty] | Not Covered Vendor Only - Biomedical | MHHS-TMC
NO | NO | [5 empty] | Philips Healthcare | iU22 xMATRIX |  | 034L6R Cart F.2 | WOODLANDS - TERRAMONT ER (CLINIC) | MHHS-Woodlands | [5 empty] | Woodlands |  | WOODLANDS - TERRAMONT ER (CLINIC) | [5 empty] | ULTRASONIC UNITS, DIAGNOSTIC |  | ULTRASOUNDDIAGNOSTIC-Philips-iU22 |  |  |  |  | ULTRASOUNDDIAGNOSTIC-Philips-iU22 | PHILIPS | [7 empty] | Not Covered Vendor Only - Biomedical | MHHS-Woodlands
NO | YES |  |  |  | R-069-26736 |  | Philips Healthcare | JETStream |  |  | TMC - RADIOLOGY - NUC MED | MHHS-TMC |  | System, Atherectomy |  | R-069-26736 |  | TMC |  | TMC - RADIOLOGY - NUC MED | [5 empty] | COMPUTERS |  | SYSTEMATHERECTOMY-Bayer Corp-JETSTREAM | SYSTEMATHERECTOMY | JETSTREAM |  |  |  | Bayer Corp | System, Atherectomy |  |  | SYSTEMATHERECTOMY-Bayer Corp-JETSTREAM |  |  |  | Covered PM Repair - Biomedical | MHHS-TMC
NO | NO |  |  |  | R-069-HVINM2WS |  | Philips Healthcare | JETStream |  |  | TMC - HVI - CARDIOLOGY (3HVI) | MHHS-TMC |  | System, Atherectomy |  | R-069-HVINM2WS |  | TMC |  | TMC - HVI - CARDIOLOGY (3HVI) | [5 empty] | COMPUTERS |  | SYSTEMATHERECTOMY-Bayer Corp-JETSTREAM | SYSTEMATHERECTOMY | JETSTREAM |  |  |  | Bayer Corp | System, Atherectomy |  |  | SYSTEMATHERECTOMY-Bayer Corp-JETSTREAM |  |  |  | Covered PM Repair - Biomedical | MHHS-TMC
YES | YES |  |  |  | 099-03706 |  | Philips Healthcare | L12-3 |  | B20XKW | [5 empty] | 099-03706 |  | Humble | HM Humble | [8 empty] | TRANSDUCERULTRASOUND-Philips-L12-3
YES | YES |  |  |  | 099-03722 |  | Philips Healthcare | L12-3 |  | B18N2V | [5 empty] | 099-03722 |  | Humble | HM Humble |  |  |  | 2/1/20 |  |  |  |  | TRANSDUCERULTRASOUND-Philips-L12-3
YES | YES |  |  |  | 099-03721 | 099-03721 | Philips Healthcare | L12-3 |  | B18RFV | [5 empty] | 099-03721 | 099-03721 | Humble | HM Humble |  |  |  | 2/1/20 |  |  |  |  | TRANSDUCERULTRASOUND-Philips-L12-3
YES | YES |  |  |  | 099-03718 | 099-03718 | Philips Healthcare | L12-3 |  | B34V9G | [5 empty] | 099-03718 | 099-03718 | Humble | HM Humble |  |  |  | 5/1/20 |  |  |  |  | TRANSDUCERULTRASOUND-Philips-L12-3
YES | YES |  |  |  | 099-03600 | 099-03600 | Philips Healthcare | L12-3 |  | B38X16 | Imaging Dept |  |  |  |  | 099-03600 | 099-03600 | Katy | Memorial Hermann | Imaging Dept | Katy (US) |  |  |  | US probe for EPIQ 7G |  |  | TRANSDUCERULTRASOUND-Philips-L12-3
YES | YES |  |  |  | 133-07375 | 133-07375 | Philips Healthcare | L12-3 |  | B2FPWL | Imaging Dept |  |  |  |  | 133-07375 | 133-07375 | Katy | Memorial Hermann | Imaging Dept | Katy (US) |  |  |  | US probe for EPIQ 7G |  |  | TRANSDUCERULTRASOUND-Philips-L12-3
YES | YES |  |  |  | 099-03569 | 099-03569 | Philips Healthcare | L12-3 |  | B1FVF5 | SL OPID |  |  |  |  | 099-03569 | 099-03569 | Sugar Land | MH SL | SL OPID | SL, Professional Bldg 1, Suite 100, Room 172 |  |  |  |  | US probe for EPIC5G |  | TRANSDUCERULTRASOUND-Philips-L12-3
YES | YES |  |  |  | 099-03690 | 099-03690 | Philips Healthcare | L12-3 |  | B15NBH | SL OPID |  |  |  |  | 099-03690 | 099-03690 | Sugar Land | MH SL | SL OPID | SL, PB1, Suite 120, Room 114 |  |  |  |  | US Probe for EPIQ 5G |  | TRANSDUCERULTRASOUND-Philips-L12-3
YES | YES | Serial Number B1RYCG |  |  | 099-03691 | 099-03691 | Philips Healthcare | L12-3 |  | B1RYCG | SL OPID |  |  |  |  | 099-03691 | 099-03691 | Sugar Land | MH SL | SL OPID | SL, PB1, Suite 100, Room 174 |  |  |  |  | US Probe for EPIQ 5G |  | TRANSDUCERULTRASOUND-Philips-L12-3
YES | YES |  |  |  | 129-31000 | 129-31000 | Philips Healthcare | L12-3 |  | B16XX0 | SL OPID |  |  |  |  | 129-31000 | 129-31000 | Sugar Land | MH SL | SL OPID | SL, PB1, Suite 100, Room 174 |  |  |  |  | US Probe for EPIQ 5G |  | TRANSDUCERULTRASOUND-Philips-L12-3
YES | YES |  |  |  | 099-00408 | 099-00408 | Philips Healthcare | L12-3 |  | B22M35 | OPID - (GH) - GREATER HEIGHTS CCC - 439 |  |  |  |  | 099-00408 | 099-00408 | Central |  | OPID - (GH) - GREATER HEIGHTS CCC - 439 | [7 empty] | TRANSDUCERULTRASOUND-Philips-L12-3
YES | YES |  |  |  | 099-01174 | 099-01174 | Philips Healthcare | L12-3 |  | B2MJTF | NE - RADIOLOGY |  |  |  |  | 099-01174 | 099-01174 | Katy | Memorial Hermann Northeast Hospital | NE - RADIOLOGY | Rad Room 2 | [6 empty] | TRANSDUCERULTRASOUND-Philips-L12-3
YES | YES |  |  |  | 099-03396 | 099-03396 | Philips Healthcare | L12-3 |  | B1394Z | Sugar Land Imaging |  |  |  |  | 099-03396 | 099-03396 | Sugar Land | MH SL | Sugar Land Imaging | Sugar Land Imaging |  |  |  |  | US Probe for EPIQ 7G |  | TRANSDUCERULTRASOUND-Philips-L12-3
YES | YES |  |  |  | 099-03389 | 099-03389 | Philips Healthcare | L12-3 |  | B1P2TF | SugarLand Imaging |  |  |  |  | 099-03389 | 099-03389 | Sugar Land | SL MH | SugarLand Imaging | W1 323.3 / US 2 |  |  |  |  | US Probe for EPIQ 7G |  | TRANSDUCERULTRASOUND-Philips-L12-3
YES | YES |  |  |  | 099-03703 | 099-03703 | Philips Healthcare | L12-3 |  | B1XNG9 | Imaging CY |  |  |  |  | 099-03703 | 099-03703 | Cypress | MH CY | Imaging CY | M1 111 US 1 |  |  |  |  | US Probe for EPIQ 5G |  | TRANSDUCERULTRASOUND-Philips-L12-3
YES | YES |  |  |  | B1CP4P | B1CP4P | Philips Healthcare | L12-3 |  | B1CP4P | SP CCC - (SL) - EMERGENCY ROOM |  |  |  |  | B1CP4P | B1CP4P | Sugar Land | Memorial Hermann Convenient Care Center at Sienna Plantation (Sienna CCC) (#B) | SP CCC - (SL) - EMERGENCY ROOM | Ultrasound 1 | [6 empty] | TRANSDUCERULTRASOUND-Philips-L12-3
YES | YES |  |  |  | 142-08965 | 142-08965 | Philips Healthcare | L12-3 |  |  | CAHF - (SL) - SUGAR LAND (MP2) |  |  |  |  | 142-08965 | 142-08965 | Sugar Land | Center for Advanced Cardiology in Sugar Land (#400) | CAHF - (SL) - SUGAR LAND (MP2) | Echo | [6 empty] | TRANSDUCERULTRASOUND-Philips-L12-3
YES | YES |  |  |  | 005-33114 | 005-33114 | Philips Healthcare | L12-3 |  | B167PW | OPID - (WDLS) - WOODLANDS - 430 (MP3) |  |  |  |  | 005-33114 | 005-33114 | Woodlands | OPID - (WDLS) - WOODLANDS - 430 (MP3) | OPID - (WDLS) - WOODLANDS - 430 (MP3) | Ultrasound 3 |  |  |  | New add |  |  | TRANSDUCERULTRASOUND-Philips-L12-3
YES | YES |  |  |  | 099-08037 | 099-08037 | Philips Healthcare | L12-3 |  | B16XB3 | Echo |  |  |  |  | 099-08037 | 099-08037 | Central | TIIR | Echo | General Ultrasound | [6 empty] | TRANSDUCERULTRASOUND-Philips-L12-3
YES | YES |  |  |  | 241-03244 | 241-03244 | Philips Healthcare | L12-3 |  |  | TIRR - Radiology |  |  |  |  | 241-03244 | 241-03244 | TM | TIRR Memorial Hermann | TIRR - Radiology | TIRR - Radiology | [6 empty] | TRANSDUCERULTRASOUND-Philips-L12-3
YES | YES |  |  |  | 099-14969 | 099-14969 | Philips Healthcare | L12-3 |  |  | TIRR Radiology |  |  |  |  | 099-14969 | 099-14969 | TMC | TIRR Memorial Hermann | TIRR Radiology | TIRR Radiology | [6 empty] | TRANSDUCERULTRASOUND-Philips-L12-3
YES | YES |  |  |  | 099-13340 | 099-13340 | Philips Healthcare | L12-3 |  | B3JH45 | TMC - RADIOLOGY - HVI PAVILION |  |  |  |  | 099-13340 | 099-13340 | TMC | Memorial Hermann-Texas Medical Center | TMC - RADIOLOGY - HVI PAVILION | [7 empty] | TRANSDUCERULTRASOUND-Philips-L12-3
YES | YES |  |  |  | 099-13914 | 099-13914 | Philips Healthcare | L12-3 |  | B1WGBW | TMC - RADIOLOGY - HVI PAVILION |  |  |  |  | 099-13914 | 099-13914 | TMC | Memorial Hermann-Texas Medical Center | TMC - RADIOLOGY - HVI PAVILION | [7 empty] | TRANSDUCERULTRASOUND-Philips-L12-3
YES | YES |  |  |  | 099-13923 | 099-13923 | Philips Healthcare | L12-3 |  | B3JV8K | TMC - RADIOLOGY - HVI PAVILION |  |  |  |  | 099-13923 | 099-13923 | TMC | Memorial Hermann-Texas Medical Center | TMC - RADIOLOGY - HVI PAVILION | [7 empty] | TRANSDUCERULTRASOUND-Philips-L12-3
YES | YES |  |  |  | 099-12392 | 099-12392 | Philips Healthcare | L12-3 |  | B0Q3gq | HVI-Cath Lab - Floor 2 |  |  |  |  | 099-12392 | 099-12392 | TMC | Memorial Hermann-Texas Medical Center | HVI-Cath Lab - Floor 2 | Room 1 | 3/1/20 | [5 empty] | TRANSDUCERULTRASOUND-Philips-L12-3
YES | YES |  |  |  | 099-09330 | 099-09330 | Philips Healthcare | L12-3 |  | B2X09X | Ultrasound |  |  |  |  | 099-09330 | 099-09330 | TMC | Memorial Hermann-Texas Medical Center | Ultrasound | J2211 EAM RM 1 | [6 empty] | TRANSDUCERULTRASOUND-Philips-L12-3
YES | YES |  |  |  | 099-09231 | 099-09231 | Philips Healthcare | L12-3 |  |  | TMC - RADIOLOGY - JONES PAVILION |  |  |  |  | 099-09231 | 099-09231 | TMC | Memorial Hermann-Texas Medical Center | TMC - RADIOLOGY - JONES PAVILION | TMC - RADIOLOGY - JONES PAVILION | [6 empty] | TRANSDUCERULTRASOUND-Philips-L12-3
YES | YES |  |  |  | 099-09221 | 099-09221 | Philips Healthcare | L12-3 |  |  | TMC - RADIOLOGY - JONES PAVILION |  |  |  |  | 099-09221 | 099-09221 | TMC | Memorial Hermann-Texas Medical Center | TMC - RADIOLOGY - JONES PAVILION | TMC - RADIOLOGY - JONES PAVILION | [6 empty] | TRANSDUCERULTRASOUND-Philips-L12-3
YES | YES |  |  |  | 099-07870 | 099-07870 | Philips Healthcare | L12-3 |  | B18vzq | SE - EMERGENCY CENTER |  |  |  |  | 099-07870 | 099-07870 | Southeast | Memorial hermann -south east | SE - EMERGENCY CENTER | Hallway |  |  |  | No pm |  |  | TRANSDUCERULTRASOUND-Philips-L12-3
YES | YES |  |  |  | 099-06285 | 099-06285 | Philips Healthcare | L12-3 |  | B1TJ22 | Radiology |  |  |  |  | 099-06285 | 099-06285 | Southeast | Memorial Hermann Southeast Hospital | Radiology | Storage room |  |  |  | No pm |  |  | TRANSDUCERULTRASOUND-Philips-L12-3
YES | YES |  |  |  | 099-06287 | 099-06287 | Philips Healthcare | L12-3 |  | B1RT5G | Radiology |  |  |  |  | 099-06287 | 099-06287 | Southeast | Memorial Hermann Southeast Hospital | Radiology | Storage room |  |  |  | No pm |  |  | TRANSDUCERULTRASOUND-Philips-L12-3
YES | YES |  |  |  | 099-06292 | 099-06292 | Philips Healthcare | L12-3 |  | B1RT6K | Radiology |  |  |  |  | 099-06292 | 099-06292 | Southeast | Memorial Hermann Southeast Hospital | Radiology | Storage room |  |  |  | No pm |  |  | TRANSDUCERULTRASOUND-Philips-L12-3
YES | YES |  |  |  | 099-06327 | 099-06327 | Philips Healthcare | L12-3 |  | B1RYMH | SE - RADIOLOGY |  |  |  |  | 099-06327 | 099-06327 | Southeast | Memorial Hermann Southeast Hospital | SE - RADIOLOGY | Ultrasound 3 | [6 empty] | TRANSDUCERULTRASOUND-Philips-L12-3
YES | YES |  |  |  | 099-09740 | 099-09740 | Philips Healthcare | L12-3 |  |  | SE - Women Center |  |  |  |  | 099-09740 | 099-09740 | Southeast | Memorial Hermann Southeast Hospital | SE - Women Center | Women Center | [6 empty] | TRANSDUCERULTRASOUND-Philips-L12-3
YES | YES |  |  |  | 099-06868 | 099-06868 | Philips Healthcare | L12-3 |  | Nsn | OPID - (MC) - MEMORIAL CITY - 422 (MP4). |  |  |  |  | 099-06868 | 099-06868 |  | Memorial Hermann- medical plaza 3 | OPID - (MC) - MEMORIAL CITY - 422 (MP4). | Ultrasound 4 | 4/1/20 |  |  | No PM Sticker |  |  | TRANSDUCERULTRASOUND-Philips-L12-3
YES | YES |  |  |  | 099-06593 | 099-06593 | Philips Healthcare | L12-3 |  | B12P85 | Ultrasound |  |  |  |  | 099-06593 | 099-06593 | TMC | Memorial Hermann-Medical Plaza 3 | Ultrasound | Ultrasound 2 200.24 | [6 empty] | TRANSDUCERULTRASOUND-Philips-L12-3
YES | YES |  |  |  | 041-33487 | 041-33487 | Philips Healthcare | L12-3 |  | Nsn | MH MG - (MC) - MC CARDIOLOGY (MP4) STE400 |  |  |  |  | 041-33487 | 041-33487 |  | Memorial Hermann City - suite 400 | MH MG - (MC) - MC CARDIOLOGY (MP4) STE400 | Echo Room 2 | 4/1/20 |  |  | No PM Sticker |  |  | TRANSDUCERULTRASOUND-Philips-L12-3
YES | YES |  |  |  | 041-33388 | 041-33388 | Philips Healthcare | L12-3 |  | B30PWH | MH MG - (MC) - MC CARDIOLOGY (MP4) STE400 |  |  |  |  | 041-33388 | 041-33388 | West | Memorial Hermann Medical Group Memorial City Cardiology (#400) | MH MG - (MC) - MC CARDIOLOGY (MP4) STE400 | ECHO Room 1 | [6 empty] | TRANSDUCERULTRASOUND-Philips-L12-3
YES | YES |  |  |  | 005-13168 | 005-13168 | Philips Healthcare | L12-3 |  | B11C3D | MEMORIAL CITY - Echo Room E8 307 |  |  |  |  | 005-13168 | 005-13168 | West | Memorial Hermann - Memorial City | MEMORIAL CITY - Echo Room E8 307 | East Tower Patient Assessment
YES | YES | [5 empty] | Philips Healthcare | L12-3 |  |  | MEMORIAL CITY - ULTRASOUND | [6 empty] | West | Memorial Hermann Memorial City Medical Center | MEMORIAL CITY - ULTRASOUND | MEMORIAL CITY - ULTRASOUND
YES | YES |  |  |  | 041-33761 | 041-33761 | Philips Healthcare | L12-3 |  | B1L3XJ | OPID - (CY) - CYPRESS - 427 (MP1) |  |  |  |  | 041-33761 | 041-33761 | Northwest | Memorial Hermann Cypress Hospital | OPID - (CY) - CYPRESS - 427 (MP1) | Imaging center |  |  |  | No pm sticker
YES | YES |  |  |  | 041-33767 | 041-33767 | Philips Healthcare | L12-3 |  | B2R380 | WOODLANDS - RADIOLOGY |  |  |  |  | 041-33767 | 041-33767 | Woodlands | Memorial Hermann The Woodlands Medical Center | WOODLANDS - RADIOLOGY | Radiology
YES | YES |  |  |  | 009-33185 | 009-33185 | Philips Healthcare | L12-3 |  | B1Z4LW | SW -radiology |  |  |  |  | 009-33185 | 009-33185 | Southwest | Memorial Hermann Southwest Hospital | SW -radiology | Ultrasound 3
YES | YES |  |  |  | 133-09061 | 133-09061 | Philips Healthcare | L12-4 |  | B1GL26 | Emergency Dept |  |  |  |  | 133-09061 | 133-09061 | Katy | Memorial Hermann | Emergency Dept | Katy (ER) |  |  |  | US Probe for AFFINITI 50G
YES | YES |  |  |  | 099-14922 | 099-14922 | Philips Healthcare | L12-4 |  |  | TMC - CATH LAB - ADULT (2HVI) |  |  |  |  | 099-14922 | 099-14922 | TMC | Memorial Hermann-Texas Medical Center | TMC - CATH LAB - ADULT (2HVI) | TMC - CATH LAB - ADULT (2HVI)q
YES | YES |  |  |  | 099-12558 | 099-12558 | Philips Healthcare | L12-4 |  | B14B4X | TMC - HVI - CATH Lab |  |  |  |  | 099-12558 | 099-12558 | TMC | Memorial Hermann- Texas Medical Center | TMC - HVI - CATH Lab | Cath 03 |  |  |  | No PM Sticker,Probe
YES | YES |  |  |  | 099-03707 | 099-03707 | Philips Healthcare | L12-5 |  | B10CK2 | [5 empty] | 099-03707 | 099-03707 | Humble | HM Humble |  |  | 2/1/19 | 2/1/20
YES | YES |  |  |  | 133-10130 | 133-10130 | Philips Healthcare | L12-5 |  |  | Katy Imaging Center |  |  |  |  | 133-10130 | 133-10130 | Katy | Memorial Hermann | Katy Imaging Center | Katy | 2/1/20
YES | YES |  |  |  | 133-07550 | 133-07550 | Philips Healthcare | L12-5 |  |  | Katy Imaging Center |  |  |  |  | 133-07550 | 133-07550 | Katy | Memorial Hermann | Katy Imaging Center | Katy |  |  |  | US probe for iU22
YES | YES |  |  |  | 099-03719 | 099-03719 | Philips Healthcare | L12-5 |  | B2ZQFC | [5 empty] | 099-03719 | 099-03719 | Humble | HM Humble |  |  |  | 5/1/20
YES | YES |  |  |  | 133-05652 | 133-05652 | Philips Healthcare | L12-5 |  |  | Katy Imaging Center |  |  |  |  | 133-05652 | 133-05652 | Katy | Memorial Hermann | Katy Imaging Center | Katy (Mammo) |  |  |  | US Probe for iU22
YES | YES |  |  |  | 133-10271 | 133-10271 | Philips Healthcare | L12-5 |  |  | Katy Imaging Center |  |  |  |  | 133-10271 | 133-10271 | Katy | Memorial Hermann | Katy Imaging Center | Katy (Mammo) |  |  |  | US Probe for iU22
YES | YES |  |  |  | 099-03610 | 099-03610 | Philips Healthcare | L12-5 |  | 02PYGX | Imaging Dept |  |  |  |  | 099-03610 | 099-03610 | Katy | Memorial Hermann | Imaging Dept | Katy (US) |  |  |  | US probe for iU22
YES | YES |  |  |  | 099-03456 | 099-03456 | Philips Healthcare | L12-5 | [7 empty] | 099-03456 | 099-03456 |  |  |  |  | 12/1/19 | 12/1/20
YES | YES |  |  |  | 099-03484 | 099-03484 | Philips Healthcare | L12-5 | [7 empty] | 099-03484 | 099-03484 |  | OPID CCC Kingwood |  |  | 10/1/18 | 11/1/19
YES | YES |  |  |  |  | 029-07307 | Philips Healthcare | L12-5 |  | 0328TD | OPID - (WDLS) - WOODLANDS - 430 (MP3) | [5 empty] | 029-07307 | Woodlands | OPID - (WDLS) - WOODLANDS - 430 (MP3) | OPID - (WDLS) - WOODLANDS - 430 (MP3) | Ultrasound 1 |  |  |  | New add
YES | YES |  |  |  | 005-33113 | 005-33113 | Philips Healthcare | L12-5 |  | 0366VB | OPID - (WDLS) - WOODLANDS - 430 (MP3) |  |  |  |  | 005-33113 | 005-33113 | Woodlands | OPID - (WDLS) - WOODLANDS - 430 (MP3) | OPID - (WDLS) - WOODLANDS - 430 (MP3) | Ultrasound 2 |  |  |  | New add
YES | YES |  |  |  |  | 029-06934 | Philips Healthcare | L12-5 |  | B08GP2 | Breast | [5 empty] | 029-06934 | Woodlands | MD Anderson Breast Care with Memorial Hermann The Woodlands Medical Center (#150) | Breast | Ultrasound 2 |  |  |  | New add
YES | YES |  |  |  |  | 029-06935 | Philips Healthcare | L12-5 |  | B08GQY | OPID - (WDLS) - WOODLANDS - 430 (MP3) | [5 empty] | 029-06935 | Woodlands | OPID - (WDLS) - WOODLANDS - 430 (MP3) | OPID - (WDLS) - WOODLANDS - 430 (MP3) | Ultrasound 2 | 3/1/20 |  |  | No pm
YES | YES |  |  |  | 099-08598 | 099-08598 | Philips Healthcare | L12-5 |  | B0PBFR | Ultrasound |  |  |  |  | 099-08598 | 099-08598 | Central | Memorial Hermann Greater Heights Hospital | Ultrasound | Rm 3
YES | YES |  |  |  | 099-08748 | 099-08748 | Philips Healthcare | L12-5 |  | B08GNP | Imaging Center 150 |  |  |  |  | 099-08748 | 099-08748 | Southwest | Memorial Hermann Imaging Center - Southwest (#150) | Imaging Center 150 | Ultrasound RM 5
YES | YES |  |  |  | 241-03245 | 241-03245 | Philips Healthcare | L12-5 |  |  | TIRR - Radiolgy |  |  |  |  | 241-03245 | 241-03245 | TMC | TIRR Memorial Hermann | TIRR - Radiolgy | Ultrasound
YES | YES |  |  |  | 241-02784 | 241-02784 | Philips Healthcare | L12-5 |  | B14HL1 | TIRR - Radiology |  |  |  |  | 241-02784 | 241-02784 | TMC | TIRR Memorial Hermann | TIRR - Radiology | xray
YES | YES |  |  |  | 013-17930 | 013-17930 | Philips Healthcare | L12-5 |  | 02V4Y5 | OPID - (TMC) - BREAST CARE CENTER [MHMP-STE1600] - 453 |  |  |  |  | 013-17930 | 013-17930 | TMC | Memorial Hermann Breast Care Center - Texas Medical Center (#1600) | OPID - (TMC) - BREAST CARE CENTER [MHMP-STE1600] - 453 | Ultrasound Room
YES | YES |  |  |  | 099-09328 | 099-09328 | Philips Healthcare | L12-5 |  | B16MDB | Ultrasound |  |  |  |  | 099-09328 | 099-09328 | TMC | Memorial Hermann-Texas Medical Center | Ultrasound | J2211 EAM RM 1
YES | YES |  |  |  | 069-26664 | 069-26664 | Philips Healthcare | L12-5 |  | 03472Q | Ultrasound |  |  |  |  | 069-26664 | 069-26664 | TMC | Memorial Hermann-Texas Medical Center | Ultrasound | Hallway
YES | YES |  |  |  | 069-26658 | 069-26658 | Philips Healthcare | L12-5 |  | 035HW6 | Ultrasound |  |  |  |  | 069-26658 | 069-26658 | TMC | Memorial Hermann-Texas Medical Center | Ultrasound | Hallway
YES | YES |  |  |  | 099-07143 | 099-07143 | Philips Healthcare | L12-5 |  |  | Radiology |  |  |  |  | 099-07143 | 099-07143 | TMC | Memorial Hermann-Texas Medical Center | Radiology | Angio 2
YES | YES |  |  |  | 069-34195 | 069-34195 | Philips Healthcare | L12-5 |  | 453561189756B03GNG | Memorial Hermann- Texas Medical Center Radiology |  |  |  |  | 069-34195 | 069-34195 |  | TMC | Memorial Hermann- Texas Medical Center Radiology | Angio 1 |  |  |  | No PM Sticker
YES | YES |  |  |  | 099-07872 | 099-07872 | Philips Healthcare | L12-5 |  | B1mzmy | SE - EMERGENCY CENTER |  |  |  |  | 099-07872 | 099-07872 | Southeast | Memorial hermann -south east | SE - EMERGENCY CENTER | Hallway |  |  |  | No pm
YES | YES |  |  |  | 099-06288 | 099-06288 | Philips Healthcare | L12-5 |  | B0rv2r | Radiology |  |  |  |  | 099-06288 | 099-06288 | Southeast | Memorial Hermann Southeast Hospital | Radiology | Storage room |  |  |  | No pm
YES | YES |  |  |  | 099-06588 | 099-06588 | Philips Healthcare | L12-5 |  | 034GG4 | Ultrasound |  |  |  |  | 099-06588 | 099-06588 | TMC | Memorial Hermann-Medical Plaza 3 | Ultrasound | Ultrasound 1 200.12
YES | YES |  |  |  | 099-06867 | 099-06867 | Philips Healthcare | L12-5 |  | B1D8VF | OPID - (MC) - MEMORIAL CITY - 422 (MP4). |  |  |  |  | 099-06867 | 099-06867 |  | Memorial Hermann- medical plaza 3 | OPID - (MC) - MEMORIAL CITY - 422 (MP4). | Ultrasound 4 | 4/1/20 |  |  | Nnn
YES | YES |  |  |  | 099-07654 | 099-07654 | Philips Healthcare | L12-5 |  | B27NHZ | OPID - (MC) - BOBETTA LINDIG BREAST CARE [MP4-STE300] - 452 |  |  |  |  | 099-07654 | 099-07654 | West | MD Anderson Breast Care with Memorial Hermann - Memorial City (#300) | OPID - (MC) - BOBETTA LINDIG BREAST CARE [MP4-STE300] - 452 | Ultrasound 319
YES | YES |  |  |  | 069-16268 | 069-16268 | Philips Healthcare | L12-5 |  | D32zrh | Out patient |  |  |  |  | 069-16268 | 069-16268 | TMC | Memorial herrmann texas med center outpatient | Out patient | Suite 1600 |  |  |  | No pm sticker
YES | YES |  |  |  | 099-00223 | 099-00223 | Philips Healthcare | L12-5 |  | B04HL | OPID - (TMC) - MH IMAGING CENTER - 417 |  |  |  |  | 099-00223 | 099-00223 | TMC | IRONMAN Sports Medicine Institute at the Texas Medical Center 16th Floor | OPID - (TMC) - MH IMAGING CENTER - 417 | Suite 1600 |  |  |  | No PM stickerpp
YES | YES |  |  |  | 038ZMG | 038ZMG | Philips Healthcare | L12-5 |  | 038ZMG | Memorial Hermann - Radiology |  |  |  |  | 038ZMG | 038ZMG | Central | Memorial Hermann Greater Heights Hospital | Memorial Hermann - Radiology | GH- Radiology UT 3 |  |  |  | No pm sticker
YES | YES |  |  |  | 013-34366 | 013-34366 | Philips Healthcare | L12-5 |  | B05H3T | SW - HVI - NONINVASIVE CARDIOLOGY |  |  |  |  | 013-34366 | 013-34366 | Southwest | Memorial Hermann Southwest Hospital | SW - HVI - NONINVASIVE CARDIOLOGY | Ultrasound 1
YES | YES |  |  |  | 009-33143 | 009-33143 | Philips Healthcare | L12-5 |  | B05kc6 | SW - ultrasound |  |  |  |  | 009-33143 | 009-33143 | Southwest | Memorial Hermann Southwest Hospital | SW - ultrasound | ultrasound room 3 |  |  |  |  | Ultrasound transducer
YES | YES |  |  |  | 133-08276 | 133-08276 | Philips Healthcare | L12-5 50 |  | B1N1FR | Katy Imaging Center |  |  |  |  | 133-08276 | 133-08276 | Katy | Memorial Hermann | Katy Imaging Center | Katy (Mammo) |  |  |  | US probe for EPIQ5G
YES | YES |  |  |  | 099-03607 | 099-03607 | Philips Healthcare | L12-5 50 |  | B2WXQR | Imaging Dept |  |  |  |  | 099-03607 | 099-03607 | Katy | Memorial Hermann | Imaging Dept | Katy (US) |  |  |  | US probe for EPIQ 7G
YES | YES |  |  |  | 099-03554 | 099-03554 | Philips Healthcare | L12-5 50 |  | B1N2N7 | SL OPID |  |  |  |  | 099-03554 | 099-03554 | Sugar Land | MH SL | SL OPID | SL, Professional Bldg 1, Suite 100, Room 172 |  |  |  |  | US probe for EPIQ 5
YES | YES |  |  |  | 099-03689 | 099-03689 | Philips Healthcare | L12-5 50 |  | B10BGR | SL OPID |  |  |  |  | 099-03689 | 099-03689 | Sugar Land | MH LS | SL OPID | SL, PB1, Suite 120, Room 113 |  |  |  |  | US probe for EPIQ5G
YES | YES |  |  |  | 099-03700 | 099-03700 | Philips Healthcare | L12-5 50 |  | B1DD51 | SL OPID |  |  |  |  | 099-03700 | 099-03700 | Sugar Land | MH SL | SL OPID | SL, PB1, Suite 120, Room 114 |  |  |  |  | US Probe for EPIQ 5G
YES | YES |  |  |  | 099-03701 | 099-03701 | Philips Healthcare | L12-5 50 |  | B16M2Z | SL OPID |  |  |  |  | 099-03701 | 099-03701 | Sugar Land | MH SL | SL OPID | SL, PB1, Suite 100, Room 174 |  |  |  |  | US Probe for EPIQ 5G
YES | YES |  |  |  | 099-00409 | 099-00409 | Philips Healthcare | L12-5 50 |  | B20NXK | OPID - (GH) - GREATER HEIGHTS CCC - 439 |  |  |  |  | 099-00409 | 099-00409 | Central | Greater Heights OPID | OPID - (GH) - GREATER HEIGHTS CCC - 439 |  | 2/1/20
YES | YES |  |  |  | 099-03470 | 099-03470 | Philips Healthcare | L12-5 50 |  | B1N1VX | Sugar Land Imaging |  |  |  |  | 099-03470 | 099-03470 | Sugar Land | MH SL | Sugar Land Imaging | Sugar Land W1 323.1 |  |  |  |  | US Probe for EPIQ 7G
YES | YES |  |  |  | 099-03388 | 099-03388 | Philips Healthcare | L12-5 50 |  | B14JQT | Sugar Land Imaging |  |  |  |  | 099-03388 | 099-03388 | Sugar Land | MH SL | Sugar Land Imaging | W1 323.3 / US 2 |  |  |  |  | US Probe for EPIQ 7G
YES | YES |  |  |  | 099-03705 | 099-03705 | Philips Healthcare | L12-5 50 |  | B1WYH3 | Imaging CY |  |  |  |  | 099-03705 | 099-03705 | cypress | MH CY | Imaging CY | M1 111 US 1 | 2/1/20 |  |  |  | US Probe for EPIQ 5G
YES | YES |  |  |  | B19TR2 | B19TR2 | Philips Healthcare | L12-5 50 |  | B19TR2 | SP CCC - (SL) - EMERGENCY ROOM |  |  |  |  | B19TR2 | B19TR2 | Sugar Land | Memorial Hermann Convenient Care Center at Sienna Plantation (Sienna CCC) (#B) | SP CCC - (SL) - EMERGENCY ROOM | Ultrasound 1
YES | YES |  |  |  | 029-09645 | 029-09645 | Philips Healthcare | L12-5 50 |  | B105CN | OPID - (WDLS) - WOODLANDS - 430 (MP3) |  |  |  |  | 029-09645 | 029-09645 | Woodlands | OPID - (WDLS) - WOODLANDS - 430 (MP3) | OPID - (WDLS) - WOODLANDS - 430 (MP3) | Ultrasound 3 |  |  |  | New add
YES | YES |  |  |  | 009-34103 | 009-34103 | Philips Healthcare | L12-5 50 |  | B10BB4 | Cardiology |  |  |  |  | 009-34103 | 009-34103 | Central | Memorial Hermann Greater Heights Hospital | Cardiology
YES | YES |  |  |  | 099-08666 | 099-08666 | Philips Healthcare | L12-5 50 |  | B14HK1 | Radiology |  |  |  |  | 099-08666 | 099-08666 | Central | Memorial Hermann Greater Heights Hospital | Radiology | Ultrasound 1 | 3/1/20
YES | YES |  |  |  | 099-09228 | 099-09228 | Philips Healthcare | L12-5 50 |  | B10B9T | TMC - RADIOLOGY - JONES PAVILION |  |  |  |  | 099-09228 | 099-09228 | TMC | Memorial Hermann-Texas Medical Center | TMC - RADIOLOGY - JONES PAVILION | TMC - RADIOLOGY - JONES PAVILION
YES | YES |  |  |  | 069-44644 | 069-44644 | Philips Healthcare | L12-5 50 |  |  | TMC - RADIOLOGY - JONES PAVILION |  |  |  |  | 069-44644 | 069-44644 | TMC | Memorial Hermann-Texas Medical Center | TMC - RADIOLOGY - JONES PAVILION | Ultrasound - JONES PAVILION
YES | YES |  |  |  | 099-06326 | 099-06326 | Philips Healthcare | L12-5 50 |  | B1N1ZN | SE - RADIOLOGY |  |  |  |  | 099-06326 | 099-06326 | Southeast | Memorial Hermann Southeast Hospital | SE - RADIOLOGY | Ultrasound 3
YES | YES |  |  |  | 099-09737 | 099-09737 | Philips Healthcare | L12-5 50 |  | B16ML8 | SE - Women Center |  |  |  |  | 099-09737 | 099-09737 | Southeast | Memorial Hermann Southeast Hospital | SE - Women Center | Women Center/ on ultrasound #6
YES | YES |  |  |  | 099-06637 | 099-06637 | Philips Healthcare | L12-5 50 |  | B0XL9T | OPID - (MC) - BOBETTA LINDIG BREAST CARE [MP4-STE300] - 452 |  |  |  |  | 099-06637 | 099-06637 | West | MD Anderson Breast Care with Memorial Hermann - Memorial City (#300) | OPID - (MC) - BOBETTA LINDIG BREAST CARE [MP4-STE300] - 452 | Ultrasound 321
YES | YES |  |  |  | 099-06638 | 099-06638 | Philips Healthcare | L12-5 50 |  | B13BDF | Breast Center |  |  |  |  | 099-06638 | 099-06638 | West | MD Anderson Breast Care with Memorial Hermann - Memorial City (#300) | Breast Center | Biopsy Ultrasound | 4/1/20
YES | YES |  |  |  | 099-06595 | 099-06595 | Philips Healthcare | L12-5 50 |  | B14DC1 | Ultrasound |  |  |  |  | 099-06595 | 099-06595 | TMC | Memorial Hermann-Medical Plaza 3 | Ultrasound | Ultrasound 2 200.24
YES | YES |  |  |  | 041-33760 | 041-33760 | Philips Healthcare | L12-5 50 |  | B1JPKC | OPID - (CY) - CYPRESS - 427 (MP1) |  |  |  |  | 041-33760 | 041-33760 | Northwest | Memorial Hermann Cypress Hospital | OPID - (CY) - CYPRESS - 427 (MP1) | Imaging center |  |  |  | No PM Sticker
YES | YES |  |  |  | 009-33141 | 009-33141 | Philips Healthcare | L12-5 50 |  | B1WYJN | SW -radiology |  |  |  |  | 009-33141 | 009-33141 | Southwest | Memorial Hermann Southwest Hospital | SW -radiology | Ultrasound 3 |  |  |  | No sticker
YES | YES |  |  |  | 133-08278 | 133-08278 | Philips Healthcare | L15-7io |  | B1NXPF | Katy Imaging Center |  |  |  |  | 133-08278 | 133-08278 | Katy | Memorial Hermann | Katy Imaging Center | Katy (Mammo) |  |  |  | US probe for EPIC5G
YES | YES |  |  |  | 099-03702 | 099-03702 | Philips Healthcare | L15-7io |  | B1713C | SL OPID |  |  |  |  | 099-03702 | 099-03702 | Sugar Land | MH SL | SL OPID | SL, PB1, Suite 100, Room 174 |  |  |  |  | US probe foe EPIQ5G
YES | YES |  |  |  |  | 029-06936 | Philips Healthcare | L15-7io |  | B09M83 | OPID - (WDLS) - WOODLANDS - 430 (MP3) | [5 empty] | 029-06936 | Woodlands | OPID - (WDLS) - WOODLANDS - 430 (MP3) | OPID - (WDLS) - WOODLANDS - 430 (MP3) | Ultrasound |  |  |  | New add
YES | YES |  |  |  |  | 029-07301 | Philips Healthcare | L15-7io |  | 02Y216 | OPID - (WDLS) - WOODLANDS - 430 (MP3) | [5 empty] | 029-07301 | Woodlands | OPID - (WDLS) - WOODLANDS - 430 (MP3) | OPID - (WDLS) - WOODLANDS - 430 (MP3) | Ultrasound |  |  |  | New add
YES | YES |  |  |  |  | 029-07866 | Philips Healthcare | L15-7io |  | B09M7Y | Breast | [5 empty] | 029-07866 | Woodlands | MD Anderson Breast Care with Memorial Hermann The Woodlands Medical Center (#150) | Breast | Ultrasound 2 |  |  |  | New add
YES | YES |  |  |  | 099-13912 | 099-13912 | Philips Healthcare | L15-7io |  | B3H0TF | TMC - RADIOLOGY - HVI PAVILION |  |  |  |  | 099-13912 | 099-13912 | TMC | Memorial Hermann-Texas Medical Center | TMC - RADIOLOGY - HVI PAVILION
YES | YES |  |  |  | 099-13339 | 099-13339 | Philips Healthcare | L15-7io |  | B1VKT0 | TMC - RADIOLOGY - HVI PAVILION |  |  |  |  | 099-13339 | 099-13339 | TMC | Memorial Hermann-Texas Medical Center | TMC - RADIOLOGY - HVI PAVILION
YES | YES |  |  |  | 099-13925 | 099-13925 | Philips Healthcare | L15-7io |  | B3H0PZ | TMC - RADIOLOGY - HVI PAVILION |  |  |  |  | 099-13925 | 099-13925 | TMC | Memorial Hermann-Texas Medical Center | TMC - RADIOLOGY - HVI PAVILION
YES | YES |  |  |  | 069-26661 | 069-26661 | Philips Healthcare | L15-7io |  | B0KJHJ | Ultrasound |  |  |  |  | 069-26661 | 069-26661 | TMC | Memorial Hermann-Texas Medical Center | Ultrasound | Hallway
YES | YES |  |  |  | 099-07930 | 099-07930 | Philips Healthcare | L15-7io |  | 453561407811B0X28W | Memorial Hermann- Texas Medical Center Radiology |  |  |  |  | 099-07930 | 099-07930 |  | TMC | Memorial Hermann- Texas Medical Center Radiology | Angio 1 | 4/1/20 |  |  | No PM Sticker
YES | YES |  |  |  | 099-07655 | 099-07655 | Philips Healthcare | L15-7io |  | B10RXP | OPID - (MC) - BOBETTA LINDIG BREAST CARE [MP4-STE300] - 452 |  |  |  |  | 099-07655 | 099-07655 | West | MD Anderson Breast Care with Memorial Hermann - Memorial City (#300) | OPID - (MC) - BOBETTA LINDIG BREAST CARE [MP4-STE300] - 452 | Ultrasound 319
YES | YES |  |  |  | 099-06828 | 099-06828 | Philips Healthcare | L15-7io |  |  | MEMORIAL CITY - CATH LAB |  |  |  |  | 099-06828 | 099-06828 | West | Memorial herman heart and vascular - memorial city | MEMORIAL CITY - CATH LAB | Ct room 2 |  |  |  | No pm found
YES | YES |  |  |  | 099-00222 | 099-00222 | Philips Healthcare | L15-7io |  | B10T5T | Out patient |  |  |  |  | 099-00222 | 099-00222 | TMC | Memorial herrmann texas med center outpatient | Out patient | Suite 1600 |  |  |  | No pm sticker
YES | YES |  |  |  | B0QLGZ | B0QLGZ | Philips Healthcare | L15-7io |  | B0QLGZ | GH - RADIOLOGY |  |  |  |  | B0QLGZ | B0QLGZ | Central | GH- Radiology | GH - RADIOLOGY | GH - RADIOLOGY
YES | YES |  |  |  | 013-34363 | 013-34363 | Philips Healthcare | L15-7io |  | B05B69 | SW - HVI - NONINVASIVE CARDIOLOGY |  |  |  |  | 013-34363 | 013-34363 | Southwest | Memorial Hermann Southwest Hospital | SW - HVI - NONINVASIVE CARDIOLOGY | Ultrasound 1
YES | YES |  |  |  | 099-03563 | 099-03563 | Philips Healthcare | L17-5 |  |  | Katy Imaging Center |  |  |  |  | 099-03563 | 099-03563 | Katy | Memorial Hermann | Katy Imaging Center | Katy (Mammo) |  |  |  | US Probe for iU22
YES | YES |  |  |  | 099-03564 | 099-03564 | Philips Healthcare | L17-5 |  |  | Katy Imaging Center |  |  |  |  | 099-03564 | 099-03564 | Katy | Memorial Hermann | Katy Imaging Center | Katy (Mammo) |  |  |  | US Probe for iU22
YES | YES |  |  |  | 099-03609 | 099-03609 | Philips Healthcare | L17-5 |  | B36PBB | Imaging Dept |  |  |  |  | 099-03609 | 099-03609 | Katy | Memorial Hermann | Imaging Dept | Katy (US) |  |  |  | US probe for iU22
YES | YES |  |  |  | 099-03453 | 099-03453 | Philips Healthcare | L17-5 | [7 empty] | 099-03453 | 099-03453 | Humble | HM POID Humble |  |  | 12/1/18 | 12/1/19
YES | YES |  |  |  | 099-03451 | 099-03451 | Philips Healthcare | L17-5 | [7 empty] | 099-03451 | 099-03451 | Humble | HM POID Humble |  |  | 4/1/19 | 4/1/20
YES | YES |  |  |  |  | 029-04365 | Philips Healthcare | L17-5 |  | 02JCY6 | OPID - (WDLS) - WOODLANDS - 430 (MP3) | [5 empty] | 029-04365 | Woodlands | OPID - (WDLS) - WOODLANDS - 430 (MP3) | OPID - (WDLS) - WOODLANDS - 430 (MP3) | Ultrasound |  |  |  | New add
YES | YES |  |  |  |  | 029-06972 | Philips Healthcare | L17-5 |  | 02Q70D | Breast | [5 empty] | 029-06972 | Woodlands | MD Anderson Breast Care with Memorial Hermann The Woodlands Medical Center (#150) | Breast | Ultrasound 2 |  |  |  | New add
YES | YES |  |  |  | 11-45681 | L17-5 | Philips Healthcare | L17-5 |  | L17-5 | Ultrasound |  |  |  |  | 11-45681 | L17-5 | Woodlands | Memorial Hermann The Woodlands Medical Center | Ultrasound | Ultrasound
YES | YES |  |  |  | 099-13475 | 099-13475 | Philips Healthcare | L17-5 |  | B02YDQ | OPID - (TMC) - BREAST CARE CENTER [MHMP-STE1600] - 453 |  |  |  |  | 099-13475 | 099-13475 | TMC | Memorial Hermann Breast Care Center - Texas Medical Center (#1600) | OPID - (TMC) - BREAST CARE CENTER [MHMP-STE1600] - 453 | Ultrasound Room
YES | YES |  |  |  | 133-08277 | 133-08277 | Philips Healthcare | L18-5 |  | B1P4KT | Katy Imaging Center |  |  |  |  | 133-08277 | 133-08277 | Katy | Memorial Hermann | Katy Imaging Center | Katy (Mammo) |  |  |  | US probe for EPIC5G
YES | YES |  |  |  | 099-03458 | 099-03458 | Philips Healthcare | l18-5 | [7 empty] | 099-03458 | 099-03458 |  |  |  |  | 12/1/19 | 12/1/20
YES | YES |  |  |  | 099-03572 | 099-03572 | Philips Healthcare | L18-5 |  | B3CGGR | SL OPID |  |  |  |  | 099-03572 | 099-03572 | Sugar Land | MH SL | SL OPID | SL, PB1, Suite 120, Room 113 |  |  |  |  | US prober for EPIQ 5G
YES | YES |  |  |  | 099-03698 | 099-03698 | Philips Healthcare | L18-5 |  | B23TCW | SL OPID |  |  |  |  | 099-03698 | 099-03698 | Sugar Land | MH SL | SL OPID | SL, PB1, Suite 120, Room 114 | 2/1/20 |  |  |  | US probe for EPIC 5G
YES | YES |  |  |  | 099-03397 | 099-03397 | Philips Healthcare | L18-5 |  | B1P9TZ | Sugar Land Imaging |  |  |  |  | 099-03397 | 099-03397 | Sugar Land | MH SL | Sugar Land Imaging | Sugar Land W1 323.1 |  |  |  |  | US probe for EPIC 7G
YES | YES |  |  |  | 099-03386 | 099-03386 | Philips Healthcare | L18-5 |  | B167CM | Imaging Sugar Land |  |  |  |  | 099-03386 | 099-03386 | Sugar Land | MH SL | Imaging Sugar Land | W1 323.3 / US 2 |  |  |  |  | US probe for EPIC 7G
YES | YES |  |  |  | 099-09235 | 099-09235 | Philips Healthcare | L18-5 |  | B16Z60 | TMC - MHTMC - RAPID RESPONSE |  |  |  |  | 099-09235 | 099-09235 | TMC | Memorial Hermann-Texas Medical Center | TMC - MHTMC - RAPID RESPONSE | TMC MHTMC RADI RESPONSE
YES | YES |  |  |  | 099-09735 | 099-09735 | Philips Healthcare | L18-5 |  | B1QBQ0 | SE - Women Center |  |  |  |  | 099-09735 | 099-09735 | Southeast | Memorial Hermann Southeast Hospital | SE - Women Center | Women Center , on ultrasound system#6 |  |  |  | Ultrasound TRANSDUCER
YES | YES |  |  |  | 099-06640 | 099-06640 | Philips Healthcare | L18-5 |  | B285PY | Breast Center |  |  |  |  | 099-06640 | 099-06640 | West | MD Anderson Breast Care with Memorial Hermann - Memorial City (#300) | Breast Center | Ultrasound 319
YES | YES |  |  |  | 151-04940 | 151-04940 | Philips Healthcare | L18-5 |  | B0T459 | Biomed |  |  |  |  | 151-04940 | 151-04940 | West | Memorial Hermann Memorial City Medical Center | Biomed | Biomed lab |  |  |  | No pm tag | Transducer
YES | YES |  |  |  | 241-02641 | 241-02641 | Philips Healthcare | L25 |  | 03XJ3H | TIRR - Radiology |  |  |  |  | 241-02641 | 241-02641 | TM | TIRR Memorial Hermann | TIRR - Radiology | TIRR - Radiology
YES | YES |  |  |  | 099-07909 | 099-07909 | Philips Healthcare | L25x |  | 03W5M6 | SE - OR |  |  |  |  | 099-07909 | 099-07909 | Southeast | Memorial Hermann Southeast Hospital | SE - OR | Hybrid OR |  |  |  | No pm found |  |  | TRANSDUCERULTRASOUND-SonoSite-L25X
YES | YES |  |  |  | 099-06162 | 099-06162 | Philips Healthcare | L25x |  | 03LQC9 | SE - CATH LAB |  |  |  |  | 099-06162 | 099-06162 | Southeast | Memorial Hermann Southeast Hospital | SE - CATH LAB | Room 2 | [6 empty] | TRANSDUCERULTRASOUND-SonoSite-L25X
YES | YES |  |  |  | 099-14966 | 099-14966 | Philips Healthcare | L38 |  | 03Y5LY | TIRR - Radiology |  |  |  |  | 099-14966 | 099-14966 | TM | TIRR Memorial Hermann | TIRR - Radiology | TIRR - Radiology
YES | YES | [5 empty] | Philips Healthcare | L6-3 |  |  | Memorial Hermann - Radiology | [6 empty] | Central | Memorial Hermann Greater Heights Hospital | Memorial Hermann - Radiology | GH- Radiology UT 3 |  |  |  | No pm sticker
YES | YES |  |  |  | 133-07547 | 133-07547 | Philips Healthcare | L9-3 |  |  | Katy Imaging Canter |  |  |  |  | 133-07547 | 133-07547 | Katy | Memorial Hermann | Katy Imaging Canter | Katy |  |  |  | US probe |  |  | TRANSDUCERULTRASOUND-Philips-L9-3
YES | YES |  |  |  | 099-03687 | 099-03687 | Philips Healthcare | L9-3 |  |  | Katy Imaging Clinic |  |  |  |  | 099-03687 | 099-03687 | Katy | Memorial Hermann | Katy Imaging Clinic | Katy |  |  |  | US probe for iU22 |  |  | TRANSDUCERULTRASOUND-Philips-L9-3
YES | YES |  |  |  | 133-07556 | 133-07556 | Philips Healthcare | L9-3 |  |  | Katy Imaging Center |  |  |  |  | 133-07556 | 133-07556 | Katy | Memorial Hermann | Katy Imaging Center | Katy (Mammo) |  |  |  | US Probe for iU22 |  |  | TRANSDUCERULTRASOUND-Philips-L9-3
YES | YES |  |  |  | 099-03602 | 099-03602 | Philips Healthcare | L9-3 |  |  | Katy Imaging Clinic |  |  |  |  | 099-03602 | 099-03602 | Katy | Memorial Hermann | Katy Imaging Clinic | Katy (Mammo) |  |  |  | US ptobe for iU22 |  |  | TRANSDUCERULTRASOUND-Philips-L9-3
YES | YES |  |  |  | 133-08309 | 133-08309 | Philips Healthcare | L9-3 |  | 0373BK | Imaging Dept |  |  |  |  | 133-08309 | 133-08309 | Katy | Memorial Hermann | Imaging Dept | Katy (US) |  |  |  | US probe for iU22 |  |  | TRANSDUCERULTRASOUND-Philips-L9-3
YES | YES |  |  |  | 133-08323 | 133-08323 | Philips Healthcare | L9-3 |  | 0306VG | Imaging Dept |  |  |  |  | 133-08323 | 133-08323 | Katy | Memorial Hermann | Imaging Dept | Katy (US) |  |  |  | US probe for iU22 |  |  | TRANSDUCERULTRASOUND-Philips-L9-3
YES | YES |  |  |  | 099-03454 | 099-03454 | Philips Healthcare | L9-3 | [7 empty] | 099-03454 | 099-03454 | Humble | HM POID H umble |  |  | 12/1/18 | 12/1/19 |  |  |  |  | TRANSDUCERULTRASOUND-Philips-L9-3
YES | YES |  |  |  |  | 029-07306 | Philips Healthcare | L9-3 |  | 03228C | OPID - (WDLS) - WOODLANDS - 430 (MP3) | [5 empty] | 029-07306 | Woodlands | OPID - (WDLS) - WOODLANDS - 430 (MP3) | OPID - (WDLS) - WOODLANDS - 430 (MP3) | Ultrasound 1 |  |  |  | New add |  |  | TRANSDUCERULTRASOUND-Philips-L9-3
YES | YES |  |  |  |  | 029-06161 | Philips Healthcare | L9-3 |  | 036TMM | OPID - (WDLS) - WOODLANDS - 430 (MP3) | [5 empty] | 029-06161 | Woodlands | OPID - (WDLS) - WOODLANDS - 430 (MP3) | OPID - (WDLS) - WOODLANDS - 430 (MP3) | Ultrasound 2 |  |  |  | New add |  |  | TRANSDUCERULTRASOUND-Philips-L9-3
YES | YES |  |  |  | 099-08036 | 099-08036 | Philips Healthcare | L9-3 |  | 02QMT2 | Cardiology |  |  |  |  | 099-08036 | 099-08036 | Central | Memorial Hermann Greater Heights Hospital | Cardiology | Echo lab | [6 empty] | TRANSDUCERULTRASOUND-Philips-L9-3
YES | YES |  |  |  | 099-08747 | 099-08747 | Philips Healthcare | L9-3 |  | B08QRP | Imaging Center 150 |  |  |  |  | 099-08747 | 099-08747 | Southwest | Memorial Hermann Imaging Center - Southwest (#150) | Imaging Center 150 | Ultrasound RM 5 | [6 empty] | TRANSDUCERULTRASOUND-Philips-L9-3
YES | YES |  |  |  | 099-14852 | 099-14852 | Philips Healthcare | L9-3 |  | 02Z1CV | TIRR - Radiology |  |  |  |  | 099-14852 | 099-14852 | TMC | TIRR Memorial Hermann | TIRR - Radiology | xray | [6 empty] | TRANSDUCERULTRASOUND-Philips-L9-3
YES | YES |  |  |  | 069-29534 | 069-29534 | Philips Healthcare | L9-3 |  | 0370Y3 | OPID - (TMC) - BREAST CARE CENTER [MHMP-STE1600] - 453 |  |  |  |  | 069-29534 | 069-29534 | TMC | Memorial Hermann Breast Care Center - Texas Medical Center (#1600) | OPID - (TMC) - BREAST CARE CENTER [MHMP-STE1600] - 453 | Ultrasound Room | [6 empty] | TRANSDUCERULTRASOUND-Philips-L9-3
YES | YES |  |  |  | 099-13917 | 099-13917 | Philips Healthcare | L9-3 |  | 0347LK | TMC - RADIOLOGY - HVI PAVILION |  |  |  |  | 099-13917 | 099-13917 | TMC | Memorial Hermann-Texas Medical Center | TMC - RADIOLOGY - HVI PAVILION | [7 empty] | TRANSDUCERULTRASOUND-Philips-L9-3
YES | YES |  |  |  | 099-09297 | 099-09297 | Philips Healthcare | L9-3 |  | B0J7ZJ | Ultrasound |  |  |  |  | 099-09297 | 099-09297 | TMC | Memorial Hermann-Texas Medical Center | Ultrasound | Hallway | [6 empty] | TRANSDUCERULTRASOUND-Philips-L9-3
YES | YES |  |  |  | 099-07929 | 099-07929 | Philips Healthcare | L9-3 |  | 453561177104B08Q2G | Memorial Hermann- Texas Medical Center Radiology |  |  |  |  | 099-07929 | 099-07929 |  | TMC | Memorial Hermann- Texas Medical Center Radiology | Angio 1 | 4/1/20 |  |  | No PM Sticker |  |  | TRANSDUCERULTRASOUND-Philips-L9-3
YES | YES |  |  |  | 099-07144 | 099-07144 | Philips Healthcare | L9-3 |  |  | Radiology |  |  |  |  | 099-07144 | 099-07144 | TMC | Memorial Hermann-Texas Medical Center | Radiology | Angio 2 | [6 empty] | TRANSDUCERULTRASOUND-Philips-L9-3
YES | YES |  |  |  | 099-06590 | 099-06590 | Philips Healthcare | L9-3 |  | B0D0Y6 | Ultrasound |  |  |  |  | 099-06590 | 099-06590 | TMC | Memorial Hermann-Medical Plaza 3 | Ultrasound | Ultrasound 1 200.12 | [6 empty] | TRANSDUCERULTRASOUND-Philips-L9-3
YES | YES |  |  |  | 069-16267 | 069-16267 | Philips Healthcare | L9-3 |  | 0325GY | Out patient |  |  |  |  | 069-16267 | 069-16267 | TMC | Memorial herrmann texas med center outpatient | Out patient | Suite 1600 |  |  |  | No pm sticker
YES | YES |  |  |  | 099-00224 | 099-00224 | Philips Healthcare | L9-3 |  | 02ZQ8Y | OPID - (TMC) - MH IMAGING CENTER - 417 |  |  |  |  | 099-00224 | 099-00224 | TMC | IRONMAN Sports Medicine Institute at the Texas Medical Center 16th Floor | OPID - (TMC) - MH IMAGING CENTER - 417 | Suite 1600 |  |  |  | No PM Sticker
YES | YES |  |  |  | 009-33179 | 009-33179 | Philips Healthcare | L9-3 |  | B0Zw4H | SW - HVI - NONINVASIVE CARDIOLOGY |  |  |  |  | 009-33179 | 009-33179 | Southwest | Memorial Hermann Southwest Hospital | SW - HVI - NONINVASIVE CARDIOLOGY | Ultrasound 1
YES | YES |  |  |  | 009-33181 | 009-33181 | Philips Healthcare | L9-3 |  | 02V9DJ | SW - HVI - NONINVASIVE CARDIOLOGY |  |  |  |  | 009-33181 | 009-33181 | Southwest | Memorial Hermann Southwest Hospital | SW - HVI - NONINVASIVE CARDIOLOGY | Ultrasound 2
YES | YES |  |  |  | 099-05055 | 099-05055 | Philips Healthcare | Leb91bw |  | PL334LI400520 | H8101 |  |  |  |  | 099-05055 | 099-05055 |  | TMC | H8101 | Memorial Hermann- texas medical center | 3/1/20 |  |  | No PM Sticker
YES | YES |  |  |  | 099-03565 | 099-03565 | Philips Healthcare | Lumify |  | R52MA1BVJPW | Katy Sports Clinic |  |  |  |  | 099-03565 | 099-03565 | Katy | Memorial Hermann Katy Sports Clinic | Katy Sports Clinic | Katy Sports Clinic |  |  |  |  | Utrasound, Tablet
NO | NO |  |  |  | R52M5154H7V |  | Philips Healthcare | LUMIFY |  | R52M5154H7V | TMC - HERMANN - LIFE FLIGHT (11HP) | MHHS-TMC |  | Ultrasound, Diagnostic |  | R52M5154H7V |  | TMC |  | TMC - HERMANN - LIFE FLIGHT (11HP) | [5 empty] | ULTRASONIC UNITS, DIAGNOSTIC |  | ULTRASOUNDDIAGNOSTIC-Philips-Lumify | ULTRASOUNDDIAGNOSTIC | Lumify |  |  |  | PHILIPS | Ultrasound, Diagnostic |  | ULTRASOUNDDIAGNOSTIC-Philips-Lumify |  |  |  |  | Covered PM Repair - Biomedical | MHHS-TMC
NO | NO |  |  |  | R52M5154L6K |  | Philips Healthcare | LUMIFY |  | R52M5154L6K | TMC - HERMANN - LIFE FLIGHT (11HP) | MHHS-TMC |  | Ultrasound, Diagnostic |  | R52M5154L6K |  | TMC |  | TMC - HERMANN - LIFE FLIGHT (11HP) | [5 empty] | ULTRASONIC UNITS, DIAGNOSTIC |  | ULTRASOUNDDIAGNOSTIC-Philips-Lumify | ULTRASOUNDDIAGNOSTIC | Lumify |  |  |  | PHILIPS | Ultrasound, Diagnostic |  | ULTRASOUNDDIAGNOSTIC-Philips-Lumify |  |  |  |  | Covered PM Repair - Biomedical | MHHS-TMC
NO | NO |  |  |  | R52M5154M9K |  | Philips Healthcare | LUMIFY |  | R52M5154M9K | TMC - HERMANN - LIFE FLIGHT (11HP) | MHHS-TMC |  | Ultrasound, Diagnostic |  | R52M5154M9K |  | TMC |  | TMC - HERMANN - LIFE FLIGHT (11HP) | [5 empty] | ULTRASONIC UNITS, DIAGNOSTIC |  | ULTRASOUNDDIAGNOSTIC-Philips-Lumify | ULTRASOUNDDIAGNOSTIC | Lumify |  |  |  | PHILIPS | Ultrasound, Diagnostic |  | ULTRASOUNDDIAGNOSTIC-Philips-Lumify |  |  |  |  | Not Covered Vendor Only - Biomedical | MHHS-TMC
NO | NO |  |  |  | R52M5154MLN |  | Philips Healthcare | LUMIFY |  | R52M5154MLN | TMC - HERMANN - LIFE FLIGHT (11HP) | MHHS-TMC |  | Ultrasound, Diagnostic |  | R52M5154MLN |  | TMC |  | TMC - HERMANN - LIFE FLIGHT (11HP) | [5 empty] | ULTRASONIC UNITS, DIAGNOSTIC |  | ULTRASOUNDDIAGNOSTIC-Philips-Lumify | ULTRASOUNDDIAGNOSTIC | Lumify |  |  |  | PHILIPS | Ultrasound, Diagnostic |  | ULTRASOUNDDIAGNOSTIC-Philips-Lumify |  |  |  |  | Covered PM Repair - Biomedical | MHHS-TMC
NO | NO |  |  |  | R52M5154QMW |  | Philips Healthcare | LUMIFY |  | R52M5154QMW | TMC - HERMANN - LIFE FLIGHT (11HP) | MHHS-TMC |  | Ultrasound, Diagnostic |  | R52M5154QMW |  | TMC |  | TMC - HERMANN - LIFE FLIGHT (11HP) | [5 empty] | ULTRASONIC UNITS, DIAGNOSTIC |  | ULTRASOUNDDIAGNOSTIC-Philips-Lumify | ULTRASOUNDDIAGNOSTIC | Lumify |  |  |  | PHILIPS | Ultrasound, Diagnostic |  | ULTRASOUNDDIAGNOSTIC-Philips-Lumify |  |  |  |  | Covered PM Repair - Biomedical | MHHS-TMC
NO | NO |  |  |  | R52M5154R4A |  | Philips Healthcare | LUMIFY |  | R52M5154R4A | TMC - HERMANN - LIFE FLIGHT (11HP) | MHHS-TMC |  | Ultrasound, Diagnostic |  | R52M5154R4A |  | TMC |  | TMC - HERMANN - LIFE FLIGHT (11HP) | [5 empty] | ULTRASONIC UNITS, DIAGNOSTIC |  | ULTRASOUNDDIAGNOSTIC-Philips-Lumify | ULTRASOUNDDIAGNOSTIC | Lumify |  |  |  | PHILIPS | Ultrasound, Diagnostic |  | ULTRASOUNDDIAGNOSTIC-Philips-Lumify |  |  |  |  | Covered PM Repair - Biomedical | MHHS-TMC
NO | NO |  |  |  | R52M5154STW |  | Philips Healthcare | LUMIFY |  | R52M5154STW | TMC - HERMANN - LIFE FLIGHT (11HP) | MHHS-TMC |  | Ultrasound, Diagnostic |  | R52M5154STW |  | TMC |  | TMC - HERMANN - LIFE FLIGHT (11HP) | [5 empty] | ULTRASONIC UNITS, DIAGNOSTIC |  | ULTRASOUNDDIAGNOSTIC-Philips-Lumify | ULTRASOUNDDIAGNOSTIC | Lumify |  |  |  | PHILIPS | Ultrasound, Diagnostic |  | ULTRASOUNDDIAGNOSTIC-Philips-Lumify |  |  |  |  | Covered PM Repair - Biomedical | MHHS-TMC
NO | NO |  |  |  | R52M51553KX |  | Philips Healthcare | LUMIFY |  | R52M51553KX | TMC - HERMANN - LIFE FLIGHT (11HP) | MHHS-TMC |  | Ultrasound, Diagnostic |  | R52M51553KX |  | TMC |  | TMC - HERMANN - LIFE FLIGHT (11HP) | [5 empty] | ULTRASONIC UNITS, DIAGNOSTIC |  | ULTRASOUNDDIAGNOSTIC-Philips-Lumify | ULTRASOUNDDIAGNOSTIC | Lumify |  |  |  | PHILIPS | Ultrasound, Diagnostic |  | ULTRASOUNDDIAGNOSTIC-Philips-Lumify |  |  |  |  | Covered PM Repair - Biomedical | MHHS-TMC
YES | YES |  |  |  | 099-03562 | 099-03562 | Philips Healthcare | Lumify Probe |  | B3F5J0 | Katy Sports Clinic |  |  |  |  | 099-03562 | 099-03562 | Katy | Memorial Hermann Katy | Katy Sports Clinic | Katy Sports Clijic |  |  |  |  | US Probe
YES | YES |  |  |  | 009-33993 | 009-33993 | Philips Healthcare | M1001A |  | DE6520JCRD | GH - CV ICU |  |  |  |  | 009-33993 | 009-33993 | Central | Memorial Hermann Greater Heights Hospital | GH - CV ICU | GH-CV ICU | 3/1/20 |  | 3/1/21
YES | YES |  |  |  | 009-34673 | 009-34673 | Philips Healthcare | M1001A |  | DE6520JCMV | GH - CV ICU |  |  |  |  | 009-34673 | 009-34673 | Central | Memorial Hermann Greater Heights Hospital | GH - CV ICU | GH-CV ICU | 3/1/20 |  | 3/1/21
YES | YES |  |  |  | 009-34671 | 009-34671 | Philips Healthcare | M1001A |  | DE6520JCMP | GH - CV ICU |  |  |  |  | 009-34671 | 009-34671 | Central | Memorial Hermann Greater Heights Hospital | GH - CV ICU | GH-CV ICU | 3/1/20 |  | 3/1/21
YES | YES |  |  |  | 009-33998 | 009-33998 | Philips Healthcare | M1001A |  |  | GH - CV ICU |  |  |  |  | 009-33998 | 009-33998 | Central | Memorial Hermann Greater Heights Hospital | GH - CV ICU | GH- CV ICU | 3/1/20 |  | 3/1/21
YES | YES |  |  |  | 041-09830 | 041-09830 | Philips Healthcare | M1002A |  | 3805A70725 | MEMORIAL CITY - MOR RECOVERY |  |  |  |  | 041-09830 | 041-09830 | West | Memorial Hermann Memorial City Medical Center | MEMORIAL CITY - MOR RECOVERY | MEMORIAL CITY - MOR RECOVER
YES | YES |  |  |  | 129-01575 | 129-01575 | Philips Healthcare | M1002B |  | DE242C2798 | SUGAR LAND - BIOMED |  |  |  |  | 129-01575 | 129-01575 | Sugar Land | Memorial Hermann Sugar Land Hospital | SUGAR LAND - BIOMED | Biomed Shop
YES | YES | Serial Number Cnf |  |  | 005-02181 | 005-02181 | Philips Healthcare | M1002B |  | Cnf | Biomed |  |  |  |  | 005-02181 | 005-02181 | Southeast | Memorial Hermann Southeast Hospital | Biomed | Storage S425
NO | YES |  |  |  | 041-07464 | 041-07464 | Philips Healthcare | M1002B |  | DE242C5299 | MEMORIAL CITY - Outpatient Surgery |  |  |  |  | 041-07464 | 041-07464 | West | Memorial Hermann Memorial City Medical Center | MEMORIAL CITY - Outpatient Surgery | W1 Anesthesia workroom
NO | YES |  |  |  | 041-06401 | 041-06401 | Philips Healthcare | M1002B |  | DE242C0013 | Memorial City - Recovery |  |  |  |  | 041-06401 | 041-06401 | West | Memorial Hermann - Memorial City | Memorial City - Recovery | E2 MOR Pre-Surgical Room 10
YES | YES |  |  |  | 041-07493 | 041-07493 | Philips Healthcare | M1002B |  | DE242C5304 | Memorial City - 10 Floor Storage |  |  |  |  | 041-07493 | 041-07493 | West | Memorial Hermann Memorial City Medical Center | Memorial City - 10 Floor Storage | Memorial City - 10 Floor Storage
YES | YES |  |  |  | 013-00978 | 013-00978 | Philips Healthcare | M1006A |  |  | Floor 7 |  |  |  |  | 013-00978 | 013-00978 | Southwest | Memorial Hermann Southwest Hospital | Floor 7 | Floor 7
YES | YES |  |  |  | 013-02144 | 013-02144 | Philips Healthcare | M1006A |  |  | ICU 7th floor |  |  |  |  | 013-02144 | 013-02144 | Southwest | Memorial Hermann Southwest Hospital | ICU 7th floor | Rm 52
YES | YES |  |  |  | 013-04622 | 013-04622 | Philips Healthcare | M1006A |  | 3145A44669 | Floor 7 |  |  |  |  | 013-04622 | 013-04622 | Southwest | Memorial Hermann Southwest Hospital | Floor 7 | Floor 7
YES | YES |  |  |  | 013-04488 | 013-04488 | Philips Healthcare | M1006A |  |  | ICU B |  |  |  |  | 013-04488 | 013-04488 | Southwest | Memorial Hermann Southwest Hospital | ICU B
YES | YES |  |  |  | 133-02597 | 133-02597 | Philips Healthcare | M1006B |  | DE805J1706 | KATY - OR |  |  |  |  | 133-02597 | 133-02597 | Katy | Memorial Hermann Katy Hospital | KATY - OR | Anesthesia workroom |  | 2/1/20 |  |  |  | Module, Blood Pressure, INV | MODULEBLOODPRESSINV-Philips-M1006B | [12 empty] | MBPI-A | [10 empty] | MODULEBLOODPRESSINV | Module, Blood Pressure, INV | Philips
YES | YES |  |  |  | 133-02507 | 133-02507 | Philips Healthcare | M1006B |  | DE805I3351 | Cath Lab |  |  |  |  | 133-02507 | 133-02507 | Katy | Memorial Hermann Katy Hospital | Cath Lab | Outside Bay 1 | [5 empty] | Module, Blood Pressure, INV | MODULEBLOODPRESSINV-Philips-M1006B | [12 empty] | MBPI-A | [10 empty] | MODULEBLOODPRESSINV | Module, Blood Pressure, INV | Philips
YES | YES |  |  |  | 133-01056 | 133-01056 | Philips Healthcare | M1006B |  | 3731A44535 | Biomed |  |  |  |  | 133-01056 | 133-01056 | Katy | Memorial Hermann Katy Hospital | Biomed | Biomed shop | [5 empty] | Module, Blood Pressure, INV | MODULEBLOODPRESSINV-Philips-M1006B | [12 empty] | MBPI-A | [10 empty] | MODULEBLOODPRESSINV | Module, Blood Pressure, INV | Philips
NO | YES | Asset Tag 129-00297 |  |  | 129-00297 | 129-00297 | Philips Healthcare | M1006B |  | 3523A21682 | 3 East IMU |  |  |  |  | 129-00297 | 129-00297 | Sugar Land | Memorial Hermann Sugar Land Hospital | 3 East IMU | E307 | 10/1/19 |  | 10/1/20 |  |  | Module, Blood Pressure, INV | MODULEBLOODPRESSINV-Philips-M1006B | [12 empty] | MBPI-A | [10 empty] | MODULEBLOODPRESSINV | Module, Blood Pressure, INV | Philips
YES | YES |  |  |  | 145-01520 | 145-01520 | Philips Healthcare | M1006B |  | DE625Y864 | SUGAR LAND - LABOR |  |  |  |  | 145-01520 | 145-01520 | Sugar Land | Memorial Hermann Sugar Land Hospital | SUGAR LAND - LABOR | OR 1 | [5 empty] | Module, Blood Pressure, INV | MODULEBLOODPRESSINV-Philips-M1006B | [12 empty] | MBPI-A | [10 empty] | MODULEBLOODPRESSINV | Module, Blood Pressure, INV | Philips
YES | YES |  |  |  | 005-33171 | 005-33171 | Philips Healthcare | M1006B |  | DE625Y4862 | [5 empty] | 005-33171 | 005-33171 | Sugar Land | Memorial Hermann Sugar Land Hospital |  | L | [5 empty] | Module, Blood Pressure, INV | MODULEBLOODPRESSINV-Philips-M1006B | [12 empty] | MBPI-A | [10 empty] | MODULEBLOODPRESSINV | Module, Blood Pressure, INV | Philips
YES | YES |  |  |  | 009-04628 | 009-04628 | Philips Healthcare | M1006B |  | DE805I9319 | Cath Lab |  |  |  |  | 009-04628 | 009-04628 | Central | Memorial Hermann Greater Heights Hospital | Cath Lab | Holding room 4 | 3/1/19 |  | 3/1/20 |  |  |  | MODULEBLOODPRESSINV-Philips-M1006B
YES | YES |  |  |  | 013-11863 | 013-11863 | Philips Healthcare | M1006B |  | DE805I1276 | SW - ENDOSCOPY |  |  |  |  | 013-11863 | 013-11863 | Southwest | Memorial Hermann Southwest Hospital | SW - ENDOSCOPY | Bay 40 | [6 empty] | MODULEBLOODPRESSINV-Philips-M1006B
YES | YES |  |  |  | 099-10086 | 099-10086 | Philips Healthcare | M1006B |  | DE408V1348 | CVICU |  |  |  |  | 099-10086 | 099-10086 | Southwest | Memorial Hermann Southwest Hospital | CVICU | Rm 7 | [6 empty] | MODULEBLOODPRESSINV-Philips-M1006B
YES | YES |  |  |  | 013-37349 | 013-37349 | Philips Healthcare | M1006B |  | DE408V1037 | CVICU |  |  |  |  | 013-37349 | 013-37349 | Southwest | Memorial Hermann Southwest Hospital | CVICU | Rm 7 | [6 empty] | MODULEBLOODPRESSINV-Philips-M1006B
YES | YES |  |  |  | 013-09362 | 013-09362 | Philips Healthcare | M1006B |  | DE805F5712 | SW - NURSERY |  |  |  |  | 013-09362 | 013-09362 | Southwest | Memorial Hermann Southwest Hospital | SW - NURSERY | Nursery |  |  |  | New Add - One Time Inspection Sticker |  |  | MODULEBLOODPRESSINV-Philips-M1006B
YES | YES |  |  |  | 013-03789 | 013-03789 | Philips Healthcare | M1006B |  |  | ICU B |  |  |  |  | 013-03789 | 013-03789 | Southwest | Memorial Hermann Southwest Hospital | ICU B | Rm 9 | [6 empty] | MODULEBLOODPRESSINV-Philips-M1006B
YES | YES |  |  |  | 013-04631 | 013-04631 | Philips Healthcare | M1006B |  |  | ICU B |  |  |  |  | 013-04631 | 013-04631 | Southwest | Memorial Hermann Southwest Hospital | ICU B | Rm 9 | [6 empty] | MODULEBLOODPRESSINV-Philips-M1006B
YES | YES |  |  |  | 013-03792 | 013-03792 | Philips Healthcare | M1006B |  |  | SW - ICU - NEURO |  |  |  |  | 013-03792 | 013-03792 | Southwest | Memorial Hermann Southwest Hospital | SW - ICU - NEURO | ICU B - Room 10 |  |  |  | New Add |  |  | MODULEBLOODPRESSINV-Philips-M1006B
YES | YES |  |  |  | 013-03503 | 013-03503 | Philips Healthcare | M1006B |  |  | ICU B |  |  |  |  | 013-03503 | 013-03503 | Southwest | Memorial Hermann Southwest Hospital | ICU B | Rm 12 | [6 empty] | MODULEBLOODPRESSINV-Philips-M1006B
YES | YES |  |  |  |  | 013-04554 | Philips Healthcare | M1006B |  |  | ICU B | [5 empty] | 013-04554 | Southwest | Memorial Hermann Southwest Hospital | ICU B | Rm 14 | [6 empty] | MODULEBLOODPRESSINV-Philips-M1006B
YES | YES |  |  |  | 099-10897 | 099-10897 | Philips Healthcare | M1006B |  | DE805J2498 | ICU D |  |  |  |  | 099-10897 | 099-10897 | Southwest | Memorial Hermann Southwest Hospital | ICU D | ICU Room 30 |  |  |  | New Add |  |  | MODULEBLOODPRESSINV-Philips-M1006B
YES | YES |  |  |  | 133-06097 | 133-06097 | Philips Healthcare | M1006B |  | DE805M1659 | SW-OR |  |  |  |  | 133-06097 | 133-06097 | Southwest | Memorial Hermann Southwest Hospital | SW-OR | OR19 | [6 empty] | MODULEBLOODPRESSINV-Philips-M1006B
YES | YES |  |  |  | 077-05815 | 077-05815 | Philips Healthcare | M1006B |  | DE805F7628 | Tmc |  |  |  |  | 077-05815 | 077-05815 | TMC | Memorial Hermann-Texas Medical Center | Tmc | Biomed Shop |  |  |  | No PM Sticker |  |  | MODULEBLOODPRESSINV-Philips-M1006B
YES | YES |  |  |  | 077-04158 | 077-04158 | Philips Healthcare | M1006B |  | DE805G1104 | TMC - OR - CVOR (7HVI) |  |  |  |  | 077-04158 | 077-04158 | TMC | Memorial Hermann-Texas Medical Center | TMC - OR - CVOR (7HVI) | Biomed Shop |  |  |  | No PM Sticker |  |  | MODULEBLOODPRESSINV-Philips-M1006B
YES | YES |  |  |  | 077-05814 | 077-05814 | Philips Healthcare | M1006B |  | DE805F7627 loop | TMC - NICU |  |  |  |  | 077-05814 | 077-05814 | TMC | Memorial Hermann-Texas Medical Center | TMC - NICU | Biomed Shop |  |  |  | No PM Sticker |  |  | MODULEBLOODPRESSINV-Philips-M1006B
YES | YES |  |  |  | 005-04761 | 005-04761 | Philips Healthcare | M1006B |  | DE805H7760 | SE - OR |  |  |  |  | 005-04761 | 005-04761 | Southeast | Memorial Hermann Southeast Hospital | SE - OR | Hybrid Ii | 11/1/19 |  | 11/1/20 |  |  |  | MODULEBLOODPRESSINV-Philips-M1006B
YES | YES |  |  |  | 005-05138 | 005-05138 | Philips Healthcare | M1006B |  | DE805J7097 | Biomed |  |  |  |  | 005-05138 | 005-05138 | Southeast | Memorial Hermann Southeast Hospital | Biomed | Storage S425 | [6 empty] | MODULEBLOODPRESSINV-Philips-M1006B
YES | YES |  |  |  | 005-04175 | 005-04175 | Philips Healthcare | M1006B |  | DE805H3843 | Biomed |  |  |  |  | 005-04175 | 005-04175 | Southeast | Memorial Hermann Southeast Hospital | Biomed | Storage S425 | 12/1/17 |  | 12/1/18 |  |  |  | MODULEBLOODPRESSINV-Philips-M1006B
YES | YES |  |  |  | 005-04204 | 005-04204 | Philips Healthcare | M1006B |  | DE805H3831 | SE - LABOR |  |  |  |  | 005-04204 | 005-04204 | Southeast | Memorial Hermann Southeast Hospital | SE - LABOR | 4 floor storage |  |  |  | No pm |  |  | MODULEBLOODPRESSINV-Philips-M1006B
YES | YES |  |  |  | 005-03926 | 005-03926 | Philips Healthcare | M1006B |  | DE805H2029 | SE - LABOR |  |  |  |  | 005-03926 | 005-03926 | Southeast | Memorial Hermann Southeast Hospital | SE - LABOR | 4 floor storage |  |  |  | No pm |  |  | MODULEBLOODPRESSINV-Philips-M1006B
NO | YES |  |  |  | 041-06693 | 041-06693 | Philips Healthcare | M1006B |  | DE805F7620 | Biomed |  |  |  |  | 041-06693 | 041-06693 | West | Memorial Hermann Memorial City Medical Center | Biomed | Biomed lab |  |  |  | No pm tag
YES | YES |  |  |  | 041-05532 | 041-05532 | Philips Healthcare | M1006B |  | DE805F6786 | MEMORIAL CITY - ER - PEDS |  |  |  |  | 041-05532 | 041-05532 | West | Memorial Hermann Memorial City Medical Center Emergency Center | MEMORIAL CITY - ER - PEDS | E1 432 Clinical Coordinator
YES | YES |  |  |  | 041-07485 | 041-07485 | Philips Healthcare | M1006B |  | DE805F7981 | MEMORIAL CITY - Outpatient Surgery |  |  |  |  | 041-07485 | 041-07485 | West | Memorial Hermann Memorial City Medical Center | MEMORIAL CITY - Outpatient Surgery | W1 Anesthesia workroom
NO | YES |  |  |  | 041-06295 | 041-06295 | Philips Healthcare | M1006B |  | DE805F6997 | MEMORIAL CITY - Outpatient Surgery |  |  |  |  | 041-06295 | 041-06295 | West | Memorial Hermann Memorial City Medical Center | MEMORIAL CITY - Outpatient Surgery | W1 Anesthesia workroom
YES | YES |  |  |  | 041-07487 | 041-07487 | Philips Healthcare | M1006B |  | DE805F7978 | MEMORIAL CITY - Outpatient Surgery |  |  |  |  | 041-07487 | 041-07487 | West | Memorial Hermann Memorial City Medical Center | MEMORIAL CITY - Outpatient Surgery | W1 Anesthesia workroom
NO | YES |  |  |  | 041-06300 | 041-06300 | Philips Healthcare | M1006B |  | DE805F7001 | MEMORIAL CITY - Outpatient Surgery |  |  |  |  | 041-06300 | 041-06300 | West | Memorial Hermann Memorial City Medical Center | MEMORIAL CITY - Outpatient Surgery | W1 Anesthesia workroom
YES | YES |  |  |  | 041-06734 | 041-06734 | Philips Healthcare | M1006B |  | DE805F7232 | MEMORIAL CITY - Outpatient Surgery |  |  |  |  | 041-06734 | 041-06734 | West | Memorial Hermann Memorial City Medical Center | MEMORIAL CITY - Outpatient Surgery | W1 Anesthesia workroom
YES | YES |  |  |  | 041-06293 |  | Philips Healthcare | M1006B |  | DE805F6996 | Memorial City - Recovery |  |  |  |  | 041-06293 |  | West | Memorial Hermann - Memorial City | Memorial City - Recovery | E2 MOR Pre-Surgical Room 10
NO | YES |  |  |  |  | 041-06296 | Philips Healthcare | M1006b |  | DE805F6994 | Memorial city | [5 empty] | 041-06296 | West | Memorial Hermann Medical Group Memorial City (#100) | Memorial city | 10 floor storage
YES | YES |  |  |  |  | 041-06665 | Philips Healthcare | M1008B |  | DE911H0254 | Biomed | [5 empty] | 041-06665 | West | Memorial Hermann Memorial City Medical Center | Biomed | Biomed lab |  |  |  | No pm tag
YES | YES |  |  |  | 041-09798 | 041-09798 | Philips Healthcare | M1008b |  | DE911i0363 | Biomed |  |  |  |  | 041-09798 | 041-09798 | Mem city | Memorial city - Memorial herman hospital | Biomed | Biomed shop |  |  |  | No pm sticker found
NO | YES |  |  |  | 041-06445 |  | Philips Healthcare | M1008B |  | DE911G9261 | Memorial City - Recovery |  |  |  |  | 041-06445 |  | West | Memorial Hermann - Memorial City | Memorial City - Recovery | E2 MOR Pre-Surgical Room 10
YES | YES |  |  |  | 005-08689 | 005-08689 | Philips Healthcare | M1009A |  | ASCF0042 | SE - OR |  |  |  |  | 005-08689 | 005-08689 | Southeast | Memorial Hermann Southeast Hospital | SE - OR | Hallway | 5/1/17 |  | 5/1/18
YES | YES |  |  |  |  | 099-14470 | Philips Healthcare | M1012A |  | 3805G24655 | Tmc | [5 empty] | 099-14470 | TMC | Memorial Hermann-Texas Medical Center | Tmc | Biomed Shop | 3/1/20 |  |  | No PM Sticker |  |  | MODULECARDIACOUTPUT-Philips-M1012A
YES | YES |  |  |  | 077-04193 | 077-04193 | Philips Healthcare | M1012A |  | 3805G25548 | TMC - NICU |  |  |  |  | 077-04193 | 077-04193 | TMC | Memorial Hermann-Texas Medical Center | TMC - NICU | Biomed Shop |  |  |  | No PM Sticker |  |  | MODULECARDIACOUTPUT-Philips-M1012A
YES | YES |  |  |  | 133-02731 | 133-02731 | Philips Healthcare | M1016A |  | 3805G20437 | Biomed |  |  |  |  | 133-02731 | 133-02731 | Katy | Memorial Hermann Katy Hospital | Biomed | Biomed shop
YES | YES |  |  |  | 129-04702 | 129-04702 | Philips Healthcare | M1019A |  | ASAJ-0145 | SUGAR LAND - PACU |  |  |  |  | 129-04702 | 129-04702 | Sugar Land | Memorial Hermann Sugar Land Hospital | SUGAR LAND - PACU | Biomed Ship | [5 empty] | Module, Respiratory Gas | MODULERESPIRATORYGAS-Philips-M1019A | [12 empty] | MDRG-A | [10 empty] | MODULERESPIRATORYGAS | Module, Respiratory Gas | Philips
YES | YES |  |  |  | 005-09289 | 005-09289 | Philips Healthcare | M1019A |  | ASDK-0007 | SE - OR |  |  |  |  | 005-09289 | 005-09289 | Southeast | Memorial Hermann Southeast Hospital | SE - OR | Anesthesia workroom | 3/1/18 |  | 3/1/19
YES | YES |  |  |  | 005-07417 | 005-07417 | Philips Healthcare | M1019A |  | ASDE-0004 | SE - Endo |  |  |  |  | 005-07417 | 005-07417 | Southeast | Memorial Hermann Southeast Hospital | SE - Endo | Procedure 5 | 12/1/19 |  | 12/1/20
YES | YES | Serial Number Cnf |  |  | 129-04414 | 129-04414 | Philips Healthcare | M1020A |  | Cnf | SUGAR LAND - BIOMED |  |  |  |  | 129-04414 | 129-04414 | Sugar Land | Memorial Hermann Sugar Land Hospital | SUGAR LAND - BIOMED | Biomed Shop
YES | YES |  |  |  |  | 013-02881 | Philips Healthcare | M1020A |  | 3805G87728 | SW - NURSERY | [5 empty] | 013-02881 | Southwest | Memorial Hermann Southwest Hospital | SW - NURSERY | Nursery |  |  |  | New Add - No PM Sticker
YES | YES | Serial Number Cnf |  |  | 005-02194 | 005-02194 | Philips Healthcare | M1020A |  | Cnf | Biomed |  |  |  |  | 005-02194 | 005-02194 | Southeast | Memorial Hermann Southeast Hospital | Biomed | Storage S425
YES | YES |  |  |  | 041-07494 | 041-07494 | Philips Healthcare | M1020A |  | DE805H1338 | MEMORIAL CITY - Outpatient Surgery |  |  |  |  | 041-07494 | 041-07494 | West | Memorial Hermann Memorial City Medical Center | MEMORIAL CITY - Outpatient Surgery | W1 Anesthesia workroom
NO | YES |  |  |  | 151-04363 | 041-06286 | Philips Healthcare | M1020A |  | DE805G4861 | Memorial Ciry Day Surgery |  |  |  |  | 151-04363 | 041-06286 | West | Memorial Hermann - Memorial City | Memorial Ciry Day Surgery | Memorial City Day Surgery West Tower 1st Foor Stepdown Room 5
NO | YES |  |  |  | 041-06429 |  | Philips Healthcare | M1020A |  | DE805G5738 | Memorial City - Recovery |  |  |  |  | 041-06429 |  | West | Memorial Hermann - Memorial City | Memorial City - Recovery | E2 MOR Pre-Surgical Room 10
NO | YES |  |  |  |  | 041-07465 | Philips Healthcare | M1020B |  | DE805H1627 | Memorial City - 10 Floor Storage | MHHS-Mem City |  | Module, SPO2 |  |  | 041-07465 | West | Memorial Hermann Memorial City Medical Center | Memorial City - 10 Floor Storage | Memorial City - 10 Floor Storage |  |  |  |  | OXIMETERS, PULSE |  | MODULESPO2-Philips-M1020B | MODULESPO2 | M1020B |  |  |  | Philips | Module, SPO2 |  | MODULESPO2-Philips-M1020B |  |  |  |  | Covered PM Repair - Biomedical | MHHS-Mem City
NO | YES |  |  |  |  | 041-06284 | Philips Healthcare | M1020B |  | DE805F9470 | MEMORIAL CITY - OUTPATIENT SURGERY | MHHS-Mem City |  | Module, SPO2 |  |  | 041-06284 | West | Memorial City - Memorial Hermann Hospital West Tower | MEMORIAL CITY - OUTPATIENT SURGERY | W1 300.94 OR 7 |  |  |  |  | OXIMETERS, PULSE |  | MODULESPO2-Philips-M1020B | MODULESPO2 | M1020B |  |  |  | Philips | Module, SPO2 |  | MODULESPO2-Philips-M1020B |  |  |  |  | Covered PM Repair - Biomedical | MHHS-Mem City
NO | NO |  |  |  | 151-01129 |  | Philips Healthcare | M1020B |  | 561320A319 | CY - NICU | MHHS-Cypress |  | Module, SPO2 |  | 151-01129 |  | Northwest & Cypress |  | CY - NICU | [5 empty] | OXIMETERS, PULSE |  | MODULESPO2-Philips-M1020B | MODULESPO2 | M1020B |  |  |  | Philips | Module, SPO2 |  | MODULESPO2-Philips-M1020B |  |  |  |  | Covered PM Repair - Biomedical | MHHS-Cypress
NO | NO |  |  |  | 151-01130 |  | Philips Healthcare | M1020B |  | 561320A275 | CY - NICU | MHHS-Cypress |  | Module, SPO2 |  | 151-01130 |  | Northwest & Cypress |  | CY - NICU | [5 empty] | OXIMETERS, PULSE |  | MODULESPO2-Philips-M1020B | MODULESPO2 | M1020B |  |  |  | Philips | Module, SPO2 |  | MODULESPO2-Philips-M1020B |  |  |  |  | Covered PM Repair - Biomedical | MHHS-Cypress
NO | NO |  |  |  | 151-01131 |  | Philips Healthcare | M1020B |  | 561320A279 | CY - NICU | MHHS-Cypress |  | Module, SPO2 |  | 151-01131 |  | Northwest & Cypress |  | CY - NICU | [5 empty] | OXIMETERS, PULSE |  | MODULESPO2-Philips-M1020B | MODULESPO2 | M1020B |  |  |  | Philips | Module, SPO2 |  | MODULESPO2-Philips-M1020B |  |  |  |  | Covered PM Repair - Biomedical | MHHS-Cypress
NO | NO |  |  |  | 151-01132 |  | Philips Healthcare | M1020B |  | 561320A318 | CY - NICU | MHHS-Cypress |  | Module, SPO2 |  | 151-01132 |  | Northwest & Cypress |  | CY - NICU | [5 empty] | OXIMETERS, PULSE |  | MODULESPO2-Philips-M1020B | MODULESPO2 | M1020B |  |  |  | Philips | Module, SPO2 |  | MODULESPO2-Philips-M1020B |  |  |  |  | Covered PM Repair - Biomedical | MHHS-Cypress
NO | NO |  |  |  | 041-34015 |  | Philips Healthcare | M1020B |  |  | MEMORIAL CITY - OUTPATIENT SURGERY | MHHS-Mem City |  | Module, SPO2 |  | 041-34015 |  | West & Memorial City |  | MEMORIAL CITY - OUTPATIENT SURGERY | [5 empty] | OXIMETERS, PULSE |  | MODULESPO2-Philips-M1020B | MODULESPO2 | M1020B |  |  |  | Philips | Module, SPO2 |  | MODULESPO2-Philips-M1020B |  |  |  |  | Covered PM Repair - Biomedical | MHHS-Mem City
YES | YES |  |  |  | 077-04177 | 077-04177 | Philips Healthcare | M1021A |  | 3426G05215 | TMC - |  |  |  |  | 077-04177 | 077-04177 | TMC | Memorial Hermann-Texas Medical Center | TMC - | Biomed Shop |  |  |  | No PM Sticker
YES | YES |  |  |  | 041-06741 | 041-06741 | Philips Healthcare | M1021A |  | 3426G05246 | Biomed |  |  |  |  | 041-06741 | 041-06741 | West | Memorial Hermann Memorial City Medical Center | Biomed | Biomed lab |  |  |  | No pm tag
YES | YES |  |  |  | 005-04754 | 005-04754 | Philips Healthcare | M1026A |  | 3950A19150 | SE - OR |  |  |  |  | 005-04754 | 005-04754 | Southeast | Memorial Hermann Southeast Hospital | SE - OR | Anesthesia workroom | 4/1/20
YES | YES |  |  |  | 005-04750 | 005-04750 | Philips Healthcare | M1026A |  | 3950A19065 | Biomed |  |  |  |  | 005-04750 | 005-04750 | Southeast | Memorial Hermann Southeast Hospital | Biomed | Storage S425
YES | YES |  |  |  | 005-08641 | 005-08641 | Philips Healthcare | M1026A |  | 3950A15126 | Biomed |  |  |  |  | 005-08641 | 005-08641 | Southeast | Memorial Hermann Southeast Hospital | Biomed | Storage S425
YES | YES |  |  |  | 009-06124 | 009-06124 | Philips Healthcare | M1026B |  | 5129H28716 | Biomed shop |  |  |  |  | 009-06124 | 009-06124 | Central | Memorial Hermann Greater Heights Hospital | Biomed shop | BIOMED SHOP
YES | YES |  |  |  | 005-04760 | 005-04760 | Philips Healthcare | M1026B |  | 3950A19107 | Biomed shop |  |  |  |  | 005-04760 | 005-04760 | Central | Memorial Hermann Greater Heights Hospital | Biomed shop | BIOMED SHOP
YES | YES |  |  |  | 005-05139 | 005-05139 | Philips Healthcare | M1026B |  | 4323A23992 | Biomed |  |  |  |  | 005-05139 | 005-05139 | Southeast | Memorial Hermann Southeast Hospital | Biomed | Storage S425
YES | YES |  |  |  | 133-07602 | 133-07602 | Philips Healthcare | M1027A |  | DE02504843 | KATY - OR |  |  |  |  | 133-07602 | 133-07602 | Katy | Memorial Hermann Katy Hospital | KATY - OR | Anesthesia workroom
YES | YES |  |  |  | 133-07607 | 133-07607 | Philips Healthcare | M1027A |  | DE02504852 | KATY - OR |  |  |  |  | 133-07607 | 133-07607 | Katy | Memorial Hermann Katy Hospital | KATY - OR | Anesthesia workroom
YES | YES |  |  |  | 133-07605 | 133-07605 | Philips Healthcare | M1027A |  | DE02504839 | KATY - OR |  |  |  |  | 133-07605 | 133-07605 | Katy | Memorial Hermann Katy Hospital | KATY - OR | Anesthesia workroom
YES | YES |  |  |  | 133-07604 | 133-07604 | Philips Healthcare | M1027A |  | DE02504841 | KATY - OR |  |  |  |  | 133-07604 | 133-07604 | Katy | Memorial Hermann Katy Hospital | KATY - OR | Anesthesia workroom
YES | YES |  |  |  | 133-07606 | 133-07606 | Philips Healthcare | M1027A |  | DE02504840 | Biomed |  |  |  |  | 133-07606 | 133-07606 | Katy | Memorial Hermann Katy Hospital | Biomed | Biomed shop | 2/1/20 |  |  | No pm
YES | YES |  |  |  | 133-05967 | 133-05967 | Philips Healthcare | M1029A |  | 3805G87158 | Cath Lab |  |  |  |  | 133-05967 | 133-05967 | Katy | Memorial Hermann Katy Hospital | Cath Lab | Outside Bay 1 | [5 empty] | Module, Temperature | MODULETEMP-Philips-M1029A | [12 empty] | MT-A | [10 empty] | MODULETEMP | Module, Temperature | Philips
NO | YES | Asset Tag 1083205 |  |  |  |  | Philips Healthcare | M1029A |  | 3805G78812 | Orthopedics | [6 empty] | Southwest | Memorial Hermann Southwest Hospital | Orthopedics | Bay 24
YES | YES |  |  |  | 005-04200 | 005-04200 | Philips Healthcare | M1029A |  | 3805G76090 | SE - UNIT 2B (ONCOLOGY) |  |  |  |  | 005-04200 | 005-04200 | Southeast | Memorial Hermann Southeast Hospital | SE - UNIT 2B (ONCOLOGY) | Biomed | 1/1/18 |  | 1/1/19 |  |  |  | MODULETEMP-Philips-M1029A
YES | YES |  |  |  | 005-08696 | 005-08696 | Philips Healthcare | M1029A |  | DE907A6612 | SE - LABOR |  |  |  |  | 005-08696 | 005-08696 | Southeast | Memorial Hermann Southeast Hospital | SE - LABOR | 4 floor storage |  |  |  | No pm |  |  | MODULETEMP-Philips-M1029A
YES | YES |  |  |  | 005-00408 | 005-00408 | Philips Healthcare | M1029A |  | 3218A13829 | SE - LABOR |  |  |  |  | 005-00408 | 005-00408 | Southeast | Memorial Hermann Southeast Hospital | SE - LABOR | 4 floor storage |  |  |  | No pm, broken cover |  |  | MODULETEMP-Philips-M1029A
YES | YES |  |  |  | 005-01607 | 005-01607 | Philips Healthcare | M1029A |  | 3121A11146 | SE - LABOR |  |  |  |  | 005-01607 | 005-01607 | Southeast | Memorial Hermann Southeast Hospital | SE - LABOR | 4 floor storage |  |  |  | No pm |  |  | MODULETEMP-Philips-M1029A
YES | YES |  |  |  | 041-05520 | 041-05520 | Philips Healthcare | M1029A |  | 3805G69458 | Biomed |  |  |  |  | 041-05520 | 041-05520 | West | Memorial Hermann Memorial City Medical Center | Biomed | Biomed lab |  |  |  | No pm tag
YES | YES |  |  |  | 151-04861 | 151-04861 | Philips Healthcare | M1029A |  | 3805A33412 | Biomed |  |  |  |  | 151-04861 | 151-04861 | West | Memorial Hermann Memorial City Medical Center | Biomed | Biomed lab |  |  |  | No pm tag
YES | YES |  |  |  | 041-07449 | 041-07449 | Philips Healthcare | M1029A |  | 3805G72013 | MEMORIAL CITY - Outpatient Surgery |  |  |  |  | 041-07449 | 041-07449 | West | Memorial Hermann Memorial City Medical Center | MEMORIAL CITY - Outpatient Surgery | W1 Anesthesia workroom
YES | YES |  |  |  | 151-04840 | 151-04840 | Philips Healthcare | M1029A |  | 3805G92885 | MEMORIAL CITY - Outpatient Surgery |  |  |  |  | 151-04840 | 151-04840 | West | Memorial Hermann Memorial City Medical Center | MEMORIAL CITY - Outpatient Surgery | W1 Anesthesia workroom
NO | YES |  |  |  | 041-07452 | 041-07452 | Philips Healthcare | M1029A |  | 3805G72001 | MEMORIAL CITY - Outpatient Surgery |  |  |  |  | 041-07452 | 041-07452 | West | Memorial Hermann Memorial City Medical Center | MEMORIAL CITY - Outpatient Surgery | W1 Anesthesia workroom
NO | YES |  |  |  | 151-04841 |  | Philips Healthcare | M1029A |  | 3805G92882 | MEMORIAL CITY - Outpatient Surgery |  |  |  |  | 151-04841 |  | West | Memorial Hermann Memorial City Medical Center | MEMORIAL CITY - Outpatient Surgery | W1 Anesthesia workroom
NO | YES |  |  |  | 3805G92883 | 3805G92883 | Philips Healthcare | M1029A |  | 3805G92883 | MEMORIAL CITY - MOR |  |  |  |  | 3805G92883 | 3805G92883 | West | Memorial Hermann Memorial City Medical Center | MEMORIAL CITY - MOR | OR 8
NO | YES |  |  |  | 041-04516 | 041-04516 | Philips Healthcare | M1029A |  | 3805G64961 | MEMORIAL CITY - ANESTHESIOLOGY |  |  |  |  | 041-04516 | 041-04516 | West | Memorial Hermann Memorial City Medical Center | MEMORIAL CITY - ANESTHESIOLOGY | OR 7
YES | YES |  |  |  | 077-05813 | 077-05813 | Philips Healthcare | M1034A |  | DE10902268 | TMC - OR - CVOR (7HVI) |  |  |  |  | 077-05813 | 077-05813 | TMC | Memorial Hermann-Texas Medical Center | TMC - OR - CVOR (7HVI) | Biomed Shop | 3/1/09 |  | 3/1/10
NO | YES |  |  |  | 151-01673 | 151-01673 | Philips Healthcare | M1034B |  | DE49705004 | CY-Cardiac Cath Lab | MHHS-Cypress |  | Module, Bispectral Index |  | 151-01673 | 151-01673 | Northwest | MHHS-Cypress | CY-Cardiac Cath Lab | Cath lab 1 | 1/1/20 | 1/1/21 |  |  | MONITORS, BEDSIDE, ELECTROENCEPHALOGRAPHIC, SPECTR | Module, Bispectral Index | MODULEBISPECTRALINDEX-Philips-M1034B | MODULEBISPECTRALINDEX | M1034B |  |  |  | Philips | Module, Bispectral Index |  | MODULEBISPECTRALINDEX-Philips-M1034B |  |  |  |  | Covered PM Repair - Biomedical | MHHS-Cypress | [8 empty] | MODULEBISPECTRALINDEX | Module, Bispectral Index | Philips
NO | YES |  |  |  | 151-01668 | 151-01668 | Philips Healthcare | M1034B |  | DE49705003 | CY-Labor & Delivery | MHHS-Cypress |  | Module, Bispectral Index |  | 151-01668 | 151-01668 | Northwest | MHHS-Cypress | CY-Labor & Delivery | C-Section 2 | 12/1/19 | 12/1/20 |  |  | MONITORS, BEDSIDE, ELECTROENCEPHALOGRAPHIC, SPECTR | Module, Bispectral Index | MODULEBISPECTRALINDEX-Philips-M1034B | MODULEBISPECTRALINDEX | M1034B |  |  |  | Philips | Module, Bispectral Index |  | MODULEBISPECTRALINDEX-Philips-M1034B |  |  |  |  | Covered PM Repair - Biomedical | MHHS-Cypress | [8 empty] | MODULEBISPECTRALINDEX | Module, Bispectral Index | Philips
NO | YES |  |  |  | 151-01670 | 151-01670 | Philips Healthcare | M1034B |  | DE49705008 | CY-Labor & Delivery | MHHS-Cypress |  | Module, Bispectral Index |  | 151-01670 | 151-01670 | Northwest | MHHS-Cypress | CY-Labor & Delivery | C section 1 | 12/1/19 | 12/1/20 |  |  | MONITORS, BEDSIDE, ELECTROENCEPHALOGRAPHIC, SPECTR | Module, Bispectral Index | MODULEBISPECTRALINDEX-Philips-M1034B | MODULEBISPECTRALINDEX | M1034B |  |  |  | Philips | Module, Bispectral Index |  | MODULEBISPECTRALINDEX-Philips-M1034B |  |  |  |  | Covered PM Repair - Biomedical | MHHS-Cypress | [8 empty] | MODULEBISPECTRALINDEX | Module, Bispectral Index | Philips
NO | YES |  |  |  | 151-01677 | 151-01677 | Philips Healthcare | M1034B |  | DE49705005 | CY-OR | MHHS-Cypress |  | Module, Bispectral Index |  | 151-01677 | 151-01677 | Northwest | MHHS-Cypress | CY-OR | Or 8 | 11/1/19 | 11/1/20 |  |  | MONITORS, BEDSIDE, ELECTROENCEPHALOGRAPHIC, SPECTR | Module, Bispectral Index | MODULEBISPECTRALINDEX-Philips-M1034B | MODULEBISPECTRALINDEX | M1034B |  |  |  | Philips | Module, Bispectral Index |  | MODULEBISPECTRALINDEX-Philips-M1034B |  | 9/1/15 |  |  | Covered PM Repair - Biomedical | MHHS-Cypress | [8 empty] | MODULEBISPECTRALINDEX | Module, Bispectral Index | Philips
NO | YES |  |  |  | 151-01679 | 151-01679 | Philips Healthcare | M1034B |  | DE49704999 | CY-OR | MHHS-Cypress |  | Module, Bispectral Index |  | 151-01679 | 151-01679 | Northwest | MHHS-Cypress | CY-OR | Or 5 | 11/1/19 | 11/1/20 |  |  | MONITORS, BEDSIDE, ELECTROENCEPHALOGRAPHIC, SPECTR | Module, Bispectral Index | MODULEBISPECTRALINDEX-Philips-M1034B | MODULEBISPECTRALINDEX | M1034B |  |  |  | Philips | Module, Bispectral Index |  | MODULEBISPECTRALINDEX-Philips-M1034B |  |  |  |  | Covered PM Repair - Biomedical | MHHS-Cypress | [8 empty] | MODULEBISPECTRALINDEX | Module, Bispectral Index | Philips
NO | YES |  |  |  | 151-01681 | 151-01681 | Philips Healthcare | M1034B |  | DE49704997 | CY-OR | MHHS-Cypress |  | Module, Bispectral Index |  | 151-01681 | 151-01681 | Northwest | MHHS-Cypress | CY-OR | OR 6 | 11/1/19 | 11/1/20 |  |  | MONITORS, BEDSIDE, ELECTROENCEPHALOGRAPHIC, SPECTR | Module, Bispectral Index | MODULEBISPECTRALINDEX-Philips-M1034B | MODULEBISPECTRALINDEX | M1034B |  |  |  | Philips | Module, Bispectral Index |  | MODULEBISPECTRALINDEX-Philips-M1034B |  |  |  |  | Covered PM Repair - Biomedical | MHHS-Cypress | [8 empty] | MODULEBISPECTRALINDEX | Module, Bispectral Index | Philips
NO | YES |  |  |  | 151-01683 | 151-01683 | Philips Healthcare | M1034B |  | DE49705007 | CY-OR | MHHS-Cypress |  | Module, Bispectral Index |  | 151-01683 | 151-01683 | Northwest | MHHS-Cypress | CY-OR | OR 4 | 11/1/19 | 11/1/20 |  |  | MONITORS, BEDSIDE, ELECTROENCEPHALOGRAPHIC, SPECTR | Module, Bispectral Index | MODULEBISPECTRALINDEX-Philips-M1034B | MODULEBISPECTRALINDEX | M1034B |  |  |  | Philips | Module, Bispectral Index |  | MODULEBISPECTRALINDEX-Philips-M1034B |  |  |  |  | Covered PM Repair - Biomedical | MHHS-Cypress | [8 empty] | MODULEBISPECTRALINDEX | Module, Bispectral Index | Philips
NO | YES |  |  |  | 151-01685 | 151-01685 | Philips Healthcare | M1034B |  | DE49705009 | CY-OR | MHHS-Cypress |  | Module, Bispectral Index |  | 151-01685 | 151-01685 | Northwest | MHHS-Cypress | CY-OR | Or | 11/1/19 | 11/1/20 |  |  | MONITORS, BEDSIDE, ELECTROENCEPHALOGRAPHIC, SPECTR | Module, Bispectral Index | MODULEBISPECTRALINDEX-Philips-M1034B | MODULEBISPECTRALINDEX | M1034B |  |  |  | Philips | Module, Bispectral Index |  | MODULEBISPECTRALINDEX-Philips-M1034B |  |  |  |  | Covered PM Repair - Biomedical | MHHS-Cypress | [8 empty] | MODULEBISPECTRALINDEX | Module, Bispectral Index | Philips
NO | YES |  |  |  | 133-04459 | 133-04459 | Philips Healthcare | M1034B |  | DE11006304 | Katy-OR | MHHS-Katy |  | Module, Bispectral Index |  | 133-04459 | 133-04459 | Katy | MHHS-Katy | Katy-OR | OR 3 | 7/1/19 | 7/1/20 |  |  | MONITORS, BEDSIDE, ELECTROENCEPHALOGRAPHIC, SPECTR | Module, Bispectral Index | MODULEBISPECTRALINDEX-Philips-M1034B | MODULEBISPECTRALINDEX | M1034B |  |  |  | Philips | Module, Bispectral Index |  | MODULEBISPECTRALINDEX-Philips-M1034B |  | 2/1/18 |  |  | Covered PM Repair - Biomedical | MHHS-Katy | [8 empty] | MODULEBISPECTRALINDEX | Module, Bispectral Index | Philips
NO | YES |  |  |  | 041-19749 | 041-19749 | Philips Healthcare | M1034B |  | DE49702848 | Memorial City - Surgery Dept. - Ortho | MHHS-Mem City |  | Module, Bispectral Index |  | 041-19749 | 041-19749 | West | Memorial Hermann - Memorial City | Memorial City - Surgery Dept. - Ortho | 11th Floor OR Room 5 |  |  |  |  | MONITORS, BEDSIDE, ELECTROENCEPHALOGRAPHIC, SPECTR |  | MODULEBISPECTRALINDEX-Philips-M1034B | MODULEBISPECTRALINDEX | M1034B |  |  |  | Philips | Module, Bispectral Index |  | MODULEBISPECTRALINDEX-Philips-M1034B |  |  |  |  | Covered PM Repair - Biomedical | MHHS-Mem City
NO | YES |  |  |  | 041-19751 | 041-19751 | Philips Healthcare | M1034B |  | DE49702847 | MEMORIAL CITY - MHT - JHC OR | MHHS-Mem City |  | Module, Bispectral Index |  | 041-19751 | 041-19751 | West | Weat | MEMORIAL CITY - MHT - JHC OR | MH11:507 OR7 |  |  |  |  | MONITORS, BEDSIDE, ELECTROENCEPHALOGRAPHIC, SPECTR |  | MODULEBISPECTRALINDEX-Philips-M1034B | MODULEBISPECTRALINDEX | M1034B |  |  |  | Philips | Module, Bispectral Index |  | MODULEBISPECTRALINDEX-Philips-M1034B |  |  |  |  | Covered PM Repair - Biomedical | MHHS-Mem City
NO | YES |  |  |  | 041-19752 | 041-19752 | Philips Healthcare | M1034B |  | DE49702840 | Memorial City - Orthopedics Surgery | MHHS-Mem City |  | Module, Bispectral Index |  | 041-19752 | 041-19752 | West | Memorial City - Memorial Hermann Hospital | Memorial City - Orthopedics Surgery | Anesthesia Workroom |  |  |  |  | MONITORS, BEDSIDE, ELECTROENCEPHALOGRAPHIC, SPECTR |  | MODULEBISPECTRALINDEX-Philips-M1034B | MODULEBISPECTRALINDEX | M1034B |  |  |  | Philips | Module, Bispectral Index |  | MODULEBISPECTRALINDEX-Philips-M1034B |  |  |  |  | Covered PM Repair - Biomedical | MHHS-Mem City
NO | YES |  |  |  | 041-19753 | 041-19753 | Philips Healthcare | M1034B |  | DE49702844 | MEMORIAL CITY - MHT - JHC OR | MHHS-Mem City |  | Module, Bispectral Index |  | 041-19753 | 041-19753 | West | West | MEMORIAL CITY - MHT - JHC OR | MH11: 504 OR11 |  |  |  |  | MONITORS, BEDSIDE, ELECTROENCEPHALOGRAPHIC, SPECTR |  | MODULEBISPECTRALINDEX-Philips-M1034B | MODULEBISPECTRALINDEX | M1034B |  |  |  | Philips | Module, Bispectral Index |  | MODULEBISPECTRALINDEX-Philips-M1034B |  |  |  |  | Covered PM Repair - Biomedical | MHHS-Mem City
NO | YES | Asset Tag 041-20786 |  |  | 041-20786 | 041-20786 | Philips Healthcare | M1034B |  | DE49704712 | Biomed | MHHS-Mem City |  | Module, Bispectral Index |  | 041-20786 | 041-20786 | West | Memorial Hermann Memorial City Medical Center | Biomed | Biomed lab |  |  |  |  | MONITORS, BEDSIDE, ELECTROENCEPHALOGRAPHIC, SPECTR |  | MODULEBISPECTRALINDEX-Philips-M1034B | MODULEBISPECTRALINDEX | M1034B |  |  |  | Philips | Module, Bispectral Index |  | MODULEBISPECTRALINDEX-Philips-M1034B |  |  |  |  | Covered PM Repair - Biomedical | MHHS-Mem City
NO | NO |  |  |  | 041-19746 |  | Philips Healthcare | M1034B |  | DE49702838 | MEMORIAL CITY - MHT - JHC OR | MHHS-Mem City |  | Module, Bispectral Index |  | 041-19746 |  | West & Memorial City |  | MEMORIAL CITY - MHT - JHC OR | [5 empty] | MONITORS, BEDSIDE, ELECTROENCEPHALOGRAPHIC, SPECTR |  | MODULEBISPECTRALINDEX-Philips-M1034B | MODULEBISPECTRALINDEX | M1034B |  |  |  | Philips | Module, Bispectral Index |  | MODULEBISPECTRALINDEX-Philips-M1034B |  |  |  |  | Covered PM Repair - Radiology, Low End | MHHS-Mem City
NO | NO |  |  |  | 013-37668 |  | Philips Healthcare | M1034B |  | DE49703672 | SW - ICU - NEURO & STROKE | MHHS-Southwest |  | Module, Bispectral Index |  | 013-37668 |  | Southwest |  | SW - ICU - NEURO & STROKE | [5 empty] | MONITORS, BEDSIDE, ELECTROENCEPHALOGRAPHIC, SPECTR |  | MODULEBISPECTRALINDEX-Philips-M1034B | MODULEBISPECTRALINDEX | M1034B |  |  |  | Philips | Module, Bispectral Index |  | MODULEBISPECTRALINDEX-Philips-M1034B |  |  |  |  | Covered PM Repair - Biomedical | MHHS-Southwest
NO | NO |  |  |  | 013-37669 |  | Philips Healthcare | M1034B |  | DE49703765 | SW - ICU - NEURO & STROKE | MHHS-Southwest |  | Module, Bispectral Index |  | 013-37669 |  | Southwest |  | SW - ICU - NEURO & STROKE | [5 empty] | MONITORS, BEDSIDE, ELECTROENCEPHALOGRAPHIC, SPECTR |  | MODULEBISPECTRALINDEX-Philips-M1034B | MODULEBISPECTRALINDEX | M1034B |  |  |  | Philips | Module, Bispectral Index |  | MODULEBISPECTRALINDEX-Philips-M1034B |  |  |  |  | Covered PM Repair - Biomedical | MHHS-Southwest
NO | NO |  |  |  | 013-37670 |  | Philips Healthcare | M1034B |  | DE49703752 | SW - ICU - NEURO & STROKE | MHHS-Southwest |  | Module, Bispectral Index |  | 013-37670 |  | Southwest |  | SW - ICU - NEURO & STROKE | [5 empty] | MONITORS, BEDSIDE, ELECTROENCEPHALOGRAPHIC, SPECTR |  | MODULEBISPECTRALINDEX-Philips-M1034B | MODULEBISPECTRALINDEX | M1034B |  |  |  | Philips | Module, Bispectral Index |  | MODULEBISPECTRALINDEX-Philips-M1034B |  |  |  |  | Covered PM Repair - Biomedical | MHHS-Southwest
NO | NO |  |  |  | 013-37671 |  | Philips Healthcare | M1034B |  | DE49703753 | SW - ICU - NEURO & STROKE | MHHS-Southwest |  | Module, Bispectral Index |  | 013-37671 |  | Southwest |  | SW - ICU - NEURO & STROKE | [5 empty] | MONITORS, BEDSIDE, ELECTROENCEPHALOGRAPHIC, SPECTR |  | MODULEBISPECTRALINDEX-Philips-M1034B | MODULEBISPECTRALINDEX | M1034B |  |  |  | Philips | Module, Bispectral Index |  | MODULEBISPECTRALINDEX-Philips-M1034B |  |  |  |  | Covered PM Repair - Biomedical | MHHS-Southwest
NO | YES |  |  |  | 151-02875 | 151-02875 | Philips Healthcare | M1034B INTELLIVUE BIS PARAMETER |  | DE49710887 | CY-Endoscopy | MHHS-Cypress |  |  |  | 151-02875 | 151-02875 | Northwest | MHHS-Cypress | CY-Endoscopy | Cardiac cath lab | 2/1/20 | 2/1/20 |  |  | PHYSIOLOGIC MONITOR MODULES, ELECTROENCEPHALOGRAPH |  | .needs class | [5 empty] | PHILIPS |  |  |  |  | 4/6/17 |  |  | Covered PM Repair - Biomedical | MHHS-Cypress
NO | YES |  |  |  | 041-20669 | 041-20669 | Philips Healthcare | M1034B INTELLIVUE BIS PARAMETER |  | DE49705583 | Memorial City - Orthopedics Surgery | MHHS-Mem City |  |  |  | 041-20669 | 041-20669 | West | Memorial City - Memorial Hermann Hospital | Memorial City - Orthopedics Surgery | Anesthesia Workroom |  |  |  | PM past due | PHYSIOLOGIC MONITOR MODULES, ELECTROENCEPHALOGRAPH |  | .needs class | [5 empty] | PHILIPS | [7 empty] | Covered PM Repair - Biomedical | MHHS-Mem City
NO | YES |  |  |  | 041-20715 | 041-20715 | Philips Healthcare | M1034B INTELLIVUE BIS PARAMETER |  | DE49703950 | MEMORIAL CITY - MHT - JHC OR | MHHS-Mem City |  |  |  | 041-20715 | 041-20715 | West | Memorial Hermann - Memorial City | MEMORIAL CITY - MHT - JHC OR | 11th Floor OR Room 8 |  |  |  |  | PHYSIOLOGIC MONITOR MODULES, ELECTROENCEPHALOGRAPH |  | .needs class | [5 empty] | PHILIPS | [7 empty] | Covered PM Repair - Biomedical | MHHS-Mem City
YES | YES |  |  |  | 041-20844 | 041-20844 | Philips Healthcare | M1034B INTELLIVUE BIS PARAMETER |  | DE49705831 | Memorial City - Orthopedics Surgery |  |  |  |  | 041-20844 | 041-20844 | West | Memorial City - Memorial Hermann Hospital | Memorial City - Orthopedics Surgery | Anesthesia Workroom |  |  |  |  | PHYSIOLOGIC MONITOR MODULES, ELECTROENCEPHALOGRAPH
NO | NO |  |  |  | 041-20476 |  | Philips Healthcare | M1034B INTELLIVUE BIS PARAMETER |  | DE49703936 | MEMORIAL CITY - CATH LAB | MHHS-Mem City |  |  |  | 041-20476 |  | West & Memorial City |  | MEMORIAL CITY - CATH LAB | [5 empty] | PHYSIOLOGIC MONITOR MODULES, ELECTROENCEPHALOGRAPH |  | .needs class | [5 empty] | PHILIPS | [7 empty] | Covered PM Repair - Biomedical | MHHS-Mem City
NO | NO |  |  |  | 013-34036 |  | Philips Healthcare | M1034B INTELLIVUE BIS PARAMETER |  | DE49713002 | SW - ICU - NEURO & STROKE | MHHS-Southwest |  |  |  | 013-34036 |  | Southwest |  | SW - ICU - NEURO & STROKE | [5 empty] | PHYSIOLOGIC MONITOR MODULES, ELECTROENCEPHALOGRAPH |  | .needs class | [5 empty] | PHILIPS | [7 empty] | Covered PM Repair - Biomedical | MHHS-Southwest
NO | NO |  |  |  | 013-34040 |  | Philips Healthcare | M1034B INTELLIVUE BIS PARAMETER |  | DE49712997 | SW - ICU - NEURO & STROKE | MHHS-Southwest |  |  |  | 013-34040 |  | Southwest |  | SW - ICU - NEURO & STROKE | [5 empty] | PHYSIOLOGIC MONITOR MODULES, ELECTROENCEPHALOGRAPH |  | .needs class | [5 empty] | PHILIPS | [7 empty] | Covered PM Repair - Biomedical | MHHS-Southwest
YES | YES |  |  |  | 041-33432 | 041-33432 | Philips Healthcare | M1041A |  | 3805A49496 | Biomed |  |  |  |  | 041-33432 | 041-33432 | Southeast | Memorial Hermann Southeast Hospital | Biomed | Storage S425
NO | NO |  |  |  | 129-04445 |  | Philips Healthcare | M1091A |  | ARXE-0055 | SUGAR LAND - CATH LAB | MHHS-Sugarland |  |  |  | 129-04445 |  | Sugar Land |  | SUGAR LAND - CATH LAB | [5 empty] | PHYSIOLOGIC MONITOR MODULES |  | .needs class | [5 empty] | PHILIPS | [7 empty] | Covered PM Repair - Biomedical | MHHS-Sugarland
YES | YES |  |  |  | 041-07431 | 041-07431 | Philips Healthcare | M1116-68603 |  | 4227A33019 | Memorial Ciry Day Surgery |  |  |  |  | 041-07431 | 041-07431 | West | Memorial Hermann - Memorial City | Memorial Ciry Day Surgery | Memorial City Day Surgery West Tower 1st Foor Stepdown Room 5 |  |  |  | One time inspection only
YES | YES |  |  |  | 4227A38703 | 133-02528 | Philips Healthcare | M1116B |  | 4227A38703 | OR |  |  |  |  | 4227A38703 | 133-02528 | Katy | Memorial Hermann Katy Hospital | OR | OR 7 |  |  |  | No pm sticker |  | Module, Recorder | MODULERECORDER-Philips-M1116B | [23 empty] | MODULERECORDER | Module, Recorder | Philips
YES | YES |  |  |  | 133-02413 | 133-02413 | Philips Healthcare | M1116B |  | 4227A30827 | [5 empty] | 133-02413 | 133-02413 | Katy | Memorial Hermann Katy Hospital |  | OR | 2/1/20 |  |  | No pm required |  | Module, Recorder | MODULERECORDER-Philips-M1116B | [23 empty] | MODULERECORDER | Module, Recorder | Philips
YES | YES |  |  |  | 4227A22515 | 099-03205 | Philips Healthcare | M1116B |  | 4227A22515 | KATY - OR |  |  |  |  | 4227A22515 | 099-03205 | Katy | Memorial Hermann Katy Hospital | KATY - OR | Endo 2 | 7/1/19 | 7/1/20 |  |  |  | Module, Recorder | MODULERECORDER-Philips-M1116B | [23 empty] | MODULERECORDER | Module, Recorder | Philips
YES | YES |  |  |  | 4227A48803 | 133-02980 | Philips Healthcare | M1116B |  | 4227A48803 | KATY - OR |  |  |  |  | 4227A48803 | 133-02980 | Katy | Memorial Hermann Katy Hospital | KATY - OR | Bronchoscopy |  |  |  | No pm |  | Module, Recorder | MODULERECORDER-Philips-M1116B | [23 empty] | MODULERECORDER | Module, Recorder | Philips
YES | YES |  |  |  | 133-03909 | 133-03909 | Philips Healthcare | M1116B |  | 4227A49812 | Biomed |  |  |  |  | 133-03909 | 133-03909 | Katy | Memorial Hermann Katy Hospital | Biomed | Biomed shop |  |  |  | No pm |  | Module, Recorder | MODULERECORDER-Philips-M1116B | [23 empty] | MODULERECORDER | Module, Recorder | Philips
YES | YES |  |  |  | 133-03881 | 133-03881 | Philips Healthcare | M1116b |  | 4227A49810 | Biomed |  |  |  |  | 133-03881 | 133-03881 | Katy | Memorial Hermann Katy Hospital | Biomed | Biomed shop | [5 empty] | Module, Recorder | MODULERECORDER-Philips-M1116B | [23 empty] | MODULERECORDER | Module, Recorder | Philips
YES | YES |  |  |  | 133-03927 | 133-03927 | Philips Healthcare | M1116b |  | 4227A49870 | Biomed |  |  |  |  | 133-03927 | 133-03927 | Katy | Memorial Hermann Katy Hospital | Biomed | Biomed shop | [5 empty] | Module, Recorder | MODULERECORDER-Philips-M1116B | [23 empty] | MODULERECORDER | Module, Recorder | Philips
YES | YES |  |  |  | 129-02306 | 129-02306 | Philips Healthcare | M1116B |  | 4227A32138 | SUGAR LAND - BIOMED |  |  |  |  | 129-02306 | 129-02306 | Sugar Land | Memorial Hermann Sugar Land Hospital | SUGAR LAND - BIOMED | Biomed Shop | [5 empty] | Module, Recorder | MODULERECORDER-Philips-M1116B | [23 empty] | MODULERECORDER | Module, Recorder | Philips
NO | YES | Asset Tag 129-04330 |  |  | 129-04330 | 129-04330 | Philips Healthcare | M1116B |  | 4227A73793 | SUGAR LAND - BIOMED |  |  |  |  | 129-04330 | 129-04330 | Sugar Land | Memorial Hermann Sugar Land Hospital | SUGAR LAND - BIOMED | Biomed Shop | [5 empty] | Module, Recorder | MODULERECORDER-Philips-M1116B | [23 empty] | MODULERECORDER | Module, Recorder | Philips
YES | YES |  |  |  | 129-02464 | 129-02464 | Philips Healthcare | M1116B |  | 4227A50298 | SUGAR LAND - CATH LAB |  |  |  |  | 129-02464 | 129-02464 | Sugar Land |  | SUGAR LAND - CATH LAB | BioMed Shop |  |  |  | No pm |  | Module, Recorder | MODULERECORDER-Philips-M1116B | [23 empty] | MODULERECORDER | Module, Recorder | Philips
NO | YES | Serial Number 4227A42093 |  |  | 009-04656 | 009-04656 | Philips Healthcare | M1116B |  | 4227A42093 | GH-OR |  |  |  |  | 009-04656 | 009-04656 | Central | MHHS-Greater Heights | GH-OR | OR | 3/1/19 |  | 3/1/20
YES | YES |  |  |  | 013-09665 | 013-09665 | Philips Healthcare | M1116B |  | 4227A22102 | Sw-NICU |  |  |  |  | 013-09665 | 013-09665 | Southwest | Memorial Hermann Southwest Hospital | Sw-NICU | NICU | [6 empty] | MODULERECORDER-Philips-M1116B
YES | YES |  |  |  | 013-09659 | 013-09659 | Philips Healthcare | M1116B |  | 4227A22098 | SW - NICU |  |  |  |  | 013-09659 | 013-09659 | Southwest | Memorial Hermann Southwest Hospital | SW - NICU | NICU 1 | [6 empty] | MODULERECORDER-Philips-M1116B
YES | YES |  |  |  |  | 077-04205 | Philips Healthcare | M1116B |  | 4227A27216 | Tmc | [5 empty] | 077-04205 | TMC | Memorial Hermann-Texas Medical Center | Tmc | Biomed Shop | 3/1/13 |  | 3/1/14 |  |  |  | MODULERECORDER-Philips-M1116B
YES | YES |  |  |  | 077-04203 | 077-04203 | Philips Healthcare | M1116B |  | 4227A27218 | PICU |  |  |  |  | 077-04203 | 077-04203 |  | TMC | PICU | Memorial Hermann- texas medical center | 4/1/19 |  | 4/1/20 |  |  |  | MODULERECORDER-Philips-M1116B
YES | YES |  |  |  | 005-04758 | 005-04758 | Philips Healthcare | M1116B |  | 4227A34682 | SE - OR - ANESTHESIA |  |  |  |  | 005-04758 | 005-04758 | Southeast | Memorial Hermann Southeast Hospital | SE - OR - ANESTHESIA | OR 1 | [6 empty] | MODULERECORDER-Philips-M1116B
YES | YES |  |  |  | 005-05604 | 005-05604 | Philips Healthcare | M1116B |  | 4227A49572 | SE - OR |  |  |  |  | 005-05604 | 005-05604 | Southeast | Memorial Hermann Southeast Hospital | SE - OR | Anesthesia workroom | [6 empty] | MODULERECORDER-Philips-M1116B
YES | YES |  |  |  | 005-04745 | 005-04745 | Philips Healthcare | M1116B |  | 4227A34685 | SE - LABOR |  |  |  |  | 005-04745 | 005-04745 | Southeast | Memorial Hermann Southeast Hospital | SE - LABOR | Or 1 |  |  |  | No pm |  |  | MODULERECORDER-Philips-M1116B
YES | YES |  |  |  | 005-05141 | 005-05141 | Philips Healthcare | M1116B |  | 4227A45907 | SE - LABOR |  |  |  |  | 005-05141 | 005-05141 | Southeast | Memorial Hermann Southeast Hospital | SE - LABOR | Delivery OR 2 |  |  |  | No pm label |  |  | MODULERECORDER-Philips-M1116B
YES | YES |  |  |  | 005-00720 | 005-00720 | Philips Healthcare | M1116B |  | 3523A30897 | SE - LABOR |  |  |  |  | 005-00720 | 005-00720 | Southeast | Memorial Hermann Southeast Hospital | SE - LABOR | 4 floor storage |  |  |  | No pm |  |  | MODULERECORDER-Philips-M1116B
NO | YES |  |  |  | 041-07455 | 041-07455 | Philips Healthcare | M1116B |  | 4227A26532 | MEMORIAL CITY - Outpatient Surgery |  |  |  |  | 041-07455 | 041-07455 | West | Memorial Hermann Memorial City Medical Center | MEMORIAL CITY - Outpatient Surgery | W1 Anesthesia workroom
YES | YES |  |  |  | 041-33910 | 041-33910 | Philips Healthcare | M1116B |  | 4227A91590 | MEMORIAL CITY - CATH LAB |  |  |  |  | 041-33910 | 041-33910 | West | Memorial Hermann - Memorial City | MEMORIAL CITY - CATH LAB | Interventional Radiology Room 1
NO | YES |  |  |  | 041-06452 |  | Philips Healthcare | M1116B |  | 4227A22687 | Memorial City - Recovery |  |  |  |  | 041-06452 |  | West | Memorial Hermann - Memorial City | Memorial City - Recovery | E2 MOR Pre-Surgical Room 10
NO | YES |  |  |  | 041-18280 | 041-18280 | Philips Healthcare | M1116B |  | 4227A91592 | Memorial City-Outpatient Surgery |  |  |  |  | 041-18280 | 041-18280 | West | Memorial Hermann Memorial City Medical Center | Memorial City-Outpatient Surgery | W1 OPS OR 4
YES | YES |  |  |  | 041-06349 | 041-06349 | Philips Healthcare | M1116B |  | 4227A22667 | Memorial City - 10 Floor Storage |  |  |  |  | 041-06349 | 041-06349 | West | Memorial Hermann Memorial City Medical Center | Memorial City - 10 Floor Storage | Memorial City - 10 Floor Storage
YES | YES |  |  |  | 009-34301 | 009-34301 | Philips Healthcare | M1116C |  | US51316138 | SW - HVI - OR |  |  |  |  | 009-34301 | 009-34301 | Southwest | Memorial Hermann Southwest Hospital | SW - HVI - OR | Hvi or 2 |  |  |  | No pm sticker
YES | YES |  |  |  | 099-08785 | 099-08785 | Philips Healthcare | M1116C |  | US51316139 | SW - HVI - OR |  |  |  |  | 099-08785 | 099-08785 | Southwest | Memorial Hermann Heart | SW - HVI - OR | HVI ENDO 7 |  |  |  | No PM Sticker
YES | YES |  |  |  | 129-02336 | 129-02336 | Philips Healthcare | M116B |  | 4227A50295 | SUGAR LAND - BIOMED |  |  |  |  | 129-02336 | 129-02336 | Sugar Land | Memorial Hermann Sugar Land Hospital | SUGAR LAND - BIOMED | Biomed Shop
NO | YES | [5 empty] | Philips Healthcare | M116B |  | 4227A67865 | MEMORIAL CITY - MOR | [6 empty] | West | Memorial city -memorial herman hospital center | MEMORIAL CITY - MOR | Procedure room 2 |  |  |  | No pm found
NO | YES |  |  |  | 041-06488 | 041-06488 | Philips Healthcare | M1204A |  | 4308A18752 | Memorial City - Recovery |  |  |  |  | 041-06488 | 041-06488 | West | Memorial Hermann - Memorial City | Memorial City - Recovery | E2 MOR Pre-Surgical Room 10
NO | YES | Serial Number 4335A23600 |  |  | 005-03459 | 005-03459 | Philips Healthcare | M1204A |  | 4335A23600 | Radiology |  |  |  |  | 005-03459 | 005-03459 | Southeast | Memorial Hermann Southeast Hospital | Radiology | Ct 1
YES | YES |  |  |  | 133-03038 | 133-03038 | Philips Healthcare | M1276A |  | 3727A50445 | Biomed |  |  |  |  | 133-03038 | 133-03038 | Katy | Memorial Hermann Katy Hospital | Biomed | Biomed | 8/1/06
YES | YES |  |  |  | 099-02618 | 099-02618 | Philips Healthcare | M1276A |  | 3727A45488 | Biomed |  |  |  |  | 099-02618 | 099-02618 | Katy | Memorial Hermann Katy Hospital | Biomed | Biomed
YES | YES |  |  |  | 013-09668 | 013-09668 | Philips Healthcare | M1276A |  | 3727A41914 | SW - NICU |  |  |  |  | 013-09668 | 013-09668 | Southwest | Memorial Hermann Southwest Hospital | SW - NICU | NICU
YES | YES |  |  |  | 151-04852 | 151-04852 | Philips Healthcare | M1276A |  | 3727A42118 | Biomed |  |  |  |  | 151-04852 | 151-04852 | West | Memorial Hermann Memorial City Medical Center | Biomed | Biomed lab |  |  |  | No pm
YES | YES |  |  |  | 583-01522 | 583-01522 | Philips Healthcare | M1771A |  | IS0603480 | [5 empty] | 583-01522 | 583-01522 |  | Memorial hermann |  | Suite 630
YES | YES |  |  |  | 129-31657 | 129-31657 | Philips Healthcare | M2601A |  | 4204AB7136 | Biomed |  |  |  |  | 129-31657 | 129-31657 | Sugar Land | Memorial Hermann Sugar Land Hospital | Biomed | Biomed shop
YES | YES |  |  |  | 129-31659 | 129-31659 | Philips Healthcare | M2601A |  | 4036A49488 | Biomed |  |  |  |  | 129-31659 | 129-31659 | Sugar Land | Memorial Hermann Sugar Land Hospital | Biomed | Biomed shop
YES | YES |  |  |  | US63320590 | US63320590 | Philips Healthcare | M2601B |  | US63320590 | Biomed |  |  |  |  | US63320590 | US63320590 | Sugar Land | Memorial Hermann Sugar Land Hospital | Biomed | Biomed shop
YES | YES |  |  |  | US63320597 | 129-31644 | Philips Healthcare | M2601B |  | US63320597 | Biomed |  |  |  |  | US63320597 | 129-31644 | Sugar Land | Memorial Hermann Sugar Land Hospital | Biomed | Biomed shop
YES | YES |  |  |  | US63320587 | 129-31645 | Philips Healthcare | M2601B |  | US63320587 | Biomed |  |  |  |  | US63320587 | 129-31645 | Sugar Land | Memorial Hermann Sugar Land Hospital | Biomed | Biomed shop
YES | YES |  |  |  | US63320586 | 129-31646 | Philips Healthcare | M2601B |  | US63320586 | Biomed |  |  |  |  | US63320586 | 129-31646 | Sugar Land | Memorial Hermann Sugar Land Hospital | Biomed | Biomed shop
YES | YES |  |  |  | 041-12526 | 041-12526 | Philips Healthcare | M2636A |  | DE52501020 | Memorial Hermann-Memorial City - Pediatrics |  |  |  |  | 041-12526 | 041-12526 | West | Memorial Hermann Memorial City Medical Center | Memorial Hermann-Memorial City - Pediatrics | MH4 4M11
YES | YES |  |  |  | 041-12297 | 041-12297 | Philips Healthcare | M2636A |  | DE525010161 | Memorial Hermann-Memorial City - Pediatrics |  |  |  |  | 041-12297 | 041-12297 | West | Memorial Hermann Memorial City Medical Center | Memorial Hermann-Memorial City - Pediatrics | MH4 4M08
NO | NO |  |  |  | 041-14431 |  | Philips Healthcare | M30001 |  |  | MEMORIAL CITY - ER | MHHS-Mem City |  |  |  | 041-14431 |  | West & Memorial City |  | MEMORIAL CITY - ER | [5 empty] | PHYSIOLOGIC MONITOR MODULES |  | .needs class | [5 empty] | PHILIPS | [7 empty] | Covered PM Repair - Biomedical | MHHS-Mem City
NO | NO | [5 empty] | Philips Healthcare | M30001 |  |  | MEMORIAL CITY - LDR - OR | MHHS-Mem City | [5 empty] | West & Memorial City |  | MEMORIAL CITY - LDR - OR | [5 empty] | PHYSIOLOGIC MONITOR MODULES |  | .needs class | [5 empty] | PHILIPS | [7 empty] | Covered PM Repair - Biomedical | MHHS-Mem City
YES | YES |  |  |  | 129-01340 | 129-01340 | Philips Healthcare | M3000A |  | DE94517925 | WOODLANDS - CVICU |  |  |  |  | 129-01340 | 129-01340 | Sugar Land | Memorial Hermann Sugar Land Hospital | WOODLANDS - CVICU |  | 7/1/17 | 7/1/18
YES | YES |  |  |  | 145-00205 | 145-00205 | Philips Healthcare | M3001A |  | DE3450D242 | PEARLAND - EMERGENCY CENTER |  |  |  |  | 145-00205 | 145-00205 | Pearland | Memorial Hermann Pearland Hospital | PEARLAND - EMERGENCY CENTER | Hallway | 2/1/17 | 2/1/18 |  |  |  | Module, Multi-Parameter | MODULEMULTIPARAMETER-Philips-M3001A | [12 empty] | MMP-A | [10 empty] | MODULEMULTIPARAMETER | Module, Multi-Parameter | Philips
YES | YES |  |  |  | 133-31239 | 133-31239 | Philips Healthcare | M3001A |  | DE6520JB52 | Cath Lab |  |  |  |  | 133-31239 | 133-31239 | Katy | Memorial Hermann Katy Hospital | Cath Lab | Outside Bay 1 | 2/1/20 | 2/1/21 |  |  |  | Module, Multi-Parameter | MODULEMULTIPARAMETER-Philips-M3001A | [12 empty] | MMP-A | [10 empty] | MODULEMULTIPARAMETER | Module, Multi-Parameter | Philips
NO | YES |  |  |  | 099-03829 | 099-03829 | Philips Healthcare | M3001A |  | DE632G0669 | Katy-Biomedical Services |  |  |  |  | 099-03829 | 099-03829 | Katy | MHHS-Katy | Katy-Biomedical Services | Biomed Shop | [5 empty] | Module, Multi-Parameter | MODULEMULTIPARAMETER-Philips-M3001A | [12 empty] | MMP-A | [10 empty] | MODULEMULTIPARAMETER | Module, Multi-Parameter | Philips
YES | YES |  |  |  | 129-04616 | 129-04616 | Philips Healthcare | M3001A |  | DE907V9133 | SUGAR LAND - LABOR |  |  |  |  | 129-04616 | 129-04616 | Sugar Land | Memorial Hermann Sugar Land Hospital | SUGAR LAND - LABOR | NICU | 7/1/19 |  | 7/1/20 |  |  | Module, Multi-Parameter | MODULEMULTIPARAMETER-Philips-M3001A | [12 empty] | MMP-A | [10 empty] | MODULEMULTIPARAMETER | Module, Multi-Parameter | Philips
YES | YES |  |  |  | 009-34013 | 009-34013 | Philips Healthcare | M3001A |  | DE6520JCHA | GH - OR ANESTHESIA |  |  |  |  | 009-34013 | 009-34013 | Central | Memorial Hermann Greater Heights Hospital | GH - OR ANESTHESIA | OR | 3/1/20 |  | 3/1/21 |  |  |  | MODULEMULTIPARAMETER-Philips-M3001A
YES | YES |  |  |  | 009-33990 | 009-33990 | Philips Healthcare | M3001A |  | DE6520JCRF | GH - OR ANESTHESIA |  |  |  |  | 009-33990 | 009-33990 | Central | Memorial Hermann Greater Heights Hospital | GH - OR ANESTHESIA | OR | 3/1/20 |  | 3/1/21 |  |  |  | MODULEMULTIPARAMETER-Philips-M3001A
YES | YES |  |  |  | 009-33991 | 009-33991 | Philips Healthcare | M3001A |  | DE6520JCH4 | OR |  |  |  |  | 009-33991 | 009-33991 | Central | Memorial Hermann Greater Heights Hospital | OR | OR | 3/1/20 |  | 3/1/21 |  |  |  | MODULEMULTIPARAMETER-Philips-M3001A
YES | YES |  |  |  | 009-34002 | 009-34002 | Philips Healthcare | M3001A |  | DE6520JCHJ | GH - PACU |  |  |  |  | 009-34002 | 009-34002 |  |  | GH - PACU | Room 5 |  |  | 3/1/21 |  |  |  | MODULEMULTIPARAMETER-Philips-M3001A
YES | YES |  |  |  | 009-34030 | 009-34030 | Philips Healthcare | M3001A |  | DE6520JCPJ | GH - PACU |  |  |  |  | 009-34030 | 009-34030 |  |  | GH - PACU | Room 18 |  |  | 3/1/21 |  |  |  | MODULEMULTIPARAMETER-Philips-M3001A
YES | YES |  |  |  | 009-34007 | 009-34007 | Philips Healthcare | M3001A |  | DE6520JCPL | GH - ER |  |  |  |  | 009-34007 | 009-34007 | Central | Memorial Hermann Greater Heights Hospital | GH - ER | Rm 20 | 3/1/20 |  | 3/1/21 |  |  |  | MODULEMULTIPARAMETER-Philips-M3001A
YES | YES |  |  |  | 009-34690 | 009-34690 | Philips Healthcare | M3001A |  |  | GH - ER |  |  |  |  | 009-34690 | 009-34690 | Central | Memorial Hermann Greater Heights Hospital | GH - ER | Rm 21 |  |  |  | On patient |  |  | MODULEMULTIPARAMETER-Philips-M3001A
YES | YES |  |  |  | 009-34020 | 009-34020 | Philips Healthcare | M3001A |  | DE6520JCNK | Cath Lab |  |  |  |  | 009-34020 | 009-34020 | Central | Memorial Hermann Greater Heights Hospital | Cath Lab | Holding room 4 | 3/1/20 |  | 3/1/21 |  |  |  | MODULEMULTIPARAMETER-Philips-M3001A
YES | YES |  |  |  | 069-45143 | 069-45143 | Philips Healthcare | M3001A |  |  | SW - ENDOSCOPY |  |  |  |  | 069-45143 | 069-45143 | Southwest | Memorial Hermann Southwest Hospital | SW - ENDOSCOPY | Bay 13 | [6 empty] | MODULEMULTIPARAMETER-Philips-M3001A
YES | YES |  |  |  | 069-45138 | 069-45138 | Philips Healthcare | M3001A |  | DE6520JCKR | Southwest endo |  |  |  |  | 069-45138 | 069-45138 | Memorial Hermann Hospital - Southwest | Memorial Hermann Hospital - Southwest | Southwest endo | Endo Pacu | [6 empty] | MODULEMULTIPARAMETER-Philips-M3001A
YES | YES |  |  |  | 069-45136 | 069-45136 | Philips Healthcare | M3001A |  |  | SW - ENDOSCOPY |  |  |  |  | 069-45136 | 069-45136 | Southwest | Memorial Hermann Southwest Hospital | SW - ENDOSCOPY | Bay 14 | [6 empty] | MODULEMULTIPARAMETER-Philips-M3001A
YES | YES |  |  |  | 069-45147 | 069-45147 | Philips Healthcare | M3001A |  | DE65200JCH0 | SW - ENDOSCOPY |  |  |  |  | 069-45147 | 069-45147 | Southwest | Memorial Hermann Southwest Hospital | SW - ENDOSCOPY | Bay 3 |  |  |  | No PM sticker |  |  | MODULEMULTIPARAMETER-Philips-M3001A
YES | YES |  |  |  | 069-45060 | 069-45060 | Philips Healthcare | M3001A |  | DE6520JCK5 | SW - ENDOSCOPY |  |  |  |  | 069-45060 | 069-45060 | Southwest | Memorial Hermann Southwest Hospital | SW - ENDOSCOPY | Bay 15 | [6 empty] | MODULEMULTIPARAMETER-Philips-M3001A
YES | YES |  |  |  | 069-45064 | 069-45064 | Philips Healthcare | M3001A |  | DE6520JCH6 | SW - ENDOSCOPY |  |  |  |  | 069-45064 | 069-45064 | Southwest | Memorial Hermann Southwest Hospital | SW - ENDOSCOPY | Bay 4 |  |  |  | No PM Sticker |  |  | MODULEMULTIPARAMETER-Philips-M3001A
YES | YES |  |  |  | 069-45051 | 069-45051 | Philips Healthcare | M3001A |  | DE6520JCJ2 | Southwest endo |  |  |  |  | 069-45051 | 069-45051 | Memorial Hermann Hospital - Southwest | Memorial Hermann Hospital - Southwest | Southwest endo | Endo Pacu | [6 empty] | MODULEMULTIPARAMETER-Philips-M3001A
YES | YES |  |  |  | 069-45144 | 069-45144 | Philips Healthcare | M3001A |  | DE6520JCGY | Southwest endo |  |  |  |  | 069-45144 | 069-45144 | Memorial Hermann Hospital - Southwest | Memorial Hermann Hospital - Southwest | Southwest endo | Endo Pacu | [6 empty] | MODULEMULTIPARAMETER-Philips-M3001A
YES | YES |  |  |  | 069-45148 | 069-45148 | Philips Healthcare | M3001A |  | DE6520JCGV | SW - ENDOSCOPY |  |  |  |  | 069-45148 | 069-45148 | Southwest | Memorial Hermann Southwest Hospital | SW - ENDOSCOPY | Bay 30 |  |  |  | No PM Sticker |  |  | MODULEMULTIPARAMETER-Philips-M3001A
YES | YES |  |  |  | 069-45061 | 069-45061 | Philips Healthcare | M3001A |  | DE6520JCGE | SW - ENDOSCOPY |  |  |  |  | 069-45061 | 069-45061 | Southwest | Memorial Hermann Southwest Hospital | SW - ENDOSCOPY | Bay 27 |  |  |  | No PM Sticker |  |  | MODULEMULTIPARAMETER-Philips-M3001A
YES | YES |  |  |  | 069-45130 | 069-45130 | Philips Healthcare | M3001A |  | DE6520JCFP | SW - ENDOSCOPY |  |  |  |  | 069-45130 | 069-45130 | Southwest | Memorial Hermann Southwest Hospital | SW - ENDOSCOPY | Bay 34 |  |  |  | No pm |  |  | MODULEMULTIPARAMETER-Philips-M3001A
YES | YES |  |  |  | 069-45053 | 069-45053 | Philips Healthcare | M3001A |  | DE6520JCJP | Southwest endo |  |  |  |  | 069-45053 | 069-45053 | Memorial Hermann Hospital - Southwest | Memorial Hermann Hospital - Southwest | Southwest endo | Endo Pacu | [6 empty] | MODULEMULTIPARAMETER-Philips-M3001A
YES | YES |  |  |  | 069-45080 | 069-45080 | Philips Healthcare | M3001A |  | DE6520JCJK | SW - ENDOSCOPY |  |  |  |  | 069-45080 | 069-45080 | Southwest | Memorial Hermann Southwest Hospital | SW - ENDOSCOPY | Bay 35 | [6 empty] | MODULEMULTIPARAMETER-Philips-M3001A
YES | YES |  |  |  | 069-45082 | 069-45082 | Philips Healthcare | M3001A |  | DE6520JCJ3 | SW - ENDOSCOPY |  |  |  |  | 069-45082 | 069-45082 | Southwest | Memorial Hermann Southwest Hospital | SW - ENDOSCOPY | Bay 33 |  |  |  | No PM Sticker |  |  | MODULEMULTIPARAMETER-Philips-M3001A
YES | YES |  |  |  | 069-45063 | 069-45063 | Philips Healthcare | M3001A |  | DE6520JCK3 | Southwest endo |  |  |  |  | 069-45063 | 069-45063 | Memorial Hermann Hospital - Southwest | Memorial Hermann Hospital - Southwest | Southwest endo | Endo Pacu | [6 empty] | MODULEMULTIPARAMETER-Philips-M3001A
YES | YES |  |  |  | 069-45050 | 069-45050 | Philips Healthcare | M3001A |  | DE6520JCJR | SW - ENDOSCOPY |  |  |  |  | 069-45050 | 069-45050 | Southwest | Memorial Hermann Southwest Hospital | SW - ENDOSCOPY | Bay 36 | [6 empty] | MODULEMULTIPARAMETER-Philips-M3001A
YES | YES |  |  |  | 069-45055 | 069-45055 | Philips Healthcare | M3001A |  | DE6520JCA8 | Southwest endo |  |  |  |  | 069-45055 | 069-45055 | Memorial Hermann Hospital - Southwest | Memorial Hermann Hospital - Southwest | Southwest endo | Endo Pacu | [6 empty] | MODULEMULTIPARAMETER-Philips-M3001A
YES | YES |  |  |  | 069-45126 | 069-45126 | Philips Healthcare | M3001A |  | DE6520JCKU | SW - ENDOSCOPY |  |  |  |  | 069-45126 | 069-45126 | Southwest | Memorial Hermann Southwest Hospital | SW - ENDOSCOPY | Bay 37 | [6 empty] | MODULEMULTIPARAMETER-Philips-M3001A
YES | YES |  |  |  | 069-45132 | 069-45132 | Philips Healthcare | M3001A |  | DE6520JCK0 | SW - ENDOSCOPY |  |  |  |  | 069-45132 | 069-45132 | Southwest | Memorial Hermann Southwest Hospital | SW - ENDOSCOPY | Bay 38 | [6 empty] | MODULEMULTIPARAMETER-Philips-M3001A
YES | YES |  |  |  | 069-45134 | 069-45134 | Philips Healthcare | M3001A |  | DE6520JCK1 | SW - ENDOSCOPY |  |  |  |  | 069-45134 | 069-45134 | Southwest | Memorial Hermann Southwest Hospital | SW - ENDOSCOPY | Bay 39 | [6 empty] | MODULEMULTIPARAMETER-Philips-M3001A
YES | YES |  |  |  | 069-45128 | 069-45128 | Philips Healthcare | M3001A |  | DE6520JCKL | Southwest endo |  |  |  |  | 069-45128 | 069-45128 | Memorial Hermann Hospital - Southwest | Memorial Hermann Hospital - Southwest | Southwest endo | Endo Pacu | [6 empty] | MODULEMULTIPARAMETER-Philips-M3001A
YES | YES |  |  |  | 069-45084 | 069-45084 | Philips Healthcare | M3001A |  | DE6520JCFR | SW - ENDOSCOPY |  |  |  |  | 069-45084 | 069-45084 | Southwest | Memorial Hermann Southwest Hospital | SW - ENDOSCOPY | Bay 40 | [6 empty] | MODULEMULTIPARAMETER-Philips-M3001A
YES | YES |  |  |  | 069-45067 | 069-45067 | Philips Healthcare | M3001A |  | DE6520JCHL | Southwest endo |  |  |  |  | 069-45067 | 069-45067 | Memorial Hermann Hospital - Southwest | Memorial Hermann Hospital - Southwest | Southwest endo | Endo Pacu | [6 empty] | MODULEMULTIPARAMETER-Philips-M3001A
YES | YES |  |  |  | 069-45079 | 069-45079 | Philips Healthcare | M3001A |  | DE6520JCJ7 | SW - ENDOSCOPY |  |  |  |  | 069-45079 | 069-45079 | Southwest | Memorial Hermann Southwest Hospital | SW - ENDOSCOPY | Bay 45 |  |  |  | New Add - no PM sticker |  |  | MODULEMULTIPARAMETER-Philips-M3001A
YES | YES |  |  |  | 069-45066 | 069-45066 | Philips Healthcare | M3001A |  | DE6520JCL3 | SW - ENDOSCOPY |  |  |  |  | 069-45066 | 069-45066 | Southwest | Memorial Hermann Southwest Hospital | SW - ENDOSCOPY | Bay 41 | [6 empty] | MODULEMULTIPARAMETER-Philips-M3001A
YES | YES |  |  |  | 069-45135 | 069-45135 | Philips Healthcare | M3001A |  | DE6520JCKN | SW - ENDOSCOPY |  |  |  |  | 069-45135 | 069-45135 | Southwest | Memorial Hermann Southwest Hospital | SW - ENDOSCOPY | Bay 26 |  |  |  | New Add - no PM sticker |  |  | MODULEMULTIPARAMETER-Philips-M3001A
YES | YES |  |  |  | 069-45137 | 069-45137 | Philips Healthcare | M3001A |  | DE6520JCL0 | SW - ENDOSCOPY |  |  |  |  | 069-45137 | 069-45137 | Southwest | Memorial Hermann Southwest Hospital | SW - ENDOSCOPY | Bay 24 | [6 empty] | MODULEMULTIPARAMETER-Philips-M3001A
YES | YES |  |  |  | 069-45056 | 069-45056 | Philips Healthcare | M3001A |  | DE6520JCK2 | SW - ENDOSCOPY |  |  |  |  | 069-45056 | 069-45056 | Southwest | Memorial Hermann Southwest Hospital | SW - ENDOSCOPY | Bay 25 | [6 empty] | MODULEMULTIPARAMETER-Philips-M3001A
YES | YES |  |  |  | 069-45141 | 069-45141 | Philips Healthcare | M3001A |  | DE6520JCLD | PACU |  |  |  |  | 069-45141 | 069-45141 | Southwest | Memorial Hermann Southwest Hospital | PACU | Bay 10 | [6 empty] | MODULEMULTIPARAMETER-Philips-M3001A
YES | YES |  |  |  | 069-45059 | 069-45059 | Philips Healthcare | M3001A |  | DE6520JCJV | SW - RESPIRATORY |  |  |  |  | 069-45059 | 069-45059 | Memorial Hermann Hospital - Southwest | Memorial Hermann Hospital - Southwest | SW - RESPIRATORY | Endo pacu | [6 empty] | MODULEMULTIPARAMETER-Philips-M3001A
YES | YES |  |  |  | 069-45127 | 069-45127 | Philips Healthcare | M3001A |  | DE6520JCKF | SW - PREOP |  |  |  |  | 069-45127 | 069-45127 | Southwest | Memorial Hermann Southwest Hospital | SW - PREOP | Bay 1 |  |  |  | New Add |  |  | MODULEMULTIPARAMETER-Philips-M3001A
YES | YES |  |  |  | 069-45131 | 069-45131 | Philips Healthcare | M3001A |  | DE6520JCHE | PACU |  |  |  |  | 069-45131 | 069-45131 | Southwest | Memorial Hermann Southwest Hospital | PACU | Bay 8 | [6 empty] | MODULEMULTIPARAMETER-Philips-M3001A
YES | YES |  |  |  | 069-45133 | 069-45133 | Philips Healthcare | M3001A |  | DE6520JCJT | SW - RESPIRATORY |  |  |  |  | 069-45133 | 069-45133 | Memorial Hermann Hospital - Southwest | Memorial Hermann Hospital - Southwest | SW - RESPIRATORY | Endo pacu | [6 empty] | MODULEMULTIPARAMETER-Philips-M3001A
YES | YES |  |  |  | 069-45068 | 069-45068 | Philips Healthcare | M3001A |  | DE6520JCJ6 | PACU |  |  |  |  | 069-45068 | 069-45068 | Southwest | Memorial Hermann Southwest Hospital | PACU | Bay 6 | [6 empty] | MODULEMULTIPARAMETER-Philips-M3001A
YES | YES |  |  |  | 069-45062 | 069-45062 | Philips Healthcare | M3001A |  | DE6520JC0V | SW - RESPIRATORY |  |  |  |  | 069-45062 | 069-45062 | Memorial Hermann Hospital - Southwest | Memorial Hermann Hospital - Southwest | SW - RESPIRATORY | Endo pacu | [6 empty] | MODULEMULTIPARAMETER-Philips-M3001A
YES | YES |  |  |  | 069-45085 | 069-45085 | Philips Healthcare | M3001A |  | DE6520JCJN | SW - RESPIRATORY |  |  |  |  | 069-45085 | 069-45085 | Memorial Hermann Hospital - Southwest | Memorial Hermann Hospital - Southwest | SW - RESPIRATORY | Endoscopy | [6 empty] | MODULEMULTIPARAMETER-Philips-M3001A
YES | YES |  |  |  | 069-45083 | 069-45083 | Philips Healthcare | M3001A |  | DE6520JCFT | Endoscopy |  |  |  |  | 069-45083 | 069-45083 | Memorial Hermann Hospital - Southwest | Memorial Hermann Hospital - Southwest | Endoscopy | Endoscopy | [6 empty] | MODULEMULTIPARAMETER-Philips-M3001A
YES | YES |  |  |  | 069-45086 | 069-45086 | Philips Healthcare | M3001A |  | DE6520JCJG | SW - ENDOSCOPY |  |  |  |  | 069-45086 | 069-45086 | Memorial Hermann Hospital - Southwest | Memorial Hermann Hospital - Southwest | SW - ENDOSCOPY | Endoscopy - GI Lab | [6 empty] | MODULEMULTIPARAMETER-Philips-M3001A
YES | YES |  |  |  | 013-37348 | 013-37348 | Philips Healthcare | M3001A |  |  | CVICU |  |  |  |  | 013-37348 | 013-37348 | Southwest | Memorial Hermann Southwest Hospital | CVICU | CVICU | [6 empty] | MODULEMULTIPARAMETER-Philips-M3001A
NO | YES |  |  |  | 013-11770 | 013-11770 | Philips Healthcare | M3001A |  | DE22755475 | SW-HVI-OR |  |  |  |  | 013-11770 | 013-11770 | Southwest | MHHS-Southwest | SW-HVI-OR | CVOR - Anesthesia Workroom | 2/1/18 |  | 2/1/19 | New Add
NO | YES | Serial Number DE22754581 |  |  | 013-11703 | 013-11703 | Philips Healthcare | M3001A |  | DE22754581 | SW-NICU |  |  |  |  | 013-11703 | 013-11703 | Southwest | MHHS-Southwest | SW-NICU | Hallway
YES | YES |  |  |  | 013-38571 | 013-38571 | Philips Healthcare | M3001A |  | DE6520GJ4C | SW-NICU |  |  |  |  | 013-38571 | 013-38571 | Southwest | Memorial Hermann Southwest Hospital | SW-NICU | NICU | [6 empty] | MODULEMULTIPARAMETER-Philips-M3001A
YES | YES |  |  |  | 005-12318 | 005-12318 | Philips Healthcare | M3001A |  | DE6520H6FK | SWE-CCC |  |  |  |  | 005-12318 | 005-12318 | Southeast | Memorial Hermann Convenient Care Center in League City (League City CCC) | SWE-CCC | CCC-ER | 2/1/20 |  | 2/1/21 |  |  |  | MODULEMULTIPARAMETER-Philips-M3001A
YES | YES |  |  |  | 005-12304 | 005-12304 | Philips Healthcare | M3001A |  | DE6520H6FB | SWE-CCC |  |  |  |  | 005-12304 | 005-12304 | Southeast | Memorial Hermann Convenient Care Center in League City (League City CCC) | SWE-CCC | CCC-ER | 2/1/20 |  | 2/1/21 |  |  |  | MODULEMULTIPARAMETER-Philips-M3001A
YES | YES |  |  |  | 005-12300 | 005-12300 | Philips Healthcare | M3001A |  | DE6520H6FT | ER |  |  |  |  | 005-12300 | 005-12300 | Southeast | Memorial Hermann Convenient Care Center in League City (League City CCC) | ER | Treatment 10 C1 117 | 2/1/20 |  | 2/1/21 |  |  |  | MODULEMULTIPARAMETER-Philips-M3001A
YES | YES |  |  |  | 005-12302 | 005-12302 | Philips Healthcare | M3001A |  | DE6520H6FD | ER |  |  |  |  | 005-12302 | 005-12302 | Southeast | Memorial Hermann Convenient Care Center in League City (League City CCC) | ER | Treatment 7 C1 107 | 2/1/20 |  | 2/1/21 |  |  |  | MODULEMULTIPARAMETER-Philips-M3001A
YES | YES |  |  |  | 005-12298 | 005-12298 | Philips Healthcare | M3001A |  | DE6520H6F5 | ER |  |  |  |  | 005-12298 | 005-12298 | Southeast | Memorial Hermann Convenient Care Center in League City (League City CCC) | ER | Treatment 6 C1 106 | 2/1/20 |  | 2/1/21 |  |  |  | MODULEMULTIPARAMETER-Philips-M3001A
YES | YES |  |  |  | 005-12306 | 005-12306 | Philips Healthcare | M3001A |  | DE6520H6F4 | SWE-CCC |  |  |  |  | 005-12306 | 005-12306 | Southeast | Memorial Hermann Convenient Care Center in League City (League City CCC) | SWE-CCC | CCC-ER | [6 empty] | MODULEMULTIPARAMETER-Philips-M3001A
YES | YES |  |  |  | 005-12308 | 005-12308 | Philips Healthcare | M3001A |  | DE6520H6G8 | SWE-CCC |  |  |  |  | 005-12308 | 005-12308 | Southeast | Memorial Hermann Convenient Care Center in League City (League City CCC) | SWE-CCC | CCC-ER | [6 empty] | MODULEMULTIPARAMETER-Philips-M3001A
YES | YES |  |  |  | 005-12310 | 005-12310 | Philips Healthcare | M3001A |  | DE6520H6G7 | SWE-CCC |  |  |  |  | 005-12310 | 005-12310 | Southeast | Memorial Hermann Convenient Care Center in League City (League City CCC) | SWE-CCC | CCC-ER | [6 empty] | MODULEMULTIPARAMETER-Philips-M3001A
YES | YES |  |  |  | 005-12312 | 005-12312 | Philips Healthcare | M3001A |  | DE6520H6FF | SWE-CCC |  |  |  |  | 005-12312 | 005-12312 | Southeast | Memorial Hermann Convenient Care Center in League City (League City CCC) | SWE-CCC | CCC-ER | [6 empty] | MODULEMULTIPARAMETER-Philips-M3001A
YES | YES |  |  |  | 005-12314 | 005-12314 | Philips Healthcare | M3001A |  | DE6520H6FH | ER |  |  |  |  | 005-12314 | 005-12314 | Southeast | Memorial Hermann Convenient Care Center in League City (League City CCC) | ER | Treatment 1 C1 101 | 2/1/20 |  | 2/1/21 |  |  |  | MODULEMULTIPARAMETER-Philips-M3001A
YES | YES |  |  |  | 077-07135 | 077-07135 | Philips Healthcare | M3001A |  | DE907V5237 | H8 storage |  |  |  |  | 077-07135 | 077-07135 | TMC | TMC | H8 storage | Memorial Hermann- 8 floor | 1/1/20 |  | 1/1/21 |  |  |  | MODULEMULTIPARAMETER-Philips-M3001A
YES | YES | Serial Number Cnf |  |  | 005-34516 | 005-34516 | Philips Healthcare | M3001A |  | Cnf | SE - EMERGENCY CENTER |  |  |  |  | 005-34516 | 005-34516 | Southeast | Memorial Hermann Southeast Hospital | SE - EMERGENCY CENTER | Major 1 | 11/1/19 |  | 11/1/20 |  |  |  | MODULEMULTIPARAMETER-Philips-M3001A
YES | YES |  |  |  | 005-34528 | 005-34528 | Philips Healthcare | M3001A |  | DE6520JCVB | PACU |  |  |  |  | 005-34528 | 005-34528 | Southeast | Memorial Hermann Southeast Hospital | PACU |  | 11/1/19 |  | 11/1/20 |  |  |  | MODULEMULTIPARAMETER-Philips-M3001A
YES | YES |  |  |  | 005-34521 | 005-34521 | Philips Healthcare | M3001A |  | DE6520JCV8 | SE - OR - PACU |  |  |  |  | 005-34521 | 005-34521 | Southeast | Memorial Hermann Southeast Hospital | SE - OR - PACU | [7 empty] | MODULEMULTIPARAMETER-Philips-M3001A
YES | YES |  |  |  | 005-34527 | 005-34527 | Philips Healthcare | M3001A |  | DE6520JCU8 | SE - OR - PACU |  |  |  |  | 005-34527 | 005-34527 | Southeast | Memorial Hermann Southeast Hospital | SE - OR - PACU | Bay 1 | 11/1/19 |  | 11/1/20 |  |  |  | MODULEMULTIPARAMETER-Philips-M3001A
YES | YES |  |  |  | 005-34543 | 005-34543 | Philips Healthcare | M3001A |  | De6520jcuc | SE - OR - PACU |  |  |  |  | 005-34543 | 005-34543 | Southeast | Memorial Hermann Southeast Hospital | SE - OR - PACU | [7 empty] | MODULEMULTIPARAMETER-Philips-M3001A
YES | YES |  |  |  | 005-34511 | 005-34511 | Philips Healthcare | M3001A |  | De6520jcue | SE - OR - PACU |  |  |  |  | 005-34511 | 005-34511 | Southeast | Memorial Hermann Southeast Hospital | SE - OR - PACU | Bay 6 | 11/1/19 |  | 11/1/20 |  |  |  | MODULEMULTIPARAMETER-Philips-M3001A
YES | YES |  |  |  | 005-34515 | 005-34515 | Philips Healthcare | M3001A |  | De6520jcuf | SE - OR - PACU |  |  |  |  | 005-34515 | 005-34515 | Southeast | Memorial Hermann Southeast Hospital | SE - OR - PACU | [7 empty] | MODULEMULTIPARAMETER-Philips-M3001A
YES | YES |  |  |  | 005-34536 | 005-34536 | Philips Healthcare | M3001A |  | DE6520JCUZ | Surgery |  |  |  |  | 005-34536 | 005-34536 | Southeast | Memorial Hermann Southeast Hospital | Surgery | Cysto | 11/1/19 |  | 11/1/20 |  |  |  | MODULEMULTIPARAMETER-Philips-M3001A
YES | YES |  |  |  | 005-34530 | 005-34530 | Philips Healthcare | M3001A |  | DE6520JCUK | Surgery |  |  |  |  | 005-34530 | 005-34530 | TMC | Memorial Hermann-Texas Medical Center | Surgery | Hybrid | 11/1/19 |  | 11/1/20 |  |  |  | MODULEMULTIPARAMETER-Philips-M3001A
NO | YES |  |  |  | 041-12277 | 041-12277 | Philips Healthcare | M3001A |  | DE717P9988 | Memorial City-Postpartum-Nursery |  |  |  |  | 041-12277 | 041-12277 | West | MHHS-Mem City | Memorial City-Postpartum-Nursery
YES | YES |  |  |  | 005-04749 | 005-04749 | Philips Healthcare | M3001A |  | DE22745506 | SE - LABOR |  |  |  |  | 005-04749 | 005-04749 | Southeast | Memorial Hermann Southeast Hospital | SE - LABOR | 4 floor storage | 9/1/15 |  | 9/1/16 |  |  |  | MODULEMULTIPARAMETER-Philips-M3001A
YES | YES |  |  |  | 005-04244 | 005-04244 | Philips Healthcare | M3001A |  | DE22717127 | SE - LABOR |  |  |  |  | 005-04244 | 005-04244 | Southeast | Memorial Hermann Southeast Hospital | SE - LABOR | 4 floor storage | 7/1/16 |  | 7/1/16 |  |  |  | MODULEMULTIPARAMETER-Philips-M3001A
YES | YES |  |  |  | 041-14403 | 041-14403 | Philips Healthcare | M3001A |  | DE17P8220 | MEMORIAL CITY - LABOR |  |  |  |  | 041-14403 | 041-14403 | West | Women?s Memorial Hermann Memorial City Hospital | MEMORIAL CITY - LABOR | OR 2 | 3/1/20 |  | 3/1/21 |  |  |  | MODULEMULTIPARAMETER-Philips-M3001A
YES | YES |  |  |  | 041-14406 | 041-14406 | Philips Healthcare | M3001A |  | DE717P9832 | MEMORIAL CITY - LABOR |  |  |  |  | 041-14406 | 041-14406 | West | Womens Memorial Hermann Memorial City Hospital | MEMORIAL CITY - LABOR | L | 3/1/20 |  | 3/1/21 |  |  |  | MODULEMULTIPARAMETER-Philips-M3001A
NO | YES |  |  |  | 041-14418 | 041-14418 | Philips Healthcare | M3001A |  | DE717P9214 | MEMORIAL CITY - LABOR |  |  |  |  | 041-14418 | 041-14418 | West | Womens Memorial Hermann Memorial City Hospital | MEMORIAL CITY - LABOR | Infant Resuscitation
YES | YES |  |  |  | 041-16594 |  | Philips Healthcare | M3001A |  | DE71706775 | Children?Aos ED Room 9 |  |  |  |  | 041-16594 |  | West | Memorial Hermann- Memorial City Children?Aos ER | Children?Aos ED Room 9 | Children?Aos ED Room 9
NO | YES |  |  |  | 041-16591 | 041-16591 | Philips Healthcare | M3001A |  | DE610E0536 | MEMORIAL CITY - ER - PEDS |  |  |  |  | 041-16591 | 041-16591 | West | Memorial Hermann Memorial City Medical Center Emergency Center | MEMORIAL CITY - ER - PEDS | Exam 1
NO | YES |  |  |  | 041-17144 | 041-17144 | Philips Healthcare | M3001A |  | DE51290640 | MEMORIAL CITY - ER - PEDS |  |  |  |  | 041-17144 | 041-17144 | West | Memorial Hermann Memorial City Medical Center Emergency Center | MEMORIAL CITY - ER - PEDS | E1 432 Clinical Coordinator
NO | YES |  |  |  | 041-15428 |  | Philips Healthcare | M3001A |  | DE907Y9210 | MEMORIAL CITY - ER - PEDS |  |  |  |  | 041-15428 |  | West | Memorial Hermann Memorial City Medical Center Emergency Center | MEMORIAL CITY - ER - PEDS | E1 432 Clinical Coordinator
NO | YES |  |  |  | 041-34383 | 041-34383 | Philips Healthcare | M3001A |  | DE6520JCLB | MEMORIAL CITY - ER |  |  |  |  | 041-34383 | 041-34383 | West | Memorial Hermann Memorial City Medical Center Emergency Center | MEMORIAL CITY - ER | Emergency Room 27
NO | YES |  |  |  | 041-13347 | 041-13347 | Philips Healthcare | M3001a |  | De907r9043 | MEMORIAL CITY - DIGESTIVE DISEASE CENTER |  |  |  |  | 041-13347 | 041-13347 | West | Endoscopy | MEMORIAL CITY - DIGESTIVE DISEASE CENTER | Patient room
NO | YES |  |  |  | 041-14187 |  | Philips Healthcare | M3001A |  | DE907X1212 | Endoscopy Department |  |  |  |  | 041-14187 |  | West | Memorial Hermann - Memorial City | Endoscopy Department | Room 3
NO | YES |  |  |  | 041-13022 | 041-13022 | Philips Healthcare | M3001A |  | DE717Q0066 | MEMORIAL CITY - MHT - NICU |  |  |  |  | 041-13022 | 041-13022 | West | Memorial Hermann Memorial City Medical Center | MEMORIAL CITY - MHT - NICU | Memorial City - MH4 106 Room 4M30
NO | YES |  |  |  | 041-13041 | 041-13041 | Philips Healthcare | M3001A |  | DE717Q0005 | Memorial City - Neonatal |  |  |  |  | 041-13041 | 041-13041 | West | Memorial Hermann - Memorial City | Memorial City - Neonatal | MH4 103 Room 4M32
NO | YES | Serial Number DE632F4403 |  |  | 013-17555 | 013-17555 | Philips Healthcare | M3001A |  | DE632F4403 | Endoscopy |  |  |  |  | 013-17555 | 013-17555 | Southwest | Memorial Hermann Southwest Hospital | Endoscopy | RM4
NO | YES |  |  |  | 151-02959 | 151-02959 | Philips Healthcare | M3001AL |  | DE65311294 | CY-PACU |  |  |  |  | 151-02959 | 151-02959 | Northwest | MHHS-Cypress | CY-PACU | Pacu Bay 24 | 5/1/19 | 5/1/20
NO | YES |  |  |  | 099-02185 | 099-02185 | Philips Healthcare | M3002A |  | DE506J6398 | Katy-ER |  |  |  |  | 099-02185 | 099-02185 | Katy | Katy | Katy-ER | ER | 2/1/20 | 1/1/20
YES | YES |  |  |  | 099-10824 | 099-10824 | Philips Healthcare | M3002A |  | DE654V4569 | Floor 7 |  |  |  |  | 099-10824 | 099-10824 | Southwest | Memorial Hermann Southwest Hospital | Floor 7 | Floor 7
NO | YES |  |  |  | 099-13731 | 099-13731 | Philips Healthcare | M3002A |  | DE83636454 | SW - ER |  |  |  |  | 099-13731 | 099-13731 | Southwest | Memorial Hermann Southwest | SW - ER | SW - ER
YES | YES |  |  |  | 009-10545 | 009-10545 | Philips Healthcare | M3002A X2 |  | DE575T4188 | Emergency Center |  |  |  |  | 009-10545 | 009-10545 | Central | Memorial Hermann Urgent Care Greater Heights (#100) | Emergency Center | Trauma | 4/1/18 | 4/1/19
NO | YES | Serial Number de83636347 |  |  | 013-39161 | 013-39161 | Philips Healthcare | M3002A X2 |  | DE83636347 | SW-ER |  |  |  |  | 013-39161 | 013-39161 | Southwest | MHHS-Southwest | SW-ER | Room 1 |  |  |  | New Add
YES | YES |  |  |  | 099-13101 | 099-13101 | Philips Healthcare | M3002A X2 |  | DE654V4707 | SW - ER |  |  |  |  | 099-13101 | 099-13101 | Southwest | Memorial Hermann Southwest Hospital Emergency Center | SW - ER | Trauma 5
YES | YES |  |  |  | 013-18123 | 099-13731 | Philips Healthcare | M3002A X2 |  | De836364454 | SW - ICU - NEURO |  |  |  |  | 013-18123 | 099-13731 | Southwest | Memorial Hermann Southwest Hospital Emergency Center | SW - ICU - NEURO | ER | 6/1/19 |  | 6/1/20
YES | YES |  |  |  | 013-18145 | 013-18145 | Philips Healthcare | M3002A X2 |  | DE8363636360 | Biomed shop |  |  |  |  | 013-18145 | 013-18145 | Southwest | Memorial Hermann Southwest Hospital | Biomed shop | Biomed shop | 6/1/19 | 6/1/20
YES | YES |  |  |  | 005-12295 | 005-12295 | Philips Healthcare | M3002A X2 |  | DE654U8334 | SWE-CCC |  |  |  |  | 005-12295 | 005-12295 | Southeast | Memorial Hermann Convenient Care Center in League City (League City CCC) | SWE-CCC | CCC-ER | 2/1/20 |  | 2/1/21
YES | YES |  |  |  | 005-12289 | 005-12289 | Philips Healthcare | M3002A X2 |  | DE654U8326 | SWE-CCC |  |  |  |  | 005-12289 | 005-12289 | Southeast | Memorial Hermann Convenient Care Center in League City (League City CCC) | SWE-CCC | CCC-ER
YES | YES |  |  |  | 005-12292 | 005-12292 | Philips Healthcare | M3002A X2 |  | DE654U8328 | SWE-CCC |  |  |  |  | 005-12292 | 005-12292 | Southeast | Memorial Hermann Convenient Care Center in League City (League City CCC) | SWE-CCC | CCC-ER
YES | YES |  |  |  | 005-12992 | 005-12992 | Philips Healthcare | M3002A X2 |  | DE53504315 | Radiology |  |  |  |  | 005-12992 | 005-12992 | Southeast | Memorial Hermann Southeast Hospital | Radiology | W2 269 Patient Holding |  |  |  | No pm sticker
YES | YES |  |  |  | 041-34775 | 041-34775 | Philips Healthcare | M3002A X2 |  | DE565M4185 | MEMORIAL CITY - CATH LAB |  |  |  |  | 041-34775 | 041-34775 | West | Memorial Hermann Heart | MEMORIAL CITY - CATH LAB | Cath Lab 2
YES | YES |  |  |  | 129-31587 | 129-31587 | Philips Healthcare | M3012A |  | De45274358 | Biomed |  |  |  |  | 129-31587 | 129-31587 | Sugar Land | MH Sugar land hospital | Biomed | Biomed Shop | [5 empty] | Module, Multi-Parameter | MODULEMULTIPARAMETER-Philips-M3012A | [12 empty] | MMP-A | [10 empty] | MODULEMULTIPARAMETER | Module, Multi-Parameter | Philips
YES | YES |  |  |  | 129-31588 | 129-31588 | Philips Healthcare | M3012A |  | DE45274356 | Biomed |  |  |  |  | 129-31588 | 129-31588 | Sugar Land | MH Sugar land hospital | Biomed | Biomed Shop | [5 empty] | Module, Multi-Parameter | MODULEMULTIPARAMETER-Philips-M3012A | [12 empty] | MMP-A | [10 empty] | MODULEMULTIPARAMETER | Module, Multi-Parameter | Philips
YES | YES |  |  |  | 009-33986 | 009-33986 | Philips Healthcare | M3012A |  |  | GH - OR ANESTHESIA |  |  |  |  | 009-33986 | 009-33986 | Central | Memorial Hermann Greater Heights Hospital | GH - OR ANESTHESIA | OR | 3/1/20 |  | 3/1/21 |  |  |  | MODULEMULTIPARAMETER-Philips-M3012A
YES | YES |  |  |  | 013-37438 | 013-37438 | Philips Healthcare | M3012A |  | DE4527I486 | SW - HVI - OR |  |  |  |  | 013-37438 | 013-37438 | Southwest | Memorial Hermann Heart | SW - HVI - OR | HVI ENDO 7 | 2/1/20 |  | 2/1/21 | New Add |  |  | MODULEMULTIPARAMETER-Philips-M3012A
YES | YES |  |  |  | 099-04267 | 099-04267 | Philips Healthcare | M3015A |  | De4556514 | PEARLAND - OR - PREOP/PACU |  |  |  |  | 099-04267 | 099-04267 | Pearland | Memorial Hermann Pearland Hospital | PEARLAND - OR - PREOP/PACU | S3 142 |  |  |  | No pm |  | Module, End Tidal CO2 | MODULEENDTIDALCO2-Philips-M3015A | [12 empty] | MOETC-A | [10 empty] | MODULEENDTIDALCO2 | Module, End Tidal CO2 | Philips
YES | YES |  |  |  | us09b6817 | 099-04272 | Philips Healthcare | M3015A |  | Us09b6817 | Med surg |  |  |  |  | us09b6817 | 099-04272 | Pearland | Memorial Hermann Pearland Hospital | Med surg | Room 303 |  |  |  | No pm |  | Module, End Tidal CO2 | MODULEENDTIDALCO2-Philips-M3015A | [12 empty] | MOETC-A | [10 empty] | MODULEENDTIDALCO2 | Module, End Tidal CO2 | Philips
YES | YES |  |  |  | 009-10546 | 009-10546 | Philips Healthcare | M3015A |  | DE455B1460 | Emergency Center |  |  |  |  | 009-10546 | 009-10546 | Central | Memorial Hermann Urgent Care Greater Heights (#100) | Emergency Center | Trauma | 4/1/18 | 4/1/19 |  |  |  | Module, End Tidal CO2 | MODULEENDTIDALCO2-Philips-M3015A | [12 empty] | MOETC-A | [10 empty] | MODULEENDTIDALCO2 | Module, End Tidal CO2 | Philips
YES | YES |  |  |  | 129-07058 | 129-07058 | Philips Healthcare | M3015A |  | DE455A2194 | SUGAR LAND - IMU |  |  |  |  | 129-07058 | 129-07058 | Sugar Land | Memorial Hermann Sugar Land Hospital | SUGAR LAND - IMU | E307 | 8/1/17 |  | 8/1/18 |  |  | Module, End Tidal CO2 | MODULEENDTIDALCO2-Philips-M3015A | [12 empty] | MOETC-A | [10 empty] | MODULEENDTIDALCO2 | Module, End Tidal CO2 | Philips
NO | YES | Asset Tag 129-05715 |  |  | 129-05715 | 129-05715 | Philips Healthcare | M3015A |  | DE45564435491 | ER |  |  |  |  | 129-05715 | 129-05715 | Sugar Land | Memorial Hermann Sugar Land Hospital | ER | ER | [5 empty] | Module, End Tidal CO2 | MODULEENDTIDALCO2-Philips-M3015A | [12 empty] | MOETC-A | [10 empty] | MODULEENDTIDALCO2 | Module, End Tidal CO2 | Philips
YES | YES |  |  |  | 005-12296 | 005-12296 | Philips Healthcare | M3015A |  | DE455B6029 | SWE-CCC |  |  |  |  | 005-12296 | 005-12296 | Southeast | Memorial Hermann Convenient Care Center in League City (League City CCC) | SWE-CCC | CCC-ER | 2/1/20 |  | 2/1/21 |  |  |  | MODULEENDTIDALCO2-Philips-M3015A
YES | YES |  |  |  | 005-12290 | 005-12290 | Philips Healthcare | M3015A |  | DE455B6002 | SWE-CCC |  |  |  |  | 005-12290 | 005-12290 | Southeast | Memorial Hermann Convenient Care Center in League City (League City CCC) | SWE-CCC | CCC-ER | [6 empty] | MODULEENDTIDALCO2-Philips-M3015A
YES | YES |  |  |  | 005-12293 | 005-12293 | Philips Healthcare | M3015A |  | DE453564435491 | SWE-CCC |  |  |  |  | 005-12293 | 005-12293 | Southeast | Memorial Hermann Convenient Care Center in League City (League City CCC) | SWE-CCC | CCC-ER | [6 empty] | MODULEENDTIDALCO2-Philips-M3015A
YES | YES |  |  |  | 099-06362 | 099-06362 | Philips Healthcare | M3015A |  | DE13863118 | SE - Biomed |  |  |  |  | 099-06362 | 099-06362 | Southeast | Memorial Hermann Southeast Hospital | SE - Biomed | Biomed | 4/1/20 | [5 empty] | MODULEENDTIDALCO2-Philips-M3015A
YES | YES |  |  |  | 151-04724 | 151-04724 | Philips Healthcare | M3015B |  | DE45621107 | CY - ICU |  |  |  |  | 151-04724 | 151-04724 | Northwest | Memorial Hermann Cypress Hospital | CY - ICU | ICU 8 | [5 empty] | Module, End Tidal CO2 | MODULEENDTIDALCO2-Philips-M3015B | [12 empty] | MOETC-A | [10 empty] | MODULEENDTIDALCO2 | Module, End Tidal CO2 | Philips
YES | YES |  |  |  | 151-05005 | 151-05005 | Philips Healthcare | M3015B |  | DE45621108 | CY - ICU |  |  |  |  | 151-05005 | 151-05005 | Northwest | Memorial Hermann Cypress Hospital | CY - ICU | Nurse Station | 2/1/20 |  |  |  |  | Module, End Tidal CO2 | MODULEENDTIDALCO2-Philips-M3015B | [12 empty] | MOETC-A | [10 empty] | MODULEENDTIDALCO2 | Module, End Tidal CO2 | Philips
NO | NO |  |  |  | 133-08772 |  | Philips Healthcare | M3154 |  | 5305A15647 | KATY - PACU | MHHS-Katy |  | Hub, Computer Network |  | 133-08772 |  | Katy |  | KATY - PACU | [5 empty] | MONITORS, CENTRAL STATION |  | HUBCOMPUTERNETWORK-Philips-M3154 | HUBCOMPUTERNETWORK | M3154 |  |  |  | Philips | Hub, Computer Network |  | HUBCOMPUTERNETWORK-Philips-M3154 |  |  |  |  | Covered PM Repair - Biomedical | MHHS-Katy
NO | NO | [5 empty] | Philips Healthcare | M3154 |  | USE750N3SA | TMC - CHILDRENS - RCW (8HP) | MHHS-TMC |  | Hub, Computer Network |  |  |  | TMC |  | TMC - CHILDRENS - RCW (8HP) | [5 empty] | MONITORS, CENTRAL STATION |  | HUBCOMPUTERNETWORK-Philips-M3154 | HUBCOMPUTERNETWORK | M3154 |  |  |  | Philips | Hub, Computer Network |  | HUBCOMPUTERNETWORK-Philips-M3154 |  |  |  |  | Covered PM Repair - Biomedical | MHHS-TMC
YES | YES |  |  |  | 151-05115 | 151-05115 | Philips Healthcare | M3176 |  | US41025959 | CY Cov |  |  |  |  | 151-05115 | 151-05115 | Northwest | Memorial Hermann Cypress Hospital | CY Cov | Nurses Station | 12/1/20 | 12/1/20
YES | YES |  |  |  | 099-10447 | 099-10447 | Philips Healthcare | M3176C |  |  | ICU 7th floor |  |  |  |  | 099-10447 | 099-10447 | Southwest | Memorial Hermann Southwest Hospital | ICU 7th floor | Nurse station
YES | YES |  |  |  | 099-13381 | 099-13381 | Philips Healthcare | M3176C |  | US41024271 | ER |  |  |  |  | 099-13381 | 099-13381 | Southeast | Memorial Hermann Convenient Care Center in League City (League City CCC) | ER | Nurse Station
YES | YES |  |  |  | 009-33456 | 009-33456 | Philips Healthcare | M3176C |  | US1025331 | GH - CLINICAL DECISION UNIT (CDU) |  |  |  |  | 009-33456 | 009-33456 | Central | Memorial Hermann Greater Heights Hospital | GH - CLINICAL DECISION UNIT (CDU) | CDU nurses station |  |  |  | No pm sticker
YES | YES |  |  |  | 145-00385 | 145-00385 | Philips Healthcare | M3176C 862120 |  | Us41020580 | PEARLAND - 4N - MED/SURG |  |  |  |  | 145-00385 | 145-00385 | Pearland | Memorial Hermann Pearland Hospital | PEARLAND - 4N - MED/SURG | Nursing
YES | YES |  |  |  | 145-01097 | 145-01097 | Philips Healthcare | M3176C 862120 |  | US41020589 | PEARLAND - ICU/IMCU |  |  |  |  | 145-01097 | 145-01097 | Pearland | Memorial Hermann Pearland Hospital | PEARLAND - ICU/IMCU | ICU Nurses station | 2/1/20
YES | YES |  |  |  | 145-00760 | 145-00760 | Philips Healthcare | M3176C 862120 |  | US41020642 | Pre op |  |  |  |  | 145-00760 | 145-00760 | Pearland | Memorial Hermann Pearland Hospital | Pre op | Nurses station |  |  |  | One time safety sticker
YES | YES |  |  |  | 145-01158 | 145-01158 | Philips Healthcare | M3176C 862120 |  | US41020577 | Pearland - Med/Ser |  |  |  |  | 145-01158 | 145-01158 | Pearland | Memorial Hermann Pearland Hospital | Pearland - Med/Ser | Nursing
YES | YES |  |  |  | 129-06108 | 129-06108 | Philips Healthcare | M3176C 862120 |  | US41017811 | SP CCC - (SL) - EMERGENCY ROOM |  |  |  |  | 129-06108 | 129-06108 | Sugar Land | Memorial Hermann Convenient Care Center at Sienna Plantation (Sienna CCC) (#B) | SP CCC - (SL) - EMERGENCY ROOM | Nurses Station
YES | YES |  |  |  | 129-06999 | 129-06999 | Philips Healthcare | M3176C 862120 |  | US41021847 | ICU |  |  |  |  | 129-06999 | 129-06999 | Sugar Land | Memorial Hermann Sugar Land Hospital | ICU | Nurse station
NO | YES |  |  |  | 145-00804 | 145-00804 | Philips Healthcare | M3290A |  | 2UA35129K7 | Pearland-Emergency Center | MHHS-Pearland Hospital |  |  |  | 145-00804 | 145-00804 | Pearland | MHHS-Pearland Hospital | Pearland-Emergency Center | AIDF Room |  |  |  |  | COMPUTERS |  | .needs class | [5 empty] | PHILIPS | [7 empty] | Covered PM Repair - Biomedical | MHHS-Pearland Hospital
NO | YES |  |  |  | 009-33384 | 009-33384 | Philips Healthcare | M3290B |  | 2UA8141XC6 | GH - NICU | MHHS-Greater Heights |  | Monitor, Central Station |  | 009-33384 | 009-33384 | Central | Greater heights | GH - NICU | GH - NICU |  |  |  |  | MONITORS, CENTRAL STATION |  | MONITORCENTRALSTATION-Philips-m3290B | MONITORCENTRALSTATION | m3290B |  |  |  | Philips | Monitor, Central Station |  | MONITORCENTRALSTATION-Philips-m3290B |  |  |  |  | Covered PM Repair - Biomedical | MHHS-Greater Heights
NO | YES |  |  |  | 005-33946 | 005-33946 | Philips Healthcare | M3290B |  | 2UA8501RRK | SE-OR-Preop | MHHS-Southeast |  | Monitor, Central Station |  | 005-33946 | 005-33946 | Southeast | MHHS-Southeast | SE-OR-Preop | Nurses station |  |  |  |  | MONITORS, CENTRAL STATION |  | MONITORCENTRALSTATION-Philips-m3290B | MONITORCENTRALSTATION | m3290B |  |  |  | Philips | Monitor, Central Station |  | MONITORCENTRALSTATION-Philips-m3290B |  |  |  |  | Covered PM Repair - Biomedical | MHHS-Southeast
NO | NO |  |  |  | 133-10377 |  | Philips Healthcare | M3290B |  | 2UA8361DHP | KATY - CATH LAB | MHHS-Katy |  | Monitor, Central Station |  | 133-10377 |  | Katy |  | KATY - CATH LAB | [5 empty] | MONITORS, CENTRAL STATION |  | MONITORCENTRALSTATION-Philips-m3290B | MONITORCENTRALSTATION | m3290B |  |  |  | Philips | Monitor, Central Station |  | MONITORCENTRALSTATION-Philips-m3290B |  |  |  |  | Covered PM Repair - Biomedical | MHHS-Katy
YES | YES |  |  |  | 129-01855 | 129-01855 | Philips Healthcare | M3535A |  | US00202923 | SUGAR LAND - CATH LAB |  |  |  |  | 129-01855 | 129-01855 | Sugar Land |  | SUGAR LAND - CATH LAB | BioMed Shop |  |  |  | No pm
YES | YES |  |  |  | 099-00925 | 099-00925 | Philips Healthcare | M3538A |  | 12221-0588-P | SUGAR LAND - CATH LAB |  |  |  |  | 099-00925 | 099-00925 | Sugar Land |  | SUGAR LAND - CATH LAB | BioMed Shop |  |  |  | No pm
YES | YES |  |  |  | 099-00926 | 099-00926 | Philips Healthcare | M3539A |  |  | SUGAR LAND - CATH LAB |  |  |  |  | 099-00926 | 099-00926 | Sugar Land |  | SUGAR LAND - CATH LAB | BioMed Shop |  |  |  | No pm
NO | YES |  |  |  | 133-02733 | 133-02733 | Philips Healthcare | M4605A |  | de44025325 | Katy-PACU | MHHS-Katy |  | Monitor, Cardiac, Portable |  | 133-02733 | 133-02733 | Katy | MHHS-Katy | Katy-PACU | PACU | 11/1/19 | 12/1/20 |  |  | MONITORS, PHYSIOLOGIC, VITAL SIGNS | Monitor, Cardiac, Portable | MONITORCARDIAPORTABLE-Philips-M4605A | MONITORCARDIAPORTABLE | M4605A |  |  |  | Philips | Monitor, Cardiac, Portable |  | MONITORCARDIAPORTABLE-Philips-M4605A |  |  |  | MCP-A | Covered PM Repair - Biomedical | MHHS-Katy | [8 empty] | MONITORCARDIAPORTABLE | Monitor, Cardiac, Portable | Philips
NO | YES | Asset Tag 133-02735 |  |  | 133-02735 | 133-02735 | Philips Healthcare | M4605A |  |  | Katy-PACU | MHHS-Katy |  | Monitor, Cardiac, Portable |  | 133-02735 | 133-02735 | Katy | MHHS-Katy | Katy-PACU |  | 11/6/19 |  |  |  | MONITORS, PHYSIOLOGIC, VITAL SIGNS | Monitor, Cardiac, Portable | MONITORCARDIAPORTABLE-Philips-M4605A | MONITORCARDIAPORTABLE | M4605A |  |  |  | Philips | Monitor, Cardiac, Portable |  | MONITORCARDIAPORTABLE-Philips-M4605A |  |  | Finished from Script 3/27/2020 12:11:52pm (Central) | MCP-A | Covered PM Repair - Biomedical | MHHS-Katy | [8 empty] | MONITORCARDIAPORTABLE | Monitor, Cardiac, Portable | Philips
NO | YES |  |  |  | 133-02737 | 133-02737 | Philips Healthcare | M4605A |  | de440225317 | Katy-PACU | MHHS-Katy |  | Monitor, Cardiac, Portable |  | 133-02737 | 133-02737 | Katy | MHHS-Katy | Katy-PACU | Bay 3 | 11/1/19 | 11/1/20 |  |  | MONITORS, PHYSIOLOGIC, VITAL SIGNS | Monitor, Cardiac, Portable | MONITORCARDIAPORTABLE-Philips-M4605A | MONITORCARDIAPORTABLE | M4605A |  |  |  | Philips | Monitor, Cardiac, Portable |  | MONITORCARDIAPORTABLE-Philips-M4605A |  |  |  | MCP-A | Covered PM Repair - Biomedical | MHHS-Katy | [8 empty] | MONITORCARDIAPORTABLE | Monitor, Cardiac, Portable | Philips
NO | YES |  |  |  | 133-02741 | 133-02741 | Philips Healthcare | M4605A |  | de44026319 | Katy-PACU | MHHS-Katy |  | Monitor, Cardiac, Portable |  | 133-02741 | 133-02741 | Katy | MHHS-Katy | Katy-PACU | Paci | 11/1/19 | 11/1/20 |  |  | MONITORS, PHYSIOLOGIC, VITAL SIGNS | Monitor, Cardiac, Portable | MONITORCARDIAPORTABLE-Philips-M4605A | MONITORCARDIAPORTABLE | M4605A |  |  |  | Philips | Monitor, Cardiac, Portable |  | MONITORCARDIAPORTABLE-Philips-M4605A |  |  |  | MCP-A | Covered PM Repair - Biomedical | MHHS-Katy | [8 empty] | MONITORCARDIAPORTABLE | Monitor, Cardiac, Portable | Philips
NO | YES |  |  |  | 133-02745 | 133-02745 | Philips Healthcare | M4605A |  | de44025302 | Katy-PACU | MHHS-Katy |  | Monitor, Cardiac, Portable |  | 133-02745 | 133-02745 | Katy | MHHS-Katy | Katy-PACU | Bay 3 | 11/1/19 | 11/1/20 |  |  | MONITORS, PHYSIOLOGIC, VITAL SIGNS | Monitor, Cardiac, Portable | MONITORCARDIAPORTABLE-Philips-M4605A | MONITORCARDIAPORTABLE | M4605A |  |  |  | Philips | Monitor, Cardiac, Portable |  | MONITORCARDIAPORTABLE-Philips-M4605A |  |  |  | MCP-A | Covered PM Repair - Biomedical | MHHS-Katy | [8 empty] | MONITORCARDIAPORTABLE | Monitor, Cardiac, Portable | Philips
NO | YES |  |  |  | 133-03919 | 133-03919 | Philips Healthcare | M4605A |  |  | Katy-PACU | MHHS-Katy |  | Monitor, Cardiac, Portable |  | 133-03919 | 133-03919 | Katy | MHHS-Katy | Katy-PACU | Pacu | 11/1/19 | 11/1/20 |  |  | MONITORS, PHYSIOLOGIC, VITAL SIGNS | Monitor, Cardiac, Portable | MONITORCARDIAPORTABLE-Philips-M4605A | MONITORCARDIAPORTABLE | M4605A |  |  |  | Philips | Monitor, Cardiac, Portable |  | MONITORCARDIAPORTABLE-Philips-M4605A |  |  |  | MCP-A | Covered PM Repair - Biomedical | MHHS-Katy | [8 empty] | MONITORCARDIAPORTABLE | Monitor, Cardiac, Portable | Philips
NO | YES |  |  |  | 133-03921 | 133-03921 | Philips Healthcare | M4605A |  | de440031496 | Katy-PACU | MHHS-Katy |  | Monitor, Cardiac, Portable |  | 133-03921 | 133-03921 | Katy | MHHS-Katy | Katy-PACU | Bay 12 | 11/1/19 | 11/1/20 |  |  | MONITORS, PHYSIOLOGIC, VITAL SIGNS | Monitor, Cardiac, Portable | MONITORCARDIAPORTABLE-Philips-M4605A | MONITORCARDIAPORTABLE | M4605A |  |  |  | Philips | Monitor, Cardiac, Portable |  | MONITORCARDIAPORTABLE-Philips-M4605A |  |  |  | MCP-A | Covered PM Repair - Biomedical | MHHS-Katy | [8 empty] | MONITORCARDIAPORTABLE | Monitor, Cardiac, Portable | Philips
NO | YES |  |  |  | 029-11956 | 029-11956 | Philips Healthcare | M5065A |  | A121-05149 | MH MG-(EDLS)-Imperial Oaks |  |  |  |  | 029-11956 | 029-11956 | Woodland | MHMG Imperial Oaks Suite 100 | MH MG-(EDLS)-Imperial Oaks | MHMG Imperial Oaks
NO | YES |  |  |  | 041-34221 | 041-34221 | Philips Healthcare | M7T49UC#ABA |  | 2UA9261VMZ | 6E Cardiology |  |  |  |  | 041-34221 | 041-34221 | West | Memorial Hermann Memorial City Medical Center | 6E Cardiology | Memorial Hermann cardio 6E
NO | YES |  |  |  | 041-14427 | 041-14427 | Philips Healthcare | M8001A |  | DE72839308 | Memorial City-Labor |  |  |  |  | 041-14427 | 041-14427 | West | Women?s Memorial Hermann Memorial City Hospital | Memorial City-Labor | Post Bay 1
NO | YES |  |  |  | 041-14425 | 041-14425 | Philips Healthcare | M8001A |  | DE72839316 | Memorial City-Labor |  |  |  |  | 041-14425 | 041-14425 | West | Women?s Memorial Hermann Memorial City Hospital | Memorial City-Labor | Post Bay 2 | 3/1/20 |  | 3/1/21
NO | YES |  |  |  | 041-14421 | 041-14421 | Philips Healthcare | M8001A |  | DE72839323 | Memorial City-Labor & Delivery |  |  |  |  | 041-14421 | 041-14421 | West | MHHS-Mem City | Memorial City-Labor & Delivery | Recovery | 7/1/19 |  | 7/1/20
NO | YES |  |  |  | 041-14402 | 041-14402 | Philips Healthcare | M8002A |  | DE72857390 | Memorial City-Labor & Delivery |  |  |  |  | 041-14402 | 041-14402 | West | MHHS-Mem City | Memorial City-Labor & Delivery | OR 2 | 7/1/19 |  | 4/1/20
NO | YES | Asset Tag 041-12285 |  |  | 041-12285 | 041-12285 | Philips Healthcare | M8002A |  | DE72857493 | Memorial City-Labor & Delivery |  |  |  |  | 041-12285 | 041-12285 | West | MHHS-Mem City | Memorial City-Labor & Delivery | Memorial City - Labor
YES | YES |  |  |  | 041-14410 | 041-14410 | Philips Healthcare | M8002A |  | DE7257405 | MEMORIAL CITY - LABOR |  |  |  |  | 041-14410 | 041-14410 | West | Women?s Memorial Hermann Memorial City Hospital | MEMORIAL CITY - LABOR | OR 1 | 3/1/20 |  | 3/1/21
NO | YES |  |  |  | 041-14430 | 041-14430 | Philips Healthcare | M8002A |  | DE72857408 | MEMORIAL CITY - LABOR |  |  |  |  | 041-14430 | 041-14430 | West | Womens Memorial Hermann Memorial City Hospital | MEMORIAL CITY - LABOR | Infant Resuscitation | 7/1/19
YES | YES |  |  |  | 041-12283 | 041-12283 | Philips Healthcare | M8002A |  | 041-12283 | MEMORIAL CITY - LABOR |  |  |  |  | 041-12283 | 041-12283 | West | Women?s Memorial Hermann Memorial City Hospital | MEMORIAL CITY - LABOR | Post Bay 5 | 7/1/19 |  | 7/1/20
YES | YES |  |  |  | 151-05006 | 151-05006 | Philips Healthcare | M8023A |  | DE21967350 | CY - ICU |  |  |  |  | 151-05006 | 151-05006 | Northwest | Memorial Hermann Cypress Hospital | CY - ICU | Nurse Station
YES | YES |  |  |  | 099-04263 | 099-04263 | Philips Healthcare | M8023A |  | DE21961868 | Pacu |  |  |  |  | 099-04263 | 099-04263 | Pearland | Memorial Hermann Pearland Hospital | Pacu | Med gas storage |  |  |  | No pm
YES | YES |  |  |  | 099-13379 | 099-13379 | Philips Healthcare | M8023A |  | DE21975786 | ER |  |  |  |  | 099-13379 | 099-13379 | Southeast | Memorial Hermann Convenient Care Center in League City (League City CCC) | ER | Nurse Station |  |  |  | Display charger
YES | YES |  |  |  | 005-12136 | 005-12136 | Philips Healthcare | M8023A |  | DE21976449 | SE - Endoscopy |  |  |  |  | 005-12136 | 005-12136 |  | Memorial Hermann- SE - Endoscopy | SE - Endoscopy | Endo storage | 4/1/20 |  |  | PM Not Required
YES | YES |  |  |  | 005-10713 | 005-10713 | Philips Healthcare | M8023A |  | DE21951672 | SE - ESOPHAGEAL DISEASE CENTER |  |  |  |  | 005-10713 | 005-10713 | Southeast | Memorial Hermann Southeast Hospital | SE - ESOPHAGEAL DISEASE CENTER | Clean supplu |  |  |  | No pm
YES | YES |  |  |  | 099-11824 | 099-11824 | Philips Healthcare | M8026-60002 |  | De24927914 | TMC - EPILEPSY - PEDI EMU (10HP) |  |  |  |  | 099-11824 | 099-11824 |  | Memorial Hermann-tmc | TMC - EPILEPSY - PEDI EMU (10HP) | Hallway |  |  |  | No PM Sticker
YES | YES |  |  |  | 099-14549 | 099-14549 | Philips Healthcare | M8026-60002 |  | De24927904 | TMC - EPILEPSY - PEDI EMU (10HP) |  |  |  |  | 099-14549 | 099-14549 |  | Memorial Hermann-tmc | TMC - EPILEPSY - PEDI EMU (10HP) | H10 71 |  |  |  | No PM Sticker
YES | YES |  |  |  | 099-14552 | 099-14552 | Philips Healthcare | M8026-60002 |  | De24927909 | TMC - EPILEPSY - PEDI EMU (10HP) |  |  |  |  | 099-14552 | 099-14552 |  | Memorial Hermann-tmc | TMC - EPILEPSY - PEDI EMU (10HP) | H10 73
YES | YES |  |  |  | 099-05186 | 099-05186 | Philips Healthcare | M8026-60002 | [7 empty] | 099-05186 | 099-05186 | TMC | Memorial Hermann-Texas Medical Center |  | H10/74
YES | YES |  |  |  | 099-11964 | 099-11964 | Philips Healthcare | M8026-60002 |  | DE24927908 | Epilepsy PEDI HD1012 |  |  |  |  | 099-11964 | 099-11964 |  | Memorial Hermann- Texas Medica Center | Epilepsy PEDI HD1012 | Hall way | 3/1/20 |  |  | No PM Sticker
YES | YES |  |  |  | 099-11965 | 099-11965 | Philips Healthcare | M8026-60002 |  | DE24927906 | Epilepsy PEDI HD1012 |  |  |  |  | 099-11965 | 099-11965 |  | Memorial Hermann- Texas Medica Center | Epilepsy PEDI HD1012 | Hall way | 3/1/20 |  |  | No PM Sticker
NO | NO | [5 empty] | Philips Healthcare | M8033C |  | AN100849003582 | MEMORIAL CITY - MOR | MHHS-Mem City |  | Monitor, Video |  |  |  | West & Memorial City |  | MEMORIAL CITY - MOR | [5 empty] | MONITORS, PHYSIOLOGIC, VITAL SIGNS |  | MONITORVIDEO-Philips-M8033C | MONITORVIDEO | M8033C |  |  |  | Philips | Monitor, Video |  | MONITORVIDEO-Philips-M8033C |  |  |  |  | Covered PM Repair - Biomedical | MHHS-Mem City
YES | YES |  |  |  | 133-03994 | 133-03994 | Philips Healthcare | M8043A |  | DE50242730 | KATY - MED/SURG 4TH FLOOR |  |  |  |  | 133-03994 | 133-03994 | Katy | Memorial Hermann Katy Hospital | KATY - MED/SURG 4TH FLOOR |  | 2/1/20
NO | YES | [5 empty] | Philips Healthcare | M8048A |  | DE50230601 | PICU | MHHS-TMC |  | Module, Control/Rack |  |  |  | TMC | TMC | PICU | Memorial Hermann- texas medical center |  |  |  | No PM Sticker | PHYSIOLOGIC MONITOR MODULE HOUSINGS |  | MODULECONTROLRACK-Philips-M8048A | MODULECONTROLRACK | M8048A |  |  |  | Philips | Module, Control/Rack |  | MODULECONTROLRACK-Philips-M8048A |  |  |  |  | Covered PM Repair - Biomedical | MHHS-TMC
YES | YES |  |  |  | 133-02599 | 133-02599 | Philips Healthcare | M8048A |  | DE50230849 | KATY - OR |  |  |  |  | 133-02599 | 133-02599 | Katy | Memorial Hermann Katy Hospital | KATY - OR | OR1
YES | YES |  |  |  | 099-03044 | 099-03044 | Philips Healthcare | M8048A |  | DE50240901 | KATY - RAPID ADMIT |  |  |  |  | 099-03044 | 099-03044 | Katy | Memorial Hermann Katy Hospital | KATY - RAPID ADMIT | RAU 11
YES | YES |  |  |  | 133-04003 | 133-04003 | Philips Healthcare | M8048A |  | DE50244063 | KATY - RAPID ADMIT |  |  |  |  | 133-04003 | 133-04003 | Katy | Memorial Hermann Katy Hospital | KATY - RAPID ADMIT | RAU 5
YES | YES |  |  |  | 133-02598 | 133-02598 | Philips Healthcare | M8048A |  | DE50230851 | KATY - OR |  |  |  |  | 133-02598 | 133-02598 | Katy | Memorial Hermann Katy Hospital | KATY - OR | C SECTION OR1
YES | YES |  |  |  | 133-03025 | 133-03025 | Philips Healthcare | M8048A |  | DE50240898 | Cath Lab |  |  |  |  | 133-03025 | 133-03025 | Katy | Memorial Hermann Katy Hospital | Cath Lab | Outside Bay 1
YES | YES |  |  |  | 133-03027 | 133-03027 | Philips Healthcare | M8048A |  | DE50240895 | Biomed |  |  |  |  | 133-03027 | 133-03027 | Katy | Memorial Hermann Katy Hospital | Biomed | Biomed storage
YES | YES |  |  |  | 099-02616 | 099-02616 | Philips Healthcare | M8048A |  | DE50240899 | Biomed |  |  |  |  | 099-02616 | 099-02616 | Katy | Memorial Hermann Katy Hospital | Biomed | Biomed | 2/1/20
YES | YES |  |  |  | 099-10823 | 099-10823 | Philips Healthcare | M8048A |  | DE439G0485 | Floor 7 |  |  |  |  | 099-10823 | 099-10823 | Southwest | Memorial Hermann Southwest Hospital | Floor 7 | Floor 7 | 3/1/20
NO | YES | Asset Tag 013-37926 |  |  | 013-37926 | 013-37926 | Philips Healthcare | M8048A |  | DE439E0617 | Floor 7 |  |  |  |  | 013-37926 | 013-37926 | Southwest | Memorial Hermann Southwest Hospital | Floor 7 | Floor 7
NO | YES | [5 empty] | Philips Healthcare | M8048A |  | DE50282304 | Floor 2 | [6 empty] | Southwest | Memorial Hermann Southwest Hospital | Floor 2 | Floor 2
YES | YES |  |  |  | 009-34251 | 009-34251 | Philips Healthcare | M8048A |  | DE50282307 | Floor 2 |  |  |  |  | 009-34251 | 009-34251 | Southwest | Memorial Hermann Southwest Hospital | Floor 2 | Floor 2
YES | YES |  |  |  | 009-34258 | 009-34258 | Philips Healthcare | M8048A |  | DE50282301 | Floor 2 |  |  |  |  | 009-34258 | 009-34258 | Southwest | Memorial Hermann Southwest Hospital | Floor 2 | Floor 2
YES | YES |  |  |  | 009-34259 | 009-34259 | Philips Healthcare | M8048A |  | DE50282289 | Floor 2 |  |  |  |  | 009-34259 | 009-34259 | Southwest | Memorial Hermann Southwest Hospital | Floor 2 | Floor 2
YES | YES |  |  |  | 099-07490 | 099-07490 | Philips Healthcare | M8048A |  | DE22720785 | SE - OR - PACU |  |  |  |  | 099-07490 | 099-07490 | Southeast | Memorial Hermann Southeast Hospital | SE - OR - PACU | Room 15 |  |  |  | No pm
YES | YES |  |  |  | 099-06040 | 099-06040 | Philips Healthcare | M8048A |  | DE22720733 | PACU |  |  |  |  | 099-06040 | 099-06040 |  | Memorial Hermann- South East | PACU | PACI 14 | 4/1/20 |  |  | No PM Sticker
YES | YES |  |  |  | 099-06061 | 099-06061 | Philips Healthcare | M8048A |  | DE22720840 | SE - OR - PACU |  |  |  |  | 099-06061 | 099-06061 | Southeast | Memorial Hermann Southeast Hospital | SE - OR - PACU | SE - PR - PACU
YES | YES |  |  |  | 099-07459 | 099-07459 | Philips Healthcare | M8048A |  | DE22720732 | PACU |  |  |  |  | 099-07459 | 099-07459 | Southeast | Memorial Hermann Southeast Hospital | PACU
YES | YES |  |  |  | 099-07493 | 099-07493 | Philips Healthcare | M8048A |  | DE22720735 | SE - OR - PACU |  |  |  |  | 099-07493 | 099-07493 | Southeast | Memorial Hermann Southeast Hospital | SE - OR - PACU | Room 2 |  |  |  | No pm
YES | YES |  |  |  | 099-07400 | 099-07400 | Philips Healthcare | M8048A |  | DE22720734 | SE - OR - PACU |  |  |  |  | 099-07400 | 099-07400 | Southeast | Memorial Hermann Southeast Hospital | SE - OR - PACU | Bay 6
YES | YES |  |  |  | 099-07497 | 099-07497 | Philips Healthcare | M8048A |  | DE22720790 | SE - OR - PACU |  |  |  |  | 099-07497 | 099-07497 | Southeast | Memorial Hermann Southeast Hospital | SE - OR - PACU | Room 13 | 4/1/20 |  |  | No pm
YES | YES |  |  |  | 099-07478 | 099-07478 | Philips Healthcare | M8048A |  | DE22720777 | SE - OR - PACU |  |  |  |  | 099-07478 | 099-07478 | Southeast | Memorial Hermann Southeast Hospital | SE - OR - PACU
YES | YES |  |  |  | 099-07498 | 099-07498 | Philips Healthcare | M8048A |  | DE22720789 | SE - OR - PACU |  |  |  |  | 099-07498 | 099-07498 | Southeast | Memorial Hermann Southeast Hospital | SE - OR - PACU | Room 16 | 4/1/20 |  |  | No pm
YES | YES |  |  |  | 099-07477 | 099-07477 | Philips Healthcare | M8048A |  | DE22720839 | SE - OR - PACU |  |  |  |  | 099-07477 | 099-07477 | Southeast | Memorial Hermann Southeast Hospital | SE - OR - PACU
YES | YES |  |  |  | 099-07499 | 099-07499 | Philips Healthcare | M8048A |  | DE22720844 | SE - OR - PACU |  |  |  |  | 099-07499 | 099-07499 | Southeast | Memorial Hermann Southeast Hospital | SE - OR - PACU | Room 19 |  |  |  | No pm
YES | YES |  |  |  | 099-07476 | 099-07476 | Philips Healthcare | M8048A |  | DE22720845 | SE - OR - PACU |  |  |  |  | 099-07476 | 099-07476 | Southeast | Memorial Hermann Southeast Hospital | SE - OR - PACU
YES | YES |  |  |  | 099-07757 | 099-07757 | Philips Healthcare | M8048A |  | DE22720825 | SE - OR - PACU |  |  |  |  | 099-07757 | 099-07757 | Southeast | Memorial Hermann Southeast Hospital | SE - OR - PACU
YES | YES |  |  |  | 099-07500 | 099-07500 | Philips Healthcare | M8048A |  | DE22720792 | SE - OR - PACU |  |  |  |  | 099-07500 | 099-07500 | Southeast | Memorial Hermann Southeast Hospital | SE - OR - PACU | Room 20 | 4/1/20 |  |  | No pm
YES | YES |  |  |  | 099-07501 | 099-07501 | Philips Healthcare | M8048A |  | DE22720821 | SE - OR - PACU |  |  |  |  | 099-07501 | 099-07501 | Southeast | Memorial Hermann Southeast Hospital | SE - OR - PACU | Room 1 | 4/1/20 |  |  | No pm
YES | YES |  |  |  | 099-07474 | 099-07474 | Philips Healthcare | M8048A |  | DE22720738 | SE - OR - PACU |  |  |  |  | 099-07474 | 099-07474 | Southeast | Memorial Hermann Southeast Hospital | SE - OR - PACU
YES | YES |  |  |  | 099-07502 | 099-07502 | Philips Healthcare | M8048A |  | DE22720737 | SE - OR - PACU |  |  |  |  | 099-07502 | 099-07502 | Southeast | Memorial Hermann Southeast Hospital | SE - OR - PACU | Room 1 |  |  |  | No pm
YES | YES |  |  |  | 099-07467 | 099-07467 | Philips Healthcare | M8048A |  | DE22720860 | Surgery |  |  |  |  | 099-07467 | 099-07467 | Southeast | Memorial Hermann Southeast Hospital | Surgery | Cysto
YES | YES |  |  |  | 099-07706 | 099-07706 | Philips Healthcare | M8048A |  | DE22720852 | SE - OR |  |  |  |  | 099-07706 | 099-07706 | Southeast | Memorial Hermann Southeast Hospital | SE - OR | OR 1 |  |  |  | No pm found
YES | YES |  |  |  | 099-07509 | 099-07509 | Philips Healthcare | M8048A |  | DE22720858 | SE - OR |  |  |  |  | 099-07509 | 099-07509 | Southeast | Memorial Hermann Southeast Hospital | SE - OR | Or 5 |  |  |  | No pm
YES | YES |  |  |  | 099-07473 | 099-07473 | Philips Healthcare | M8048A |  | DE439F5751 | SE - OR |  |  |  |  | 099-07473 | 099-07473 | Southeast | Memorial Hermann Southeast Hospital | SE - OR | OR14
YES | YES |  |  |  | 099-07764 | 099-07764 | Philips Healthcare | M8048A |  | DE50236105 | SE - OR |  |  |  |  | 099-07764 | 099-07764 | Southeast | Memorial Hermann Southeast Hospital | SE - OR | OR4
YES | YES |  |  |  | 099-07421 | 099-07421 | Philips Healthcare | M8048A |  | De439f5753 | SE - OR |  |  |  |  | 099-07421 | 099-07421 | Southeast | Memorial Hermann Southeast Hospital | SE - OR | Room 12
YES | YES |  |  |  | 099-07463 | 099-07463 | Philips Healthcare | M8048A |  | DE502B6620 | Surgery |  |  |  |  | 099-07463 | 099-07463 | Southeast | Memorial Hermann Southeast Hospital | Surgery
YES | YES |  |  |  | 099-07716 | 099-07716 | Philips Healthcare | M8048A |  | DE50242214 | SE - OR - ANESTHESIA |  |  |  |  | 099-07716 | 099-07716 | Southeast | Memorial Hermann Southeast Hospital | SE - OR - ANESTHESIA | OR 7 |  |  |  | No pm found
YES | YES |  |  |  | 099-07521 | 099-07521 | Philips Healthcare | M8048A |  | DE502B6621 | SE - OR |  |  |  |  | 099-07521 | 099-07521 | Southeast | Memorial Hermann Southeast Hospital | SE - OR | Or 11 |  |  |  | No pm
NO | YES |  |  |  | 069-44917 | 069-44917 | Philips Healthcare | M8048A |  | DE22720830 | SE-OR-Anesthesia |  |  |  |  | 069-44917 | 069-44917 | Southeast | MHHS-Southeast | SE-OR-Anesthesia | OR - ANESTHESIA
YES | YES |  |  |  | 099-09944 | 099-09944 | Philips Healthcare | M8048A |  | DE50236104 | SE - Endoscopy |  |  |  |  | 099-09944 | 099-09944 |  | Memorial Hermann- SE - Endoscopy | SE - Endoscopy | EP 1 | 4/1/20 |  |  | No PM Sticker
YES | YES |  |  |  | 099-06688 | 099-06688 | Philips Healthcare | M8048A |  | DE22720859 | Bio med |  |  |  |  | 099-06688 | 099-06688 | Southeast | Memorial Hermann Southeast Hospital | Bio med | Bio med shop |  |  |  | Cnf pm label
YES | YES |  |  |  | 099-06676 | 099-06676 | Philips Healthcare | M8048A |  | DE22720736 | SE - UNIT 3A (IMU) |  |  |  |  | 099-06676 | 099-06676 | Southeast | Memorial Hermann Southeast Hospital | SE - UNIT 3A (IMU) | Biomed shop
YES | YES |  |  |  | 099-06885 | 099-06885 | Philips Healthcare | M8048A |  | DE50236086 | SE - LABOR |  |  |  |  | 099-06885 | 099-06885 | Southeast | Memorial Hermann Southeast Hospital | SE - LABOR | Or 1 |  |  |  | No pm
YES | YES |  |  |  | 099-06578 | 099-06578 | Philips Healthcare | M8048A |  | DE22720831 | SE - LABOR |  |  |  |  | 099-06578 | 099-06578 | Southeast | Memorial Hermann Southeast Hospital | SE - LABOR | Delivery OR 2
YES | YES |  |  |  | 041-33882 | 041-33882 | Philips Healthcare | M8048A |  | DE50255557 | [5 empty] | 041-33882 | 041-33882 | West | Women?s Memorial Hermann Memorial City Hospital |  | Memorial City - Labor
YES | YES |  |  |  | 041-33807 | 041-33807 | Philips Healthcare | M8048A |  | DE22723678 | MEMORIAL CITY - ANESTHESIOLOGY |  |  |  |  | 041-33807 | 041-33807 | West | Memorial Hermann Memorial City Medical Center | MEMORIAL CITY - ANESTHESIOLOGY | OR 7
NO | YES | Serial Number DE53796946 |  |  | 099-08455 | 099-08455 | Philips Healthcare | M8105A |  | DE53796946 | SW-Endoscopy |  |  |  |  | 099-08455 | 099-08455 | Southwest | MHHS-Southwest | SW-Endoscopy | Storage Room | 5/1/19 |  | 5/1/20 | New Add
NO | YES |  |  |  | 013-37448 | 013-37448 | Philips Healthcare | M8105A |  | DE53796983 | SW-ER |  |  |  |  | 013-37448 | 013-37448 | Southwest | MHHS-Southwest | SW-ER | Pod A Room 9
NO | YES |  |  |  | 041-17140 | 041-17140 | Philips Healthcare | Masimo set |  | De22723178 | MEMORIAL CITY - ER Peds Room 9 |  |  |  |  | 041-17140 | 041-17140 | West | Memorialcity - memorial herman emergency center | MEMORIAL CITY - ER Peds Room 9 | E1-212
YES | YES |  |  |  | 041-16593 | 041-16593 | Philips Healthcare | Masimo set |  | De227170662 | MEMORIAL CITY - ER |  |  |  |  | 041-16593 | 041-16593 | West | Memorialcity - memorial herman emergency center | MEMORIAL CITY - ER | E1-206
NO | YES |  |  |  | 041-17146 | 041-17146 | Philips Healthcare | Masimo set |  | De51290569 | MEMORIAL CITY - ER |  |  |  |  | 041-17146 | 041-17146 | West | Memorial city-memorial herman emergency center | MEMORIAL CITY - ER | E1-13
YES | YES |  |  |  | 069-44935 | 069-44935 | Philips Healthcare | MB048A |  | DE22720770 | SE - OR - PACU |  |  |  |  | 069-44935 | 069-44935 | Southeast | Memorial Hermann Southeast Hospital | SE - OR - PACU | OR - PACU
NO | YES | [5 empty] | Philips Healthcare | MED24ESH |  | an02103500009 | MEMORIAL CITY - MOR | MHHS-Mem City | [5 empty] | West | Memorial City - Memorial Hermann Hospital | MEMORIAL CITY - MOR | E2 321 Surgery Rm 6 |  |  |  | No pm sticker found | MONITORS, VIDEO |  | .needs class | [5 empty] | PHILIPS | [7 empty] | Clinical Miscellaneous | MHHS-Mem City
NO | NO |  |  |  | 133-07574 |  | Philips Healthcare | MED24ESH |  | AN000947000008 | KATY - OR | MHHS-Katy |  |  |  | 133-07574 |  | Katy |  | KATY - OR | [5 empty] | MONITORS, VIDEO |  | .needs class | [5 empty] | PHILIPS | [7 empty] | Clinical Miscellaneous | MHHS-Katy
NO | YES |  |  |  | 129-07837 | 129-07837 | Philips Healthcare | MICROSTREAM CO2 EXTENSION |  | DE64120186 | Sugar Land-Pedi IMU | MHHS-Sugarland |  |  |  | 129-07837 | 129-07837 | Sugar Land | MHHS-Sugarland | Sugar Land-Pedi IMU | Suite 529 | 6/1/19 | 6/1/20 |  |  | NETWORK SERVERS |  | .needs class | [5 empty] | PHILIPS |  |  |  |  | 3/12/20 |  |  | Clinical Miscellaneous | MHHS-Sugarland
NO | NO |  |  |  | 009-03968 |  | Philips Healthcare | MLCD18-AB |  | AAN070748000845 | GH - CATH LAB | MHHS-Greater Heights |  |  |  | 009-03968 |  | Central & Greater Heights |  | GH - CATH LAB | [5 empty] | MONITORS, VIDEO |  | .needs class | [5 empty] | PHILIPS | [7 empty] | Not Covered Vendor Only - Biomedical | MHHS-Greater Heights
YES | YES |  |  |  | 099-06179 | 099-06179 | Philips Healthcare | MLCD18-PB |  | AN011122001644 | SE - CATH LAB |  |  |  |  | 099-06179 | 099-06179 | Southeast | Memorial Hermann Southeast Hospital | SE - CATH LAB | HALL | 4/1/20 |  |  | No pm found
YES | YES |  |  |  | 099-06256 | 099-06256 | Philips Healthcare | MLCD18-PB |  |  | SE - CATH LAB |  |  |  |  | 099-06256 | 099-06256 | Southeast | Memorial Hermann Southeast Hospital | SE - CATH LAB | Room 3 |  |  |  | No pm
YES | YES |  |  |  | 005-07071 | 005-07071 | Philips Healthcare | MLCD18-PB |  | AN08091300134 | SE - CATH LAB |  |  |  |  | 005-07071 | 005-07071 | Southeast | Memorial Hermann Southeast Hospital | SE - CATH LAB | Room 3 |  |  |  | No pm
YES | YES |  |  |  | 099-06260 | 099-06260 | Philips Healthcare | MLCD18-PB |  | AN001139003434 | SE - CATH LAB |  |  |  |  | 099-06260 | 099-06260 | Southeast | Memorial Hermann Southeast Hospital | SE - CATH LAB | Room 3 |  |  |  | No pm
YES | YES |  |  |  | 099-06261 | 099-06261 | Philips Healthcare | MLCD18-PB |  | AN090926001873 | SE - CATH LAB |  |  |  |  | 099-06261 | 099-06261 | Southeast | Memorial Hermann Southeast Hospital | SE - CATH LAB | Room 3 |  |  |  | No pm
YES | YES | Serial Number Cnf |  |  | 129-06079 | 129-06079 | Philips Healthcare | MobileDiagnost wDR Release 2 |  | CNF | Emergency Department |  |  |  |  | 129-06079 | 129-06079 | Sugar Land | Memorial Hermann Convenient Care Center at Sienna Plantation (Sienna CCC) (#B) | Emergency Department | Hall | 12/1/19 | 12/1/20
YES | YES |  |  |  | 029-11242 | 029-11242 | Philips Healthcare | MobileDiagnost wDR Release 2 |  |  | ER |  |  |  |  | 029-11242 | 029-11242 | Woodlands | 24 Hour Emergency Room - Convenient Care Center in Spring | ER | ER | 1/1/20 |  | 2/1/21
NO | YES |  |  |  | 009-09481 |  | Philips Healthcare | MOBILEDIAGNOSTIC WDR MOBILE DIGITAL X-RAY |  |  | GH - RADIOLOGY | MHHS-Greater Heights |  |  |  | 009-09481 |  | Central & Greater Heights |  | GH - RADIOLOGY |  | 5/3/19 |  |  |  | RADIOGRAPHIC UNITS, MOBILE |  | .needs class | [5 empty] | PHILIPS | [7 empty] | Covered PM Repair - Biomedical | MHHS-Greater Heights
NO | YES | Asset Tag 009-10538 |  |  | 009-10538 | 009-10538 | Philips Healthcare | MOBILEDIAGNOSTIC WDR MOBILE DIGITAL X-RAY |  |  | OPID-(GH)-Greater Heights CCC-439 | MHHS-OPID |  |  |  | 009-10538 | 009-10538 | Central | MHHS-Others | OPID-(GH)-Greater Heights CCC-439 |  | 8/1/19 |  |  |  | RADIOGRAPHIC UNITS, MOBILE |  | .needs class | [5 empty] | PHILIPS |  |  |  |  | 9/1/17 |  |  | Covered PM Repair - Biomedical | MHHS-OPID
NO | YES |  |  |  | R-583-00532 |  | Philips Healthcare | MOBILEDIAGNOSTIC WDR MOBILE DIGITAL X-RAY |  |  | OPID - (KY) - KATY REHAB - 585 | MHHS-OPID |  |  |  | R-583-00532 |  | Katy |  | OPID - (KY) - KATY REHAB - 585 |  | 12/20/19 |  |  |  | RADIOGRAPHIC UNITS, MOBILE |  | .needs class | [5 empty] | PHILIPS |  |  |  |  | 9/1/17 |  |  | Covered PM Repair - Biomedical | MHHS-OPID
NO | YES |  |  |  | 000-04499 | 000-04499 | Philips Healthcare | MOBILEDIAGNOSTIC WDR MOBILE DIGITAL X-RAY |  |  | MH MG - (NE) - KINGWOOD CCC - TIMESHARE | MHHS-OPID |  |  |  | 000-04499 | 000-04499 | Katy | MHHS-MG | MH MG - (NE) - KINGWOOD CCC - TIMESHARE | Hall | 12/1/19 | 12/1/20 |  | Philips ID 71131187 | RADIOGRAPHIC UNITS, MOBILE |  | .needs class | [5 empty] | PHILIPS |  |  |  |  | 8/1/17 |  |  | Covered PM Repair - Biomedical | MHHS-OPID
NO | YES |  |  |  | R-129-06079 |  | Philips Healthcare | MOBILEDIAGNOSTIC WDR MOBILE DIGITAL X-RAY |  |  | OPID - (SL) - SIENNA PLANTATION CCC - 448 | MHHS-OPID |  |  |  | R-129-06079 |  | Sugar Land |  | OPID - (SL) - SIENNA PLANTATION CCC - 448 |  | 12/13/19 |  |  |  | RADIOGRAPHIC UNITS, MOBILE |  | .needs class | [5 empty] | PHILIPS | [7 empty] | Covered PM Repair - Biomedical | MHHS-OPID
NO | YES |  |  |  | R-029-11242 |  | Philips Healthcare | MOBILEDIAGNOSTIC WDR MOBILE DIGITAL X-RAY |  |  | OPID - (WDLS) - SPRING CCC - 440 | MHHS-OPID |  |  |  | R-029-11242 |  | Woodlands |  | OPID - (WDLS) - SPRING CCC - 440 |  | 1/15/19 |  |  |  | RADIOGRAPHIC UNITS, MOBILE |  | .needs class | [5 empty] | PHILIPS | [7 empty] | Covered PM Repair - Biomedical | MHHS-OPID
NO | YES |  |  |  | 129-06288 | 129-06288 | Philips Healthcare | MOBILEDIAGNOSTIC WDR MOBILE DIGITAL X-RAY |  |  | SUGAR LAND - RADIOLOGY | MHHS-Sugarland |  |  |  | 129-06288 | 129-06288 | Sugar Land | Memorial Hermann Sugar Land | SUGAR LAND - RADIOLOGY | Sugar Land West Tower Imaging | 11/1/19 | 11/1/20 |  |  | RADIOGRAPHIC UNITS, MOBILE |  | .needs class | [5 empty] | PHILIPS |  |  |  |  | 9/1/17 |  |  | Covered PM Repair - Biomedical | MHHS-Sugarland | [5 empty] | 1/1/15
NO | YES |  |  |  | 129-06790 | 129-06790 | Philips Healthcare | MOBILEDIAGNOSTIC WDR MOBILE DIGITAL X-RAY |  |  | SUGAR LAND - RADIOLOGY | MHHS-Sugarland |  |  |  | 129-06790 | 129-06790 | Sugar Land | Memorial Herman Sugar Land | SUGAR LAND - RADIOLOGY | Emergency Dept |  |  |  |  | RADIOGRAPHIC UNITS, MOBILE |  | .needs class | [5 empty] | PHILIPS |  |  |  |  | 9/1/17 |  |  | Covered PM Repair - Biomedical | MHHS-Sugarland | [5 empty] | 2/1/20
YES | YES |  |  |  | 041-16576 |  | Philips Healthcare | MP 30 |  |  | Emergency center |  |  |  |  | 041-16576 |  | West | Memorial Hermann Memorial city medical center emergency center | Emergency center | Room 18
YES | YES |  |  |  | 013-17550 | 013-17550 | Philips Healthcare | MP20 |  | DE6220890 | Endoscopy |  |  |  |  | 013-17550 | 013-17550 | Southwest | Memorial Hermann Southwest Hospital | Endoscopy | RM4
NO | YES | Serial Number DE62220887 |  |  | 013-17553 | 013-17553 | Philips Healthcare | MP20 |  | DE62220887 | SW Endoscopy |  |  |  |  | 013-17553 | 013-17553 | Southwest | Memorial Hermann Southwest Hospital | SW Endoscopy | SW Endoscopy
YES | YES |  |  |  | 013-17552 | 013-17552 | Philips Healthcare | MP20 |  | DE62220810 | SW Endoscopy |  |  |  |  | 013-17552 | 013-17552 | Southwest | Memorial Hermann Southwest Hospital | SW Endoscopy | SW Endoscopy
NO | YES | Serial Number DE62220883 |  |  | 013-17547 | 013-17547 | Philips Healthcare | MP20 |  | DE62220883 | SW Endoscopy |  |  |  |  | 013-17547 | 013-17547 | Southwest | Memorial Hermann Southwest Hospital | SW Endoscopy | SW Endoscopy
YES | YES |  |  |  | 129-02455 | 129-02455 | Philips Healthcare | MP30 |  | DE62227490 | Emergency Room |  |  |  |  | 129-02455 | 129-02455 | Sugar Land | Memorial Hermann Sugar Land Hospital | Emergency Room | Room 15 | 10/1/19 | 10/1/20
NO | YES |  |  |  | 077-06574 |  | Philips Healthcare | MP30 |  | DE72889277 | Memorial Hermann- Texas Medical Center Childrens |  |  |  |  | 077-06574 |  |  | TMC | Memorial Hermann- Texas Medical Center Childrens | PICU | 4/1/19 |  | 4/1/20
NO | YES | Serial Number DE72845312 |  |  | 077-05958 |  | Philips Healthcare | MP30 |  | DE72845312 | H8107 |  |  |  |  | 077-05958 |  |  | TMC | H8107 | Memorial Hermann- texas medical center | 1/1/19 |  | 1/1/20
YES | YES |  |  |  | 077-05949 | 077-05949 | Philips Healthcare | MP30 |  |  | H8107 |  |  |  |  | 077-05949 | 077-05949 |  | TMC | H8107 | Memorial Hermann- texas medical center |  |  |  | No PM Sticker In use on patient
NO | YES |  |  |  | 077-05913 |  | Philips Healthcare | MP30 |  | DE72845306 | H8 storage |  |  |  |  | 077-05913 |  |  | TMC | H8 storage | Memorial Hermann- 8 floor | 1/1/20 |  | 1/1/21
NO | YES |  |  |  | 077-07319 | 077-07319 | Philips Healthcare | MP30 |  | De728A4360 | TMC-OR-Anesthesia (Contract Equip) |  |  |  |  | 077-07319 | 077-07319 | TMC | MHHS-TMC | TMC-OR-Anesthesia (Contract Equip) | OR 9 | 4/1/19 |  | 4/1/20
NO | YES |  |  |  | 005-09208 | 005-09208 | Philips Healthcare | MP30 |  | DE728A4571 | SE-Clinical Engineering |  |  |  |  | 005-09208 | 005-09208 | Southeast | MHHS-Southeast | SE-Clinical Engineering | Bio med shop | 11/1/20 |  | 11/1/20
YES | YES |  |  |  | 041-12284 | 041-12284 | Philips Healthcare | MP30 |  | DE72857515 | MEMORIAL CITY - POSTPARTUM - NURSERY |  |  |  |  | 041-12284 | 041-12284 | West | Women?s Memorial Hermann Memorial City Hospital | MEMORIAL CITY - POSTPARTUM - NURSERY
NO | YES |  |  |  | 041-12282 | 041-12282 | Philips Healthcare | MP30 |  | DE72857499 | MEMORIAL CITY - RESPIRATORY |  |  |  |  | 041-12282 | 041-12282 | West | Memorial Hermann Memorial City Medical Center | MEMORIAL CITY - RESPIRATORY | Biomed Shop
NO | YES |  |  |  | 099-00398 | 099-00398 | Philips Healthcare | Mp30 |  | De52612636 | MEMORIAL CITY - ER |  |  |  |  | 099-00398 | 099-00398 | West | Memorialcity - memorial herman emergency center | MEMORIAL CITY - ER | E1-501
NO | YES |  |  |  | 041-33989 | 041-33989 | Philips Healthcare | Mp30 |  | De62234868 | MEMORIAL CITY - ER |  |  |  |  | 041-33989 | 041-33989 | West | Memorial city-memorial herman emergency center | MEMORIAL CITY - ER | E1-13
NO | YES |  |  |  | 041-16765 | 041-16765 | Philips Healthcare | MP30 |  | DE42603151 | Emergency Center |  |  |  |  | 041-16765 | 041-16765 | West | Memorial Hermann Memorial City Medical Center Emergency Center | Emergency Center | ER Room 2
NO | YES |  |  |  | 005-12018 | 005-12018 | Philips Healthcare | MP5 |  | DE 91320359 | SE-Dialysis | MHHS-Southeast |  |  |  | 005-12018 | 005-12018 | Southeast & Bay Area | MHHS-Southeast | SE-Dialysis | Diaelisys nurse station | 5/1/20 |  | 5/1/21 |  | MONITORS, PHYSIOLOGIC, VITAL SIGNS |  | MONITORCARDIACFIXED-Philips-MP5 |  |  |  |  | MONITORCARDIACFIXED-Philips-MP5 | Philips | [7 empty] | Covered PM Repair Labor Only - Biomedica | MHHS-Southeast
YES | YES |  |  |  | 009-10553 | 009-10553 | Philips Healthcare | MP5 |  | DE580A8632 | Emergency Center |  |  |  |  | 009-10553 | 009-10553 | Central | Memorial Hermann Urgent Care Greater Heights (#100) | Emergency Center | Treatment Room 2 | 4/1/19 | 4/1/20 |  |  |  |  | MONITORCARDIACFIXED-Philips-MP5
YES | YES |  |  |  | 009-10552 | 009-10552 | Philips Healthcare | MP5 |  | DE580A8508 | Emergency Center |  |  |  |  | 009-10552 | 009-10552 | Central | Memorial Hermann Urgent Care Greater Heights (#100) | Emergency Center | Treatment Room 5 | 4/1/19 | 4/1/20 |  |  |  |  | MONITORCARDIACFIXED-Philips-MP5
YES | YES |  |  |  | 009-10551 | 009-10551 | Philips Healthcare | MP5 |  | DE580A9617 | Emergency Center |  |  |  |  | 009-10551 | 009-10551 | Central | Memorial Hermann Urgent Care Greater Heights (#100) | Emergency Center | Treatment Room 6 | 4/1/19 | 4/1/20 |  |  |  |  | MONITORCARDIACFIXED-Philips-MP5
YES | YES |  |  |  | 009-10635 | 009-10635 | Philips Healthcare | MP5 |  |  | Emergency Center |  |  |  |  | 009-10635 | 009-10635 | Central | Memorial Hermann Urgent Care Greater Heights (#100) | Emergency Center | Treatment Room 6 | 4/1/19 | 4/1/20 |  |  |  |  | MONITORCARDIACFIXED-Philips-MP5
YES | YES |  |  |  | 009-10550 | 009-10550 | Philips Healthcare | MP5 |  | DE580A8616 | Emergency Center |  |  |  |  | 009-10550 | 009-10550 | Central | Memorial Hermann Urgent Care Greater Heights (#100) | Emergency Center | TX RM 7 | 4/1/19 | 4/1/20 |  |  |  |  | MONITORCARDIACFIXED-Philips-MP5
YES | YES |  |  |  | 009-10548 | 009-10548 | Philips Healthcare | MP5 |  | DE580A8633 | Emergency Center |  |  |  |  | 009-10548 | 009-10548 | Central | Memorial Hermann Urgent Care Greater Heights (#100) | Emergency Center | TX RM 9 | 4/1/19 | 4/1/20 |  |  |  |  | MONITORCARDIACFIXED-Philips-MP5
NO | YES | Asset Tag 129-31153 |  |  | 129-31153 | 129-31153 | Philips Healthcare | MP5 |  | DE656C030I | PACU |  |  |  |  | 129-31153 | 129-31153 | Sugar Land | Memorial Hermann Sugar Land Hospital | PACU | PACU | 3/1/19 |  | 3/1/20
NO | YES | Serial Number DE21072223 |  |  |  | 009-09133 | Philips Healthcare | MP5 |  | DE21072223 | GH-ER | [5 empty] | 009-09133 | Central | MHHS-Greater Heights | GH-ER |  | 2/1/20 |  | 2/1/21
NO | YES | Asset Tag 013-37074 |  |  | 013-37074 | 013-37074 | Philips Healthcare | MP5 |  | DE53795925 | ICU |  |  |  |  | 013-37074 | 013-37074 | Southwest | Memorial Hermann Southwest Hospital | ICU | B Wing storage | 3/1/19 |  | 3/1/20
NO | YES | Serial Number DE91320235 |  |  | 013-17631 | 013-17631 | Philips Healthcare | MP5 |  | DE91320235 | SW-ER |  |  |  |  | 013-17631 | 013-17631 | Southwest | MHHS-Southwest | SW-ER | Pod C - Room 44 |  |  |  | New Add
NO | YES | Serial Number DE34707381 |  |  | 013-11337 | 013-11337 | Philips Healthcare | MP50 |  | DE34707381 | SW Endoscopy |  |  |  |  | 013-11337 | 013-11337 | Southwest | Memorial Hermann Southwest Hospital | SW Endoscopy | SW Endoscopy
NO | YES |  |  |  | 013-17656 | 013-17656 | Philips Healthcare | MP70 |  | DE84392697 | Floor 2 |  |  |  |  | 013-17656 | 013-17656 | Southwest | Memorial Hermann Southwest Hospital | Floor 2 | Floor 2 | 3/1/20
NO | YES |  |  |  | 004-04556 | 005-04556 | Philips Healthcare | MP70 |  | DE35022706 | PACU |  |  |  |  | 004-04556 | 005-04556 |  | Memorial Hermann- South East | PACU | PACI 05 | 5/1/19 |  | 5/1/20
NO | YES |  |  |  | 041-10910 | 041-10910 | Philips Healthcare | MP70 |  | DE73160763 | MEMORIAL CITY - MOR |  |  |  |  | 041-10910 | 041-10910 | West | Memorial Hermann Memorial City Medical Center | MEMORIAL CITY - MOR | OR 8
YES | YES | Serial Number Cnf |  |  | 041-13013 | 041-13013 | Philips Healthcare | MP70 |  | CNF | MEMORIAL CITY - MHT - NICU |  |  |  |  | 041-13013 | 041-13013 | West | Memorial Hermann Memorial City Medical Center | MEMORIAL CITY - MHT - NICU | Memorial City - MH4 113 |  |  |  | No pm sticker
YES | YES |  |  |  | 041-13007 | 041-13007 | Philips Healthcare | MP70 |  | DE7317827 | MEMORIAL CITY - MHT - NICU |  |  |  |  | 041-13007 | 041-13007 | West | Memorial Hermann Memorial City Medical Center | MEMORIAL CITY - MHT - NICU | RM 4M34
NO | YES |  |  |  | 041-13004 | 041-13004 | Philips Healthcare | MP70 |  | DE73178220 | MEMORIAL CITY - MHT - NICU |  |  |  |  | 041-13004 | 041-13004 | West | Memorial Hermann Memorial City Medical Center | MEMORIAL CITY - MHT - NICU | RM 4M34
NO | YES |  |  |  | 077-05916 |  | Philips Healthcare | MP80 |  | DE72845281 | H8101 |  |  |  |  | 077-05916 |  |  | TMC | H8101 | Memorial Hermann- texas medical center | 1/1/20 |  | 1/1/21
NO | YES |  |  |  | 000-04506 | 000-04506 | Philips Healthcare | MR Systems Ingenia S | [7 empty] | 000-04506 | 000-04506 |  | MH Kingwood CCC |  | MH KINGWOOD | 2/1/20 | 2/1/20
NO | YES |  |  |  | 009-33417 |  | Philips Healthcare | MR400 |  | US51904111 | GH - RADIOLOGY | MHHS-Greater Heights |  |  |  | 009-33417 |  | Central & Greater Heights |  | GH - RADIOLOGY |  | 6/26/19 |  |  |  | MONITORS, PHYSIOLOGIC, VITAL SIGNS |  | .needs class | [5 empty] | PHILIPS |  |  |  |  | 8/31/20 |  |  | Not Covered Vendor Only - Biomedical | MHHS-Greater Heights
NO | YES |  |  |  | 009-33420 |  | Philips Healthcare | MR400 |  | US53201832 | GH - RADIOLOGY | MHHS-Greater Heights |  |  |  | 009-33420 |  | Central & Greater Heights |  | GH - RADIOLOGY |  | 6/26/19 |  |  |  | MONITORS, PHYSIOLOGIC, VITAL SIGNS |  | .needs class | [5 empty] | PHILIPS |  |  |  |  | 8/31/20 |  |  | Not Covered Vendor Only - Biomedical | MHHS-Greater Heights
NO | YES |  |  |  | 041-32793 | 041-32793 | Philips Healthcare | MR400 |  | US53202323 | MEMORIAL CITY - MRI | MHHS-Mem City |  |  |  | 041-32793 | 041-32793 | West |  | MEMORIAL CITY - MRI | Mri |  |  |  |  | MONITORS, PHYSIOLOGIC, VITAL SIGNS |  | .needs class | [5 empty] | PHILIPS | [7 empty] | Not Covered Vendor Only - Biomedical | MHHS-Mem City
NO | YES |  |  |  | 145-00781 | 145-00781 | Philips Healthcare | MR400 |  | US53200168 | MH MG-(PL)-Pearland Multi-Specialty (Mp 2) | MHHS-Pearland Hospital |  |  |  | 145-00781 | 145-00781 | Pearland | MHHS-MG | MH MG-(PL)-Pearland Multi-Specialty (Mp 2) | Pearland Radiology | 6/1/19 | 6/1/20 |  |  | MONITORS, PHYSIOLOGIC, VITAL SIGNS |  | .needs class | [5 empty] | PHILIPS |  |  |  |  | 8/31/20 |  |  | Not Covered Vendor Only - Biomedical | MHHS-Pearland Hospital
NO | YES |  |  |  | 005-11519 |  | Philips Healthcare | MR400 |  | US53200470 | SE - RADIOLOGY | MHHS-Southeast |  |  |  | 005-11519 |  | Southeast & Bay Area |  | SE - RADIOLOGY |  | 1/17/19 |  |  |  | MONITORS, PHYSIOLOGIC, VITAL SIGNS |  | .needs class | [5 empty] | PHILIPS |  |  |  |  | 10/1/20 |  |  | Not Covered Vendor Only - Biomedical | MHHS-Southeast
NO | YES |  |  |  | 029-11920 | 029-11920 | Philips Healthcare | MR400 |  | US53201522 | WOODLANDS - RADIOLOGY | MHHS-Woodlands |  |  |  | 029-11920 | 029-11920 | Woodlands | MHHS-WOODLANDS | WOODLANDS - RADIOLOGY | 3T MRI RM |  |  |  |  | MONITORS, PHYSIOLOGIC, VITAL SIGNS |  | .needs class | [5 empty] | PHILIPS |  |  |  |  | 8/31/19 |  |  | Covered PM Repair - Biomedical | MHHS-Woodlands
YES | YES |  |  |  | 151-05058 | 151-05058 | Philips Healthcare | MR400 |  |  | Biomed |  |  |  |  | 151-05058 | 151-05058 | Northwest | Memorial Hermann Cypress Hospital | Biomed | Biomed shop |  | 2/1/20 |  | No pm sticker. Could only find serial number on sticky note in photos.
NO | NO |  |  |  | 151-01940 |  | Philips Healthcare | MR400 |  | SGE32635 | CY - IMAGING | MHHS-Cypress |  |  |  | 151-01940 |  | Northwest & Cypress |  | CY - IMAGING | [5 empty] | MONITORS, PHYSIOLOGIC, VITAL SIGNS |  | .needs class | [5 empty] | PHILIPS | [7 empty] | Not Covered Vendor Only - Biomedical | MHHS-Cypress
NO | NO |  |  |  | 151-01941 |  | Philips Healthcare | MR400 |  | N/A | CY - IMAGING | MHHS-Cypress |  |  |  | 151-01941 |  | Northwest & Cypress |  | CY - IMAGING | [5 empty] | MONITORS, PHYSIOLOGIC, VITAL SIGNS |  | .needs class | [5 empty] | PHILIPS | [7 empty] | Covered PM Repair - Biomedical | MHHS-Cypress
NO | NO |  |  |  | 151-01942 |  | Philips Healthcare | MR400 |  | SGS32695 | CY - IMAGING | MHHS-Cypress |  |  |  | 151-01942 |  | Northwest & Cypress |  | CY - IMAGING | [5 empty] | MONITORS, PHYSIOLOGIC, VITAL SIGNS |  | .needs class | [5 empty] | PHILIPS | [7 empty] | Covered PM Repair - Biomedical | MHHS-Cypress
NO | NO |  |  |  | 133-10357 |  | Philips Healthcare | MR400 |  | US53202071 | KATY - MRI | MHHS-Katy |  |  |  | 133-10357 |  | Katy |  | KATY - MRI | [5 empty] | MONITORS, PHYSIOLOGIC, VITAL SIGNS |  | .needs class | [5 empty] | PHILIPS | [7 empty] | Not Covered Vendor Only - Biomedical | MHHS-Katy
NO | NO |  |  |  | US53200384 |  | Philips Healthcare | MR400 |  | US53200384 | TMC - MHTMC - NON HOSPITAL-OWNED | MHHS-TMC |  |  |  | US53200384 |  | TMC |  | TMC - MHTMC - NON HOSPITAL-OWNED | [5 empty] | MONITORS, PHYSIOLOGIC, VITAL SIGNS |  | .needs class | [5 empty] | PHILIPS | [7 empty] | Not Covered Vendor Only - Biomedical | MHHS-TMC
NO | YES | [5 empty] | Philips Healthcare | MULTIDIAGNOST ELEVA |  |  | Woodlands-Radiology | MHHS-Woodlands |  | Radiographic Unit, Radio/Fluoro |  |  |  | Woodlands | MHHS-Woodlands | Woodlands-Radiology | [5 empty] | RADIOGRAPHIC/FLUOROSCOPIC/TOMOGRAPHIC SYSTEMS | Radiographic Unit, Radio/Fluoro | RADIOGRAPHICUNITRADFLUORO-Philips-MultiDiagnoElev | RADIOGRAPHICUNITRADFLUORO | MultiDiagnost Eleva |  |  |  | PHILIPS | Radiographic Unit, Radio/Fluoro |  | RADIOGRAPHICUNITRADFLUORO-Philips-MultiDiagnoElev |  |  |  | RURF-SA | Covered PM Repair - Respiratory/Steriliz | MHHS-Woodlands | [8 empty] | RADIOGRAPHICUNITRADFLUORO | Radiographic Unit, Radio/Fluoro | PHILIPS
YES | YES |  |  |  | 077-07145 | 077-07145 | Philips Healthcare | MultiDiagnost Eleva |  |  | H8107 |  |  |  |  | 077-07145 | 077-07145 |  | TMC | H8107 | Memorial Hermann- texas medical center |  |  |  | No PM Sticker In use on patient
NO | YES |  |  |  | 151-05191 | 151-05191 | Philips Healthcare | MX 400 |  | DE671F8232 | CY-Labor & Delivery |  |  |  |  | 151-05191 | 151-05191 | Northwest | MHHS-Cypress | CY-Labor & Delivery |  | 6/1/20 | 6/1/19
NO | YES | Asset Tag 151-02776 |  |  | 151-02776 | 151-02776 | Philips Healthcare | MX40 |  | US097D8503 | CY-Telemetry |  |  |  |  | 151-02776 | 151-02776 | Northwest | MHHS-Cypress | CY-Telemetry |  | 2/1/20
YES | YES |  |  |  | us0994689 | 099-04238 | Philips Healthcare | Mx40-1c4 |  | Us0994689 | PEARLAND - 4N - MED/SURG |  |  |  |  | us0994689 | 099-04238 | Pearland | Memorial Hermann Pearland Hospital | PEARLAND - 4N - MED/SURG | Room 405 | 2/1/20 |  |  | No pm
YES | YES | Serial Number US099G4679 |  |  | US099G4679 | 099-04246 | Philips Healthcare | Mx40-1c4 |  | US099G4679 | PEARLAND - 4N - MED/SURG |  |  |  |  | US099G4679 | 099-04246 | Pearland | Memorial Hermann Pearland Hospital | PEARLAND - 4N - MED/SURG |  | 2/1/20 |  |  | No pm
NO | YES |  |  |  | 099-04957 | 099-04957 | Philips Healthcare | MX40-1C4 |  | US01442287 | Katy-Telemetry |  |  |  |  | 099-04957 | 099-04957 | Katy | MHHS-Katy | Katy-Telemetry | Telemetry IMU | 2/1/20
NO | YES | Asset Tag 151-01102 |  |  | 151-01102 | 151-01102 | Philips Healthcare | MX700 |  | DE58545623 | CU - ICU |  |  |  |  | 151-01102 | 151-01102 | Northwest | Memorial Hermann Cypress Hospital | CU - ICU | ICU 14 | 2/1/20 | 1/1/21
YES | YES |  |  |  | 041-34820 | 041-34820 | Philips Healthcare | N/A |  | DE12306037 | SW - ER |  |  |  |  | 041-34820 | 041-34820 | Southwest | Memorial Hermann Southwest | SW - ER | SW - ER
YES | YES |  |  |  | 005-11991 | 005-11991 | Philips Healthcare | Neo flex |  | G09C013733 | SE - EMERGENCY CENTER |  |  |  |  | 005-11991 | 005-11991 | Southeast | Memorial Hermman South East | SE - EMERGENCY CENTER | Nurse Station
YES | YES |  |  |  | 013-09391 | 013-09391 | Philips Healthcare | Neonatal V24C |  | 4308A17585 | Nursery |  |  |  |  | 013-09391 | 013-09391 | Southwest | Memorial Hermann Southwest Hospital | Nursery | Nursery room | 8/1/19 |  | 8/1/20
YES | YES |  |  |  | 069-33700 | 069-33700 | Philips Healthcare | Optima 80 |  |  | TMC-Radiology-Nuc Med |  |  |  |  | 069-33700 | 069-33700 | TMC | Memorial Hermann-Texas Medical Center | TMC-Radiology-Nuc Med | Radiology Inpatient Rad Room |  |  | 3/1/20
YES | YES |  |  |  | 069-28400 | 069-28400 | Philips Healthcare | Optima 80 |  |  | TMC-Radiology-Nuc Med |  |  |  |  | 069-28400 | 069-28400 | TMC | Memorial Hermann-Texas Medical Center | TMC-Radiology-Nuc Med | Radiology Outpatient (Chest) Rad Room
NO | YES |  |  |  | 013-06243 | 013-06243 | Philips Healthcare | OPTIMUS |  |  | MH MG-(SL)-Physicians At Sugar Creek | MHHS-MG |  | Radiographic Unit |  | 013-06243 | 013-06243 | Sugar Land | MHHS-MG | MH MG-(SL)-Physicians At Sugar Creek | Xray Control Room | 1/1/19 |  |  |  | RADIOGRAPHIC/TOMOGRAPHIC SYSTEMS | Radiographic Unit | RADIOGRAPHICUNIT-Philips-OPTIMUS | RADIOGRAPHICUNIT | OPTIMUS |  |  |  | PHILIPS | Radiographic Unit |  | RADIOGRAPHICUNIT-Philips-OPTIMUS |  | 9/1/15 |  | RU-A | Covered PM Repair - Biomedical | MHHS-MG | [8 empty] | RADIOGRAPHICUNIT | Radiographic Unit | PHILIPS
NO | YES |  |  |  | R-005-OPCHEST |  | Philips Healthcare | OPTIMUS |  |  | SE - RADIOLOGY | MHHS-Southeast |  | Radiographic Unit |  | R-005-OPCHEST |  | Southeast & Bay Area |  | SE - RADIOLOGY |  | 5/28/19 |  |  |  | RADIOGRAPHIC/TOMOGRAPHIC SYSTEMS |  | RADIOGRAPHICUNIT-Philips-OPTIMUS | RADIOGRAPHICUNIT | OPTIMUS |  |  |  | PHILIPS | Radiographic Unit |  | RADIOGRAPHICUNIT-Philips-OPTIMUS |  |  |  |  | Not Covered Vendor Only - Biomedical | MHHS-Southeast
YES | YES |  |  |  | 099-03521 | 099-03521 | Philips Healthcare | OPTIMUS |  |  | Imaging |  |  |  |  | 099-03521 | 099-03521 | Southeast | Memorial Hermann Houston | Imaging | Room 2 | [27 empty] | 12/1/00
YES | YES | Asset Tag 029-11244 |  |  | 029-11244 | 029-11244 | Philips Healthcare | OPTIMUS 80 |  |  | SMR - (WDLS) - SPRING CCC |  |  |  |  | 029-11244 | 029-11244 | Woodlands | 24 Hour Emergency Room - Convenient Care Center in Spring | SMR - (WDLS) - SPRING CCC | Radiology | 1/1/20 |  | 1/1/21
NO | NO |  |  |  | R-005-IP2 |  | Philips Healthcare | OPTIMUS 80 |  |  | SE - RADIOLOGY | MHHS-Southeast |  |  |  | R-005-IP2 |  | Southeast & Bay Area |  | SE - RADIOLOGY | [5 empty] | RADIOGRAPHIC/FLUOROSCOPIC SYSTEMS |  | .needs class | [5 empty] | PHILIPS | [7 empty] | Covered PM Repair - Biomedical | MHHS-Southeast
NO | YES |  |  |  | 129-02123 | 129-02123 | Philips Healthcare | OPTIMUS 80 / Bucky Diagnost CS |  |  | SUGAR LAND - RADIOLOGY | MHHS-Sugarland |  | Radiographic Unit |  | 129-02123 | 129-02123 | Sugar Land | Memorial Hermann | SUGAR LAND - RADIOLOGY | Sugar Land West Imaging Dept |  |  |  |  | RADIOGRAPHIC/TOMOGRAPHIC SYSTEMS | Radiographic Unit | RADIOGRAPHICUNIT-Philips-OPTIMUS | RADIOGRAPHICUNIT | OPTIMUS |  |  |  | PHILIPS | Radiographic Unit |  | RADIOGRAPHICUNIT-Philips-OPTIMUS |  |  |  | RU-A | Not Covered Vendor Only - Biomedical | MHHS-Sugarland | [8 empty] | RADIOGRAPHICUNIT | Radiographic Unit | PHILIPS
NO | YES |  |  |  | 000-02800 | 000-02800 | Philips Healthcare | PAGEWRITER TRIM III |  | US90402166 | MH MG-(STX)-South Texas-Wharton | MHHS-MG |  | ECG Machine |  | 000-02800 | 000-02800 | South | MHHS-MG | MH MG-(STX)-South Texas-Wharton | Storage Room | 10/1/19 | 10/1/20 |  |  | ELECTROCARDIOGRAPHS | ECG Machine | ECGMACHINE-Philips-PageWriter Trim III | ECGMACHINE | PageWriter Trim III |  |  |  | Philips | ECG Machine |  | ECGMACHINE-Philips-PageWriter Trim III |  |  |  |  | Covered PM Repair - Biomedical | MHHS-MG | [8 empty] | ECGMACHINE | ECG Machine | Philips
NO | YES | [5 empty] | Philips Healthcare | PDU-6000 |  |  | OPID - (PL) - PEARLAND - 406 (MP1) | MHHS-OPID | [5 empty] | Pearland |  | OPID - (PL) - PEARLAND - 406 (MP1) |  | 1/31/19 |  |  |  | RADIOGRAPHIC/FLUOROSCOPIC SYSTEMS |  | .needs class | [5 empty] | PHILIPS |  |  |  |  | 8/27/20 |  |  | Not Covered Vendor Only - Biomedical | MHHS-OPID
YES | YES |  |  |  | 013-06494 | 013-06494 | Philips Healthcare | Pegasys |  |  | SW RADIOLOGY |  |  |  |  | 013-06494 | 013-06494 | Southwest | Memorial Hermann Southwest Hospital | SW RADIOLOGY | Nuc med 5
NO | YES |  |  |  | 005-08777 | 005-08777 | Philips Healthcare | Pegasys |  | P03070342 | Nuc Med |  |  |  |  | 005-08777 | 005-08777 | Southeast | Memorial Hermann Southeast Hospital | Nuc Med | Nuc Med rm. 4 |  |  |  | Proccesing Starion , No pm sticker
YES | YES |  |  |  | 099-10708 | 099-10708 | Philips Healthcare | PIIC RS |  |  | SW - TELEMETRY |  |  |  |  | 099-10708 | 099-10708 | Southwest | Memorial Hermann Southwest Hospital | SW - TELEMETRY | 4th floor telemetry |  |  |  | Tele 7
YES | YES |  |  |  | 099-10709 | 099-10709 | Philips Healthcare | PIIC RS |  |  | SW - TELEMETRY |  |  |  |  | 099-10709 | 099-10709 | Southwest | Memorial Hermann Southwest Hospital | SW - TELEMETRY | 4th floor telemetry |  |  |  | Tele 9
YES | YES |  |  |  | 099-10713 | 099-10713 | Philips Healthcare | PIIC RS |  |  | SW - TELEMETRY |  |  |  |  | 099-10713 | 099-10713 | Southwest | Memorial Hermann Southwest Hospital | SW - TELEMETRY | Tele office
YES | YES |  |  |  | 099-10706 | 099-10706 | Philips Healthcare | PIIC RS |  |  | SW - TELEMETRY |  |  |  |  | 099-10706 | 099-10706 | Southwest | Memorial Hermann Southwest Hospital | SW - TELEMETRY | 4th floor telemetry |  |  |  | Tele 6
YES | YES |  |  |  | 099-10714 | 099-10714 | Philips Healthcare | PIIC RS |  |  | SW - TELEMETRY |  |  |  |  | 099-10714 | 099-10714 | Southwest | Memorial Hermann Southwest Hospital | SW - TELEMETRY | Tele office
YES | YES |  |  |  | 099-10701 | 099-10701 | Philips Healthcare | PIIC RS |  | Screen 1 - 10 Medical | Telemetry |  |  |  |  | 099-10701 | 099-10701 | Southwest | Memorial Hermann Southwest Hospital | Telemetry | Tele War Room |  |  |  | New Add
YES | YES |  |  |  | 099-10712 | 099-10712 | Philips Healthcare | PIIC RS |  |  | SW - TELEMETRY |  |  |  |  | 099-10712 | 099-10712 | Southwest | Memorial Hermann Southwest Hospital | SW - TELEMETRY | Tele office
YES | YES |  |  |  | 099-10702 | 099-10702 | Philips Healthcare | PIIC RS |  | Screen 4 Floor 9 | Telemetry |  |  |  |  | 099-10702 | 099-10702 | Southwest | Memorial Hermann Southwest Hospital | Telemetry | Tele War Room |  |  |  | New Add
YES | YES |  |  |  | 099-10710 | 099-10710 | Philips Healthcare | PIIC RS |  |  | SW - TELEMETRY |  |  |  |  | 099-10710 | 099-10710 | Southwest | Memorial Hermann Southwest Hospital | SW - TELEMETRY | Tele office
YES | YES |  |  |  | 099-10707 | 099-10707 | Philips Healthcare | PIIC RS |  |  | SW - TELEMETRY |  |  |  |  | 099-10707 | 099-10707 | Southwest | Memorial Hermann Southwest Hospital | SW - TELEMETRY | 4th floor telemetry |  |  |  | Tele 8
YES | YES |  |  |  | 099-10705 | 099-10705 | Philips Healthcare | PIIC RS |  | Screen 2 - 4A IMU | Telemetry |  |  |  |  | 099-10705 | 099-10705 | Southwest | Memorial Hermann Southwest Hospital | Telemetry | Tele War Room |  |  |  | New Add
YES | YES |  |  |  | 099-10711 | 099-10711 | Philips Healthcare | PIIC RS |  |  | SW - TELEMETRY |  |  |  |  | 099-10711 | 099-10711 | Southwest | Memorial Hermann Southwest Hospital | SW - TELEMETRY | Tele office
YES | YES |  |  |  | 099-10703 | 099-10703 | Philips Healthcare | PIIC RS |  | Screen 3 - 4B | Telemetry |  |  |  |  | 099-10703 | 099-10703 | Southwest | Memorial Hermann Southwest Hospital | Telemetry | Tele War Room |  |  |  | New Add
YES | YES |  |  |  | 099-10704 | 099-10704 | Philips Healthcare | PIIC RS |  | Screen 5 - 4E | Telemetry |  |  |  |  | 099-10704 | 099-10704 | Southwest | Memorial Hermann Southwest Hospital | Telemetry | Tele War Room |  |  |  | New Add
NO | NO |  |  |  | 013-37049 |  | Philips Healthcare | PIIC RS |  | A14C017650 | SW - TELEMETRY | MHHS-Southwest |  | Monitor, Video |  | 013-37049 |  | Southwest |  | SW - TELEMETRY | [5 empty] | DISPLAY, REMOTE |  | MONITORVIDEO-PHILIPS-PIIC RS | MONITORVIDEO | PIIC RS |  |  |  | Philips | Monitor, Video |  | MONITORVIDEO-PHILIPS-PIIC RS |  |  |  |  | Covered PM Repair - Biomedical | MHHS-Southwest
NO | NO |  |  |  | 013-37050 |  | Philips Healthcare | PIIC RS |  | A14C017713 | SW - TELEMETRY | MHHS-Southwest |  | Monitor, Video |  | 013-37050 |  | Southwest |  | SW - TELEMETRY | [5 empty] | DISPLAY, REMOTE |  | MONITORVIDEO-PHILIPS-PIIC RS | MONITORVIDEO | PIIC RS |  |  |  | Philips | Monitor, Video |  | MONITORVIDEO-PHILIPS-PIIC RS |  |  |  |  | Covered PM Repair - Biomedical | MHHS-Southwest
NO | NO |  |  |  | 013-37051 |  | Philips Healthcare | PIIC RS |  | A14C017699 | SW - TELEMETRY | MHHS-Southwest |  | Monitor, Video |  | 013-37051 |  | Southwest |  | SW - TELEMETRY | [5 empty] | DISPLAY, REMOTE |  | MONITORVIDEO-PHILIPS-PIIC RS | MONITORVIDEO | PIIC RS |  |  |  | Philips | Monitor, Video |  | MONITORVIDEO-PHILIPS-PIIC RS |  |  |  |  | Covered PM Repair - Biomedical | MHHS-Southwest
NO | NO |  |  |  | 013-37052 |  | Philips Healthcare | PIIC RS |  | A14C017811 | SW - TELEMETRY | MHHS-Southwest |  | Monitor, Video |  | 013-37052 |  | Southwest |  | SW - TELEMETRY | [5 empty] | DISPLAY, REMOTE |  | MONITORVIDEO-PHILIPS-PIIC RS | MONITORVIDEO | PIIC RS |  |  |  | Philips | Monitor, Video |  | MONITORVIDEO-PHILIPS-PIIC RS |  |  |  |  | Covered PM Repair - Biomedical | MHHS-Southwest
NO | NO |  |  |  | 013-37053 |  | Philips Healthcare | PIIC RS |  | A14C017715 | SW - TELEMETRY | MHHS-Southwest |  | Monitor, Video |  | 013-37053 |  | Southwest |  | SW - TELEMETRY | [5 empty] | DISPLAY, REMOTE |  | MONITORVIDEO-PHILIPS-PIIC RS | MONITORVIDEO | PIIC RS |  |  |  | Philips | Monitor, Video |  | MONITORVIDEO-PHILIPS-PIIC RS |  |  |  |  | Covered PM Repair - Biomedical | MHHS-Southwest
NO | NO |  |  |  | 013-37054 |  | Philips Healthcare | PIIC RS |  | A14C017800 | SW - TELEMETRY | MHHS-Southwest |  | Monitor, Video |  | 013-37054 |  | Southwest |  | SW - TELEMETRY | [5 empty] | DISPLAY, REMOTE |  | MONITORVIDEO-PHILIPS-PIIC RS | MONITORVIDEO | PIIC RS |  |  |  | Philips | Monitor, Video |  | MONITORVIDEO-PHILIPS-PIIC RS |  |  |  |  | Covered PM Repair - Biomedical | MHHS-Southwest
NO | NO |  |  |  | 013-37055 |  | Philips Healthcare | PIIC RS |  | A14C017806 | SW - TELEMETRY | MHHS-Southwest |  | Monitor, Video |  | 013-37055 |  | Southwest |  | SW - TELEMETRY | [5 empty] | DISPLAY, REMOTE |  | MONITORVIDEO-PHILIPS-PIIC RS | MONITORVIDEO | PIIC RS |  |  |  | Philips | Monitor, Video |  | MONITORVIDEO-PHILIPS-PIIC RS |  |  |  |  | Covered PM Repair - Biomedical | MHHS-Southwest
NO | NO |  |  |  | 013-37056 |  | Philips Healthcare | PIIC RS |  | A14C017768 | SW - TELEMETRY | MHHS-Southwest |  | Monitor, Video |  | 013-37056 |  | Southwest |  | SW - TELEMETRY | [5 empty] | DISPLAY, REMOTE |  | MONITORVIDEO-PHILIPS-PIIC RS | MONITORVIDEO | PIIC RS |  |  |  | Philips | Monitor, Video |  | MONITORVIDEO-PHILIPS-PIIC RS |  |  |  |  | Not Covered Vendor Only - Biomedical | MHHS-Southwest
NO | NO |  |  |  | 013-37057 |  | Philips Healthcare | PIIC RS |  | A14C017771 | SW - TELEMETRY | MHHS-Southwest |  | Monitor, Video |  | 013-37057 |  | Southwest |  | SW - TELEMETRY | [5 empty] | DISPLAY, REMOTE |  | MONITORVIDEO-PHILIPS-PIIC RS | MONITORVIDEO | PIIC RS |  |  |  | Philips | Monitor, Video |  | MONITORVIDEO-PHILIPS-PIIC RS |  |  |  |  | Not Covered Vendor Only - Biomedical | MHHS-Southwest
NO | NO |  |  |  | 013-37058 |  | Philips Healthcare | PIIC RS |  | A14C017709 | SW - TELEMETRY | MHHS-Southwest |  | Monitor, Video |  | 013-37058 |  | Southwest |  | SW - TELEMETRY | [5 empty] | DISPLAY, REMOTE |  | MONITORVIDEO-PHILIPS-PIIC RS | MONITORVIDEO | PIIC RS |  |  |  | Philips | Monitor, Video |  | MONITORVIDEO-PHILIPS-PIIC RS |  |  |  |  | Not Covered Vendor Only - Biomedical | MHHS-Southwest
NO | NO |  |  |  | 013-37059 |  | Philips Healthcare | PIIC RS |  | A14C017764 | SW - TELEMETRY | MHHS-Southwest |  | Monitor, Video |  | 013-37059 |  | Southwest |  | SW - TELEMETRY | [5 empty] | DISPLAY, REMOTE |  | MONITORVIDEO-PHILIPS-PIIC RS | MONITORVIDEO | PIIC RS |  |  |  | Philips | Monitor, Video |  | MONITORVIDEO-PHILIPS-PIIC RS |  |  |  |  | Not Covered Vendor Only - Biomedical | MHHS-Southwest
NO | NO |  |  |  | 013-37060 |  | Philips Healthcare | PIIC RS |  | A14C017833 | SW - TELEMETRY | MHHS-Southwest |  | Monitor, Video |  | 013-37060 |  | Southwest |  | SW - TELEMETRY | [5 empty] | DISPLAY, REMOTE |  | MONITORVIDEO-PHILIPS-PIIC RS | MONITORVIDEO | PIIC RS |  |  |  | Philips | Monitor, Video |  | MONITORVIDEO-PHILIPS-PIIC RS |  |  |  |  | Covered PM Repair - Biomedical | MHHS-Southwest
NO | NO |  |  |  | 013-37062 |  | Philips Healthcare | PIIC RS |  | A14C017868 | SW - TELEMETRY | MHHS-Southwest |  | Monitor, Video |  | 013-37062 |  | Southwest |  | SW - TELEMETRY | [5 empty] | DISPLAY, REMOTE |  | MONITORVIDEO-PHILIPS-PIIC RS | MONITORVIDEO | PIIC RS |  |  |  | Philips | Monitor, Video |  | MONITORVIDEO-PHILIPS-PIIC RS |  |  |  |  | Covered PM Repair - Biomedical | MHHS-Southwest
NO | YES |  |  |  | PPK110 |  | Philips Healthcare | PINNACLE |  |  | GH - RADIOLOGY | MHHS-Greater Heights |  | Lift, Patient Electrical |  | PPK110 |  | Central & Greater Heights |  | GH - RADIOLOGY | [5 empty] | IMAGE STORAGE DEVICES, SERVER |  | LIFTPATIENTELECTRIC-THEMEDICAL-Pinnacle | LIFTPATIENTELECTRIC | Pinnacle |  |  |  | THEMEDICAL | Lift, Patient Electrical |  |  | LIFTPATIENTELECTRIC-THEMEDICAL-Pinnacle |  |  |  | Covered PM Repair - Biomedical | MHHS-Greater Heights
NO | NO |  |  |  | R-005-08779 |  | Philips Healthcare | PINNACLE |  | dc010890543 | SE - CANCER CENTER | MHHS-Southeast |  | Lift, Patient Electrical |  | R-005-08779 |  | Southeast & Bay Area |  | SE - CANCER CENTER | [5 empty] | IMAGE STORAGE DEVICES, SERVER |  | LIFTPATIENTELECTRIC-THEMEDICAL-Pinnacle | LIFTPATIENTELECTRIC | Pinnacle |  |  |  | THEMEDICAL | Lift, Patient Electrical |  |  | LIFTPATIENTELECTRIC-THEMEDICAL-Pinnacle |  |  |  | Covered PM Repair - Biomedical | MHHS-Southeast
NO | NO |  |  |  | 009-09165 |  | Philips Healthcare | PINNACLE 810X |  | DC101146346 | GH - CANCER CENTER | MHHS-Greater Heights |  |  |  | 009-09165 |  | Central & Greater Heights |  | GH - CANCER CENTER | [5 empty] | WORKSTATIONS |  | .needs class | [5 empty] | PHILIPS | [7 empty] | Covered PM Repair - Biomedical | MHHS-Greater Heights
NO | NO | [5 empty] | Philips Healthcare | PINNACLE 810X |  | DC091095150 | NE - CANCER CENTER | MHHS-Northeast | [5 empty] | Katy |  | NE - CANCER CENTER | [5 empty] | WORKSTATIONS |  | .needs class | [5 empty] | PHILIPS | [7 empty] | Covered PM Repair - Biomedical | MHHS-Northeast
YES | YES | [5 empty] | Philips Healthcare | Pixium 3543 EZ |  |  | Out patention imaging | [6 empty] | Sugar Land | OPID SUGARLAND | Out patention imaging | R |  |  |  | Dig detector
YES | YES | [5 empty] | Philips Healthcare | Pixium 3543 ez |  |  | Radiology | [6 empty] | West | Memorial Hermann Memorial City Medical Center | Radiology | Imaging work area
YES | YES |  |  |  | 129-31097 | 129-31097 | Philips Healthcare | Pixium3543ez |  | 1808AY | Out patention imaging |  |  |  |  | 129-31097 | 129-31097 | Sugar Land | OPID SUGARLAND | Out patention imaging | Rad room |  |  |  | No pm tag
YES | YES |  |  |  | 129-04842 | 129-04842 | Philips Healthcare | Printer |  | US92613478 | SUGAR LAND - ER |  |  |  |  | 129-04842 | 129-04842 | Sugar Land | Memorial Hermann Sugar Land Hospital | SUGAR LAND - ER | Nurses Station
YES | YES |  |  |  | 099-10637 | 099-10637 | Philips Healthcare | Printer |  |  | SW - TELEMETRY |  |  |  |  | 099-10637 | 099-10637 | Southwest | Memorial Hermann Southwest Hospital | SW - TELEMETRY | Tele office
YES | YES |  |  |  | 099-10638 | 099-10638 | Philips Healthcare | Printer |  |  | SW - TELEMETRY |  |  |  |  | 099-10638 | 099-10638 | Southwest | Memorial Hermann Southwest Hospital | SW - TELEMETRY | Tele office
YES | YES |  |  |  | 583-00960 | 583-00960 | Philips Healthcare | PRN-50M |  | us41019476 | KT CCC - (KY) - EMERGENCY ROOM |  |  |  |  | 583-00960 | 583-00960 | Katy | Memorial Hermann Imaging Center - Convenient Care Center in Katy | KT CCC - (KY) - EMERGENCY ROOM | Nursing
NO | YES |  |  |  | 142-07500 | 142-07500 | Philips Healthcare | PROXIDIAGNOST N90 |  |  | NE-Radiology | MHHS-Northeast |  | Radiographic Unit, Radio/Fluoro |  | 142-07500 | 142-07500 | Katy | MHHS-Northeast | NE-Radiology |  | 8/26/19 |  |  | No pm sticker found | RADIOGRAPHIC/FLUOROSCOPIC SYSTEMS |  | RADIOGRAPHICUNITRADFLUORO-Philips-ProxiDiagnostN90 | RADIOGRAPHICUNITRADFLUORO | ProxiDiagnost N90 |  |  |  | Philips | Radiographic Unit, Radio/Fluoro |  | RADIOGRAPHICUNITRADFLUORO-Philips-ProxiDiagnostN90 |  | 4/10/20 |  |  | Not Covered Vendor Only - Biomedical | MHHS-Northeast
NO | YES |  |  |  | 041-32857 | 041-32857 | Philips Healthcare | PROXIDIAGNOST N90 |  |  | OPID - (MC) - MEMORIAL CITY - 422 (MP4) | MHHS-OPID |  | Radiographic Unit, Radio/Fluoro |  | 041-32857 | 041-32857 | West | Memorial Hermann Imaging Center - Memorial City (#200) | OPID - (MC) - MEMORIAL CITY - 422 (MP4) | Fluiriscopy 2 | 6/1/19 |  | 6/1/20 |  | RADIOGRAPHIC/FLUOROSCOPIC SYSTEMS |  | RADIOGRAPHICUNITRADFLUORO-Philips-ProxiDiagnostN90 | RADIOGRAPHICUNITRADFLUORO | ProxiDiagnost N90 |  |  |  | Philips | Radiographic Unit, Radio/Fluoro |  | RADIOGRAPHICUNITRADFLUORO-Philips-ProxiDiagnostN90 |  | 4/10/20 |  |  | Not Covered Vendor Only - Biomedical | MHHS-OPID
NO | YES | Serial Number TBD |  |  | R-005-FWRF |  | Philips Healthcare | PROXIDIAGNOST N90 |  | tbd | OPID - (SE) - FRIENDSWOOD - 401 | MHHS-OPID |  | Radiographic Unit, Radio/Fluoro |  | R-005-FWRF |  | Southeast & Bay Area |  | OPID - (SE) - FRIENDSWOOD - 401 |  | 12/13/19 |  |  |  | RADIOGRAPHIC/FLUOROSCOPIC SYSTEMS |  | RADIOGRAPHICUNITRADFLUORO-Philips-ProxiDiagnostN90 | RADIOGRAPHICUNITRADFLUORO | ProxiDiagnost N90 |  |  |  | Philips | Radiographic Unit, Radio/Fluoro |  | RADIOGRAPHICUNITRADFLUORO-Philips-ProxiDiagnostN90 |  | 4/10/20 |  |  | Not Covered Vendor Only - Biomedical | MHHS-OPID
YES | YES |  |  |  | 099-03568 | 099-03568 | Philips Healthcare | ProxiDiagnost N90 |  |  | OPID Sugar Land |  |  |  |  | 099-03568 | 099-03568 | Sugar Land |  | OPID Sugar Land | Sugar Land, Professional Bldg 1, Suite 100, room 179 |  |  |  | Under installation at this time | R | [22 empty] | 2/1/20
YES | YES |  |  |  | 005-34352 | 005-34352 | Philips Healthcare | ProxiDiagnost N90 |  | Sid 82664922 | MH MG - (SE) - URGENT CARE - FRIENDSWOOD |  |  |  |  | 005-34352 | 005-34352 | Southeast | Memorial Hermann Urgent Care Friendswood (#112) | MH MG - (SE) - URGENT CARE - FRIENDSWOOD
YES | YES |  |  |  | 145-01547 | 145-01547 | Philips Healthcare | ProxiDiagnost N90 |  |  | Out patention imaging |  |  |  |  | 145-01547 | 145-01547 | Sugar Land | OPID SUGARLAND | Out patention imaging | R
NO | YES | Serial Number 18000009 |  |  | 009-33268 | 009-33268 | Philips Healthcare | ProxiDiagnost N90 |  |  | MRI |  |  |  |  | 009-33268 | 009-33268 | Memorial Hermann | Katy | MRI | MRI |  |  |  | No pm
YES | YES |  |  |  | 005-13492 | 005-13492 | Philips Healthcare | ProxiDiagnost N90 |  |  | Radiology |  |  |  |  | 005-13492 | 005-13492 | Southeast | Memorial Hermann Southeast Hospital | Radiology | Room 6 |  |  |  | Site id. 8145700
YES | YES |  |  |  | 142-06058 | 142-06058 | Philips Healthcare | Purewave | [7 empty] | 142-06058 | 142-06058 |  | POID |  |  | 12/1/19 | 2/1/20 |  | US Imaging Center
YES | YES |  |  |  | 013-12259 | 013-12259 | Philips Healthcare | R and F |  | Site # 544567 | Opid |  |  |  |  | 013-12259 | 013-12259 | Southwest | Memorial Hermann Sputhwest | Opid |  |  |  | 2/1/20 | [24 empty] | 6/1/06
YES | YES |  |  |  | 099-13104 | 099-13104 | Philips Healthcare | Recorder |  | US92611267 | SW - ER |  |  |  |  | 099-13104 | 099-13104 | Southwest | Memorial Hermann Southwest Hospital Emergency Center | SW - ER | Trauma Monitoring
YES | YES |  |  |  | 005-06346 | 005-06346 | Philips Healthcare | Recorder |  | US62904549 | SE - Tele |  |  |  |  | 005-06346 | 005-06346 | Southeast | Memorial Hermann Southeast Hospital | SE - Tele | Tele
YES | YES |  |  |  | 099-07401 | 099-07401 | Philips Healthcare | Recorder |  | US92611093 | SE - OR - PACU |  |  |  |  | 099-07401 | 099-07401 | Southeast | Memorial Hermann Southeast Hospital | SE - OR - PACU | Bay 6
YES | YES |  |  |  | 099-02068 | 099-02068 | Philips Healthcare | Recorder/Printer |  | US41020328 | Katy - ICU |  |  |  |  | 099-02068 | 099-02068 | Katy | Memorial Hermann Katy Hospital | Katy - ICU | ICU Nurse Station
YES | YES |  |  |  | 074-06354 | 074-06354 | Philips Healthcare | Respironics V60 |  |  | Respiratory |  |  |  |  | 074-06354 | 074-06354 | Southwest | Memorial Hermann Southwest Hospital | Respiratory | Respiratory storage
YES | YES |  |  |  | 074-06355 | 074-06355 | Philips Healthcare | Respironics V60 |  |  | Respiratory |  |  |  |  | 074-06355 | 074-06355 | Southwest | Memorial Hermann Southwest Hospital | Respiratory | Respiratory storage
YES | YES |  |  |  | 099-09000 | 099-09000 | Philips Healthcare | Respironics V60 |  |  | Respiratory |  |  |  |  | 099-09000 | 099-09000 | Southwest | Memorial Hermann Southwest Hospital | Respiratory | Respiratory storage
YES | YES |  |  |  | 099-09001 | 099-09001 | Philips Healthcare | Respironics V60 |  |  | Respiratory |  |  |  |  | 099-09001 | 099-09001 | Southwest | Memorial Hermann Southwest Hospital | Respiratory | Respiratory storage
YES | YES |  |  |  | 099-09002 | 099-09002 | Philips Healthcare | Respironics V60 |  |  | Respiratory |  |  |  |  | 099-09002 | 099-09002 | Southwest | Memorial Hermann Southwest Hospital | Respiratory | Respiratory storage
YES | YES |  |  |  | 099-09003 | 099-09003 | Philips Healthcare | Respironics V60 |  |  | Respiratory |  |  |  |  | 099-09003 | 099-09003 | Southwest | Memorial Hermann Southwest Hospital | Respiratory | Respiratory storage
YES | YES |  |  |  | 099-09004 | 099-09004 | Philips Healthcare | Respironics V60 |  |  | Respiratory |  |  |  |  | 099-09004 | 099-09004 | Southwest | Memorial Hermann Southwest Hospital | Respiratory | Respiratory storage
YES | YES |  |  |  | 099-09005 | 099-09005 | Philips Healthcare | Respironics V60 |  |  | Respiratory |  |  |  |  | 099-09005 | 099-09005 | Southwest | Memorial Hermann Southwest Hospital | Respiratory | Respiratory storage
YES | YES |  |  |  | 009-33258 | 009-33258 | Philips Healthcare | Review Module |  |  | RM 1 |  |  |  |  | 009-33258 | 009-33258 | North East Region | Memorial Hermann North East Humble | RM 1 | Cath Lab 1
YES | YES | [5 empty] | Philips Healthcare | Rp5800 |  |  | Floor 7 | [6 empty] | Southwest | Memorial Hermann Southwest | Floor 7 | Floor 7
YES | YES |  |  |  | 099-10818 | 099-10818 | Philips Healthcare | Rp5800 |  |  | Floor 7 |  |  |  |  | 099-10818 | 099-10818 | Southwest | Memorial Hermann Southwest | Floor 7 | Floor 7
YES | YES |  |  |  | 099-10821 | 099-10821 | Philips Healthcare | Rp5800 |  |  | Floor 7 |  |  |  |  | 099-10821 | 099-10821 | Southwest | Memorial Hermann Southwest | Floor 7 | Floor 7
YES | YES |  |  |  | 142-03336 | 142-03336 | Philips Healthcare | S12-4 |  | NA | [5 empty] | 142-03336 | 142-03336 | Humble | HM Humble |  |  |  | 12/1/19 |  | System is being deactivated
YES | YES |  |  |  | 099-03425 | 099-03425 | Philips Healthcare | S12-4 |  | B3HQ7F | [5 empty] | 099-03425 | 099-03425 | Humble | HM Humble |  | Echo | 2/1/20 | 12/1/19
YES | YES |  |  |  | 133-08320 | 133-08320 | Philips Healthcare | S12-4 |  |  | KATY - CARDIOLOGY |  |  |  |  | 133-08320 | 133-08320 | Katy | Memorial Hermann Katy Hospital | KATY - CARDIOLOGY | ECG room |  |  |  | Connected to 133-08318
YES | YES |  |  |  | 009-34108 | 009-34108 | Philips Healthcare | S12-4 |  | B16K65 | Cardiology |  |  |  |  | 009-34108 | 009-34108 | Central | Memorial Hermann Greater Heights Hospital | Cardiology | Echo lab
YES | YES |  |  |  | 099-10089 | 099-10089 | Philips Healthcare | S12-4 |  | B14GY2 | Stress test |  |  |  |  | 099-10089 | 099-10089 | Southwest | Memorial Hermann Southwest Hospital | Stress test | Echo 1
YES | YES |  |  |  | 069-35393 | 069-35393 | Philips Healthcare | S12-4 |  |  | TMC - sarofim 2 - OR |  |  |  |  | 069-35393 | 069-35393 | TMC | Memorial Hermann-Texas Medical Center | TMC - sarofim 2 - OR | sarofim 2 - OR
YES | YES |  |  |  | 151-04919 | 151-04919 | Philips Healthcare | S12-4 |  | B0XFXC | MEMORIAL CITY - Echo Room E8 307 |  |  |  |  | 151-04919 | 151-04919 | West | Memorial Hermann - Memorial City | MEMORIAL CITY - Echo Room E8 307 | East Tower Patient Assessment
YES | YES |  |  |  | 099-04063 | 099-04063 | Philips Healthcare | S12-4 |  | B32QDP | MEMORIAL CITY - NUCLEAR MEDICINE |  |  |  |  | 099-04063 | 099-04063 | West | Memorial city - nuke med | MEMORIAL CITY - NUCLEAR MEDICINE | Pre admit testing |  |  |  | No pm sticker found
YES | YES |  |  |  | 069-26656 | 069-26656 | Philips Healthcare | S4-1 |  |  | TMC - RADIOLOGY - JONES PAVILION |  |  |  |  | 069-26656 | 069-26656 | TMC | Memorial Hermann-Texas Medical Center | TMC - RADIOLOGY - JONES PAVILION | TMC - RADIOLOGY - JONES PAVILION
YES | YES |  |  |  | 069-26652 | 069-26652 | Philips Healthcare | S4-1 |  |  | TMC - RADIOLOGY - JONES PAVILION |  |  |  |  | 069-26652 | 069-26652 | TMC | Memorial Hermann-Texas Medical Center | TMC - RADIOLOGY - JONES PAVILION | Ultrasound - JONES PAVILION
YES | YES |  |  |  | 099-03422 | 099-03422 | Philips Healthcare | S5-1 | [7 empty] | 099-03422 | 099-03422 | Humble | HM Humble |  |  | 12/1/19 | 2/1/20 |  | System is being deactivated |  |  | TRANSDUCERULTRASOUND-Philips-S5-1
YES | YES |  |  |  | 133-08319 | 133-08319 | Philips Healthcare | S5-1 |  |  | KATY - CARDIOLOGY |  |  |  |  | 133-08319 | 133-08319 | Katy | Memorial Hermann Katy Hospital | KATY - CARDIOLOGY | ECG room | [6 empty] | TRANSDUCERULTRASOUND-Philips-S5-1
YES | YES |  |  |  | 099-14968 | 099-14968 | Philips Healthcare | S5-1 |  |  | TIRR - Radiology |  |  |  |  | 099-14968 | 099-14968 | TM | TIRR Memorial Hermann | TIRR - Radiology | TIRR - Radiology | [6 empty] | TRANSDUCERULTRASOUND-Philips-S5-1
YES | YES |  |  |  | 099-13586 | 099-13586 | Philips Healthcare | S5-1 |  | 02JJX5 | HVI Cardiovascular Imaging |  |  |  |  | 099-13586 | 099-13586 | TMC | Memorial Hermann-Texas Medical Center | HVI Cardiovascular Imaging | Echo 2 | [6 empty] | TRANSDUCERULTRASOUND-Philips-S5-1
YES | YES |  |  |  | 099-13918 | 099-13918 | Philips Healthcare | S5-1 |  | 02Vtyd | TMC - RADIOLOGY - HVI PAVILION |  |  |  |  | 099-13918 | 099-13918 | TMC | Memorial Hermann-Texas Medical Center | TMC - RADIOLOGY - HVI PAVILION | [7 empty] | TRANSDUCERULTRASOUND-Philips-S5-1
YES | YES |  |  |  | 099-09232 | 099-09232 | Philips Healthcare | S5-1 |  | B16X34 | TMC - RADIOLOGY - JONES PAVILION |  |  |  |  | 099-09232 | 099-09232 | TMC | Memorial Hermann-Texas Medical Center | TMC - RADIOLOGY - JONES PAVILION | TMC - RADIOLOGY - JONES PAVILION | [6 empty] | TRANSDUCERULTRASOUND-Philips-S5-1
YES | YES |  |  |  | 041-33485 | 041-33485 | Philips Healthcare | S5-1 |  | Nsn | MH MG - (MC) - MC CARDIOLOGY (MP4) STE400 |  |  |  |  | 041-33485 | 041-33485 |  | Memorial Hermann City - suite 400 | MH MG - (MC) - MC CARDIOLOGY (MP4) STE400 | Echo Room 2 | 4/1/20 |  |  | No PM Sticker |  |  | TRANSDUCERULTRASOUND-Philips-S5-1
YES | YES |  |  |  | 041-33389 | 041-33389 | Philips Healthcare | S5-1 |  | B2WWM1 | MH MG - (MC) - MC CARDIOLOGY (MP4) STE400 |  |  |  |  | 041-33389 | 041-33389 | West | Memorial Hermann Medical Group Memorial City Cardiology (#400) | MH MG - (MC) - MC CARDIOLOGY (MP4) STE400 | ECHO Room 1 | [6 empty] | TRANSDUCERULTRASOUND-Philips-S5-1
NO | NO |  |  |  | R-069-HVITEE1 |  | Philips Healthcare | S7-2 OMNI TEE |  | B0M327 | TMC - OR - CVOR (7HVI) | MHHS-TMC |  |  |  | R-069-HVITEE1 |  | TMC |  | TMC - OR - CVOR (7HVI) | [5 empty] | PROBES, ULTRASONIC |  | .needs class | [5 empty] | PHILIPS | [7 empty] | Covered PM Repair - Biomedical | MHHS-TMC
YES | YES |  |  |  | 041-33731 | 041-33731 | Philips Healthcare | S7-3T |  | B1FHBQ | MEMORIAL CITY - NUCLEAR MEDICINE |  |  |  |  | 041-33731 | 041-33731 | West | Memorial Hermann Memorial City Medical Center | MEMORIAL CITY - NUCLEAR MEDICINE | MEMORIAL CITY - NUCLEAR MEDICAL
YES | YES |  |  |  | 041-33732 | 041-33732 | Philips Healthcare | S7-3T |  |  | MEMORIAL CITY - NUCLEAR MEDICINE |  |  |  |  | 041-33732 | 041-33732 | West | Memorial Hermann Memorial City Medical Center | MEMORIAL CITY - NUCLEAR MEDICINE | MEMORIAL CITY - NUCLEAR MEDICAL
YES | YES |  |  |  | 133-08542 | 133-08542 | Philips Healthcare | S8-3 |  | B08LXH | KATY - CARDIOLOGY |  |  |  |  | 133-08542 | 133-08542 | Katy | Katy | KATY - CARDIOLOGY | ECG Holter set up room |  | 2/1/20
YES | YES |  |  |  | 099-08034 | 099-08034 | Philips Healthcare | S8-3 |  | B2H47Z | GH - OUTPATIENT TESTING |  |  |  |  | 099-08034 | 099-08034 | Central | TIIR | GH - OUTPATIENT TESTING | General Ultrasound
YES | YES |  |  |  | 069-35399 | 069-35399 | Philips Healthcare | S8-3 |  |  | TMC - sarofim 2 - OR |  |  |  |  | 069-35399 | 069-35399 | TMC | Memorial Hermann-Texas Medical Center | TMC - sarofim 2 - OR | sarofim 2 - OR
YES | YES |  |  |  | 099-08035 | 099-08035 | Philips Healthcare | S8-3T Micro TEE |  | B16KK0 | Echo |  |  |  |  | 099-08035 | 099-08035 | Central | TIIR | Echo | General Ultrasound | 3/1/20
YES | YES |  |  |  | 099-04065 | 099-04065 | Philips Healthcare | S9-2 |  | B32B60 | MEMORIAL CITY - Echo Room E8 307 |  |  |  |  | 099-04065 | 099-04065 | West | Memorial Hermann - Memorial City | MEMORIAL CITY - Echo Room E8 307 | East Tower Patient Assessment
YES | YES |  |  |  | 000-02838 | 000-02838 | Philips Healthcare | Sami the Seal |  |  | MH MG - (STX) - SOUTH TEXAS - WHARTON |  |  |  |  | 000-02838 | 000-02838 | South | Peds 1 | MH MG - (STX) - SOUTH TEXAS - WHARTON | Injection Room
YES | YES |  |  |  | 133-08038 | 133-08038 | Philips Healthcare | See pic |  |  | Katy Imaging Center |  |  |  |  | 133-08038 | 133-08038 | Katy | Memorial Hermann | Katy Imaging Center | Katy
NO | YES |  |  |  | 013-07921 | 013-07921 | Philips Healthcare | Series 50 XM |  | 3650G12415 | Floor 5 |  |  |  |  | 013-07921 | 013-07921 | Southwest | Memorial Hermann Southwest Hospital | Floor 5 | Floor 5
YES | YES | [5 empty] | Philips Healthcare | Shoulder Coil |  |  | Radiology | [6 empty] | Woodlands | Memorial Hermann The Woodlands Medical Center - Imaging Center (#100) | Radiology | MRI
NO | NO |  |  |  | 241-02595 |  | Philips Healthcare | SIMPLYGO |  |  | TIRR - RESPIRATORY | MHHS-TIRR |  | Concentrator, Oxygen |  | 241-02595 |  | TMC |  | TIRR - RESPIRATORY | [5 empty] | OXYGEN CONCENTRATORS |  | CONCENTRATOROXYGEN-Philips-SimplyGo | CONCENTRATOROXYGEN | SimplyGo |  |  |  | Philips | Concentrator, Oxygen |  | CONCENTRATOROXYGEN-Philips-SimplyGo |  |  |  |  | Covered PM Repair - Biomedical | MHHS-TIRR
NO | YES |  |  |  | 005-05330 | 005-05330 | Philips Healthcare | Skylight |  | K04100112 | Nuke med |  |  |  |  | 005-05330 | 005-05330 | Southeast | Memorial Herman Houston | Nuke med | Nuclear Med 4 |  |  |  | Site id. 521511 | [23 empty] | 10/1/04
YES | YES |  |  |  | 099-03487 | 099-03487 | Philips Healthcare | SkyPlate | [7 empty] | 099-03487 | 099-03487 |  |  |  | Radiology Rad room | 2/1/19 | 2/1/20 |  | Detector
YES | YES |  |  |  | 099-03340 | 099-03340 | Philips Healthcare | SkyPlate large |  |  | Radiology |  |  |  |  | 099-03340 | 099-03340 | Central | Memorial Hermann Greater Heights Hospital | Radiology | Radiology Docking area |  |  |  | No pm sticker
YES | YES |  |  |  |  | 009-33145 | Philips Healthcare | SkyPlate large |  |  | Radiology | [5 empty] | 009-33145 | Southeast | Memorial Hermann Southeast Hospital | Radiology | Room 6 |  |  |  | No pm sticker/ Digital Detector
YES | YES |  |  |  | 009-33157 | 009-33157 | Philips Healthcare | SkyPlate pixium 3543 EZ |  | 17053M | Radiology |  |  |  |  | 009-33157 | 009-33157 | Southeast | Memorial Hermann Southeast Hospital | Radiology | Room 5 |  |  |  | No pm sticker
NO | YES |  |  |  | 069-36078 | 069-36078 | Philips Healthcare | Sparq |  | US31510022 | TMC-Cath Lab-Adult (2Hvi) |  |  |  |  | 069-36078 | 069-36078 | TMC | MHHS-TMC | TMC-Cath Lab-Adult (2Hvi) | TMC - CATH LAB - ADULT (2HVI)q | 1/1/20 |  | 1/1/21
YES | YES |  |  |  | 099-12556 | 099-12556 | Philips Healthcare | Sparq |  | USO1411112 | TMC - HVI - CATH Lab |  |  |  |  | 099-12556 | 099-12556 | TMC | Memorial Hermann- Texas Medical Center | TMC - HVI - CATH Lab | Cath 03 | 1/1/20 |  | 1/1/21
NO | NO |  |  |  | R-069-CLUS4 |  | Philips Healthcare | SPARQ |  | US01411112 | TMC - CATH LAB - ADULT (2HVI) | MHHS-TMC |  | Ultrasound, Diagnostic |  | R-069-CLUS4 |  | TMC |  | TMC - CATH LAB - ADULT (2HVI) | [5 empty] | ULTRASONIC UNITS, DIAGNOSTIC |  | ULTRASOUNDDIAGNOSTIC-Philips-Sparq | ULTRASOUNDDIAGNOSTIC | Sparq |  |  |  | PHILIPS | Ultrasound, Diagnostic |  | ULTRASOUNDDIAGNOSTIC-Philips-Sparq |  |  |  |  | Covered PM Repair - Radiology, Low End | MHHS-TMC
YES | YES |  |  |  |  | 099-14157 | Philips Healthcare | Sure Signs VM6 |  | Nsn | Biomed shop | [5 empty] | 099-14157 | Southwest | Memorial Hermann Southwest Hospital | Biomed shop |  | 10/1/18 | 10/1/19 |  | Damaged on left side, serial number wiped off
NO | YES |  |  |  | 099-10380 | 099-10380 | Philips Healthcare | SureSigns VS3 |  | US00923675 | SW-Neuorology |  |  |  |  | 099-10380 | 099-10380 | Southwest | MHHS-Southwest | SW-Neuorology | Rm 732 | 9/1/19 |  | 9/1/20
NO | YES |  |  |  | 099-13282 | 099-13282 | Philips Healthcare | SureSigns VS3 |  | US00923795 | IMU |  |  |  |  | 099-13282 | 099-13282 | Southwest | Memorial Hermann Southwest Hospital | IMU | 7th | 9/1/19 | 9/1/20
NO | YES |  |  |  | 145-00240 | 145-00240 | Philips Healthcare | SURESIGNS VS4 |  | US23211278 | Pearland-Emergency Center | MHHS-Pearland Hospital |  | Monitor, Vital Signs |  | 145-00240 | 145-00240 | Pearland | MHHS-Pearland Hospital | Pearland-Emergency Center | Results waiting | 2/1/19 | 2/1/20 |  |  | MONITORS, PHYSIOLOGIC, VITAL SIGNS | Monitor, Vital Signs | MONITORVITALSIGNS-Philips-SureSigns VS4 | MONITORVITALSIGNS | SureSigns VS4 |  |  |  | Philips | Monitor, Vital Signs |  | MONITORVITALSIGNS-Philips-SureSigns VS4 |  | 3/1/15 |  | MVS-A | Covered PM Repair - Biomedical | MHHS-Pearland Hospital | [8 empty] | MONITORVITALSIGNS | Monitor, Vital Signs | Philips
NO | YES |  |  |  | 145-00264 | 145-00264 | Philips Healthcare | SURESIGNS VS4 |  | US23211279 | Pearland-Emergency Center | MHHS-Pearland Hospital |  | Monitor, Vital Signs |  | 145-00264 | 145-00264 | Pearland | MHHS-Pearland Hospital | Pearland-Emergency Center | Results waiting | 5/1/19 | 5/1/20 |  |  | MONITORS, PHYSIOLOGIC, VITAL SIGNS | Monitor, Vital Signs | MONITORVITALSIGNS-Philips-SureSigns VS4 | MONITORVITALSIGNS | SureSigns VS4 |  |  |  | Philips | Monitor, Vital Signs |  | MONITORVITALSIGNS-Philips-SureSigns VS4 |  |  |  | MVS-A | Not Covered Vendor Only - Biomedical | MHHS-Pearland Hospital | [8 empty] | MONITORVITALSIGNS | Monitor, Vital Signs | Philips
NO | YES |  |  |  | 145-00232 | 145-00232 | Philips Healthcare | SURESIGNS VS4 |  | US23211283 | Pearland-Radiology | MHHS-Pearland Hospital |  | Monitor, Vital Signs |  | 145-00232 | 145-00232 | Pearland | MHHS-Pearland Hospital | Pearland-Radiology | Ultrasound | 3/1/19 | 3/1/20 |  |  | MONITORS, PHYSIOLOGIC, VITAL SIGNS | Monitor, Vital Signs | MONITORVITALSIGNS-Philips-SureSigns VS4 | MONITORVITALSIGNS | SureSigns VS4 |  |  |  | Philips | Monitor, Vital Signs |  | MONITORVITALSIGNS-Philips-SureSigns VS4 |  | 1/23/18 |  | MVS-A | Covered PM Repair - Biomedical | MHHS-Pearland Hospital | [8 empty] | MONITORVITALSIGNS | Monitor, Vital Signs | Philips
NO | YES |  |  |  | 145-00720 | 145-00720 | Philips Healthcare | SURESIGNS VS4 |  | US23211277 | Pearland-Radiology | MHHS-Pearland Hospital |  | Monitor, Vital Signs |  | 145-00720 | 145-00720 | Pearland | MHHS-Pearland Hospital | Pearland-Radiology | Rad procedure room | 5/1/19 | 5/1/20 |  |  | MONITORS, PHYSIOLOGIC, VITAL SIGNS | Monitor, Vital Signs | MONITORVITALSIGNS-Philips-SureSigns VS4 | MONITORVITALSIGNS | SureSigns VS4 |  |  |  | Philips | Monitor, Vital Signs |  | MONITORVITALSIGNS-Philips-SureSigns VS4 |  | 1/23/18 |  | MVS-A | Covered PM Repair - Biomedical | MHHS-Pearland Hospital | [8 empty] | MONITORVITALSIGNS | Monitor, Vital Signs | Philips
NO | YES |  |  |  | 145-00721 | 145-00721 | Philips Healthcare | SURESIGNS VS4 |  | US23211280 | Pearland-Radiology | MHHS-Pearland Hospital |  | Monitor, Vital Signs |  | 145-00721 | 145-00721 | Pearland | MHHS-Pearland Hospital | Pearland-Radiology | Rad Procedure Room | 5/1/19 | 5/1/20 |  |  | MONITORS, PHYSIOLOGIC, VITAL SIGNS | Monitor, Vital Signs | MONITORVITALSIGNS-Philips-SureSigns VS4 | MONITORVITALSIGNS | SureSigns VS4 |  |  |  | Philips | Monitor, Vital Signs |  | MONITORVITALSIGNS-Philips-SureSigns VS4 |  |  |  | MVS-A | Not Covered Vendor Only - Biomedical | MHHS-Pearland Hospital | [8 empty] | MONITORVITALSIGNS | Monitor, Vital Signs | Philips
NO | YES |  |  |  | 583-01264 | 583-01264 | Philips Healthcare | SURESIGNS VS4 |  | US42721736 | KT CCC-(KY)-Emergency Room | MHHS-South Katy CCC |  | Monitor, Vital Signs |  | 583-01264 | 583-01264 | Katy | MHHS-Others | KT CCC-(KY)-Emergency Room | Hall | 5/1/19 | 5/1/20 |  |  | MONITORS, PHYSIOLOGIC, VITAL SIGNS | Monitor, Vital Signs | MONITORVITALSIGNS-Philips-SureSigns VS4 | MONITORVITALSIGNS | SureSigns VS4 |  |  |  | Philips | Monitor, Vital Signs |  | MONITORVITALSIGNS-Philips-SureSigns VS4 |  |  |  | MVS-A | Covered PM Repair - Biomedical | MHHS-South Katy CCC | [8 empty] | MONITORVITALSIGNS | Monitor, Vital Signs | Philips
NO | YES |  |  |  | 583-01265 | 583-01265 | Philips Healthcare | SURESIGNS VS4 |  | US42721738 | KT CCC-(KY)-Emergency Room | MHHS-South Katy CCC |  | Monitor, Vital Signs |  | 583-01265 | 583-01265 | Katy | MHHS-Others | KT CCC-(KY)-Emergency Room | Hall | 5/1/19 | 5/1/20 |  |  | MONITORS, PHYSIOLOGIC, VITAL SIGNS | Monitor, Vital Signs | MONITORVITALSIGNS-Philips-SureSigns VS4 | MONITORVITALSIGNS | SureSigns VS4 |  |  |  | Philips | Monitor, Vital Signs |  | MONITORVITALSIGNS-Philips-SureSigns VS4 |  | 1/23/18 |  | MVS-A | Covered PM Repair - Biomedical | MHHS-South Katy CCC | [8 empty] | MONITORVITALSIGNS | Monitor, Vital Signs | Philips
NO | YES |  |  |  | 005-13243 | 005-13243 | Philips Healthcare | SURESIGNS VS4 |  | US23211281 | SE-Outpatient Lab | MHHS-Southeast |  | Monitor, Vital Signs |  | 005-13243 | 005-13243 | Southeast | MHHS-Southeast | SE-Outpatient Lab | 4 floor storage | 7/1/19 |  | 7/1/20 |  | MONITORS, PHYSIOLOGIC, VITAL SIGNS |  | MONITORVITALSIGNS-Philips-SureSigns VS4 | MONITORVITALSIGNS | SureSigns VS4 |  |  |  | Philips | Monitor, Vital Signs |  | MONITORVITALSIGNS-Philips-SureSigns VS4 |  |  |  |  | Covered PM Repair - Biomedical | MHHS-Southeast
NO | YES |  |  |  | 005-12193 | 005-12193 | Philips Healthcare | SURESIGNS VS4 |  | US42727259 | SE-Outpatient Lab | MHHS-Southeast |  | Monitor, Vital Signs |  | 005-12193 | 005-12193 | Southeast | MHHS-Southeast | SE-Outpatient Lab | 4 floor storage | 10/1/19 |  | 10/1/20 |  | MONITORS, PHYSIOLOGIC, VITAL SIGNS |  | MONITORVITALSIGNS-Philips-SureSigns VS4 | MONITORVITALSIGNS | SureSigns VS4 |  |  |  | Philips | Monitor, Vital Signs |  | MONITORVITALSIGNS-Philips-SureSigns VS4 |  | 1/23/18 |  |  | Covered PM Repair - Biomedical | MHHS-Southeast
NO | YES |  |  |  | 005-13242 | 005-13242 | Philips Healthcare | SURESIGNS VS4 |  | US42727260 | SE-Outpatient Lab | MHHS-Southeast |  | Monitor, Vital Signs |  | 005-13242 | 005-13242 | Southeast | MHHS-Southeast | SE-Outpatient Lab | 4 floor storage | 9/1/19 |  | 9/1/20 |  | MONITORS, PHYSIOLOGIC, VITAL SIGNS |  | MONITORVITALSIGNS-Philips-SureSigns VS4 | MONITORVITALSIGNS | SureSigns VS4 |  |  |  | Philips | Monitor, Vital Signs |  | MONITORVITALSIGNS-Philips-SureSigns VS4 |  | 1/23/18 |  |  | Covered PM Repair - Biomedical | MHHS-Southeast
NO | YES |  |  |  | 005-33507 | 005-33507 | Philips Healthcare | SURESIGNS VS4 |  | US42727258 | SE-Outpatient Lab | MHHS-Southeast |  | Monitor, Vital Signs |  | 005-33507 | 005-33507 | Southeast | MHHS-Southeast | SE-Outpatient Lab | 4 floor storage | 1/1/20 |  | 1/1/21 |  | MONITORS, PHYSIOLOGIC, VITAL SIGNS |  | MONITORVITALSIGNS-Philips-SureSigns VS4 | MONITORVITALSIGNS | SureSigns VS4 |  |  |  | Philips | Monitor, Vital Signs |  | MONITORVITALSIGNS-Philips-SureSigns VS4 |  | 1/23/18 |  |  | Covered PM Repair - Biomedical | MHHS-Southeast
NO | YES |  |  |  | 129-06152 | 129-06152 | Philips Healthcare | SURESIGNS VS4 |  | US42723610 | SP CCC - (SL) - EMERGENCY ROOM | MHHS-Sienna Plantation CCC |  | Monitor, Vital Signs |  | 129-06152 | 129-06152 | Sugar Land | MHHS-Others | SP CCC - (SL) - EMERGENCY ROOM | Triage room | 5/1/19 | 5/1/20 |  |  | MONITORS, PHYSIOLOGIC, VITAL SIGNS | Monitor, Vital Signs | MONITORVITALSIGNS-Philips-SureSigns VS4 | MONITORVITALSIGNS | SureSigns VS4 |  |  |  | Philips | Monitor, Vital Signs |  | MONITORVITALSIGNS-Philips-SureSigns VS4 |  | 1/23/18 |  | MVS-A | Covered PM Repair - Biomedical | MHHS-Sienna Plantation CCC | [8 empty] | MONITORVITALSIGNS | Monitor, Vital Signs | Philips
NO | YES |  |  |  | 151-04898 | 151-04898 | Philips Healthcare | SURESIGNS VS4 |  | US42721737 | KT CCC-(KY)-Emergency Room |  |  |  |  | 151-04898 | 151-04898 | Katy | MHHS-Others | KT CCC-(KY)-Emergency Room | Exam 5 | 5/1/19 | 5/1/20
NO | NO |  |  |  | 145-00786 |  | Philips Healthcare | SURESIGNS VS4 |  | US23211282 | PEARLAND - EMERGENCY CENTER | MHHS-Pearland Hospital |  | Monitor, Vital Signs |  | 145-00786 |  | Pearland |  | PEARLAND - EMERGENCY CENTER | [5 empty] | MONITORS, PHYSIOLOGIC, VITAL SIGNS |  | MONITORVITALSIGNS-Philips-SureSigns VS4 | MONITORVITALSIGNS | SureSigns VS4 |  |  |  | Philips | Monitor, Vital Signs |  | MONITORVITALSIGNS-Philips-SureSigns VS4 |  |  |  |  | Not Covered Vendor Only - Biomedical | MHHS-Pearland Hospital
YES | YES | [5 empty] | Philips Healthcare | T/r knee 16 ch 3t |  |  | Radiology | [6 empty] | Woodlands | Memorial Hermann The Woodlands Medical Center - Imaging Center (#100) | Radiology | MRI
YES | YES |  |  |  | 013-12204 | 013-12204 | Philips Healthcare | TELEMON B |  |  | 10th floor |  |  |  |  | 013-12204 | 013-12204 | Southwest | Memorial Hermann Southwest Hospital | 10th floor | A Wing Oxygen storage
YES | YES |  |  |  | 009-33156 | 009-33156 | Philips Healthcare | Trixel FD -W17 |  |  | Radiology |  |  |  |  | 009-33156 | 009-33156 | Southeast | Memorial Hermann Southeast Hospital | Radiology | Room 4 |  |  |  | No pm sticker/ Digital Detector
YES | YES |  |  |  | 099-13140 | 099-13140 | Philips Healthcare | Ultrasound Transducer |  |  | TMC |  |  |  |  | 099-13140 | 099-13140 | TMC | IRONMAN Sports Medicine Institute at the Texas Medical Center 16th Floor | TMC | Ironman
YES | YES |  |  |  | 041-12386 | 041-12386 | Philips Healthcare | Ultrasound Transducer |  |  | TMC |  |  |  |  | 041-12386 | 041-12386 | TMC | IRONMAN Sports Medicine Institute at the Texas Medical Center 16th Floor | TMC | Ironman
YES | YES |  |  |  | 099-00220 | 099-00220 | Philips Healthcare | UP-D23MD |  |  | OPID - (KY) - KATY - 445 (MP1) |  |  |  |  | 099-00220 | 099-00220 | Katy | Memorial Hermann Imaging Center - Katy Plaza 1 (#120) | OPID - (KY) - KATY - 445 (MP1) | Ultrasound A 140.2
YES | YES | Serial Number Cnf |  |  | 099-13061 | 099-13061 | Philips Healthcare | UP-D897 |  | Cnf | SW - LABOR |  |  |  |  | 099-13061 | 099-13061 | Southwest | Memorial Hermann Southwest Hospital | SW - LABOR | OB A4
YES | YES |  |  |  | 074-06120 | 074-06120 | Philips Healthcare | UV502 |  | SN5255674 | Family Practice |  |  |  |  | 074-06120 | 074-06120 | Woodlands | Memorial Hermann Medical Group The Woodlands Endocrinology (#302) | Family Practice | Hall |  |  |  | No p.m. |  | Lamp, Ultraviolet | LAMPULTRAVIOLET-Burton Medical-UV502 | [12 empty] | LU-A | [10 empty] | LAMPULTRAVIOLET | Lamp, Ultraviolet | Burton Medical
NO | YES | Asset Tag 041-06478 |  |  | 041-06478 | 041-06478 | Philips Healthcare | V24C |  | 4308A18740 | Memorial City Day Surgery |  |  |  |  | 041-06478 | 041-06478 | West | Memorial Hermann - Memorial City | Memorial City Day Surgery | West Tower 1st Floor Stepdown Room 5 |  |  |  | (null) | (null)
YES | YES |  |  |  |  | 013-12470 | Philips Healthcare | V24CT |  | 4308A16229 | SW - NURSERY | [5 empty] | 013-12470 | Southwest | Memorial Hermann Southwest Hospital | SW - NURSERY | Nursery |  |  |  | New Add - No PM Sticker
YES | YES |  |  |  | 129-31051 | 129-31051 | Philips Healthcare | V30 Auto |  |  | Respiratory |  |  |  |  | 129-31051 | 129-31051 | Sugar Land | Memorial Hermann Sugar Land Hospital | Respiratory | Respiratory | 1/1/20 |  | 2/1/21
YES | YES |  |  |  | 129-31052 | 129-31052 | Philips Healthcare | V30 Auto |  | N2676061686D4 | 4th Floor |  |  |  |  | 129-31052 | 129-31052 | Sugar Land | Memorial Hermann Sugar Land Hospital | 4th Floor | Storage | 1/1/20 | 1/1/21
YES | YES |  |  |  | 129-31053 | 129-31053 | Philips Healthcare | V30 Auto |  | N26760615B44F | 4 West |  |  |  |  | 129-31053 | 129-31053 | Sugar Land | Memorial Hermann Sugar Land Hospital | 4 West | 4 West | 1/1/20 |  | 1/1/21
YES | YES |  |  |  | 241-04729 | 241-04729 | Philips Healthcare | V30 Auto |  | N267604698693 | TIRR - RESPIRATORY |  |  |  |  | 241-04729 | 241-04729 | TMC | TIRR Memorial Hermann | TIRR - RESPIRATORY | Respiratory storage | 2/1/20 |  | 2/1/21
YES | YES |  |  |  | 241-04731 | 241-04731 | Philips Healthcare | V30 Auto |  | N2676047667BC | TIRR - RESPIRATORY |  |  |  |  | 241-04731 | 241-04731 | TMC | TIRR Memorial Hermann | TIRR - RESPIRATORY | Respiratory storage | 2/1/20 |  | 2/1/21
YES | YES | Serial Number Cnf |  |  | 069-49385 | 069-49385 | Philips Healthcare | V30 Auto |  | Cnf | Respiratory |  |  |  |  | 069-49385 | 069-49385 | TMC | Memorial Hermann-Texas Medical Center | Respiratory | R526 | 2/1/20 |  | 2/1/21
YES | YES | Serial Number Cnf |  |  | 069-49382 | 069-49382 | Philips Healthcare | V30 Auto |  | Cnf | Respiratory |  |  |  |  | 069-49382 | 069-49382 | TMC | Memorial Hermann-Texas Medical Center | Respiratory | R526 | 2/1/20 |  | 2/1/21
YES | YES | Serial Number Cnf |  |  | 069-49375 | 069-49375 | Philips Healthcare | V30 Auto |  | Cnf | Respiratory |  |  |  |  | 069-49375 | 069-49375 | TMC | Memorial Hermann-Texas Medical Center | Respiratory | R526 | 2/1/20 |  | 2/1/21
YES | YES | Serial Number Cnf |  |  | 069-49392 | 069-49392 | Philips Healthcare | V30 Auto |  | Cnf | Respiratory |  |  |  |  | 069-49392 | 069-49392 | TMC | Memorial Hermann-Texas Medical Center | Respiratory | R526 | 2/1/20 |  | 2/1/21
YES | YES | Serial Number Cnf |  |  | 069-49393 | 069-49393 | Philips Healthcare | V30 Auto |  | Cnf | Respiratory |  |  |  |  | 069-49393 | 069-49393 | TMC | Memorial Hermann-Texas Medical Center | Respiratory | R526 | 2/1/20 |  | 2/1/21
YES | YES | Serial Number Cnf |  |  | 069-49378 | 069-49378 | Philips Healthcare | V30 Auto |  | Cnf | Respiratory |  |  |  |  | 069-49378 | 069-49378 | TMC | Memorial Hermann-Texas Medical Center | Respiratory | R526 | 2/1/20 |  | 2/1/21
YES | YES | Serial Number Cnf |  |  | 069-49380 | 069-49380 | Philips Healthcare | V30 Auto |  | Cnf | Respiratory |  |  |  |  | 069-49380 | 069-49380 | TMC | Memorial Hermann-Texas Medical Center | Respiratory | R526 | 2/1/20 |  | 2/1/21
YES | YES | Serial Number Cnf |  |  | 069-49383 | 069-49383 | Philips Healthcare | V30 Auto |  | Cnf | Respiratory |  |  |  |  | 069-49383 | 069-49383 | TMC | Memorial Hermann-Texas Medical Center | Respiratory | R526 | 2/1/20 |  | 2/1/21
YES | YES | Serial Number Cnf |  |  | 069-49381 | 069-49381 | Philips Healthcare | V30 Auto |  | Cnf | Respiratory |  |  |  |  | 069-49381 | 069-49381 | TMC | Memorial Hermann-Texas Medical Center | Respiratory | R526 | 2/1/20 |  | 2/1/21
YES | YES | Serial Number Cnf |  |  | 069-49379 | 069-49379 | Philips Healthcare | V30 Auto |  | Cnf | Respiratory |  |  |  |  | 069-49379 | 069-49379 | TMC | Memorial Hermann-Texas Medical Center | Respiratory | R526 | 2/1/20 |  | 2/1/21
YES | YES |  |  |  | 069-26659 | 069-26659 | Philips Healthcare | V6-2 |  |  | TMC - RADIOLOGY - JONES PAVILION |  |  |  |  | 069-26659 | 069-26659 | TMC | Memorial Hermann-Texas Medical Center | TMC - RADIOLOGY - JONES PAVILION | TMC - RADIOLOGY - JONES PAVILION
YES | YES |  |  |  | 069-26668 | 069-26668 | Philips Healthcare | V6-2 |  |  | TMC - RADIOLOGY - JONES PAVILION |  |  |  |  | 069-26668 | 069-26668 | TMC | Memorial Hermann-Texas Medical Center | TMC - RADIOLOGY - JONES PAVILION | Ultrasound - JONES PAVILION
YES | YES |  |  |  | 0349J2 | 0349J2 | Philips Healthcare | V6-2 |  | 0349J2 | GH - RADIOLOGY |  |  |  |  | 0349J2 | 0349J2 | Central | GH- Radiology | GH - RADIOLOGY | GH - RADIOLOGY
NO | YES |  |  |  |  | 142-05249 | Philips Healthcare | V60 |  |  | NE-Hemodialysis | MHHS-Northeast |  | Ventilator |  |  | 142-05249 | Katy | MHHS-Northeast | NE-Hemodialysis | HEMODIALYSIS storage |  |  |  |  | VENTILATORS | Ventilator | VENTILATOR-PHILIPS-V60 | VENTILATOR | V60 |  |  |  | Philips | Ventilator |  |  | VENTILATOR-PHILIPS-V60 | 4/1/18 |  | VENT-SA | Covered PM Repair - Biomedical | MHHS-Northeast | [8 empty] | VENTILATOR | Ventilator | Philips
YES | YES |  |  |  | RPX4894 | 099-02226 | Philips Healthcare | V60 |  |  | 4th floor |  |  |  |  | RPX4894 | 099-02226 | Katy | Katy | 4th floor | IMU | [5 empty] | Ventilator | VENTILATOR-PHILIPS-V60 | [12 empty] | VENT-SA | [10 empty] | VENTILATOR | Ventilator | Philips
YES | YES |  |  |  |  | 142-05255 | Philips Healthcare | V60 |  |  | ER | [5 empty] | 142-05255 | Katy | Memorial Hermann Northeast Hospital | ER | Room 5 | 3/1/19 | 3/1/20 |  |  |  | Ventilator | VENTILATOR-PHILIPS-V60 | [12 empty] | VENT-SA | [10 empty] | VENTILATOR | Ventilator | Philips
NO | YES | Asset Tag 029-11619 |  |  | 029-11619 | 029-11619 | Philips Healthcare | V60 |  |  | Woodlands-Biomedical Services |  |  |  |  | 029-11619 | 029-11619 | Woodlands | MHHS-Woodlands | Woodlands-Biomedical Services | Back corner | 5/1/19 |  | 5/1/20 | Due for screen replacement by Philips, per note on unit. |  | Ventilator | VENTILATOR-PHILIPS-V60 | [12 empty] | VENT-SA | [10 empty] | VENTILATOR | Ventilator | Philips
YES | YES |  |  |  | 009-33965 | 009-33965 | Philips Healthcare | V60 |  |  | GH - RESPIRATORY |  |  |  |  | 009-33965 | 009-33965 |  |  | GH - RESPIRATORY | Storage room |  |  | 3/1/21
YES | YES |  |  |  | 009-33968 | 009-33968 | Philips Healthcare | V60 |  |  | Respiratory |  |  |  |  | 009-33968 | 009-33968 | Central | Memorial Hermann Greater Heights Hospital | Respiratory | PCU 5 N | 2/1/20 |  | 2/1/21
YES | YES |  |  |  | 099-08487 | 099-08487 | Philips Healthcare | V60 |  |  | MH MG - (SW) - SW MEDICAL PLAZA 4 (MP4) |  |  |  |  | 099-08487 | 099-08487 | Southwest | Memorial Hermann Southwest Hospital | MH MG - (SW) - SW MEDICAL PLAZA 4 (MP4) | Resp Storage |  |  |  | New
YES | YES |  |  |  | 099-08486 | 099-08486 | Philips Healthcare | V60 |  |  | MH MG - (SW) - SW MEDICAL PLAZA 4 (MP4) |  |  |  |  | 099-08486 | 099-08486 | Southwest | Memorial Hermann Southwest Hospital | MH MG - (SW) - SW MEDICAL PLAZA 4 (MP4) | Resp Storage |  |  |  | New
YES | YES |  |  |  | 099-14122 | 099-14122 | Philips Healthcare | V60 |  |  | SW |  |  |  |  | 099-14122 | 099-14122 | Southwest | Memorial Hermann Southwest Hospital | SW | 8th Floor 839
YES | YES |  |  |  | 099-14446 | 099-14446 | Philips Healthcare | V60 |  |  | SW - MED/SURG FLOORS |  |  |  |  | 099-14446 | 099-14446 | Southwest | Memorial Hermann Southwest Hospital | SW - MED/SURG FLOORS |  | 3/1/20 | 3/1/21
YES | YES |  |  |  | 099-14123 | 099-14123 | Philips Healthcare | V60 |  |  | SW |  |  |  |  | 099-14123 | 099-14123 | Southwest | Memorial Hermann Southwest Hospital | SW | 8th Floor 839
YES | YES |  |  |  | 069-44525 | 069-44525 | Philips Healthcare | V60 |  |  | Memorial Hermann- Texas Medical - Robertson Pavilion - RT |  |  |  |  | 069-44525 | 069-44525 |  | TMC | Memorial Hermann- Texas Medical - Robertson Pavilion - RT | Simulation lab | 2/1/20 |  | 2/1/21
YES | YES |  |  |  | 069-44529 | 069-44529 | Philips Healthcare | V60 |  |  | R5 respitory |  |  |  |  | 069-44529 | 069-44529 | TMC | Memorial Hermann-Texas Medical Center | R5 respitory | Storage | 2/1/20 |  | 2/1/21
YES | YES |  |  |  | 069-44533 | 069-44533 | Philips Healthcare | V60 |  |  | R5 respitory |  |  |  |  | 069-44533 | 069-44533 | TMC | Memorial Hermann-Texas Medical Center | R5 respitory | Storage | 2/1/20 |  | 2/1/21
YES | YES |  |  |  | 069-44521 | 069-44521 | Philips Healthcare | V60 |  |  | R5 respitory |  |  |  |  | 069-44521 | 069-44521 | TMC | Memorial Hermann-Texas Medical Center | R5 respitory | Storage | 2/1/20 |  | 2/1/21
YES | YES |  |  |  | 069-44526 | 069-44526 | Philips Healthcare | V60 |  |  | R5 respitory |  |  |  |  | 069-44526 | 069-44526 | TMC | Memorial Hermann-Texas Medical Center | R5 respitory | Storage | 2/1/20 |  | 2/1/21
YES | YES |  |  |  | 069-44520 | 069-44520 | Philips Healthcare | V60 |  |  | R5 respitory |  |  |  |  | 069-44520 | 069-44520 | TMC | Memorial Hermann-Texas Medical Center | R5 respitory | Storage | 2/1/20 |  | 2/1/21
YES | YES |  |  |  | 069-44519 | 069-44519 | Philips Healthcare | V60 |  |  | R5 respitory |  |  |  |  | 069-44519 | 069-44519 | TMC | Memorial Hermann-Texas Medical Center | R5 respitory | Storage | 2/1/20 |  | 2/1/21
YES | YES |  |  |  | 069-44523 | 069-44523 | Philips Healthcare | V60 |  |  | R5 respitory |  |  |  |  | 069-44523 | 069-44523 | TMC | Memorial Hermann-Texas Medical Center | R5 respitory | Storage | 2/1/20 |  | 2/1/21
YES | YES |  |  |  | 069-44522 | 069-44522 | Philips Healthcare | V60 |  |  | R5 respitory |  |  |  |  | 069-44522 | 069-44522 | TMC | Memorial Hermann-Texas Medical Center | R5 respitory | Storage | 2/1/20 |  | 2/1/21
NO | YES | Asset Tag 041-20073 |  |  | 041-20073 | 041-20073 | Philips Healthcare | V60 |  |  | Biomed Department |  |  |  |  | 041-20073 | 041-20073 | West | Memorial Hermann Memorial City Medical Center | Biomed Department | Biomed Shop
YES | YES | Serial Number Cnf |  |  | 041-11591 | 041-11591 | Philips Healthcare | V60 |  | CNF | MEMORIAL CITY - RESPIRATORY |  |  |  |  | 041-11591 | 041-11591 | West | Memorial Hermann Memorial City Medical Center | MEMORIAL CITY - RESPIRATORY | Biomed Shop
YES | YES | Serial Number Cnf |  |  | 041-11589 | 041-11589 | Philips Healthcare | V60 |  | CNF | MEMORIAL CITY - RESPIRATORY |  |  |  |  | 041-11589 | 041-11589 | West | Memorial Hermann Memorial City Medical Center | MEMORIAL CITY - RESPIRATORY | MH5 220.15 Supply Room
NO | YES | Serial Number 100310321 |  |  | 009-33259 | 009-33259 | Philips Healthcare | V60 |  |  | Respiratory |  |  |  |  | 009-33259 | 009-33259 | Katy | North East Memorial Hermann | Respiratory | Storage Room
YES | YES |  |  |  | 142-09501 | 142-09501 | Philips Healthcare | V60 |  |  | Memorial Hermann - Respiratory |  |  |  |  | 142-09501 | 142-09501 | Katy | Memorial Hermann - Northeast Humble | Memorial Hermann - Respiratory | Respiratory Storage
YES | YES |  |  |  | 142-09504 | 142-09504 | Philips Healthcare | V60 |  |  | NE - RESPIRATORY |  |  |  |  | 142-09504 | 142-09504 | Katy | Memorial Hermann North East | NE - RESPIRATORY | Cardio Pulminary
NO | YES | Serial Number TBD |  |  | 005-11212 |  | Philips Healthcare | VIEWFORUM |  | TBD | OPID - (PL) - PEARLAND - 406 (MP1) | MHHS-OPID |  | Radiology Work Station |  | 005-11212 |  | Pearland |  | OPID - (PL) - PEARLAND - 406 (MP1) |  | 8/19/19 |  |  |  | WORKSTATIONS |  | RADWORK-PHILIPS-Viewforum | RADWORK | Viewforum |  |  |  | PHILIPS | Radiology Work Station |  | RADWORK-PHILIPS-Viewforum |  | 1/1/18 |  |  | Covered PM Repair - Biomedical | MHHS-OPID
NO | YES | [5 empty] | Philips Healthcare | VIEWFORUM |  | 1Q47D2J | OPID - (PL) - PEARLAND - 406 (MP1) | MHHS-OPID |  | Radiology Work Station |  |  |  | Pearland |  | OPID - (PL) - PEARLAND - 406 (MP1) |  | 12/13/18 |  |  |  | WORKSTATIONS |  | RADWORK-PHILIPS-Viewforum | RADWORK | Viewforum |  |  |  | PHILIPS | Radiology Work Station |  | RADWORK-PHILIPS-Viewforum |  |  |  |  | Covered PM Repair - Biomedical | MHHS-OPID
NO | YES |  |  |  | 069-45858 |  | Philips Healthcare | VIEWFORUM |  |  | OPID - (TMC) - MH IMAGING CENTER - 417 | MHHS-OPID |  | Radiology Work Station |  | 069-45858 |  | TMC |  | OPID - (TMC) - MH IMAGING CENTER - 417 |  | 1/7/19 |  |  |  | WORKSTATIONS |  | RADWORK-PHILIPS-Viewforum | RADWORK | Viewforum |  |  |  | PHILIPS | Radiology Work Station |  | RADWORK-PHILIPS-Viewforum |  | 4/3/17 |  |  | Covered PM Repair - Biomedical | MHHS-OPID
NO | YES |  |  |  | 069-OPMR3WS |  | Philips Healthcare | VIEWFORUM |  |  | OPID - (TMC) - MH IMAGING CENTER - 417 | MHHS-OPID |  | Radiology Work Station |  | 069-OPMR3WS |  | TMC |  | OPID - (TMC) - MH IMAGING CENTER - 417 |  | 11/20/19 |  |  |  | WORKSTATIONS |  | RADWORK-PHILIPS-Viewforum | RADWORK | Viewforum |  |  |  | PHILIPS | Radiology Work Station |  | RADWORK-PHILIPS-Viewforum |  | 4/12/17 |  |  | Covered PM Repair - Biomedical | MHHS-OPID
NO | YES |  |  |  | 069-40776 |  | Philips Healthcare | VIEWFORUM |  |  | OPID - (TMC) - UPPER KIRBY - 467 | MHHS-OPID |  | Radiology Work Station |  | 069-40776 |  | TMC |  | OPID - (TMC) - UPPER KIRBY - 467 |  | 2/26/19 |  |  |  | WORKSTATIONS |  | RADWORK-PHILIPS-Viewforum | RADWORK | Viewforum |  |  |  | PHILIPS | Radiology Work Station |  | RADWORK-PHILIPS-Viewforum |  | 4/4/17 |  |  | Covered PM Repair - Biomedical | MHHS-OPID
NO | YES |  |  |  | 005-08332 | 005-08332 | Philips Healthcare | VIEWFORUM |  | 32266/140 | SE - RADIOLOGY | MHHS-Southeast |  | Radiology Work Station |  | 005-08332 | 005-08332 | Southeast | Memorial Hermann Southeast Hospital | SE - RADIOLOGY | Room 4 |  |  |  |  | WORKSTATIONS |  | RADWORK-PHILIPS-Viewforum | RADWORK | Viewforum |  |  |  | PHILIPS | Radiology Work Station |  | RADWORK-PHILIPS-Viewforum |  |  |  |  | Covered PM Repair - Biomedical | MHHS-Southeast
NO | YES |  |  |  | R-005-08583 |  | Philips Healthcare | VIEWFORUM |  | HW9R94J | SE - RADIOLOGY | MHHS-Southeast |  | Radiology Work Station |  | R-005-08583 |  | Southeast & Bay Area |  | SE - RADIOLOGY |  | 9/10/19 |  |  |  | WORKSTATIONS |  | RADWORK-PHILIPS-Viewforum | RADWORK | Viewforum |  |  |  | PHILIPS | Radiology Work Station |  | RADWORK-PHILIPS-Viewforum |  |  |  |  | Covered PM Repair - Biomedical | MHHS-Southeast
NO | YES |  |  |  | R-069-PEDIRF1WS |  | Philips Healthcare | VIEWFORUM |  | CMJ6X4J | TMC - RADIOLOGY - CHILDRENS HOSPITAL | MHHS-TMC |  | Radiology Work Station |  | R-069-PEDIRF1WS |  | TMC |  | TMC - RADIOLOGY - CHILDRENS HOSPITAL |  | 10/29/19 |  |  |  | WORKSTATIONS |  | RADWORK-PHILIPS-Viewforum | RADWORK | Viewforum |  |  |  | PHILIPS | Radiology Work Station |  | RADWORK-PHILIPS-Viewforum |  |  |  |  | Covered PM Repair - Biomedical | MHHS-TMC
NO | YES |  |  |  | R-069-ER2WS |  | Philips Healthcare | VIEWFORUM |  | 70BR94J | TMC - RADIOLOGY - HERMANN PAVILION | MHHS-TMC |  | Radiology Work Station |  | R-069-ER2WS |  | TMC |  | TMC - RADIOLOGY - HERMANN PAVILION |  | 2/1/19 |  |  |  | WORKSTATIONS |  | RADWORK-PHILIPS-Viewforum | RADWORK | Viewforum |  |  |  | PHILIPS | Radiology Work Station |  | RADWORK-PHILIPS-Viewforum |  |  |  |  | Covered PM Repair - Biomedical | MHHS-TMC
NO | YES |  |  |  | R-069-HVIRFWS |  | Philips Healthcare | VIEWFORUM |  | 3YWP43J | TMC - RADIOLOGY - HVI PAVILION | MHHS-TMC |  | Radiology Work Station |  | R-069-HVIRFWS |  | TMC |  | TMC - RADIOLOGY - HVI PAVILION |  | 3/4/19 |  |  |  | WORKSTATIONS |  | RADWORK-PHILIPS-Viewforum | RADWORK | Viewforum |  |  |  | PHILIPS | Radiology Work Station |  | RADWORK-PHILIPS-Viewforum |  |  |  |  | Covered PM Repair - Biomedical | MHHS-TMC
NO | YES |  |  |  | R-069-MR3WS |  | Philips Healthcare | VIEWFORUM |  | HJ38Q47 | TMC - RADIOLOGY - MRI | MHHS-TMC |  | Radiology Work Station |  | R-069-MR3WS |  | TMC |  | TMC - RADIOLOGY - MRI |  | 2/12/19 |  |  |  | WORKSTATIONS |  | RADWORK-PHILIPS-Viewforum | RADWORK | Viewforum |  |  |  | PHILIPS | Radiology Work Station |  | RADWORK-PHILIPS-Viewforum |  |  |  |  | Covered PM Repair - Biomedical | MHHS-TMC
NO | YES |  |  |  | R-069-NMVF3 |  | Philips Healthcare | VIEWFORUM |  | 2UA8281D6G | TMC - RADIOLOGY - NUC MED | MHHS-TMC |  | Radiology Work Station |  | R-069-NMVF3 |  | TMC |  | TMC - RADIOLOGY - NUC MED |  | 10/30/19 |  |  |  | WORKSTATIONS |  | RADWORK-PHILIPS-Viewforum | RADWORK | Viewforum |  |  |  | PHILIPS | Radiology Work Station |  | RADWORK-PHILIPS-Viewforum |  |  |  |  | Covered PM Repair - Biomedical | MHHS-TMC
NO | YES |  |  |  | 029-05778 |  | Philips Healthcare | VIEWFORUM |  | B1GJ93J | WOODLANDS - RADIOLOGY | MHHS-Woodlands |  | Radiology Work Station |  | 029-05778 |  | Woodlands |  | WOODLANDS - RADIOLOGY | [5 empty] | WORKSTATIONS |  | RADWORK-PHILIPS-Viewforum | RADWORK | Viewforum |  |  |  | PHILIPS | Radiology Work Station |  | RADWORK-PHILIPS-Viewforum |  |  |  |  | Covered PM Repair - Biomedical | MHHS-Woodlands
NO | NO |  |  |  | 013-38798 |  | Philips Healthcare | VIEWFORUM |  |  | SW - NEUOROLOGY | MHHS-Southwest |  | Radiology Work Station |  | 013-38798 |  | Southwest |  | SW - NEUOROLOGY | [5 empty] | WORKSTATIONS |  | RADWORK-PHILIPS-Viewforum | RADWORK | Viewforum |  |  |  | PHILIPS | Radiology Work Station |  | RADWORK-PHILIPS-Viewforum |  |  |  |  | Covered PM Repair - Biomedical | MHHS-Southwest
NO | NO |  |  |  | R-069-DDCRFWS |  | Philips Healthcare | VIEWFORUM |  | 56KN35J | TMC - PLAZA - ERTAN DDC (STE 1400) | MHHS-TMC |  | Radiology Work Station |  | R-069-DDCRFWS |  | TMC |  | TMC - PLAZA - ERTAN DDC (STE 1400) | [5 empty] | WORKSTATIONS |  | RADWORK-PHILIPS-Viewforum | RADWORK | Viewforum |  |  |  | PHILIPS | Radiology Work Station |  | RADWORK-PHILIPS-Viewforum |  |  |  |  | Covered PM Repair - Biomedical | MHHS-TMC
YES | YES | Serial Number 9223372036854780000 |  |  | 005-33509 | 005-33509 | Philips Healthcare | Volcano | [7 empty] | 005-33509 | 005-33509 | South East | Memorial Herman 11800 Astoria |  | OR Hybrid 2 | 1/1/20 | 1/1/21
NO | YES |  |  |  | 151-02310 | 151-02310 | Philips Healthcare | VS2 |  | CN42722293 | CY-Wound Care / Occupational Health | MHHS-Cypress |  |  |  | 151-02310 | 151-02310 | Northwest | MHHS-Cypress | CY-Wound Care / Occupational Health | South tower | 8/1/19 | 2/1/20 |  |  | MONITORS, PHYSIOLOGIC, VITAL SIGNS |  | .needs class | [5 empty] | PHILIPS |  |  |  |  | 4/1/15 |  |  | Covered PM Repair - Biomedical | MHHS-Cypress
NO | YES |  |  |  | 151-02311 | 151-02311 | Philips Healthcare | VS2 |  | CN42722291 | CY-ER | MHHS-Cypress |  |  |  | 151-02311 | 151-02311 | Northwest | MHHS-Cypress | CY-ER | South tower storage | 8/1/19 | 8/1/20 |  |  | MONITORS, PHYSIOLOGIC, VITAL SIGNS |  | .needs class | [5 empty] | PHILIPS | [7 empty] | Covered PM Repair - Biomedical | MHHS-Cypress
NO | YES |  |  |  | 151-02312 | 151-02312 | Philips Healthcare | VS2 |  | CN42722296 | CY-ER | MHHS-Cypress |  |  |  | 151-02312 | 151-02312 | Northwest | MHHS-Cypress | CY-ER | South tower storage | 8/1/19 | 2/1/20 |  |  | MONITORS, PHYSIOLOGIC, VITAL SIGNS |  | .needs class | [5 empty] | PHILIPS |  |  |  |  | 2/18/16 |  |  | Covered PM Repair - Biomedical | MHHS-Cypress
NO | YES |  |  |  | 151-02313 | 151-02313 | Philips Healthcare | VS2 |  | CN42722292 | CY-Wound Care / Occupational Health | MHHS-Cypress |  |  |  | 151-02313 | 151-02313 | Northwest | MHHS-Cypress | CY-Wound Care / Occupational Health | South tower | 8/1/19 | 2/1/20 |  |  | MONITORS, PHYSIOLOGIC, VITAL SIGNS |  | .needs class | [5 empty] | PHILIPS | [7 empty] | Not Covered Vendor Only - Lab Ana/Anes | MHHS-Cypress
NO | YES |  |  |  | 041-19821 | 041-19821 | Philips Healthcare | VS2 |  | CN42722294 | OPID - (CY) - CYPRESS BREAST CARE [MP1-STE140] | MHHS-OPID |  |  |  | 041-19821 | 041-19821 | Northwest | MHHS-Others | OPID - (CY) - CYPRESS BREAST CARE [MP1-STE140] | Ultrasound room | 10/1/19 | 10/1/20 |  |  | MONITORS, PHYSIOLOGIC, VITAL SIGNS |  | .needs class | [5 empty] | PHILIPS | [7 empty] | Covered PM Repair - Biomedical | MHHS-OPID
NO | YES |  |  |  | 005-11093 | 005-11093 | Philips Healthcare | VS2 |  | CN42722888 | SE-Noninvasive Cardiology | MHHS-Southeast |  |  |  | 005-11093 | 005-11093 | Southeast | MHHS-Southeast | SE-Noninvasive Cardiology | 4th floor Storage | 7/1/19 |  |  |  | MONITORS, PHYSIOLOGIC, VITAL SIGNS |  | .needs class | [5 empty] | PHILIPS |  |  |  |  | 3/3/17 |  |  | Covered PM Repair - Biomedical | MHHS-Southeast
NO | YES |  |  |  | 005-11094 | 005-11094 | Philips Healthcare | VS2 |  | CN42722887 | SE-Noninvasive Cardiology | MHHS-Southeast |  |  |  | 005-11094 | 005-11094 | Southeast | MHHS-Southeast | SE-Noninvasive Cardiology | 4 floor storage | 10/1/19 |  | 4/1/20 |  | MONITORS, PHYSIOLOGIC, VITAL SIGNS |  | .needs class | [5 empty] | PHILIPS | [7 empty] | Covered PM Repair - Biomedical | MHHS-Southeast
NO | YES |  |  |  | 005-11092 | 005-11092 | Philips Healthcare | VS2 |  | CN42722889 | SE-Outpatient Lab | MHHS-Southeast |  |  |  | 005-11092 | 005-11092 | Southeast | MHHS-Southeast | SE-Outpatient Lab | 4 floor storage | 11/1/19 |  | 11/1/20 |  | MONITORS, PHYSIOLOGIC, VITAL SIGNS |  | .needs class | [5 empty] | PHILIPS | [7 empty] | Covered PM Repair - Biomedical | MHHS-Southeast
NO | YES |  |  |  | 041-19822 |  | Philips Healthcare | VS2+ |  | CN42722295 | OPID - (CY) - CYPRESS - 427 (MP1) | MHHS-OPID |  |  |  | 041-19822 |  | Northwest & Cypress |  | OPID - (CY) - CYPRESS - 427 (MP1) |  | 10/3/19 |  |  |  | MONITORS, PHYSIOLOGIC, VITAL SIGNS |  | .needs class | [5 empty] | PHILIPS |  |  |  |  | 2/18/16 |  |  | Covered PM Repair - Biomedical | MHHS-OPID
NO | NO |  |  |  | LOT160901 |  | Philips Healthcare | WEE SIGHT |  | LOT160901 | GH - NICU | MHHS-Greater Heights |  |  |  | LOT160901 |  | Central & Greater Heights |  | GH - NICU | [5 empty] | VEIN FINDERS |  | .needs class | [5 empty] | PHILIPS | [7 empty] | Covered PM Repair - Biomedical | MHHS-Greater Heights
YES | YES |  |  |  | 099-03421 | 099-03421 | Philips Healthcare | X5-1 |  | B3BPXL | [5 empty] | 099-03421 | 099-03421 | Humble | HM Humble |  |  |  | 2/1/20
YES | YES |  |  |  | 099-03424 | 099-03424 | Philips Healthcare | X5-1 |  | B3GZ0V | [5 empty] | 099-03424 | 099-03424 | Humble | HM Humble |  | Echo | 2/1/20 | 12/1/19
YES | YES |  |  |  | 099-00337 | 099-00337 | Philips Healthcare | X5-1 |  |  | KATY - CARDIOLOGY |  |  |  |  | 099-00337 | 099-00337 | Katy | Memorial Hermann Katy Hospital | KATY - CARDIOLOGY | Clean storage room |  |  |  | No pm
YES | YES |  |  |  | 133-10237 | 133-10237 | Philips Healthcare | X5-1 |  |  | KATY - CARDIOLOGY |  |  |  |  | 133-10237 | 133-10237 | Katy | Katy | KATY - CARDIOLOGY | ECG Holter set up room |  | 2/1/20
YES | YES |  |  |  | 099-03444 | 099-03444 | Philips Healthcare | X5-1 |  | B268BQ | Cardiology Pearland |  |  |  |  | 099-03444 | 099-03444 | Pearland | MH Pearland | Cardiology Pearland | S2 251 ECHO |  |  |  |  | Probe for EPIQ 7C
YES | YES |  |  |  | 142-08992 | 142-08992 | Philips Healthcare | X5-1 |  | (01)00884838061422 | CAHF - (SL) - SUGAR LAND (MP2) |  |  |  |  | 142-08992 | 142-08992 | Sugar Land | Center for Advanced Cardiology in Sugar Land (#400) | CAHF - (SL) - SUGAR LAND (MP2) | Echo
YES | YES |  |  |  | 099-08033 | 099-08033 | Philips Healthcare | X5-1 |  |  | GH - OUTPATIENT TESTING |  |  |  |  | 099-08033 | 099-08033 | Central | TIIR | GH - OUTPATIENT TESTING | General Ultrasound
YES | YES |  |  |  | 099-10630 | 099-10630 | Philips Healthcare | X5-1 |  | (21) B3H1LT | Stress Testing |  |  |  |  | 099-10630 | 099-10630 | Southwest | Memorial Hermann Heart | Stress Testing | Echo 2 - X1 136 |  |  |  | New Add
YES | YES |  |  |  | 099-10094 | 099-10094 | Philips Healthcare | X5-1 |  | B36746 | SW - NURSE CALL |  |  |  |  | 099-10094 | 099-10094 | Southwest | Memorial Hermann Heart | SW - NURSE CALL | Stress Testing
YES | YES |  |  |  | 099-08512 | 099-08512 | Philips Healthcare | X5-1 |  | B3GTZP | 4th floor |  |  |  |  | 099-08512 | 099-08512 | Southwest | Memorial Hermann Southwest Hospital | 4th floor | Rm 469
YES | YES |  |  |  | 099-13338 | 099-13338 | Philips Healthcare | X5-1 |  | B33BXP | TMC - RADIOLOGY - HVI PAVILION |  |  |  |  | 099-13338 | 099-13338 | TMC | Memorial Hermann-Texas Medical Center | TMC - RADIOLOGY - HVI PAVILION
YES | YES |  |  |  | 099-13922 | 099-13922 | Philips Healthcare | X5-1 |  | B3gfvj | TMC - RADIOLOGY - HVI PAVILION |  |  |  |  | 099-13922 | 099-13922 | TMC | Memorial Hermann-Texas Medical Center | TMC - RADIOLOGY - HVI PAVILION
YES | YES |  |  |  | 099-13610 | 099-13610 | Philips Healthcare | X5-1 |  | B3CB86 | HVI Cardiovascular Imaging |  |  |  |  | 099-13610 | 099-13610 | TMC | Memorial Hermann-Texas Medical Center | HVI Cardiovascular Imaging | Hall
YES | YES |  |  |  | 099-13611 | 099-13611 | Philips Healthcare | X5-1 |  | B32CK6 | TMC - HVI - CARDIOLOGY (3HVI) |  |  |  |  | 099-13611 | 099-13611 | TMC | Memorial Hermann-Texas Medical Center | TMC - HVI - CARDIOLOGY (3HVI) | Hall
YES | YES |  |  |  | 099-13921 | 099-13921 | Philips Healthcare | X5-1 |  | B0tfh3 | TMC - RADIOLOGY - HVI PAVILION |  |  |  |  | 099-13921 | 099-13921 | TMC | Memorial Hermann-Texas Medical Center | TMC - RADIOLOGY - HVI PAVILION | Hallway
YES | YES |  |  |  | 099-13920 | 099-13920 | Philips Healthcare | X5-1 |  | B3gd7x | TMC - RADIOLOGY - HVI PAVILION |  |  |  |  | 099-13920 | 099-13920 | TMC | Memorial Hermann-Texas Medical Center | TMC - RADIOLOGY - HVI PAVILION | Hallway
YES | YES |  |  |  | 099-13927 | 099-13927 | Philips Healthcare | X5-1 |  | B3gt60 | HVI-Cath Lab - Floor 2 |  |  |  |  | 099-13927 | 099-13927 | TMC | Memorial Hermann-Texas Medical Center | HVI-Cath Lab - Floor 2 | Room 1
YES | YES |  |  |  | 099-11574 | 099-11574 | Philips Healthcare | X5-1 |  |  | Hallway |  |  |  |  | 099-11574 | 099-11574 |  | TMC | Hallway | TMC - Johns - NICu |  |  |  | No PM Sticker
YES | YES |  |  |  | 069-35398 | 069-35398 | Philips Healthcare | X5-1 |  |  | TMC - sarofim 2 - OR |  |  |  |  | 069-35398 | 069-35398 | TMC | Memorial Hermann-Texas Medical Center | TMC - sarofim 2 - OR | sarofim 2 - OR
YES | YES |  |  |  | 005-13167 | 005-13167 | Philips Healthcare | X5-1 |  | B23CXC | MEMORIAL CITY - Echo Room E8 307 |  |  |  |  | 005-13167 | 005-13167 | West | Memorial Hermann - Memorial City | MEMORIAL CITY - Echo Room E8 307 | East Tower Patient Assessment
YES | YES |  |  |  | 099-03720 | 099-03720 | Philips Healthcare | X6-1 |  | B157R8 | [5 empty] | 099-03720 | 099-03720 | Humble | HM Humble |  |  |  | 2/1/20
YES | YES |  |  |  | 099-03608 | 099-03608 | Philips Healthcare | X6-1 |  | B157RC | Imaging Dept |  |  |  |  | 099-03608 | 099-03608 | Katy | Memorial Hermann | Imaging Dept | Katy (US) |  |  |  | US probe for EPIQ 7G
YES | YES |  |  |  | 099-09237 | 099-09237 | Philips Healthcare | X6-1 |  | B15PVK | TMC - MHTMC - RAPID RESPONSE |  |  |  |  | 099-09237 | 099-09237 | TMC | Memorial Hermann-Texas Medical Center | TMC - MHTMC - RAPID RESPONSE | TMC MHTMC RADI RESPONSE
YES | YES |  |  |  | 099-09233 | 099-09233 | Philips Healthcare | X6-1 |  | B15PXY | TMC - RADIOLOGY - JONES PAVILION |  |  |  |  | 099-09233 | 099-09233 | TMC | Memorial Hermann-Texas Medical Center | TMC - RADIOLOGY - JONES PAVILION | TMC - RADIOLOGY - JONES PAVILION
YES | YES |  |  |  | 069-34192 | 069-34192 | Philips Healthcare | X6-1 |  |  | TMC - RADIOLOGY - JONES PAVILION |  |  |  |  | 069-34192 | 069-34192 | TMC | Memorial Hermann-Texas Medical Center | TMC - RADIOLOGY - JONES PAVILION | Ultrasound - JONES PAVILION
YES | YES |  |  |  | 129-02887 | 129-02887 | Philips Healthcare | X6-1 |  | B046N3 | OPID - (TMC) - MH IMAGING CENTER - 417 |  |  |  |  | 129-02887 | 129-02887 | TMC | IRONMAN Sports Medicine Institute at the Texas Medical Center 16th Floor | OPID - (TMC) - MH IMAGING CENTER - 417 | Suite 1600 |  |  |  | No pm sticker
YES | YES |  |  |  | BOR8Z9 | BOR8Z9 | Philips Healthcare | X6-1 |  | BOR8Z9 | GH - RADIOLOGY |  |  |  |  | BOR8Z9 | BOR8Z9 | Central | GH- Radiology | GH - RADIOLOGY | GH - RADIOLOGY
YES | YES |  |  |  | 099-02141 | 099-02141 | Philips Healthcare | X7-2T |  | B25CM4 | KATY - CARDIOLOGY |  |  |  |  | 099-02141 | 099-02141 | Katy | Katy | KATY - CARDIOLOGY | Ckean Room Equipment |  | 2/1/20
YES | YES |  |  |  | 099-02142 | 099-02142 | Philips Healthcare | X7-2T |  | 03FZJY | KATY - CARDIOLOGY |  |  |  |  | 099-02142 | 099-02142 | Katy | Katy | KATY - CARDIOLOGY | Ckean Room Equipment |  | 2/1/20
YES | YES |  |  |  | 099-01159 | 099-01159 | Philips Healthcare | X7-2T |  |  | Cardiopulmonary |  |  |  |  | 099-01159 | 099-01159 | Katy | Memorial Hermann Northeast Hospital | Cardiopulmonary | Echo Exam
YES | YES |  |  |  | 099-10968 | 099-10968 | Philips Healthcare | X7-2T |  | 453561193198 B1W2HH | SW - HVI - OR |  |  |  |  | 099-10968 | 099-10968 | Southwest | Memorial Hermann Heart | SW - HVI - OR | CVOR - Anesthesia Workroom |  |  |  | New Add
YES | YES |  |  |  | 099-10970 | 099-10970 | Philips Healthcare | X7-2T |  |  | SW - HVI - OR |  |  |  |  | 099-10970 | 099-10970 | Southwest | Memorial Hermann Heart | SW - HVI - OR | CVOR - Anesthesia Workroom |  |  |  | New Add
YES | YES | Serial Number 453561842272 |  |  | 099-01389 | 099-01389 | Philips Healthcare | X8-2T |  |  | Cardiopulmonary |  |  |  |  | 099-01389 | 099-01389 | Katy | Memorial Hermann Northeast Hospital | Cardiopulmonary | Echo Exam
YES | YES | Serial Number 453561842272 |  |  | 069-44933 | 069-44933 | Philips Healthcare | X8-2t |  |  | SE - OR |  |  |  |  | 069-44933 | 069-44933 | Southeast | Memorial Hermann Southeast Hospital | SE - OR | Anesthesia workroom |  |  | 4/1/20
YES | YES |  |  |  | 069-44934 | 069-44934 | Philips Healthcare | X8-2t |  |  | SE - OR |  |  |  |  | 069-44934 | 069-44934 | Southeast | Memorial Hermann Southeast Hospital | SE - OR | Anesthesia workroom
YES | YES |  |  |  | 005-07067 | 005-07067 | Philips Healthcare | Xray control |  | 044636_1 | SE - CATH LAB |  |  |  |  | 005-07067 | 005-07067 | Southeast | Memorial Hermann Southeast Hospital | SE - CATH LAB | Room 3 |  |  |  | No pm
NO | NO |  |  |  | 013-36686 |  | Philips Healthcare | XTRAVISION |  | 9200009X6290030 | SW - OR | MHHS-Southwest |  | Radiology Work Station |  | 013-36686 |  | Southwest |  | SW - OR | [5 empty] | WORKSTATIONS |  | RADWORK-PHILIPS-Xtravision | RADWORK | Xtravision |  |  |  | PHILIPS | Radiology Work Station |  | RADWORK-PHILIPS-Xtravision |  |  |  |  | Not Covered Vendor Only - Resp/Ster | MHHS-Southwest
NO | YES |  |  |  |  | 013-02878 | Philips Medical | M1006A |  | 3436A04694 | SW-NICU | MHHS-Southwest |  | Module, Blood Pressure, INV |  |  | 013-02878 | Southwest | MHHS-Southwest | SW-NICU | NICU | 12/1/19 |  | 12/1/20 |  | MONITORS, PHYSIOLOGIC, VITAL SIGNS | Module, Blood Pressure, INV | MODULEBLOODPRESSINV-Philips-M1006A | MODULEBLOODPRESSINV | M1006A |  |  |  | Philips | Module, Blood Pressure, INV |  | MODULEBLOODPRESSINV-Philips-M1006A |  | 2/13/20 |  | MBPI-A | Not Covered Vendor Only - Biomedical | MHHS-Southwest | [8 empty] | MODULEBLOODPRESSINV | Module, Blood Pressure, INV | Philips
NO | YES |  |  |  | 099-04588 | 099-04588 | Philips Medical | Mx40-1c4 |  | Us03573686 | Pearland-4N-Med/Surg |  |  |  |  | 099-04588 | 099-04588 | Pearland | MHHS-Pearland Hospital | Pearland-4N-Med/Surg | Rm433 |  | 2/1/20
YES | YES |  |  |  | 099-04587 | 099-04587 | Philips Medical | Mx40-C4 |  | us099g4785 | [5 empty] | 099-04587 | 099-04587 | Pearland | Memorial Hermann Pearland Hospital |  | Rom 408 | 2/1/20 | 2/1/20
NO | YES |  |  |  | 041-18452 | 041-18452 | Philips medical systems | Invivo Expressions 865214 |  |  | MEMORIAL CITY - MRI |  |  |  |  | 041-18452 | 041-18452 | West | Memorial herman memorial city | MEMORIAL CITY - MRI
YES | YES |  |  |  | 041-07457 | 041-07457 | Philips Medical systems | M1116b |  | 4227a26533 | Biomed |  |  |  |  | 041-07457 | 041-07457 | Mem city | Memorial city - Memorial herman hospital | Biomed | Biomed shop
NO | YES | [5 empty] | Philips Medical Systems Cardiac and Monitoring Syste | 3100A |  |  | NE-Respiratory | MHHS-Northeast |  | Computer, Data Management |  |  |  | Katy | MHHS-Northeast | NE-Respiratory | EKG Exam W1 03 | 4/1/17 |  |  |  | RECORDERS, TAPE, DATA, ELECTROCARDIOGRAPHY | Computer, Data Management | COMPUTERDATAMANAGEMENT-Philips-3100A | COMPUTERDATAMANAGEMENT | 3100A |  |  |  | Philips | Computer, Data Management |  | COMPUTERDATAMANAGEMENT-Philips-3100A |  | 2/1/15 |  |  | Covered PM Repair - Biomedical | MHHS-Northeast | [8 empty] | COMPUTERDATAMANAGEMENT | Computer, Data Management | Philips
NO | YES | [5 empty] | Philips Medical Systems Cardiac and Monitoring Syste | 3100A |  |  | NE-Respiratory | MHHS-Northeast |  | Computer, Data Management |  |  |  | Katy | MHHS-Northeast | NE-Respiratory | EKG Exam W1 03 | 4/1/17 |  |  |  | RECORDERS, TAPE, DATA, ELECTROCARDIOGRAPHY | Computer, Data Management | COMPUTERDATAMANAGEMENT-Philips-3100A | COMPUTERDATAMANAGEMENT | 3100A |  |  |  | Philips | Computer, Data Management |  | COMPUTERDATAMANAGEMENT-Philips-3100A |  | 2/1/15 |  |  | Covered PM Repair - Biomedical | MHHS-Northeast | [8 empty] | COMPUTERDATAMANAGEMENT | Computer, Data Management | Philips
NO | YES | [5 empty] | Philips Medical Systems Cardiac and Monitoring Syste | 3100A |  |  | NE-Respiratory | MHHS-Northeast |  | Computer, Data Management |  |  |  | Katy | MHHS-Northeast | NE-Respiratory | EKG Exam W1 03 | 4/1/17 |  |  |  | RECORDERS, TAPE, DATA, ELECTROCARDIOGRAPHY | Computer, Data Management | COMPUTERDATAMANAGEMENT-Philips-3100A | COMPUTERDATAMANAGEMENT | 3100A |  |  |  | Philips | Computer, Data Management |  | COMPUTERDATAMANAGEMENT-Philips-3100A |  | 2/1/15 |  |  | Covered PM Repair - Biomedical | MHHS-Northeast | [8 empty] | COMPUTERDATAMANAGEMENT | Computer, Data Management | Philips
NO | YES | [5 empty] | Philips Medical Systems Cardiac and Monitoring Syste | 3100A |  |  | NE-Cardiopulmonary | MHHS-Northeast |  | Computer, Data Management |  |  |  | Katy | MHHS-Northeast | NE-Cardiopulmonary | Echo Exam W1 03 | 4/1/17 |  |  |  | RECORDERS, TAPE, DATA, ELECTROCARDIOGRAPHY | Computer, Data Management | COMPUTERDATAMANAGEMENT-Philips-3100A | COMPUTERDATAMANAGEMENT | 3100A |  |  |  | Philips | Computer, Data Management |  | COMPUTERDATAMANAGEMENT-Philips-3100A |  | 2/1/15 |  |  | Covered PM Repair - Biomedical | MHHS-Northeast | [8 empty] | COMPUTERDATAMANAGEMENT | Computer, Data Management | Philips
NO | YES | [5 empty] | Philips Medical Systems Cardiac and Monitoring Syste | 3100A |  |  | NE-Respiratory | MHHS-Northeast |  | Computer, Data Management |  |  |  | Katy | MHHS-Northeast | NE-Respiratory | EKG Exam W1 03 | 4/1/17 |  |  |  | RECORDERS, TAPE, DATA, ELECTROCARDIOGRAPHY | Computer, Data Management | COMPUTERDATAMANAGEMENT-Philips-3100A | COMPUTERDATAMANAGEMENT | 3100A |  |  |  | Philips | Computer, Data Management |  | COMPUTERDATAMANAGEMENT-Philips-3100A |  | 2/1/15 |  |  | Covered PM Repair - Biomedical | MHHS-Northeast | [8 empty] | COMPUTERDATAMANAGEMENT | Computer, Data Management | Philips
NO | NO |  |  |  | US40873544 |  | Philips Medical Systems Cardiac and Monitoring Syste | 453564185591 WIRELESS WECG MODULE |  | US40873544 | TMC - RADIOLOGY - MRI | MHHS-TMC |  |  |  | US40873544 |  | TMC |  | TMC - RADIOLOGY - MRI | [5 empty] | MONITORS, TELEMETRIC, TRANSMITTER |  | .needs class |  |  |  |  | .needs class | Philips | [7 empty] | Covered PM Repair - Biomedical | MHHS-TMC
NO | YES |  |  |  | 151-02538 | 151-02538 | Philips Medical Systems Cardiac and Monitoring Syste |  |  | US41022601 | CY-ER | MHHS-Cypress |  | Recorder, Chart |  | 151-02538 | 151-02538 | Northwest | MHHS-Cypress | CY-ER | Nurses station | 10/1/18 | 10/1/19 |  |  | RECORDERS, GRAPHIC | Recorder, Chart | RECORDERCHART-Philips-862120 | RECORDERCHART |  |  |  |  | Philips | Recorder, Chart |  | RECORDERCHART-Philips-862120 |  |  |  |  | Not Covered Vendor Only - Lab Ana/Anes | MHHS-Cypress | [8 empty] | RECORDERCHART | Recorder, Chart | Philips
NO | YES |  |  |  | 151-02539 | 151-02539 | Philips Medical Systems Cardiac and Monitoring Syste |  |  | US41022571 | CY-ICU | MHHS-Cypress |  | Recorder, Chart |  | 151-02539 | 151-02539 | Northwest | MHHS-Cypress | CY-ICU | ICU nirsing | 11/1/19 | 11/1/20 |  |  | RECORDERS, GRAPHIC | Recorder, Chart | RECORDERCHART-Philips-862120 | RECORDERCHART |  |  |  |  | Philips | Recorder, Chart |  | RECORDERCHART-Philips-862120 |  | 7/21/16 |  |  | Not Covered Vendor Only - Biomedical | MHHS-Cypress | [8 empty] | RECORDERCHART | Recorder, Chart | Philips
NO | YES |  |  |  | 151-02540 | 151-02540 | Philips Medical Systems Cardiac and Monitoring Syste |  |  | US41022614 | CY-ICU | MHHS-Cypress |  | Recorder, Chart |  | 151-02540 | 151-02540 | Northwest | MHHS-Cypress | CY-ICU | Nurse Station | 11/1/19 | 11/1/20 |  |  | RECORDERS, GRAPHIC | Recorder, Chart | RECORDERCHART-Philips-862120 | RECORDERCHART |  |  |  |  | Philips | Recorder, Chart |  | RECORDERCHART-Philips-862120 |  |  |  |  | Not Covered Vendor Only - Lab Ana/Anes | MHHS-Cypress | [8 empty] | RECORDERCHART | Recorder, Chart | Philips
NO | YES |  |  |  | 151-02546 | 151-02546 | Philips Medical Systems Cardiac and Monitoring Syste |  |  | US41022644 | CY-Medsurg | MHHS-Cypress |  | Recorder, Chart |  | 151-02546 | 151-02546 | Northwest | MHHS-Cypress | CY-Medsurg | Nurses station | 10/1/18 |  |  |  | RECORDERS, GRAPHIC | Recorder, Chart | RECORDERCHART-Philips-862120 | RECORDERCHART |  |  |  |  | Philips | Recorder, Chart |  | RECORDERCHART-Philips-862120 |  |  |  |  | Not Covered Vendor Only - Lab Ana/Anes | MHHS-Cypress | [8 empty] | RECORDERCHART | Recorder, Chart | Philips
NO | YES |  |  |  | 151-02548 | 151-02548 | Philips Medical Systems Cardiac and Monitoring Syste |  |  | US41022639 | CY-Medsurg | MHHS-Cypress |  | Recorder, Chart |  | 151-02548 | 151-02548 | Northwest | MHHS-Cypress | CY-Medsurg | Nurses station | 10/1/18 | 10/1/20 |  |  | RECORDERS, GRAPHIC | Recorder, Chart | RECORDERCHART-Philips-862120 | RECORDERCHART |  |  |  |  | Philips | Recorder, Chart |  | RECORDERCHART-Philips-862120 |  |  |  |  | Not Covered Vendor Only - Lab Ana/Anes | MHHS-Cypress | [8 empty] | RECORDERCHART | Recorder, Chart | Philips
NO | YES |  |  |  | 151-02550 | 151-02550 | Philips Medical Systems Cardiac and Monitoring Syste |  |  | US41022600 | CY-NICU | MHHS-Cypress |  | Recorder, Chart |  | 151-02550 | 151-02550 | Northwest | MHHS-Cypress | CY-NICU | Nicu Nurses station | 10/1/19 | 10/1/20 |  |  | RECORDERS, GRAPHIC | Recorder, Chart | RECORDERCHART-Philips-862120 | RECORDERCHART |  |  |  |  | Philips | Recorder, Chart |  | RECORDERCHART-Philips-862120 |  |  |  |  | Not Covered Vendor Only - Lab Ana/Anes | MHHS-Cypress | [8 empty] | RECORDERCHART | Recorder, Chart | Philips
NO | YES |  |  |  | 151-02529 | 151-02529 | Philips Medical Systems Cardiac and Monitoring Syste |  |  | US41022598 | CY-PACU | MHHS-Cypress |  | Recorder, Chart |  | 151-02529 | 151-02529 | Northwest | MHHS-Cypress | CY-PACU | Nurses station | 12/1/19 | 12/1/20 |  |  | RECORDERS, GRAPHIC | Recorder, Chart | RECORDERCHART-Philips-862120 | RECORDERCHART |  |  |  |  | Philips | Recorder, Chart |  | RECORDERCHART-Philips-862120 |  |  |  |  | Not Covered Vendor Only - Lab Ana/Anes | MHHS-Cypress | [8 empty] | RECORDERCHART | Recorder, Chart | Philips
NO | YES |  |  |  | 151-02531 | 151-02531 | Philips Medical Systems Cardiac and Monitoring Syste |  |  | US41022597 | CY-PACU | MHHS-Cypress |  | Recorder, Chart |  | 151-02531 | 151-02531 | Northwest | MHHS-Cypress | CY-PACU | Pacu nursing | 12/1/19 | 12/1/20 |  |  | RECORDERS, GRAPHIC | Recorder, Chart | RECORDERCHART-Philips-862120 | RECORDERCHART |  |  |  |  | Philips | Recorder, Chart |  | RECORDERCHART-Philips-862120 |  |  |  |  | Not Covered Vendor Only - Lab Ana/Anes | MHHS-Cypress | [8 empty] | RECORDERCHART | Recorder, Chart | Philips
NO | YES |  |  |  | 151-02533 | 151-02533 | Philips Medical Systems Cardiac and Monitoring Syste |  |  | US41022613 | CY-Preop | MHHS-Cypress |  | Recorder, Chart |  | 151-02533 | 151-02533 | Northwest | MHHS-Cypress | CY-Preop | Preop nursing | 12/1/19 | 12/1/20 |  |  | RECORDERS, GRAPHIC | Recorder, Chart | RECORDERCHART-Philips-862120 | RECORDERCHART |  |  |  |  | Philips | Recorder, Chart |  | RECORDERCHART-Philips-862120 |  |  |  |  | Not Covered Vendor Only - Lab Ana/Anes | MHHS-Cypress | [8 empty] | RECORDERCHART | Recorder, Chart | Philips
NO | YES |  |  |  | 151-02541 | 151-02541 | Philips Medical Systems Cardiac and Monitoring Syste |  |  | US41022617 | CY-Telemetry | MHHS-Cypress |  | Recorder, Chart |  | 151-02541 | 151-02541 | Northwest | MHHS-Cypress | CY-Telemetry |  | 10/1/18 | 10/1/19 |  |  | RECORDERS, GRAPHIC | Recorder, Chart | RECORDERCHART-Philips-862120 | RECORDERCHART |  |  |  |  | Philips | Recorder, Chart |  | RECORDERCHART-Philips-862120 |  |  |  |  | Not Covered Vendor Only - Lab Ana/Anes | MHHS-Cypress | [8 empty] | RECORDERCHART | Recorder, Chart | Philips
NO | YES |  |  |  | 009-09086 | 009-09086 | Philips Medical Systems Cardiac and Monitoring Syste |  |  | US92611536 | GH-CV ICU | MHHS-Greater Heights |  | Recorder, Chart |  | 009-09086 | 009-09086 | Central | MHHS-Greater Heights | GH-CV ICU | Nurse station | 8/1/18 |  | 8/1/19 |  | RECORDERS, GRAPHIC | Recorder, Chart | RECORDERCHART-Philips-862120 | RECORDERCHART |  |  |  |  | Philips | Recorder, Chart |  | RECORDERCHART-Philips-862120 |  | 11/3/15 |  |  | Covered PM Repair - Biomedical | MHHS-Greater Heights | [8 empty] | RECORDERCHART | Recorder, Chart | Philips
NO | YES |  |  |  |  | 583-01720 | Philips Medical Systems Cardiac and Monitoring Syste |  |  | us92607825 | MEMORIAL CITY - EAST TOWER - IMCU | MHHS-Mem City |  | Recorder, Chart |  |  | 583-01720 | West | West | MEMORIAL CITY - EAST TOWER - IMCU | [5 empty] | RECORDERS, GRAPHIC |  | RECORDERCHART-Philips-862120 | RECORDERCHART |  |  |  |  | Philips | Recorder, Chart |  | RECORDERCHART-Philips-862120 |  |  |  |  | Not Covered Vendor Only - Lab Ana/Anes | MHHS-Mem City
NO | YES | Asset Tag 005-09812 |  |  | 005-09812 | 005-09812 | Philips Medical Systems Cardiac and Monitoring Syste |  |  | US41026182 | (null) | MHHS-Southeast |  | Recorder, Chart |  | 005-09812 | 005-09812 | (null) | MHHS-Southeast | (null) | (null) |  |  |  | (null) | RECORDERS, GRAPHIC |  | RECORDERCHART-Philips-862120 | RECORDERCHART |  |  |  |  | Philips | Recorder, Chart |  | RECORDERCHART-Philips-862120 |  | 11/3/15 |  |  | Covered PM Repair - Biomedical | MHHS-Southeast
NO | NO |  |  |  | 009-06575 |  | Philips Medical Systems Cardiac and Monitoring Syste |  |  | US62913858 | GH - CV ICU | MHHS-Greater Heights |  | Recorder, Chart |  | 009-06575 |  | Central & Greater Heights |  | GH - CV ICU | [5 empty] | RECORDERS, GRAPHIC |  | RECORDERCHART-Philips-862120 | RECORDERCHART |  |  |  |  | Philips | Recorder, Chart |  | RECORDERCHART-Philips-862120 |  |  |  |  | Covered PM Repair - Lab Analyzers/Anesth | MHHS-Greater Heights
NO | NO |  |  |  | 009-08404 |  | Philips Medical Systems Cardiac and Monitoring Syste |  |  | US92613779 | GH - ER | MHHS-Greater Heights |  | Recorder, Chart |  | 009-08404 |  | Central & Greater Heights |  | GH - ER | [5 empty] | RECORDERS, GRAPHIC |  | RECORDERCHART-Philips-862120 | RECORDERCHART |  |  |  |  | Philips | Recorder, Chart |  | RECORDERCHART-Philips-862120 |  |  |  |  | Covered PM Repair - Biomedical | MHHS-Greater Heights
NO | NO |  |  |  | 009-08424 |  | Philips Medical Systems Cardiac and Monitoring Syste |  |  | US92613782 | GH - ER | MHHS-Greater Heights |  | Recorder, Chart |  | 009-08424 |  | Central & Greater Heights |  | GH - ER | [5 empty] | RECORDERS, GRAPHIC |  | RECORDERCHART-Philips-862120 | RECORDERCHART |  |  |  |  | Philips | Recorder, Chart |  | RECORDERCHART-Philips-862120 |  |  |  |  | Covered PM Repair - Biomedical | MHHS-Greater Heights
NO | NO |  |  |  | 009-06144 |  | Philips Medical Systems Cardiac and Monitoring Syste |  |  | US92612206 | GH - ICU | MHHS-Greater Heights |  | Recorder, Chart |  | 009-06144 |  | Central & Greater Heights |  | GH - ICU | [5 empty] | RECORDERS, GRAPHIC |  | RECORDERCHART-Philips-862120 | RECORDERCHART |  |  |  |  | Philips | Recorder, Chart |  | RECORDERCHART-Philips-862120 |  |  |  |  | Not Covered Vendor Only - Lab Ana/Anes | MHHS-Greater Heights
NO | NO |  |  |  | 009-08304 |  | Philips Medical Systems Cardiac and Monitoring Syste |  |  | US9261233 | GH - ICU | MHHS-Greater Heights |  | Recorder, Chart |  | 009-08304 |  | Central & Greater Heights |  | GH - ICU | [5 empty] | RECORDERS, GRAPHIC |  | RECORDERCHART-Philips-862120 | RECORDERCHART |  |  |  |  | Philips | Recorder, Chart |  | RECORDERCHART-Philips-862120 |  |  |  |  | Not Covered Vendor Only - Lab Ana/Anes | MHHS-Greater Heights
NO | NO |  |  |  | 009-08306 |  | Philips Medical Systems Cardiac and Monitoring Syste |  |  | US92612270 | GH - ICU | MHHS-Greater Heights |  | Recorder, Chart |  | 009-08306 |  | Central & Greater Heights |  | GH - ICU | [5 empty] | RECORDERS, GRAPHIC |  | RECORDERCHART-Philips-862120 | RECORDERCHART |  |  |  |  | Philips | Recorder, Chart |  | RECORDERCHART-Philips-862120 |  |  |  |  | Not Covered Vendor Only - Lab Ana/Anes | MHHS-Greater Heights
NO | NO | [5 empty] | Philips Medical Systems Cardiac and Monitoring Syste |  |  | us92607868 | MEMORIAL CITY - EAST TOWER - IMCU | MHHS-Mem City |  | Recorder, Chart |  |  |  | West & Memorial City |  | MEMORIAL CITY - EAST TOWER - IMCU | [5 empty] | RECORDERS, GRAPHIC |  | RECORDERCHART-Philips-862120 | RECORDERCHART |  |  |  |  | Philips | Recorder, Chart |  | RECORDERCHART-Philips-862120 |  |  |  |  | Not Covered Vendor Only - Lab Ana/Anes | MHHS-Mem City
NO | NO | [5 empty] | Philips Medical Systems Cardiac and Monitoring Syste |  |  | US62910268 | MEMORIAL CITY - MHT - NICU | MHHS-Mem City |  | Recorder, Chart |  |  |  | West & Memorial City |  | MEMORIAL CITY - MHT - NICU | [5 empty] | RECORDERS, GRAPHIC |  | RECORDERCHART-Philips-862120 | RECORDERCHART |  |  |  |  | Philips | Recorder, Chart |  | RECORDERCHART-Philips-862120 |  |  |  |  | Covered PM Repair - Biomedical | MHHS-Mem City
NO | NO | [5 empty] | Philips Medical Systems Cardiac and Monitoring Syste |  |  | US62910293 | MEMORIAL CITY - MHT - NICU | MHHS-Mem City |  | Recorder, Chart |  |  |  | West & Memorial City |  | MEMORIAL CITY - MHT - NICU | [5 empty] | RECORDERS, GRAPHIC |  | RECORDERCHART-Philips-862120 | RECORDERCHART |  |  |  |  | Philips | Recorder, Chart |  | RECORDERCHART-Philips-862120 |  |  |  |  | Covered PM Repair - Biomedical | MHHS-Mem City
NO | NO |  |  |  | 145-00267 |  | Philips Medical Systems Cardiac and Monitoring Syste |  |  | US93616064 | PEARLAND - TELEMETRY | MHHS-Pearland Hospital |  | Recorder, Chart |  | 145-00267 |  | Pearland |  | PEARLAND - TELEMETRY | [5 empty] | RECORDERS, GRAPHIC |  | RECORDERCHART-Philips-862120 | RECORDERCHART |  |  |  |  | Philips | Recorder, Chart |  | RECORDERCHART-Philips-862120 |  |  |  |  | Not Covered Vendor Only - Lab Ana/Anes | MHHS-Pearland Hospital
NO | NO |  |  |  | 133-08489 |  | Philips Medical Systems Cardiac and Monitoring Syste |  |  | DE40404336 | KATY - TELEMETRY | MHHS-Katy |  |  |  | 133-08489 |  | Katy |  | KATY - TELEMETRY | [5 empty] | BATTERIES |  | CHARGERBATTERY-Philips-IntelliVue CL 865220 |  |  |  |  | CHARGERBATTERY-Philips-IntelliVue CL 865220 | Philips | [7 empty] | Not Covered Vendor Only - Biomedical | MHHS-Katy
NO | NO |  |  |  | 133-08490 |  | Philips Medical Systems Cardiac and Monitoring Syste |  |  | DE40404348 | KATY - TELEMETRY | MHHS-Katy |  |  |  | 133-08490 |  | Katy |  | KATY - TELEMETRY | [5 empty] | BATTERIES |  | CHARGERBATTERY-Philips-IntelliVue CL 865220 |  |  |  |  | CHARGERBATTERY-Philips-IntelliVue CL 865220 | Philips | [7 empty] | Not Covered Vendor Only - Biomedical | MHHS-Katy
NO | NO |  |  |  | 133-08491 |  | Philips Medical Systems Cardiac and Monitoring Syste |  |  | DE40404359 | KATY - TELEMETRY | MHHS-Katy |  |  |  | 133-08491 |  | Katy |  | KATY - TELEMETRY | [5 empty] | BATTERIES |  | CHARGERBATTERY-Philips-IntelliVue CL 865220 |  |  |  |  | CHARGERBATTERY-Philips-IntelliVue CL 865220 | Philips | [7 empty] | Not Covered Vendor Only - Lab Ana/Anes | MHHS-Katy
NO | NO |  |  |  | 133-08492 |  | Philips Medical Systems Cardiac and Monitoring Syste |  |  | DE40404313 | KATY - TELEMETRY | MHHS-Katy |  |  |  | 133-08492 |  | Katy |  | KATY - TELEMETRY | [5 empty] | BATTERIES |  | CHARGERBATTERY-Philips-IntelliVue CL 865220 |  |  |  |  | CHARGERBATTERY-Philips-IntelliVue CL 865220 | Philips | [7 empty] | Not Covered Vendor Only - Lab Ana/Anes | MHHS-Katy
NO | NO |  |  |  | 133-08493 |  | Philips Medical Systems Cardiac and Monitoring Syste |  |  | DE40404357 | KATY - TELEMETRY | MHHS-Katy |  |  |  | 133-08493 |  | Katy |  | KATY - TELEMETRY | [5 empty] | BATTERIES |  | CHARGERBATTERY-Philips-IntelliVue CL 865220 |  |  |  |  | CHARGERBATTERY-Philips-IntelliVue CL 865220 | Philips | [7 empty] | Not Covered Vendor Only - Lab Ana/Anes | MHHS-Katy
NO | NO |  |  |  | 133-08494 |  | Philips Medical Systems Cardiac and Monitoring Syste |  |  | DE40404354 | KATY - TELEMETRY | MHHS-Katy |  |  |  | 133-08494 |  | Katy |  | KATY - TELEMETRY | [5 empty] | BATTERIES |  | CHARGERBATTERY-Philips-IntelliVue CL 865220 |  |  |  |  | CHARGERBATTERY-Philips-IntelliVue CL 865220 | Philips | [7 empty] | Not Covered Vendor Only - Lab Ana/Anes | MHHS-Katy
NO | NO |  |  |  | 133-08495 |  | Philips Medical Systems Cardiac and Monitoring Syste |  |  | DE40404314 | KATY - TELEMETRY | MHHS-Katy |  |  |  | 133-08495 |  | Katy |  | KATY - TELEMETRY | [5 empty] | BATTERIES |  | CHARGERBATTERY-Philips-IntelliVue CL 865220 |  |  |  |  | CHARGERBATTERY-Philips-IntelliVue CL 865220 | Philips | [7 empty] | Not Covered Vendor Only - Lab Ana/Anes | MHHS-Katy
NO | NO |  |  |  | 133-08496 |  | Philips Medical Systems Cardiac and Monitoring Syste |  |  | DE40404353 | KATY - TELEMETRY | MHHS-Katy |  |  |  | 133-08496 |  | Katy |  | KATY - TELEMETRY | [5 empty] | BATTERIES |  | CHARGERBATTERY-Philips-IntelliVue CL 865220 |  |  |  |  | CHARGERBATTERY-Philips-IntelliVue CL 865220 | Philips | [7 empty] | Not Covered Vendor Only - Lab Ana/Anes | MHHS-Katy
NO | YES |  |  |  | 005-33933 | 005-33933 | Philips Medical Systems Cardiac and Monitoring Syste |  |  | DE61410496 | SE-OR | MHHS-Southeast |  |  |  | 005-33933 | 005-33933 | Southeast | MHHS-Southeast | SE-OR | Hybrid Ii | 5/1/19 |  |  |  | PHYSIOLOGIC MONITOR MODULES, MULTIPARAMETER |  | .needs class |  |  |  |  | .needs class | Philips | [7 empty] | Not Covered Vendor Only - Lab Ana/Anes | MHHS-Southeast
NO | YES |  |  |  | 005-33937 | 005-33937 | Philips Medical Systems Cardiac and Monitoring Syste |  |  | DE61410578 | SE-OR | MHHS-Southeast |  |  |  | 005-33937 | 005-33937 | Southeast | MHHS-Southeast | SE-OR | Room 12 | 1/1/20 |  | 1/1/21 |  | PHYSIOLOGIC MONITOR MODULES, MULTIPARAMETER |  | .needs class |  |  |  |  | .needs class | Philips | [7 empty] | Not Covered Vendor Only - Lab Ana/Anes | MHHS-Southeast
NO | YES |  |  |  | 005-33940 | 005-33940 | Philips Medical Systems Cardiac and Monitoring Syste |  |  | DE61410622 | SE-OR | MHHS-Southeast |  |  |  | 005-33940 | 005-33940 | Southeast | MHHS-Southeast | SE-OR | OR14 | 1/1/19 |  |  |  | PHYSIOLOGIC MONITOR MODULES, MULTIPARAMETER |  | .needs class |  |  |  |  | .needs class | Philips | [7 empty] | Not Covered Vendor Only - Lab Ana/Anes | MHHS-Southeast
NO | NO |  |  |  | 009-33421 |  | Philips Medical Systems Cardiac and Monitoring Syste |  |  |  | GH - RADIOLOGY | MHHS-Greater Heights |  |  |  | 009-33421 |  | Central & Greater Heights |  | GH - RADIOLOGY | [5 empty] | BATTERIES |  | .needs class |  |  |  |  | .needs class | Philips | [7 empty] | Covered PM Repair - Biomedical | MHHS-Greater Heights
NO | YES |  |  |  | 041-17277 | 041-17277 | Philips Medical Systems Cardiac and Monitoring Syste | ALLURA XPER FD20 |  |  | Memorial City-H | MHHS-Mem City |  | Cath Lab/Interventional Radiology/Angiography |  | 041-17277 | 041-17277 | West | Memorial Hermann Heart | Memorial City-H | Carh Lab 2 | 5/1/19 |  |  |  | RADIOGRAPHIC/FLUOROSCOPIC SYSTEMS, CARDIOVASCULAR |  | CATHIRANG-Philips-Allura Xper FD20 | CATHIRANG | Allura Xper FD20 |  |  |  | PHILIPS | Cath Lab/Interventional Radiology/Angiography |  | CATHIRANG-Philips-Allura Xper FD20 |  | 1/10/18 |  |  | Covered PM Repair - Biomedical | MHHS-Mem City
NO | YES | Serial Number 3 |  |  |  | 041-16665 | Philips Medical Systems Cardiac and Monitoring Syste | ALLURA XPER FD20 |  |  | Memorial City-H | MHHS-Mem City |  | Cath Lab/Interventional Radiology/Angiography |  |  | 041-16665 | West | Memorial Hermann Heart | Memorial City-H | IR2 | 3/1/19 |  |  |  | RADIOGRAPHIC/FLUOROSCOPIC SYSTEMS, CARDIOVASCULAR |  | CATHIRANG-Philips-Allura Xper FD20 | CATHIRANG | Allura Xper FD20 |  |  |  | PHILIPS | Cath Lab/Interventional Radiology/Angiography |  | CATHIRANG-Philips-Allura Xper FD20 |  | 1/10/18 |  |  | Covered PM Repair - Biomedical | MHHS-Mem City
NO | YES |  |  |  | 041-19278 | 041-19278 | Philips Medical Systems Cardiac and Monitoring Syste | ALLURA XPER FD20 |  |  | MEMORIAL CITY - MOR | MHHS-Mem City |  | Cath Lab/Interventional Radiology/Angiography |  | 041-19278 | 041-19278 | West | Memorial City - Memorial Hermann Hospital | MEMORIAL CITY - MOR | MOR 11 |  |  |  |  | RADIOGRAPHIC/FLUOROSCOPIC SYSTEMS, CARDIOVASCULAR |  | CATHIRANG-Philips-Allura Xper FD20 | CATHIRANG | Allura Xper FD20 |  |  |  | PHILIPS | Cath Lab/Interventional Radiology/Angiography |  | CATHIRANG-Philips-Allura Xper FD20 |  |  |  |  | Covered PM Repair - Biomedical | MHHS-Mem City
NO | YES |  |  |  | 013-36677 | 013-36677 | Philips Medical Systems Cardiac and Monitoring Syste | ALLURA XPER FD20 |  |  | SW-HVI-OR | MHHS-Southwest |  | Cath Lab/Interventional Radiology/Angiography |  | 013-36677 | 013-36677 | Southwest | MHHS-Southwest | SW-HVI-OR | Endo vascular suite 7 | 5/1/19 |  | 5/1/20 |  | RADIOGRAPHIC/FLUOROSCOPIC SYSTEMS, CARDIOVASCULAR | Cath Lab/Interventional Radiology/Angiography | CATHIRANG-Philips-Allura Xper FD20 | CATHIRANG | Allura Xper FD20 |  |  |  | PHILIPS | Cath Lab/Interventional Radiology/Angiography |  | CATHIRANG-Philips-Allura Xper FD20 |  |  |  |  | Covered PM Repair - Biomedical | MHHS-Southwest | [8 empty] | CATHIRANG | Cath Lab/Interventional Radiology/Angiography | PHILIPS
NO | NO |  |  |  | 151-02290 |  | Philips Medical Systems Cardiac and Monitoring Syste | ALLURA XPER FD20 |  |  | CY - CARDIAC CATH LAB | MHHS-Cypress |  | Cath Lab/Interventional Radiology/Angiography |  | 151-02290 |  | Northwest & Cypress |  | CY - CARDIAC CATH LAB | [5 empty] | RADIOGRAPHIC/FLUOROSCOPIC SYSTEMS, CARDIOVASCULAR |  | CATHIRANG-Philips-Allura Xper FD20 | CATHIRANG | Allura Xper FD20 |  |  |  | PHILIPS | Cath Lab/Interventional Radiology/Angiography |  | CATHIRANG-Philips-Allura Xper FD20 |  |  |  |  | Covered PM Repair - Biomedical | MHHS-Cypress
NO | NO |  |  |  | 133-05591 |  | Philips Medical Systems Cardiac and Monitoring Syste | ALLURA XPER FD20 |  |  | KATY - CATH LAB | MHHS-Katy |  | Cath Lab/Interventional Radiology/Angiography |  | 133-05591 |  | Katy |  | KATY - CATH LAB | [5 empty] | RADIOGRAPHIC/FLUOROSCOPIC SYSTEMS, CARDIOVASCULAR |  | CATHIRANG-Philips-Allura Xper FD20 | CATHIRANG | Allura Xper FD20 |  |  |  | PHILIPS | Cath Lab/Interventional Radiology/Angiography |  | CATHIRANG-Philips-Allura Xper FD20 |  |  |  |  | Covered PM Repair - Radiology, Low End | MHHS-Katy
NO | NO |  |  |  | 129-04249 |  | Philips Medical Systems Cardiac and Monitoring Syste | ALLURA XPER FD20 |  |  | SUGAR LAND - CATH LAB | MHHS-Sugarland |  | Cath Lab/Interventional Radiology/Angiography |  | 129-04249 |  | Sugar Land |  | SUGAR LAND - CATH LAB | [5 empty] | RADIOGRAPHIC/FLUOROSCOPIC SYSTEMS, CARDIOVASCULAR |  | CATHIRANG-Philips-Allura Xper FD20 | CATHIRANG | Allura Xper FD20 |  |  |  | PHILIPS | Cath Lab/Interventional Radiology/Angiography |  | CATHIRANG-Philips-Allura Xper FD20 |  |  |  |  | Covered PM Repair - Biomedical | MHHS-Sugarland
NO | YES |  |  |  | 029-08799 | 029-08799 | Philips Medical Systems Cardiac and Monitoring Syste | AVALON FM50 |  | DE81107417 | Woodlands-Birth Center | MHHS-Woodlands |  | Monitor, Cardiac, Fetal |  | 029-08799 | 029-08799 | Woodlands | MHHS-Woodlands | Woodlands-Birth Center | Equipment Room - Pod 5 | 10/1/19 |  | 10/1/20 |  | MONITORS, BEDSIDE, FETAL | Monitor, Cardiac, Fetal | MONITORCARDIACFETAL-Philips-Avalon FM 50 | MONITORCARDIACFETAL | Avalon FM 50 |  |  |  | Philips | Monitor, Cardiac, Fetal |  |  | MONITORCARDIACFETAL-Philips-Avalon FM 50 |  |  | MCF-A | Covered PM Repair - Biomedical | MHHS-Woodlands | [8 empty] | MONITORCARDIACFETAL | Monitor, Cardiac, Fetal | Philips
NO | YES |  |  |  | 029-08803 | 029-08803 | Philips Medical Systems Cardiac and Monitoring Syste | AVALON FM50 |  | DE81107428 | Woodlands-Birth Center | MHHS-Woodlands |  | Monitor, Cardiac, Fetal |  | 029-08803 | 029-08803 | Woodlands | MHHS-Woodlands | Woodlands-Birth Center | Equipment Room - Pod 5 | 4/1/19 |  | 4/1/20 |  | MONITORS, BEDSIDE, FETAL | Monitor, Cardiac, Fetal | MONITORCARDIACFETAL-Philips-Avalon FM 50 | MONITORCARDIACFETAL | Avalon FM 50 |  |  |  | Philips | Monitor, Cardiac, Fetal |  |  | MONITORCARDIACFETAL-Philips-Avalon FM 50 |  |  | MCF-A | Covered PM Repair - Biomedical | MHHS-Woodlands | [8 empty] | MONITORCARDIACFETAL | Monitor, Cardiac, Fetal | Philips
NO | NO |  |  |  | 029-08802 |  | Philips Medical Systems Cardiac and Monitoring Syste | AVALON FM50 |  | DE81107435 | WOODLANDS - BIRTH CENTER | MHHS-Woodlands |  | Monitor, Cardiac, Fetal |  | 029-08802 |  | Woodlands |  | WOODLANDS - BIRTH CENTER | [5 empty] | MONITORS, BEDSIDE, FETAL |  | MONITORCARDIACFETAL-Philips-Avalon FM 50 | MONITORCARDIACFETAL | Avalon FM 50 |  |  |  | Philips | Monitor, Cardiac, Fetal |  |  | MONITORCARDIACFETAL-Philips-Avalon FM 50 |  |  |  | Covered PM Repair - Biomedical | MHHS-Woodlands
NO | YES |  |  |  | 129-07416 | 129-07416 | Philips Medical Systems Cardiac and Monitoring Syste | BILICHEK |  | B11657 | Sugar Land-Labor & Delivery | MHHS-Sugarland |  | Bilirubinometer |  | 129-07416 | 129-07416 | Sugar Land | MHHS-Sugarland | Sugar Land-Labor & Delivery | NICU | 7/1/19 |  | 7/1/20 |  | BILIRUBINOMETERS | Bilirubinometer | BILIRUBINOMETER-Philips-BiliChek | BILIRUBINOMETER | BiliChek |  |  |  | Philips | Bilirubinometer |  | BILIRUBINOMETER-Philips-BiliChek |  | 12/1/20 |  |  | Not Covered Vendor Only - Biomedical | MHHS-Sugarland | [8 empty] | BILIRUBINOMETER | Bilirubinometer | Philips
NO | NO |  |  |  | 005-13130 |  | Philips Medical Systems Cardiac and Monitoring Syste | BILICHEK |  | B10827 | PEARLAND - LABOR & DELIVERY | MHHS-Pearland Hospital |  | Bilirubinometer |  | 005-13130 |  | Pearland |  | PEARLAND - LABOR & DELIVERY | [5 empty] | BILIRUBINOMETERS |  | BILIRUBINOMETER-Philips-BiliChek | BILIRUBINOMETER | BiliChek |  |  |  | Philips | Bilirubinometer |  | BILIRUBINOMETER-Philips-BiliChek |  |  |  |  | Not Covered Vendor Only - Biomedical | MHHS-Pearland Hospital
NO | NO |  |  |  | 029-12157 |  | Philips Medical Systems Cardiac and Monitoring Syste | BILICHEK |  | B12593 | WOODLANDS - BIRTH CENTER | MHHS-Woodlands |  | Bilirubinometer |  | 029-12157 |  | Woodlands |  | WOODLANDS - BIRTH CENTER | [5 empty] | BILIRUBINOMETERS |  | BILIRUBINOMETER-Philips-BiliChek | BILIRUBINOMETER | BiliChek |  |  |  | Philips | Bilirubinometer |  | BILIRUBINOMETER-Philips-BiliChek |  |  |  |  | Not Covered Vendor Only - Biomedical | MHHS-Woodlands
NO | NO |  |  |  | 029-12185 |  | Philips Medical Systems Cardiac and Monitoring Syste | BILICHEK |  | B10745 | WOODLANDS - BIRTH CENTER | MHHS-Woodlands |  | Bilirubinometer |  | 029-12185 |  | Woodlands |  | WOODLANDS - BIRTH CENTER | [5 empty] | BILIRUBINOMETERS |  | BILIRUBINOMETER-Philips-BiliChek | BILIRUBINOMETER | BiliChek |  |  |  | Philips | Bilirubinometer |  | BILIRUBINOMETER-Philips-BiliChek |  |  |  |  | Not Covered Vendor Only - Biomedical | MHHS-Woodlands
NO | YES |  |  |  | 005-33385 |  | Philips Medical Systems Cardiac and Monitoring Syste | EXPRESSION MR200 |  | US53201521 | OPID - (SE) - LEAGUE CITY CCC - 409 | MHHS-OPID |  | Monitor, Cardiac, Fixed |  | 005-33385 |  | Southeast & Bay Area |  | OPID - (SE) - LEAGUE CITY CCC - 409 |  | 9/3/19 |  |  |  | MONITORS, PHYSIOLOGIC, VITAL SIGNS |  | MONITORCARDIACFIXED-PHILIPS-Expression MR200 | MONITORCARDIACFIXED | Expression MR200 |  |  |  | PHILIPS | Monitor, Cardiac, Fixed |  | MONITORCARDIACFIXED-PHILIPS-Expression MR200 |  |  |  |  | Covered PM Repair - Biomedical | MHHS-OPID
NO | YES |  |  |  | 583-01026 |  | Philips Medical Systems Cardiac and Monitoring Syste | HEARTSTART FRX |  |  | Katy Rehab-Nursing | MHHS-Katy Rehab |  | Defibrillator, AED |  | 583-01026 |  | Katy | MHHS-Others | Katy Rehab-Nursing | Nurses station | 3/1/19 | 3/1/20 |  |  | DEFIBRILLATORS | Defibrillator, AED | DEFIBRILLATORAED-PHILIPS-HeartStart FRx | DEFIBRILLATORAED | HeartStart FRx |  |  |  | Philips | Defibrillator, AED |  | DEFIBRILLATORAED-PHILIPS-HeartStart FRx |  | 5/19/20 |  | DAED-A | Not Covered Vendor Only - Biomedical | MHHS-Katy Rehab | [8 empty] | DEFIBRILLATORAED | Defibrillator, AED | Philips
NO | YES |  |  |  | 583-01025 | 583-01025 | Philips Medical Systems Cardiac and Monitoring Syste | HEARTSTART FRX |  |  | Katy Rehab-Wound Care | MHHS-Katy Rehab |  | Defibrillator, AED |  | 583-01025 | 583-01025 | Katy | MHHS-Others | Katy Rehab-Wound Care | Katy - Wound Care | 3/1/19 | 3/1/20 |  |  | DEFIBRILLATORS | Defibrillator, AED | DEFIBRILLATORAED-PHILIPS-HeartStart FRx | DEFIBRILLATORAED | HeartStart FRx |  |  |  | Philips | Defibrillator, AED |  | DEFIBRILLATORAED-PHILIPS-HeartStart FRx |  | 11/30/16 |  | DAED-A | Covered PM Repair - Biomedical | MHHS-Katy Rehab | [8 empty] | DEFIBRILLATORAED | Defibrillator, AED | Philips
NO | YES |  |  |  | 005-06804 | 005-06804 | Philips Medical Systems Cardiac and Monitoring Syste | HEARTSTART FRX |  | B05K-00677 | SMR-(WDLS)-Wl Ironman [Pinecroft-Ste450] | MHHS-SMR |  | Defibrillator, AED |  | 005-06804 | 005-06804 | Woodlands | MHHS-Others | SMR-(WDLS)-Wl Ironman [Pinecroft-Ste450] | WL IRONMAN | 7/1/18 |  |  |  | DEFIBRILLATORS | Defibrillator, AED | DEFIBRILLATORAED-PHILIPS-HeartStart FRx | DEFIBRILLATORAED | HeartStart FRx |  |  |  | Philips | Defibrillator, AED |  | DEFIBRILLATORAED-PHILIPS-HeartStart FRx |  | 3/12/20 |  | DAED-A | Not Covered Vendor Only - Biomedical | MHHS-SMR | [8 empty] | DEFIBRILLATORAED | Defibrillator, AED | Philips
NO | NO |  |  |  | 583-01038 |  | Philips Medical Systems Cardiac and Monitoring Syste | HEARTSTART FRX |  |  | KATY REHAB - INPATIENT REHAB GYM | MHHS-Katy Rehab |  | Defibrillator, AED |  | 583-01038 |  | Katy |  | KATY REHAB - INPATIENT REHAB GYM | [5 empty] | DEFIBRILLATORS |  | DEFIBRILLATORAED-PHILIPS-HeartStart FRx | DEFIBRILLATORAED | HeartStart FRx |  |  |  | Philips | Defibrillator, AED |  | DEFIBRILLATORAED-PHILIPS-HeartStart FRx |  |  |  |  | Covered PM Repair - Biomedical | MHHS-Katy Rehab
NO | NO | [5 empty] | Philips Medical Systems Cardiac and Monitoring Syste | HEARTSTART FRX |  | B06B-00075 | OPID - (MC) - HEDWIG VILLAGE - 469 | MHHS-OPID |  | Defibrillator, AED |  |  |  | West & Memorial City |  | OPID - (MC) - HEDWIG VILLAGE - 469 | [5 empty] | DEFIBRILLATORS |  | DEFIBRILLATORAED-PHILIPS-HeartStart FRx | DEFIBRILLATORAED | HeartStart FRx |  |  |  | Philips | Defibrillator, AED |  | DEFIBRILLATORAED-PHILIPS-HeartStart FRx |  |  |  |  | Covered PM Repair - Biomedical | MHHS-OPID
NO | NO |  |  |  | 069-33607 |  | Philips Medical Systems Cardiac and Monitoring Syste | HEARTSTART FRX |  | B06A-00989 | OPID - (TMC) - UPPER KIRBY - 467 | MHHS-OPID |  | Defibrillator, AED |  | 069-33607 |  | TMC |  | OPID - (TMC) - UPPER KIRBY - 467 | [5 empty] | DEFIBRILLATORS |  | DEFIBRILLATORAED-PHILIPS-HeartStart FRx | DEFIBRILLATORAED | HeartStart FRx |  |  |  | Philips | Defibrillator, AED |  | DEFIBRILLATORAED-PHILIPS-HeartStart FRx |  |  |  |  | Not Covered Vendor Only - Biomedical | MHHS-OPID
NO | NO |  |  |  | 142-01315 |  | Philips Medical Systems Cardiac and Monitoring Syste | HEARTSTART FRX |  | B0613-00137 | OPID - (TMC) - UPPER KIRBY BC - 454 | MHHS-OPID |  | Defibrillator, AED |  | 142-01315 |  | TMC |  | OPID - (TMC) - UPPER KIRBY BC - 454 | [5 empty] | DEFIBRILLATORS |  | DEFIBRILLATORAED-PHILIPS-HeartStart FRx | DEFIBRILLATORAED | HeartStart FRx |  |  |  | Philips | Defibrillator, AED |  | DEFIBRILLATORAED-PHILIPS-HeartStart FRx |  |  |  |  | Not Covered Vendor Only - Biomedical | MHHS-OPID
NO | NO | [5 empty] | Philips Medical Systems Cardiac and Monitoring Syste | HEARTSTART FRX |  | B06A-00944 | OPID - (WDLS) - WOODLANDS - 430 (MP3) | MHHS-OPID |  | Defibrillator, AED |  |  |  | Woodlands |  | OPID - (WDLS) - WOODLANDS - 430 (MP3) | [5 empty] | DEFIBRILLATORS |  | DEFIBRILLATORAED-PHILIPS-HeartStart FRx | DEFIBRILLATORAED | HeartStart FRx |  |  |  | Philips | Defibrillator, AED |  | DEFIBRILLATORAED-PHILIPS-HeartStart FRx |  |  |  |  | Not Covered Vendor Only - Biomedical | MHHS-OPID
NO | YES |  |  |  | 041-20945 |  | Philips Medical Systems Cardiac and Monitoring Syste | HEARTSTART MRX |  | A13D-00419 | MH MG - (MC) - CONOCO PHILIPS | MHHS-MG |  | Defibrillator |  | 041-20945 |  | West & Memorial City |  | MH MG - (MC) - CONOCO PHILIPS |  | 04/05/2019 |  |  |  | DEFIBRILLATORS |  | DEFIBRILLATOR-PHILIPS-HeartStart MRx | DEFIBRILLATOR | HeartStart MRx |  |  |  | Philips | Defibrillator |  | DEFIBRILLATOR-PHILIPS-HeartStart MRx |  | 10/23/2019 |  |  | Covered PM Repair - Biomedical | MHHS-MG
NO | YES |  |  |  | 009-10340 | 009-10340 | Philips Medical Systems Cardiac and Monitoring Syste | HEARTSTART ONSITE AED |  | A17E-03433 | GH-Sleep Lab | MHHS-Greater Heights |  |  |  | 009-10340 | 009-10340 | Central | MHHS-Greater Heights | GH-Sleep Lab | Front desk | 5/1/19 | 5/1/20 |  |  | DEFIBRILLATORS |  | .needs class | [5 empty] | Philips |  |  |  |  | 8/15/14 |  |  | Covered PM Repair - Biomedical | MHHS-Greater Heights
NO | YES |  |  |  | 929-01492 |  | Philips Medical Systems Cardiac and Monitoring Syste | HEARTSTART ONSITE AED |  | A06F-0173C | MH MG - (SE) - PASADENA REFINING SYSTEM | MHHS-MG |  |  |  | 929-01492 |  | Southeast & Bay Area |  | MH MG - (SE) - PASADENA REFINING SYSTEM | [5 empty] | DEFIBRILLATORS |  | .needs class | [5 empty] | Philips |  |  |  |  | 11/01/2018 |  |  | Covered PM Repair - Biomedical | MHHS-MG
NO | YES |  |  |  |  | 005-07833 | Philips Medical Systems Cardiac and Monitoring Syste | HEARTSTART ONSITE AED |  | A07I-03422 | MH MG - (SE) - SOUTHEAST GENERAL SURGERY (MP2) | MHHS-MG |  |  |  |  | 005-07833 | Southeast | Memorial Hermann Medical Group Southeast General Surgery Medical Plaza 1 (#350) | MH MG - (SE) - SOUTHEAST GENERAL SURGERY (MP2) | MH MG SE | 2/1/19 |  | 2/1/20 |  | DEFIBRILLATORS |  | .needs class | [5 empty] | Philips |  |  |  |  | 10/1/28 |  |  | Not Covered Vendor Only - Biomedical | MHHS-MG
NO | NO |  |  |  | 241-01992 |  | Philips Medical Systems Cardiac and Monitoring Syste | HEARTSTART ONSITE AED |  | A06L-01122 | TIRR - KIRBY GLENN | MHHS-TIRR |  |  |  | 241-01992 |  | TMC |  | TIRR - KIRBY GLENN | [5 empty] | DEFIBRILLATORS |  | .needs class | [5 empty] | Philips | [7 empty] | Covered PM Repair - Biomedical | MHHS-TIRR
NO | YES |  |  |  | 129-02539 | 129-02539 | Philips Medical Systems Cardiac and Monitoring Syste | HEARTSTART XL |  | US00444670 | MNA-(WDLS)-The Woodlands (Mp4) | MHHS - Mischer Neuroscience |  | Defibrillator |  | 129-02539 | 129-02539 | Woodlands | MHHS-Others | MNA-(WDLS)-The Woodlands (Mp4) | MOB neuro | 8/1/19 |  |  |  | DEFIBRILLATORS | Defibrillator | DEFIBRILLATOR-Philips-HeartStart XL | DEFIBRILLATOR | HeartStart XL |  |  |  | Philips | Defibrillator |  | DEFIBRILLATOR-Philips-HeartStart XL |  |  |  | D-SA | Covered PM Repair - Biomedical | MHHS - Mischer Neuroscience | [8 empty] | DEFIBRILLATOR | Defibrillator | Philips
NO | YES |  |  |  | 000-02799 | 000-02799 | Philips Medical Systems Cardiac and Monitoring Syste | HEARTSTART XL |  | US00127951 | MH MG-(STX)-South Texas-Wharton | MHHS-MG |  | Defibrillator |  | 000-02799 | 000-02799 | South | MHHS-MG | MH MG-(STX)-South Texas-Wharton | Storage Room | 10/1/19 |  |  | Cnf pm | DEFIBRILLATORS | Defibrillator | DEFIBRILLATOR-Philips-HeartStart XL | DEFIBRILLATOR | HeartStart XL |  |  |  | Philips | Defibrillator |  | DEFIBRILLATOR-Philips-HeartStart XL |  |  |  | D-SA | Covered PM Repair - Biomedical | MHHS-MG | [8 empty] | DEFIBRILLATOR | Defibrillator | Philips
NO | YES |  |  |  | 029-07584 | 029-07584 | Philips Medical Systems Cardiac and Monitoring Syste | HEARTSTART XL |  |  | OPID-(WDLS)-Woodlands-430 (Mp3) | MHHS-OPID |  | Defibrillator |  | 029-07584 | 029-07584 | Woodlands | MHHS-Others | OPID-(WDLS)-Woodlands-430 (Mp3) | Biomed shop | 6/1/19 |  | 2/1/20 |  | DEFIBRILLATORS | Defibrillator | DEFIBRILLATOR-Philips-HeartStart XL | DEFIBRILLATOR | HeartStart XL |  |  |  | Philips | Defibrillator |  | DEFIBRILLATOR-Philips-HeartStart XL |  |  |  | D-SA | Covered PM Repair - Biomedical | MHHS-OPID | [8 empty] | DEFIBRILLATOR | Defibrillator | Philips
NO | YES |  |  |  |  | 013-09270 | Philips Medical Systems Cardiac and Monitoring Syste | HEARTSTART XL |  | US00120378 | SW-NICU | MHHS-Southwest |  | Defibrillator |  |  | 013-09270 | Southwest | MHHS-Southwest | SW-NICU | Nicu hallway | 8/1/19 |  |  |  | DEFIBRILLATORS | Defibrillator | DEFIBRILLATOR-Philips-HeartStart XL | DEFIBRILLATOR | HeartStart XL |  |  |  | Philips | Defibrillator |  | DEFIBRILLATOR-Philips-HeartStart XL |  | 9/16/15 |  | D-SA | Covered PM Repair - Biomedical | MHHS-Southwest | [8 empty] | DEFIBRILLATOR | Defibrillator | Philips
NO | YES |  |  |  | 129-01854 | 129-01854 | Philips Medical Systems Cardiac and Monitoring Syste | HEARTSTART XL |  | US00229836 | TIRR-Op-Woodlands (Mp2, Ste 200) | MHHS-TIRR |  | Defibrillator |  | 129-01854 | 129-01854 | Woodlands | MHHS-Others | TIRR-Op-Woodlands (Mp2, Ste 200) | Gym | 8/1/19 |  | 8/1/20 |  | DEFIBRILLATORS | Defibrillator | DEFIBRILLATOR-Philips-HeartStart XL | DEFIBRILLATOR | HeartStart XL |  |  |  | Philips | Defibrillator |  | DEFIBRILLATOR-Philips-HeartStart XL |  | 12/26/18 |  | D-SA | Covered PM Repair - Biomedical | MHHS-TIRR | [8 empty] | DEFIBRILLATOR | Defibrillator | Philips
NO | YES |  |  |  | 029-09197 | 029-09197 | Philips Medical Systems Cardiac and Monitoring Syste | HEARTSTART XL |  | US00607189 | TIRR-Woodlands Inpatient | MHHS-TIRR |  | Defibrillator |  | 029-09197 | 029-09197 | Woodlands | MHHS-Others | TIRR-Woodlands Inpatient | TIRR | 10/1/19 |  | 4/1/20 |  | DEFIBRILLATORS | Defibrillator | DEFIBRILLATOR-Philips-HeartStart XL | DEFIBRILLATOR | HeartStart XL |  |  |  | Philips | Defibrillator |  | DEFIBRILLATOR-Philips-HeartStart XL |  | 1/1/08 |  | D-SA | Covered PM Repair - Biomedical | MHHS-TIRR | [8 empty] | DEFIBRILLATOR | Defibrillator | Philips
NO | YES |  |  |  | 029-09251 | 029-09251 | Philips Medical Systems Cardiac and Monitoring Syste | HEARTSTART XL |  | US00608193 | TIRR-Woodlands Inpatient | MHHS-TIRR |  | Defibrillator |  | 029-09251 | 029-09251 | Woodlands | MHHS-Others | TIRR-Woodlands Inpatient | TIRR | 10/1/19 |  | 4/1/20 |  | DEFIBRILLATORS | Defibrillator | DEFIBRILLATOR-Philips-HeartStart XL | DEFIBRILLATOR | HeartStart XL |  |  |  | Philips | Defibrillator |  | DEFIBRILLATOR-Philips-HeartStart XL |  |  |  | D-SA | Covered PM Repair - Biomedical | MHHS-TIRR | [8 empty] | DEFIBRILLATOR | Defibrillator | Philips
NO | YES |  |  |  | 029-05402 | 029-05402 | Philips Medical Systems Cardiac and Monitoring Syste | HEARTSTART XL |  | US00468762 | Woodlands-Cancer Center | MHHS-Woodlands |  | Defibrillator |  | 029-05402 | 029-05402 | Woodlands | MHHS-Woodlands | Woodlands-Cancer Center |  | 10/1/19 |  |  |  | DEFIBRILLATORS | Defibrillator | DEFIBRILLATOR-Philips-HeartStart XL | DEFIBRILLATOR | HeartStart XL |  |  |  | Philips | Defibrillator |  | DEFIBRILLATOR-Philips-HeartStart XL |  |  |  | D-SA | Covered PM Repair - Biomedical | MHHS-Woodlands | [8 empty] | DEFIBRILLATOR | Defibrillator | Philips
NO | YES |  |  |  | 029-03768 | 029-03768 | Philips Medical Systems Cardiac and Monitoring Syste | HEARTSTART XL |  | US00234246 | Woodlands-Cardic Rehab | MHHS-Woodlands |  | Defibrillator |  | 029-03768 | 029-03768 | Woodlands | MHHS-Woodlands | Woodlands-Cardic Rehab | MH woodlands 1st floor | 10/1/19 |  |  |  | DEFIBRILLATORS | Defibrillator | DEFIBRILLATOR-Philips-HeartStart XL | DEFIBRILLATOR | HeartStart XL |  |  |  | Philips | Defibrillator |  | DEFIBRILLATOR-Philips-HeartStart XL |  | 7/2/20 |  | D-SA | Not Covered Vendor Only - Biomedical | MHHS-Woodlands | [8 empty] | DEFIBRILLATOR | Defibrillator | Philips
NO | YES |  |  |  | 029-02453 | 029-02453 | Philips Medical Systems Cardiac and Monitoring Syste | HEARTSTART XL |  | US00115935 | Woodlands-Cardiopulmonary | MHHS-Woodlands |  | Defibrillator |  | 029-02453 | 029-02453 | Woodlands | MHHS-Woodlands | Woodlands-Cardiopulmonary | Cardiac Rehab | 10/1/19 |  | 4/1/20 |  | DEFIBRILLATORS | Defibrillator | DEFIBRILLATOR-Philips-HeartStart XL | DEFIBRILLATOR | HeartStart XL |  |  |  | Philips | Defibrillator |  | DEFIBRILLATOR-Philips-HeartStart XL |  | 7/2/20 |  | D-SA | Not Covered Vendor Only - Biomedical | MHHS-Woodlands | [8 empty] | DEFIBRILLATOR | Defibrillator | Philips
NO | YES |  |  |  | 129-02540 | 129-02540 | Philips Medical Systems Cardiac and Monitoring Syste | HEARTSTART XL |  | US00444719 | Woodlands-CVICU | MHHS-Woodlands |  | Defibrillator |  | 129-02540 | 129-02540 | Woodlands | MHHS-Woodlands | Woodlands-CVICU |  | 10/1/19 |  |  |  | DEFIBRILLATORS | Defibrillator | DEFIBRILLATOR-Philips-HeartStart XL | DEFIBRILLATOR | HeartStart XL |  |  |  | Philips | Defibrillator |  | DEFIBRILLATOR-Philips-HeartStart XL |  | 5/22/20 |  | D-SA | Not Covered Vendor Only - Biomedical | MHHS-Woodlands | [8 empty] | DEFIBRILLATOR | Defibrillator | Philips
NO | YES |  |  |  |  | 129-02542 | Philips Medical Systems Cardiac and Monitoring Syste | HEARTSTART XL |  | US00444721 | WOODLANDS - CVICU | MHHS-Woodlands |  | Defibrillator |  |  | 129-02542 | Sugar Land | Memorial Hermann Sugar Land Hospital | WOODLANDS - CVICU |  | 10/1/19 | 4/1/20 |  |  | DEFIBRILLATORS | Defibrillator | DEFIBRILLATOR-Philips-HeartStart XL | DEFIBRILLATOR | HeartStart XL |  |  |  | Philips | Defibrillator |  | DEFIBRILLATOR-Philips-HeartStart XL |  | 9/20/16 |  | D-SA | Covered PM Repair - Biomedical | MHHS-Woodlands | [8 empty] | DEFIBRILLATOR | Defibrillator | Philips
NO | YES |  |  |  | 029-04080 | 029-04080 | Philips Medical Systems Cardiac and Monitoring Syste | HEARTSTART XL |  | US00110557 | Woodlands-Endoscopy | MHHS-Woodlands |  | Defibrillator |  | 029-04080 | 029-04080 | Woodlands | MHHS-Woodlands | Woodlands-Endoscopy | Hallway | 10/1/19 |  | 4/1/20 |  | DEFIBRILLATORS | Defibrillator | DEFIBRILLATOR-Philips-HeartStart XL | DEFIBRILLATOR | HeartStart XL |  |  |  | Philips | Defibrillator |  | DEFIBRILLATOR-Philips-HeartStart XL |  | 5/3/16 |  | D-SA | Covered PM Repair - Radiology, Low End | MHHS-Woodlands | [8 empty] | DEFIBRILLATOR | Defibrillator | Philips
NO | YES |  |  |  | 029-03767 | 029-03767 | Philips Medical Systems Cardiac and Monitoring Syste | HEARTSTART XL |  | US00233180 | Woodlands-Birth Center | MHHS-Woodlands |  | Defibrillator |  | 029-03767 | 029-03767 | Woodland | MHHS-Woodlands | Woodlands-Birth Center | Stretcher alcove | 10/1/19 |  | 4/1/20 |  | DEFIBRILLATORS | Defibrillator | DEFIBRILLATOR-Philips-HeartStart XL | DEFIBRILLATOR | HeartStart XL |  |  |  | Philips | Defibrillator |  | DEFIBRILLATOR-Philips-HeartStart XL |  | 3/31/15 |  | D-SA | Covered PM Repair - Biomedical | MHHS-Woodlands | [8 empty] | DEFIBRILLATOR | Defibrillator | Philips
NO | YES |  |  |  | 029-02455 | 029-02455 | Philips Medical Systems Cardiac and Monitoring Syste | HEARTSTART XL |  | US00115936 | Woodlands-MICU | MHHS-Woodlands |  | Defibrillator |  | 029-02455 | 029-02455 | Woodlands | MHHS-Woodlands | Woodlands-MICU | Biomed shop | 10/1/19 |  | 4/1/20 |  | DEFIBRILLATORS | Defibrillator | DEFIBRILLATOR-Philips-HeartStart XL | DEFIBRILLATOR | HeartStart XL |  |  |  | Philips | Defibrillator |  | DEFIBRILLATOR-Philips-HeartStart XL |  | 4/1/15 |  | D-SA | Covered PM Repair - Biomedical | MHHS-Woodlands | [8 empty] | DEFIBRILLATOR | Defibrillator | Philips
NO | YES |  |  |  | 029-10381 | 029-10381 | Philips Medical Systems Cardiac and Monitoring Syste | HEARTSTART XL |  | US00123866 | Woodlands-MICU | MHHS-Woodlands |  | Defibrillator |  | 029-10381 | 029-10381 | Woodlands | MHHS-Woodlands | Woodlands-MICU | Biomed shop | 10/1/19 |  | 4/1/20 |  | DEFIBRILLATORS | Defibrillator | DEFIBRILLATOR-Philips-HeartStart XL | DEFIBRILLATOR | HeartStart XL |  |  |  | Philips | Defibrillator |  | DEFIBRILLATOR-Philips-HeartStart XL |  | 3/11/17 |  | D-SA | Covered PM Repair - Biomedical | MHHS-Woodlands | [8 empty] | DEFIBRILLATOR | Defibrillator | Philips
NO | YES |  |  |  | 029-02457 | 029-02457 | Philips Medical Systems Cardiac and Monitoring Syste | HEARTSTART XL |  | US00115932 | Woodlands-NICU | MHHS-Woodlands |  | Defibrillator |  | 029-02457 | 029-02457 | Woodlands | MHHS-Woodlands | Woodlands-NICU |  | 10/1/19 |  | 4/1/20 |  | DEFIBRILLATORS | Defibrillator | DEFIBRILLATOR-Philips-HeartStart XL | DEFIBRILLATOR | HeartStart XL |  |  |  | Philips | Defibrillator |  | DEFIBRILLATOR-Philips-HeartStart XL |  |  |  | D-SA | Covered PM Repair - Biomedical | MHHS-Woodlands | [8 empty] | DEFIBRILLATOR | Defibrillator | Philips
NO | YES |  |  |  | 029-03277 | 029-03277 | Philips Medical Systems Cardiac and Monitoring Syste | HEARTSTART XL |  | US00127617 | Woodlands-OR | MHHS-Woodlands |  | Defibrillator |  | 029-03277 | 029-03277 | Woodlands | MHHS-Woodlands | Woodlands-OR | Biomed shop | 10/1/19 |  | 4/1/20 |  | DEFIBRILLATORS | Defibrillator | DEFIBRILLATOR-Philips-HeartStart XL | DEFIBRILLATOR | HeartStart XL |  |  |  | Philips | Defibrillator |  | DEFIBRILLATOR-Philips-HeartStart XL |  |  |  | D-SA | Covered PM Repair - Radiology, Low End | MHHS-Woodlands | [8 empty] | DEFIBRILLATOR | Defibrillator | Philips
NO | YES |  |  |  | 029-04081 | 029-04081 | Philips Medical Systems Cardiac and Monitoring Syste | HEARTSTART XL |  | US00107670 | Woodlands-OR | MHHS-Woodlands |  | Defibrillator |  | 029-04081 | 029-04081 | Woodlands | MHHS-Woodlands | Woodlands-OR | Biomed shop | 10/1/19 |  | 4/1/20 |  | DEFIBRILLATORS | Defibrillator | DEFIBRILLATOR-Philips-HeartStart XL | DEFIBRILLATOR | HeartStart XL |  |  |  | Philips | Defibrillator |  | DEFIBRILLATOR-Philips-HeartStart XL |  | 12/20/18 |  | D-SA | Covered PM Repair - Biomedical | MHHS-Woodlands | [8 empty] | DEFIBRILLATOR | Defibrillator | Philips
NO | YES |  |  |  | 029-09968 | 029-09968 | Philips Medical Systems Cardiac and Monitoring Syste | HEARTSTART XL |  | US00586276 | Woodlands-OR | MHHS-Woodlands |  | Defibrillator |  | 029-09968 | 029-09968 | Woodlands | MHHS-Woodlands | Woodlands-OR | Biomed shop | 10/1/19 |  | 4/1/20 |  | DEFIBRILLATORS | Defibrillator | DEFIBRILLATOR-Philips-HeartStart XL | DEFIBRILLATOR | HeartStart XL |  |  |  | Philips | Defibrillator |  | DEFIBRILLATOR-Philips-HeartStart XL |  | 6/18/19 |  | D-SA | Covered PM Repair - Radiology, Low End | MHHS-Woodlands | [8 empty] | DEFIBRILLATOR | Defibrillator | Philips
NO | YES |  |  |  | 029-09969 | 029-09969 | Philips Medical Systems Cardiac and Monitoring Syste | HEARTSTART XL |  | US00229835 | Woodlands-OR | MHHS-Woodlands |  | Defibrillator |  | 029-09969 | 029-09969 | Woodlands | MHHS-Woodlands | Woodlands-OR | Biomed shop | 10/1/19 |  | 4/1/20 |  | DEFIBRILLATORS | Defibrillator | DEFIBRILLATOR-Philips-HeartStart XL | DEFIBRILLATOR | HeartStart XL |  |  |  | Philips | Defibrillator |  | DEFIBRILLATOR-Philips-HeartStart XL |  | 6/18/19 |  | D-SA | Covered PM Repair - Radiology, Low End | MHHS-Woodlands | [8 empty] | DEFIBRILLATOR | Defibrillator | Philips
NO | YES |  |  |  | 029-03307 | 029-03307 | Philips Medical Systems Cardiac and Monitoring Syste | HEARTSTART XL |  |  | Woodlands-PACU | MHHS-Woodlands |  | Defibrillator |  | 029-03307 | 029-03307 | Woodlands | MHHS-Woodlands | Woodlands-PACU | PACU | 10/1/19 |  | 4/1/20 |  | DEFIBRILLATORS | Defibrillator | DEFIBRILLATOR-Philips-HeartStart XL | DEFIBRILLATOR | HeartStart XL |  |  |  | Philips | Defibrillator |  | DEFIBRILLATOR-Philips-HeartStart XL |  |  |  | D-SA | Covered PM Repair - Radiology, Low End | MHHS-Woodlands | [8 empty] | DEFIBRILLATOR | Defibrillator | Philips
NO | YES |  |  |  | 029-02458 | 029-02458 | Philips Medical Systems Cardiac and Monitoring Syste | HEARTSTART XL |  | US00115931 | Woodlands-Birth Center | MHHS-Woodlands |  | Defibrillator |  | 029-02458 | 029-02458 | Woodlands | MHHS-Woodlands | Woodlands-Birth Center | L | 10/1/19 |  | 4/1/20 |  | DEFIBRILLATORS | Defibrillator | DEFIBRILLATOR-Philips-HeartStart XL | DEFIBRILLATOR | HeartStart XL |  |  |  | Philips | Defibrillator |  | DEFIBRILLATOR-Philips-HeartStart XL |  |  |  | D-SA | Covered PM Repair - Radiology, Low End | MHHS-Woodlands | [8 empty] | DEFIBRILLATOR | Defibrillator | Philips
NO | YES |  |  |  | 029-03353 | 029-03353 | Philips Medical Systems Cardiac and Monitoring Syste | HEARTSTART XL |  | US00128839 | Woodlands-PCU3 | MHHS-Woodlands |  | Defibrillator |  | 029-03353 | 029-03353 | Woodlands | MHHS-Woodlands | Woodlands-PCU3 | PUC 3 | 10/1/19 |  | 4/1/20 |  | DEFIBRILLATORS | Defibrillator | DEFIBRILLATOR-Philips-HeartStart XL | DEFIBRILLATOR | HeartStart XL |  |  |  | Philips | Defibrillator |  | DEFIBRILLATOR-Philips-HeartStart XL |  |  |  | D-SA | Covered PM Repair - Radiology, Low End | MHHS-Woodlands | [8 empty] | DEFIBRILLATOR | Defibrillator | Philips
NO | YES |  |  |  | 029-09971 | 029-09971 | Philips Medical Systems Cardiac and Monitoring Syste | HEARTSTART XL |  | US00444722 | Woodlands-PCU4 | MHHS-Woodlands |  | Defibrillator |  | 029-09971 | 029-09971 | Woodlands | MHHS-Woodlands | Woodlands-PCU4 | Crash Cart | 10/1/19 |  | 4/1/20 |  | DEFIBRILLATORS | Defibrillator | DEFIBRILLATOR-Philips-HeartStart XL | DEFIBRILLATOR | HeartStart XL |  |  |  | Philips | Defibrillator |  | DEFIBRILLATOR-Philips-HeartStart XL |  | 9/1/20 |  | D-SA | Not Covered Vendor Only - Biomedical | MHHS-Woodlands | [8 empty] | DEFIBRILLATOR | Defibrillator | Philips
NO | YES |  |  |  | 029-03948 | 029-03948 | Philips Medical Systems Cardiac and Monitoring Syste | HEARTSTART XL |  | US00336985 | Woodlands-PCU5 | MHHS-Woodlands |  | Defibrillator |  | 029-03948 | 029-03948 | Woodlands | MHHS-Woodlands | Woodlands-PCU5 | Nurse Station | 10/1/19 |  | 4/1/20 |  | DEFIBRILLATORS | Defibrillator | DEFIBRILLATOR-Philips-HeartStart XL | DEFIBRILLATOR | HeartStart XL |  |  |  | Philips | Defibrillator |  | DEFIBRILLATOR-Philips-HeartStart XL |  |  |  | D-SA | Covered PM Repair - Radiology, Low End | MHHS-Woodlands | [8 empty] | DEFIBRILLATOR | Defibrillator | Philips
NO | YES |  |  |  | 029-05403 | 029-05403 | Philips Medical Systems Cardiac and Monitoring Syste | HEARTSTART XL |  | US00468760 | Woodlands-PCU6 | MHHS-Woodlands |  | Defibrillator |  | 029-05403 | 029-05403 | Woodlands | MHHS-Woodlands | Woodlands-PCU6 | Biomed shop | 10/1/19 |  | 4/1/20 |  | DEFIBRILLATORS | Defibrillator | DEFIBRILLATOR-Philips-HeartStart XL | DEFIBRILLATOR | HeartStart XL |  |  |  | Philips | Defibrillator |  | DEFIBRILLATOR-Philips-HeartStart XL |  | 6/22/17 |  | D-SA | Covered PM Repair - Radiology, Low End | MHHS-Woodlands | [8 empty] | DEFIBRILLATOR | Defibrillator | Philips
NO | YES |  |  |  | 029-09970 | 029-09970 | Philips Medical Systems Cardiac and Monitoring Syste | HEARTSTART XL |  | US0229834 | Woodlands-Peds | MHHS-Woodlands |  | Defibrillator |  | 029-09970 | 029-09970 | Woodlands | MHHS-Woodlands | Woodlands-Peds | Hallway | 10/1/19 |  | 10/1/20 |  | DEFIBRILLATORS | Defibrillator | DEFIBRILLATOR-Philips-HeartStart XL | DEFIBRILLATOR | HeartStart XL |  |  |  | Philips | Defibrillator |  | DEFIBRILLATOR-Philips-HeartStart XL |  |  |  | D-SA | Covered PM Repair - Respiratory/Steriliz | MHHS-Woodlands | [8 empty] | DEFIBRILLATOR | Defibrillator | Philips
NO | YES |  |  |  | 029-03308 | 029-03308 | Philips Medical Systems Cardiac and Monitoring Syste | HEARTSTART XL |  | US00127615 | WOODLANDS - RADIOLOGY | MHHS-Woodlands |  | Defibrillator |  | 029-03308 | 029-03308 | Woodlands |  | WOODLANDS - RADIOLOGY | [5 empty] | DEFIBRILLATORS |  | DEFIBRILLATOR-Philips-HeartStart XL | DEFIBRILLATOR | HeartStart XL |  |  |  | Philips | Defibrillator |  | DEFIBRILLATOR-Philips-HeartStart XL |  |  |  |  | Covered PM Repair - Radiology, Low End | MHHS-Woodlands
NO | YES |  |  |  | 029-02460 | 029-02460 | Philips Medical Systems Cardiac and Monitoring Syste | HEARTSTART XL |  | US00115929 | Woodlands-SICU | MHHS-Woodlands |  | Defibrillator |  | 029-02460 | 029-02460 | Woodlands | MHHS-Woodlands | Woodlands-SICU | Biomed shop | 10/1/19 |  | 4/1/20 |  | DEFIBRILLATORS | Defibrillator | DEFIBRILLATOR-Philips-HeartStart XL | DEFIBRILLATOR | HeartStart XL |  |  |  | Philips | Defibrillator |  | DEFIBRILLATOR-Philips-HeartStart XL |  | 2/25/16 |  | D-SA | Covered PM Repair - Radiology, Low End | MHHS-Woodlands | [8 empty] | DEFIBRILLATOR | Defibrillator | Philips
NO | YES |  |  |  | 029-12084 | 029-12084 | Philips Medical Systems Cardiac and Monitoring Syste | HEARTSTART XL |  | US00128840 | Woodlands-SICU | MHHS-Woodlands |  | Defibrillator |  | 029-12084 | 029-12084 | Woodlands | MHHS-Woodlands | Woodlands-SICU |  | 10/1/19 |  | 4/1/20 |  | DEFIBRILLATORS | Defibrillator | DEFIBRILLATOR-Philips-HeartStart XL | DEFIBRILLATOR | HeartStart XL |  |  |  | Philips | Defibrillator |  | DEFIBRILLATOR-Philips-HeartStart XL |  |  |  | D-SA | Covered PM Repair - Radiology, Low End | MHHS-Woodlands | [8 empty] | DEFIBRILLATOR | Defibrillator | Philips
NO | YES |  |  |  | 029-02552 | 029-02552 | Philips Medical Systems Cardiac and Monitoring Syste | HEARTSTART XL |  | US00450655 | Inpatient Rehab | MHHS-Woodlands |  | Defibrillator |  | 029-02552 | 029-02552 | Woodlands | Memorial Hermann Hospital Woodlands | Inpatient Rehab | Hallway | 10/1/19 |  | 4/1/20 |  | DEFIBRILLATORS | Defibrillator | DEFIBRILLATOR-Philips-HeartStart XL | DEFIBRILLATOR | HeartStart XL |  |  |  | Philips | Defibrillator |  | DEFIBRILLATOR-Philips-HeartStart XL |  |  |  | D-SA | Covered PM Repair - Radiology, Low End | MHHS-Woodlands | [8 empty] | DEFIBRILLATOR | Defibrillator | Philips
YES | YES |  |  |  | 029-02454 | 029-02454 | Philips Medical Systems Cardiac and Monitoring Syste | HEARTSTART XL |  | M4735A | [5 empty] | 029-02454 | 029-02454 | Woodlands | MH woodland |  | Biomed shop |  |  | 4/1/20 |  |  | Defibrillator | DEFIBRILLATOR-Philips-HeartStart XL | [12 empty] | D-SA | [10 empty] | DEFIBRILLATOR | Defibrillator | Philips
YES | YES |  |  |  |  | 129-02501 | Philips Medical Systems Cardiac and Monitoring Syste | HEARTSTART XL |  | US00444669 | Biomed shop | [5 empty] | 129-02501 | Woodlands | MH woodland | Biomed shop |  |  |  | 4/1/20 |  |  | Defibrillator | DEFIBRILLATOR-Philips-HeartStart XL | [12 empty] | D-SA | [10 empty] | DEFIBRILLATOR | Defibrillator | Philips
NO | NO |  |  |  | 129-02538 |  | Philips Medical Systems Cardiac and Monitoring Syste | HEARTSTART XL |  | US00444720 | WOODLANDS - 5 EAST MEDICAL/SURGICAL | MHHS-Woodlands |  | Defibrillator |  | 129-02538 |  | Woodlands |  | WOODLANDS - 5 EAST MEDICAL/SURGICAL | [5 empty] | DEFIBRILLATORS |  | DEFIBRILLATOR-Philips-HeartStart XL | DEFIBRILLATOR | HeartStart XL |  |  |  | Philips | Defibrillator |  | DEFIBRILLATOR-Philips-HeartStart XL |  |  |  |  | Covered PM Repair - Biomedical | MHHS-Woodlands
NO | NO |  |  |  | 029-03304 |  | Philips Medical Systems Cardiac and Monitoring Syste | HEARTSTART XL |  | US00127616 | WOODLANDS - BIOMEDICAL SERVICES | MHHS-Woodlands |  | Defibrillator |  | 029-03304 |  | Woodlands |  | WOODLANDS - BIOMEDICAL SERVICES | [5 empty] | DEFIBRILLATORS |  | DEFIBRILLATOR-Philips-HeartStart XL | DEFIBRILLATOR | HeartStart XL |  |  |  | Philips | Defibrillator |  | DEFIBRILLATOR-Philips-HeartStart XL |  |  |  |  | Not Covered Vendor Only - Biomedical | MHHS-Woodlands
NO | NO |  |  |  | 029-03278 |  | Philips Medical Systems Cardiac and Monitoring Syste | HEARTSTART XL |  | US00127621 | WOODLANDS - ER | MHHS-Woodlands |  | Defibrillator |  | 029-03278 |  | Woodlands |  | WOODLANDS - ER | [5 empty] | DEFIBRILLATORS |  | DEFIBRILLATOR-Philips-HeartStart XL | DEFIBRILLATOR | HeartStart XL |  |  |  | Philips | Defibrillator |  | DEFIBRILLATOR-Philips-HeartStart XL |  |  |  |  | Covered PM Repair - Biomedical | MHHS-Woodlands
NO | NO |  |  |  | 029-09255 |  | Philips Medical Systems Cardiac and Monitoring Syste | HEARTSTART XL |  | US00608192 | WOODLANDS - ORTHO | MHHS-Woodlands |  | Defibrillator |  | 029-09255 |  | Woodlands |  | WOODLANDS - ORTHO | [5 empty] | DEFIBRILLATORS |  | DEFIBRILLATOR-Philips-HeartStart XL | DEFIBRILLATOR | HeartStart XL |  |  |  | Philips | Defibrillator |  | DEFIBRILLATOR-Philips-HeartStart XL |  |  |  |  | Covered PM Repair - Biomedical | MHHS-Woodlands
NO | NO |  |  |  | 029-02459 |  | Philips Medical Systems Cardiac and Monitoring Syste | HEARTSTART XL |  | US00115930 | WOODLANDS - PACU | MHHS-Woodlands |  | Defibrillator |  | 029-02459 |  | Woodlands |  | WOODLANDS - PACU | [5 empty] | DEFIBRILLATORS |  | DEFIBRILLATOR-Philips-HeartStart XL | DEFIBRILLATOR | HeartStart XL |  |  |  | Philips | Defibrillator |  | DEFIBRILLATOR-Philips-HeartStart XL |  |  |  |  | Covered PM Repair - Radiology, Low End | MHHS-Woodlands
NO | NO |  |  |  | 029-05404 |  | Philips Medical Systems Cardiac and Monitoring Syste | HEARTSTART XL |  | US00468761 | WOODLANDS - PCU6 | MHHS-Woodlands |  | Defibrillator |  | 029-05404 |  | Woodlands |  | WOODLANDS - PCU6 | [5 empty] | DEFIBRILLATORS |  | DEFIBRILLATOR-Philips-HeartStart XL | DEFIBRILLATOR | HeartStart XL |  |  |  | Philips | Defibrillator |  | DEFIBRILLATOR-Philips-HeartStart XL |  |  |  |  | Not Covered Vendor Only - Rad, Low End | MHHS-Woodlands
NO | NO |  |  |  | 013-37672 |  | Philips Medical Systems Cardiac and Monitoring Syste | INTELLIBRIDGE EC10 |  | DE57027915 | SW - ICU - NEURO & STROKE | MHHS-Southwest |  | System, Interface |  | 013-37672 |  | Southwest |  | SW - ICU - NEURO & STROKE | [5 empty] | PHYSIOLOGIC MONITOR MODULES |  | SYSTEMINTERFACE-Philips-IntelliBridge EC10 | SYSTEMINTERFACE | IntelliBridge EC10 |  |  |  | Philips | System, Interface |  | SYSTEMINTERFACE-Philips-IntelliBridge EC10 |  |  |  |  | Covered PM Repair - Biomedical | MHHS-Southwest
NO | NO |  |  |  | 013-37673 |  | Philips Medical Systems Cardiac and Monitoring Syste | INTELLIBRIDGE EC10 |  | DE57028034 | SW - ICU - NEURO & STROKE | MHHS-Southwest |  | System, Interface |  | 013-37673 |  | Southwest |  | SW - ICU - NEURO & STROKE | [5 empty] | PHYSIOLOGIC MONITOR MODULES |  | SYSTEMINTERFACE-Philips-IntelliBridge EC10 | SYSTEMINTERFACE | IntelliBridge EC10 |  |  |  | Philips | System, Interface |  | SYSTEMINTERFACE-Philips-IntelliBridge EC10 |  |  |  |  | Not Covered Vendor Only - Lab Ana/Anes | MHHS-Southwest
NO | NO |  |  |  | 013-37674 |  | Philips Medical Systems Cardiac and Monitoring Syste | INTELLIBRIDGE EC10 |  | DE57027491 | SW - ICU - NEURO & STROKE | MHHS-Southwest |  | System, Interface |  | 013-37674 |  | Southwest |  | SW - ICU - NEURO & STROKE | [5 empty] | PHYSIOLOGIC MONITOR MODULES |  | SYSTEMINTERFACE-Philips-IntelliBridge EC10 | SYSTEMINTERFACE | IntelliBridge EC10 |  |  |  | Philips | System, Interface |  | SYSTEMINTERFACE-Philips-IntelliBridge EC10 |  |  |  |  | Covered PM Repair - Biomedical | MHHS-Southwest
NO | NO |  |  |  | 013-37675 |  | Philips Medical Systems Cardiac and Monitoring Syste | INTELLIBRIDGE EC10 |  | DE57027498 | SW - ICU - NEURO & STROKE | MHHS-Southwest |  | System, Interface |  | 013-37675 |  | Southwest |  | SW - ICU - NEURO & STROKE | [5 empty] | PHYSIOLOGIC MONITOR MODULES |  | SYSTEMINTERFACE-Philips-IntelliBridge EC10 | SYSTEMINTERFACE | IntelliBridge EC10 |  |  |  | Philips | System, Interface |  | SYSTEMINTERFACE-Philips-IntelliBridge EC10 |  |  |  |  | Covered PM Repair - Biomedical | MHHS-Southwest
NO | NO |  |  |  | 129-06908 |  | Philips Medical Systems Cardiac and Monitoring Syste | INTELLIBRIDGE EC10 |  | DE57027742 | SUGAR LAND - ICU | MHHS-Sugarland |  | System, Interface |  | 129-06908 |  | Sugar Land |  | SUGAR LAND - ICU | [5 empty] | PHYSIOLOGIC MONITOR MODULES |  | SYSTEMINTERFACE-Philips-IntelliBridge EC10 | SYSTEMINTERFACE | IntelliBridge EC10 |  |  |  | Philips | System, Interface |  | SYSTEMINTERFACE-Philips-IntelliBridge EC10 |  |  |  |  | Covered PM Repair - Biomedical | MHHS-Sugarland
NO | NO |  |  |  | 129-07692 |  | Philips Medical Systems Cardiac and Monitoring Syste | INTELLIBRIDGE EC10 |  | DE31715549 | SUGAR LAND - ICU | MHHS-Sugarland |  | System, Interface |  | 129-07692 |  | Sugar Land |  | SUGAR LAND - ICU | [5 empty] | PHYSIOLOGIC MONITOR MODULES |  | SYSTEMINTERFACE-Philips-IntelliBridge EC10 | SYSTEMINTERFACE | IntelliBridge EC10 |  |  |  | Philips | System, Interface |  | SYSTEMINTERFACE-Philips-IntelliBridge EC10 |  |  |  |  | Covered PM Repair - Biomedical | MHHS-Sugarland
NO | NO | [5 empty] | Philips Medical Systems Cardiac and Monitoring Syste | INTELLIVUE |  | 3727A45446 | GH - ICU | MHHS-Greater Heights |  | Monitor, Central Station |  |  |  | Central & Greater Heights |  | GH - ICU | [5 empty] | PHYSIOLOGIC MONITOR MODULE HOUSINGS |  | MONITORCENTRALSTATION-Philips-IntelliVue | MONITORCENTRALSTATION | IntelliVue |  |  |  | Philips | Monitor, Central Station |  | MONITORCENTRALSTATION-Philips-IntelliVue |  |  |  |  | Covered PM Repair - Biomedical | MHHS-Greater Heights
NO | YES |  |  |  | 077-09156 | 077-09156 | Philips Medical Systems Cardiac and Monitoring Syste | INTELLIVUE M3151 |  | 2UA54120DM | TMC-Children's-PICU (9Hp) | MHHS-TMC |  |  |  | 077-09156 | 077-09156 | TMC | MHHS-TMC | TMC-Children's-PICU (9Hp) |  | 10/10/19 |  |  |  | MONITORS, CENTRAL STATION |  | COMPUTERDATAMANAGEMENT-Philips-M3151 |  |  |  |  | COMPUTERDATAMANAGEMENT-Philips-M3151 | Philips |  |  |  |  | 7/12/16 | Verified 3/30/2020 4:07pm (Central) |  | Covered PM Repair - Biomedical | MHHS-TMC
NO | YES |  |  |  | 077-09158 | 077-09158 | Philips Medical Systems Cardiac and Monitoring Syste | INTELLIVUE M3151 |  | 2UA5432KDS | TMC-Children's-PICU (9Hp) | MHHS-TMC |  |  |  | 077-09158 | 077-09158 | TMC | MHHS-TMC | TMC-Children's-PICU (9Hp) |  | 10/10/19 |  |  |  | MONITORS, CENTRAL STATION |  | COMPUTERDATAMANAGEMENT-Philips-M3151 |  |  |  |  | COMPUTERDATAMANAGEMENT-Philips-M3151 | Philips |  |  |  |  | 7/21/16 | Verified 3/30/2020 4:07pm (Central) |  | Covered PM Repair - Biomedical | MHHS-TMC
NO | YES |  |  |  | 077-09159 | 077-09159 | Philips Medical Systems Cardiac and Monitoring Syste | INTELLIVUE M3151 |  | 2UA5422BS8 | TMC-Children's-PICU (9Hp) | MHHS-TMC |  |  |  | 077-09159 | 077-09159 | TMC | MHHS-TMC | TMC-Children's-PICU (9Hp) |  | 10/10/19 |  |  |  | MONITORS, CENTRAL STATION |  | COMPUTERDATAMANAGEMENT-Philips-M3151 |  |  |  |  | COMPUTERDATAMANAGEMENT-Philips-M3151 | Philips |  |  |  |  | 7/12/16 | Verified 3/30/2020 4:07pm (Central) |  | Covered PM Repair - Biomedical | MHHS-TMC
NO | NO |  |  |  | 133-08822 |  | Philips Medical Systems Cardiac and Monitoring Syste | INTELLIVUE M3151 |  | 5305A15652 | KATY - OR | MHHS-Katy |  |  |  | 133-08822 |  | Katy |  | KATY - OR | [5 empty] | MONITORS, CENTRAL STATION |  | COMPUTERDATAMANAGEMENT-Philips-M3151 |  |  |  |  | COMPUTERDATAMANAGEMENT-Philips-M3151 | Philips | [7 empty] | Covered PM Repair - Biomedical | MHHS-Katy
NO | NO |  |  |  | 133-08961 |  | Philips Medical Systems Cardiac and Monitoring Syste | INTELLIVUE M3151 |  | 5417A08540 | KATY - OR | MHHS-Katy |  |  |  | 133-08961 |  | Katy |  | KATY - OR | [5 empty] | MONITORS, CENTRAL STATION |  | COMPUTERDATAMANAGEMENT-Philips-M3151 |  |  |  |  | COMPUTERDATAMANAGEMENT-Philips-M3151 | Philips | [7 empty] | Covered PM Repair - Biomedical | MHHS-Katy
NO | NO |  |  |  | 041-18688 |  | Philips Medical Systems Cardiac and Monitoring Syste | INTELLIVUE M3151 |  | 5046A21489 | MEMORIAL CITY - CDU | MHHS-Mem City |  |  |  | 041-18688 |  | West & Memorial City |  | MEMORIAL CITY - CDU | [5 empty] | MONITORS, CENTRAL STATION |  | COMPUTERDATAMANAGEMENT-Philips-M3151 |  |  |  |  | COMPUTERDATAMANAGEMENT-Philips-M3151 | Philips | [7 empty] | Covered PM Repair - Biomedical | MHHS-Mem City
NO | NO |  |  |  | 077-09157 |  | Philips Medical Systems Cardiac and Monitoring Syste | INTELLIVUE M3151 |  | 2UA5432KF1 | TMC - CHILDRENS - PICU (9HP) | MHHS-TMC |  |  |  | 077-09157 |  | TMC |  | TMC - CHILDRENS - PICU (9HP) | [5 empty] | MONITORS, CENTRAL STATION |  | COMPUTERDATAMANAGEMENT-Philips-M3151 |  |  |  |  | COMPUTERDATAMANAGEMENT-Philips-M3151 | Philips | [7 empty] | Covered PM Repair - Biomedical | MHHS-TMC
NO | NO |  |  |  | 077-09160 |  | Philips Medical Systems Cardiac and Monitoring Syste | INTELLIVUE M3151 |  | 2UA5422BRZ | TMC - CHILDRENS - PICU (9HP) | MHHS-TMC |  |  |  | 077-09160 |  | TMC |  | TMC - CHILDRENS - PICU (9HP) | [5 empty] | MONITORS, CENTRAL STATION |  | COMPUTERDATAMANAGEMENT-Philips-M3151 |  |  |  |  | COMPUTERDATAMANAGEMENT-Philips-M3151 | Philips | [7 empty] | Covered PM Repair - Biomedical | MHHS-TMC
NO | YES | [5 empty] | Philips Medical Systems Cardiac and Monitoring Syste | INTELLIVUE MP20 |  | DE50403381 | GH-Labor & Delivery-OR | MHHS-Greater Heights | [5 empty] | Central | MHHS-Greater Heights | GH-Labor & Delivery-OR | OR hallway | 3/1/20 |  | 3/1/21 |  | MONITORS, PHYSIOLOGIC, VITAL SIGNS | Monitor, Cardiac, Fixed | MONITORCARDIACFIXED-Philips-MP20 |  |  |  |  | MONITORCARDIACFIXED-Philips-MP20 | Philips | [6 empty] | MCH-A | Covered PM Repair Labor Only - Biomedica | MHHS-Greater Heights | [8 empty] | MONITORCARDIACFIXED | Monitor, Cardiac, Fixed | Philips
NO | YES |  |  |  | 009-10472 | 009-10472 | Philips Medical Systems Cardiac and Monitoring Syste | INTELLIVUE MP20 |  | DE52609054 | GH-OR Endoscopy | MHHS-Greater Heights |  |  |  | 009-10472 | 009-10472 | Central | MHHS-Greater Heights | GH-OR Endoscopy | OR PER OP | 7/1/19 |  | 7/1/20 |  | MONITORS, PHYSIOLOGIC, VITAL SIGNS | Monitor, Cardiac, Fixed | MONITORCARDIACFIXED-Philips-MP20 |  |  |  |  | MONITORCARDIACFIXED-Philips-MP20 | Philips | [6 empty] | MCH-A | Covered PM Repair Labor Only - Biomedica | MHHS-Greater Heights | [8 empty] | MONITORCARDIACFIXED | Monitor, Cardiac, Fixed | Philips
NO | YES | [5 empty] | Philips Medical Systems Cardiac and Monitoring Syste | INTELLIVUE MP20 |  | DE50403379 | GH-PACU | MHHS-Greater Heights | [5 empty] | Central & Greater Heights | MHHS-Greater Heights | GH-PACU | Room 5 | 3/1/19 |  | 3/1/21 |  | MONITORS, PHYSIOLOGIC, VITAL SIGNS | Monitor, Cardiac, Fixed | MONITORCARDIACFIXED-Philips-MP20 |  |  |  |  | MONITORCARDIACFIXED-Philips-MP20 | Philips |  |  |  |  | 9/23/20 |  | MCH-A | Not Covered Vendor Only - Biomedical | MHHS-Greater Heights | [8 empty] | MONITORCARDIACFIXED | Monitor, Cardiac, Fixed | Philips
NO | YES |  |  |  |  | 041-16582 | Philips Medical Systems Cardiac and Monitoring Syste | INTELLIVUE MP20 |  | DE54011156 | MEMORIAL CITY - ER | MHHS-Mem City |  |  |  |  | 041-16582 | West | Memorialcity - memorial herman emergency center | MEMORIAL CITY - ER | E1-435 |  |  |  |  | MONITORS, PHYSIOLOGIC, VITAL SIGNS |  | MONITORCARDIACFIXED-Philips-MP20 |  |  |  |  | MONITORCARDIACFIXED-Philips-MP20 | Philips | [7 empty] | Covered PM Repair Labor Only - Biomedica | MHHS-Mem City
NO | YES |  |  |  |  | 041-16500 | Philips Medical Systems Cardiac and Monitoring Syste | INTELLIVUE MP20 |  | de62219834 | MEMORIAL CITY - ER | MHHS-Mem City |  |  |  |  | 041-16500 | West | Memorial Hermann Memorial City ER | MEMORIAL CITY - ER | ER Nurse Station |  |  |  |  | MONITORS, PHYSIOLOGIC, VITAL SIGNS |  | MONITORCARDIACFIXED-Philips-MP20 |  |  |  |  | MONITORCARDIACFIXED-Philips-MP20 | Philips | [7 empty] | Covered PM Repair Labor Only - Biomedica | MHHS-Mem City
NO | YES |  |  |  | 041-14423 | 041-14423 | Philips Medical Systems Cardiac and Monitoring Syste | INTELLIVUE MP20 |  | DE72839295 | Memorial City-Labor & Delivery | MHHS-Mem City |  |  |  | 041-14423 | 041-14423 | West | MHHS-Mem City | Memorial City-Labor & Delivery | Recovery | 1/1/19 |  |  |  | MONITORS, PHYSIOLOGIC, VITAL SIGNS |  | MONITORCARDIACFIXED-Philips-MP20 |  |  |  |  | MONITORCARDIACFIXED-Philips-MP20 | Philips | [7 empty] | Covered PM Repair Labor Only - Biomedica | MHHS-Mem City
NO | YES | Serial Number DE62220883 |  |  |  |  | Philips Medical Systems Cardiac and Monitoring Syste | INTELLIVUE MP20 |  | DE62220883 | SW-Preop | MHHS-Southwest | [5 empty] | Southwest | MHHS-Southwest | SW-Preop | GI Lab | 5/1/19 |  | 5/1/20 |  | MONITORS, PHYSIOLOGIC, VITAL SIGNS | Monitor, Cardiac, Fixed | MONITORCARDIACFIXED-Philips-MP20 |  |  |  |  | MONITORCARDIACFIXED-Philips-MP20 | Philips | [6 empty] | MCH-A | Covered PM Repair - Biomedical | MHHS-Southwest | [8 empty] | MONITORCARDIACFIXED | Monitor, Cardiac, Fixed | Philips
NO | NO |  |  |  | 009-10049 |  | Philips Medical Systems Cardiac and Monitoring Syste | INTELLIVUE MP20 |  | DE62227283 | GH - GENERAL SURGERY 3 SOUTH | MHHS-Greater Heights |  |  |  | 009-10049 |  | Central & Greater Heights |  | GH - GENERAL SURGERY 3 SOUTH | [5 empty] | MONITORS, PHYSIOLOGIC, VITAL SIGNS |  | MONITORCARDIACFIXED-Philips-MP20 |  |  |  |  | MONITORCARDIACFIXED-Philips-MP20 | Philips | [7 empty] | Covered PM Repair Labor Only - Biomedica | MHHS-Greater Heights
NO | NO |  |  |  | 009-08100 |  | Philips Medical Systems Cardiac and Monitoring Syste | INTELLIVUE MP20 |  | DE52609052 | GH - MED SURG 6 | MHHS-Greater Heights |  |  |  | 009-08100 |  | Central & Greater Heights |  | GH - MED SURG 6 | [5 empty] | MONITORS, PHYSIOLOGIC, VITAL SIGNS |  | MONITORCARDIACFIXED-Philips-MP20 |  |  |  |  | MONITORCARDIACFIXED-Philips-MP20 | Philips | [7 empty] | Covered PM Repair Labor Only - Biomedica | MHHS-Greater Heights
NO | NO |  |  |  | 009-05253 |  | Philips Medical Systems Cardiac and Monitoring Syste | INTELLIVUE MP20 |  | DE62227275 | GH - NEURO 5N | MHHS-Greater Heights |  |  |  | 009-05253 |  | Central & Greater Heights |  | GH - NEURO 5N | [5 empty] | MONITORS, PHYSIOLOGIC, VITAL SIGNS |  | MONITORCARDIACFIXED-Philips-MP20 |  |  |  |  | MONITORCARDIACFIXED-Philips-MP20 | Philips | [7 empty] | Covered PM Repair Labor Only - Biomedica | MHHS-Greater Heights
NO | NO |  |  |  | 009-10098 |  | Philips Medical Systems Cardiac and Monitoring Syste | INTELLIVUE MP20 |  | DE52609061 | GH - ORTHO JOINT CENTER 4N | MHHS-Greater Heights |  |  |  | 009-10098 |  | Central & Greater Heights |  | GH - ORTHO JOINT CENTER 4N | [5 empty] | MONITORS, PHYSIOLOGIC, VITAL SIGNS |  | MONITORCARDIACFIXED-Philips-MP20 |  |  |  |  | MONITORCARDIACFIXED-Philips-MP20 | Philips | [7 empty] | Covered PM Repair - Biomedical | MHHS-Greater Heights
NO | NO |  |  |  | 133-05076 |  | Philips Medical Systems Cardiac and Monitoring Syste | INTELLIVUE MP20 |  | DE62227898 | KATY - MED/SURG 5TH FLOOR | MHHS-Katy |  |  |  | 133-05076 |  | Katy |  | KATY - MED/SURG 5TH FLOOR | [5 empty] | MONITORS, PHYSIOLOGIC, VITAL SIGNS |  | MONITORCARDIACFIXED-Philips-MP20 |  |  |  |  | MONITORCARDIACFIXED-Philips-MP20 | Philips | [7 empty] | Covered PM Repair - Biomedical | MHHS-Katy
NO | NO | [5 empty] | Philips Medical Systems Cardiac and Monitoring Syste | INTELLIVUE MP20 |  | 3624a05721 | MEMORIAL CITY - SICU | MHHS-Mem City | [5 empty] | West & Memorial City |  | MEMORIAL CITY - SICU | [5 empty] | MONITORS, PHYSIOLOGIC, VITAL SIGNS |  | MONITORCARDIACFIXED-Philips-MP20 |  |  |  |  | MONITORCARDIACFIXED-Philips-MP20 | Philips | [7 empty] | Covered PM Repair Labor Only - Biomedica | MHHS-Mem City
NO | YES |  |  |  | 009-08408 | 009-08408 | Philips Medical Systems Cardiac and Monitoring Syste | INTELLIVUE MP30 |  | DE728B4770 | GH-ER | MHHS-Greater Heights |  |  |  | 009-08408 | 009-08408 | Central | MHHS-Greater Heights | GH-ER | Rm 20 | 2/1/19 |  |  |  | MONITORS, PHYSIOLOGIC, VITAL SIGNS | Monitor, Cardiac, Fixed | MONITORCARDIACFIXED-Philips-MP30 |  |  |  |  | MONITORCARDIACFIXED-Philips-MP30 | Philips |  |  |  |  | 5/1/17 |  | MCH-A | Covered PM Repair - Biomedical | MHHS-Greater Heights | [8 empty] | MONITORCARDIACFIXED | Monitor, Cardiac, Fixed | Philips
NO | YES |  |  |  | 009-09521 | 009-09521 | Philips Medical Systems Cardiac and Monitoring Syste | INTELLIVUE MP30 |  | DE801C3061 | GH-ER | MHHS-Greater Heights |  |  |  | 009-09521 | 009-09521 | Central | MHHS-Greater Heights | GH-ER | Rm 30 | 2/1/20 |  | 2/1/21 |  | MONITORS, PHYSIOLOGIC, VITAL SIGNS | Monitor, Cardiac, Fixed | MONITORCARDIACFIXED-Philips-MP30 |  |  |  |  | MONITORCARDIACFIXED-Philips-MP30 | Philips |  |  |  |  | 3/13/14 |  | MCH-A | Covered PM Repair - Biomedical | MHHS-Greater Heights | [8 empty] | MONITORCARDIACFIXED | Monitor, Cardiac, Fixed | Philips
NO | YES |  |  |  | 009-09523 | 009-09523 | Philips Medical Systems Cardiac and Monitoring Syste | INTELLIVUE MP30 |  | DE801C3083 | GH-ER | MHHS-Greater Heights |  |  |  | 009-09523 | 009-09523 | Central | MHHS-Greater Heights | GH-ER |  | 2/1/20 |  | 2/1/21 |  | MONITORS, PHYSIOLOGIC, VITAL SIGNS | Monitor, Cardiac, Fixed | MONITORCARDIACFIXED-Philips-MP30 |  |  |  |  | MONITORCARDIACFIXED-Philips-MP30 | Philips |  |  |  |  | 3/13/14 |  | MCH-A | Covered PM Repair - Biomedical | MHHS-Greater Heights | [8 empty] | MONITORCARDIACFIXED | Monitor, Cardiac, Fixed | Philips
NO | YES |  |  |  | 009-09524 | 009-09524 | Philips Medical Systems Cardiac and Monitoring Syste | INTELLIVUE MP30 |  | DE801C3053 | GH-ER | MHHS-Greater Heights |  |  |  | 009-09524 | 009-09524 | Central | MHHS-Greater Heights | GH-ER |  | 2/1/20 |  | 2/1/21 |  | MONITORS, PHYSIOLOGIC, VITAL SIGNS | Monitor, Cardiac, Fixed | MONITORCARDIACFIXED-Philips-MP30 |  |  |  |  | MONITORCARDIACFIXED-Philips-MP30 | Philips | [6 empty] | MCH-A | Covered PM Repair - Biomedical | MHHS-Greater Heights | [8 empty] | MONITORCARDIACFIXED | Monitor, Cardiac, Fixed | Philips
NO | YES |  |  |  | 009-09526 | 009-09526 | Philips Medical Systems Cardiac and Monitoring Syste | INTELLIVUE MP30 |  | DE801C3078 | GH-ER | MHHS-Greater Heights |  |  |  | 009-09526 | 009-09526 | Central | MHHS-Greater Heights | GH-ER | Rm 21 | 2/1/19 |  |  |  | MONITORS, PHYSIOLOGIC, VITAL SIGNS | Monitor, Cardiac, Fixed | MONITORCARDIACFIXED-Philips-MP30 |  |  |  |  | MONITORCARDIACFIXED-Philips-MP30 | Philips | [6 empty] | MCH-A | Covered PM Repair - Biomedical | MHHS-Greater Heights | [8 empty] | MONITORCARDIACFIXED | Monitor, Cardiac, Fixed | Philips
NO | YES |  |  |  | 009-09528 | 009-09528 | Philips Medical Systems Cardiac and Monitoring Syste | INTELLIVUE MP30 |  | DE801C3106 | GH-ER | MHHS-Greater Heights |  |  |  | 009-09528 | 009-09528 | Central | MHHS-Greater Heights | GH-ER |  | 2/1/20 |  | 2/1/21 |  | MONITORS, PHYSIOLOGIC, VITAL SIGNS | Monitor, Cardiac, Fixed | MONITORCARDIACFIXED-Philips-MP30 |  |  |  |  | MONITORCARDIACFIXED-Philips-MP30 | Philips |  |  |  |  | 12/29/19 |  | MCH-A | Covered PM Repair - Biomedical | MHHS-Greater Heights | [8 empty] | MONITORCARDIACFIXED | Monitor, Cardiac, Fixed | Philips
NO | YES |  |  |  | 009-09529 | 009-09529 | Philips Medical Systems Cardiac and Monitoring Syste | INTELLIVUE MP30 |  | DE801C3054 | GH-ER | MHHS-Greater Heights |  |  |  | 009-09529 | 009-09529 | Central | MHHS-Greater Heights | GH-ER | Rm 27 | 3/1/19 |  |  |  | MONITORS, PHYSIOLOGIC, VITAL SIGNS | Monitor, Cardiac, Fixed | MONITORCARDIACFIXED-Philips-MP30 |  |  |  |  | MONITORCARDIACFIXED-Philips-MP30 | Philips |  |  |  |  | 12/29/19 |  | MCH-A | Covered PM Repair - Biomedical | MHHS-Greater Heights | [8 empty] | MONITORCARDIACFIXED | Monitor, Cardiac, Fixed | Philips
NO | YES |  |  |  | 009-09530 | 009-09530 | Philips Medical Systems Cardiac and Monitoring Syste | INTELLIVUE MP30 |  | DE801C3086 | GH-ER | MHHS-Greater Heights |  |  |  | 009-09530 | 009-09530 | Central | MHHS-Greater Heights | GH-ER | BIOMED SHOP | 3/1/19 |  | 3/1/20 |  | MONITORS, PHYSIOLOGIC, VITAL SIGNS | Monitor, Cardiac, Fixed | MONITORCARDIACFIXED-Philips-MP30 |  |  |  |  | MONITORCARDIACFIXED-Philips-MP30 | Philips |  |  |  |  | 12/29/19 |  | MCH-A | Covered PM Repair - Biomedical | MHHS-Greater Heights | [8 empty] | MONITORCARDIACFIXED | Monitor, Cardiac, Fixed | Philips
NO | YES | Asset Tag 009-09531 |  |  | 009-09531 | 009-09531 | Philips Medical Systems Cardiac and Monitoring Syste | INTELLIVUE MP30 |  | DE801C3087 | GH-ER | MHHS-Greater Heights |  |  |  | 009-09531 | 009-09531 | Central | MHHS-Greater Heights | GH-ER | Nurse station C Hallway | 2/1/20 |  | 2/1/21 |  | MONITORS, PHYSIOLOGIC, VITAL SIGNS | Monitor, Cardiac, Fixed | MONITORCARDIACFIXED-Philips-MP30 |  |  |  |  | MONITORCARDIACFIXED-Philips-MP30 | Philips |  |  |  |  | 12/29/19 |  | MCH-A | Covered PM Repair - Biomedical | MHHS-Greater Heights | [8 empty] | MONITORCARDIACFIXED | Monitor, Cardiac, Fixed | Philips
NO | YES |  |  |  | 009-09532 | 009-09532 | Philips Medical Systems Cardiac and Monitoring Syste | INTELLIVUE MP30 |  | DE801C3110 | GH-ER | MHHS-Greater Heights |  |  |  | 009-09532 | 009-09532 | Central | MHHS-Greater Heights | GH-ER |  | 2/1/20 |  | 2/1/21 |  | MONITORS, PHYSIOLOGIC, VITAL SIGNS | Monitor, Cardiac, Fixed | MONITORCARDIACFIXED-Philips-MP30 |  |  |  |  | MONITORCARDIACFIXED-Philips-MP30 | Philips |  |  |  |  | 12/29/19 |  | MCH-A | Covered PM Repair - Biomedical | MHHS-Greater Heights | [8 empty] | MONITORCARDIACFIXED | Monitor, Cardiac, Fixed | Philips
NO | YES |  |  |  |  | 009-04728 | Philips Medical Systems Cardiac and Monitoring Syste | INTELLIVUE MP30 |  | DE50409332 | GH-OR Anesthesia | MHHS-Greater Heights |  |  |  |  | 009-04728 | Central | MHHS-Greater Heights | GH-OR Anesthesia | OR | 3/1/19 |  | 3/1/20 |  | MONITORS, PHYSIOLOGIC, VITAL SIGNS | Monitor, Cardiac, Fixed | MONITORCARDIACFIXED-Philips-MP30 |  |  |  |  | MONITORCARDIACFIXED-Philips-MP30 | Philips |  |  |  |  | 2/28/18 |  | MCH-A | Covered PM Repair - Biomedical | MHHS-Greater Heights | [8 empty] | MONITORCARDIACFIXED | Monitor, Cardiac, Fixed | Philips
NO | YES |  |  |  | 133-03083 | 133-03083 | Philips Medical Systems Cardiac and Monitoring Syste | INTELLIVUE MP30 |  | DE62224500 | Katy-PACU | MHHS-Katy |  |  |  | 133-03083 | 133-03083 | Katy | MHHS-Katy | Katy-PACU | PacU Nurses station clean storage room 2058C | 7/1/19 |  |  |  | MONITORS, PHYSIOLOGIC, VITAL SIGNS | Monitor, Cardiac, Fixed | MONITORCARDIACFIXED-Philips-MP30 |  |  |  |  | MONITORCARDIACFIXED-Philips-MP30 | Philips | [6 empty] | MCH-A | Covered PM Repair - Biomedical | MHHS-Katy | [8 empty] | MONITORCARDIACFIXED | Monitor, Cardiac, Fixed | Philips
NO | YES |  |  |  | 133-03040 | 133-03040 | Philips Medical Systems Cardiac and Monitoring Syste | INTELLIVUE MP30 |  | DE62224397 | Katy-ER | MHHS-Katy |  |  |  | 133-03040 | 133-03040 | Katy | MHHS-Katy | Katy-ER | EC 7 | 1/1/19 | 1/1/21 |  |  | MONITORS, PHYSIOLOGIC, VITAL SIGNS | Monitor, Cardiac, Fixed | MONITORCARDIACFIXED-Philips-MP30 |  |  |  |  | MONITORCARDIACFIXED-Philips-MP30 | Philips | [6 empty] | MCH-A | Covered PM Repair - Biomedical | MHHS-Katy | [8 empty] | MONITORCARDIACFIXED | Monitor, Cardiac, Fixed | Philips
NO | YES |  |  |  | 133-03042 | 133-03042 | Philips Medical Systems Cardiac and Monitoring Syste | INTELLIVUE MP30 |  | DE62224404 | Katy-ER | MHHS-Katy |  |  |  | 133-03042 | 133-03042 | Katy | MHHS-Katy | Katy-ER | Katy - ER | 1/1/19 |  |  |  | MONITORS, PHYSIOLOGIC, VITAL SIGNS | Monitor, Cardiac, Fixed | MONITORCARDIACFIXED-Philips-MP30 |  |  |  |  | MONITORCARDIACFIXED-Philips-MP30 | Philips | [6 empty] | MCH-A | Covered PM Repair - Biomedical | MHHS-Katy | [8 empty] | MONITORCARDIACFIXED | Monitor, Cardiac, Fixed | Philips
NO | YES |  |  |  | 133-03046 | 133-03046 | Philips Medical Systems Cardiac and Monitoring Syste | INTELLIVUE MP30 |  | DE62224406 | Katy-ER | MHHS-Katy |  |  |  | 133-03046 | 133-03046 | Katy | MHHS-Katy | Katy-ER | Ed 16 | 1/1/19 |  |  |  | MONITORS, PHYSIOLOGIC, VITAL SIGNS | Monitor, Cardiac, Fixed | MONITORCARDIACFIXED-Philips-MP30 |  |  |  |  | MONITORCARDIACFIXED-Philips-MP30 | Philips | [6 empty] | MCH-A | Covered PM Repair - Biomedical | MHHS-Katy | [8 empty] | MONITORCARDIACFIXED | Monitor, Cardiac, Fixed | Philips
NO | YES |  |  |  | 133-03048 | 133-03048 | Philips Medical Systems Cardiac and Monitoring Syste | INTELLIVUE MP30 |  | DE62224390 | Katy-ER | MHHS-Katy |  |  |  | 133-03048 | 133-03048 | Katy | MHHS-Katy | Katy-ER | ER room 14 | 1/1/19 | 1/1/20 |  |  | MONITORS, PHYSIOLOGIC, VITAL SIGNS | Monitor, Cardiac, Fixed | MONITORCARDIACFIXED-Philips-MP30 |  |  |  |  | MONITORCARDIACFIXED-Philips-MP30 | Philips | [6 empty] | MCH-A | Covered PM Repair - Biomedical | MHHS-Katy | [8 empty] | MONITORCARDIACFIXED | Monitor, Cardiac, Fixed | Philips
NO | YES |  |  |  | 133-03050 | 133-03050 | Philips Medical Systems Cardiac and Monitoring Syste | INTELLIVUE MP30 |  | DE62224395 | Katy-ER | MHHS-Katy |  |  |  | 133-03050 | 133-03050 | Katy | MHHS-Katy | Katy-ER | ER room 15 | 1/1/20 | 1/1/21 |  |  | MONITORS, PHYSIOLOGIC, VITAL SIGNS | Monitor, Cardiac, Fixed | MONITORCARDIACFIXED-Philips-MP30 |  |  |  |  | MONITORCARDIACFIXED-Philips-MP30 | Philips | [6 empty] | MCH-A | Covered PM Repair - Biomedical | MHHS-Katy | [8 empty] | MONITORCARDIACFIXED | Monitor, Cardiac, Fixed | Philips
NO | YES |  |  |  | 133-03052 | 133-03052 | Philips Medical Systems Cardiac and Monitoring Syste | INTELLIVUE MP30 |  | DE62224420 | Katy-ER | MHHS-Katy |  |  |  | 133-03052 | 133-03052 | Katy | MHHS-Katy | Katy-ER | EC 23 | 1/1/19 |  |  |  | MONITORS, PHYSIOLOGIC, VITAL SIGNS | Monitor, Cardiac, Fixed | MONITORCARDIACFIXED-Philips-MP30 |  |  |  |  | MONITORCARDIACFIXED-Philips-MP30 | Philips | [6 empty] | MCH-A | Covered PM Repair - Biomedical | MHHS-Katy | [8 empty] | MONITORCARDIACFIXED | Monitor, Cardiac, Fixed | Philips
NO | YES |  |  |  | 133-03056 | 133-03056 | Philips Medical Systems Cardiac and Monitoring Syste | INTELLIVUE MP30 |  | DE62224381 | Katy-ER | MHHS-Katy |  |  |  | 133-03056 | 133-03056 | Katy | MHHS-Katy | Katy-ER | ER | 1/1/19 | 1/1/20 |  |  | MONITORS, PHYSIOLOGIC, VITAL SIGNS | Monitor, Cardiac, Fixed | MONITORCARDIACFIXED-Philips-MP30 |  |  |  |  | MONITORCARDIACFIXED-Philips-MP30 | Philips | [6 empty] | MCH-A | Covered PM Repair - Biomedical | MHHS-Katy | [8 empty] | MONITORCARDIACFIXED | Monitor, Cardiac, Fixed | Philips
NO | YES |  |  |  | 133-03058 | 133-03058 | Philips Medical Systems Cardiac and Monitoring Syste | INTELLIVUE MP30 |  | DE62224401 | Katy-ER | MHHS-Katy |  |  |  | 133-03058 | 133-03058 | Katy | MHHS-Katy | Katy-ER | EC 24 | 1/1/20 | 1/1/21 |  |  | MONITORS, PHYSIOLOGIC, VITAL SIGNS | Monitor, Cardiac, Fixed | MONITORCARDIACFIXED-Philips-MP30 |  |  |  |  | MONITORCARDIACFIXED-Philips-MP30 | Philips | [6 empty] | MCH-A | Covered PM Repair - Biomedical | MHHS-Katy | [8 empty] | MONITORCARDIACFIXED | Monitor, Cardiac, Fixed | Philips
NO | YES |  |  |  | 133-03078 | 133-03078 | Philips Medical Systems Cardiac and Monitoring Syste | INTELLIVUE MP30 |  | DE62225507 | Katy-ER | MHHS-Katy |  |  |  | 133-03078 | 133-03078 | Katy | MHHS-Katy | Katy-ER | Katy - ER | 1/1/19 |  |  |  | MONITORS, PHYSIOLOGIC, VITAL SIGNS | Monitor, Cardiac, Fixed | MONITORCARDIACFIXED-Philips-MP30 |  |  |  |  | MONITORCARDIACFIXED-Philips-MP30 | Philips | [6 empty] | MCH-A | Covered PM Repair - Biomedical | MHHS-Katy | [8 empty] | MONITORCARDIACFIXED | Monitor, Cardiac, Fixed | Philips
NO | YES |  |  |  | 133-03843 | 133-03843 | Philips Medical Systems Cardiac and Monitoring Syste | INTELLIVUE MP30 |  | DE62226593 | Katy-ER | MHHS-Katy |  |  |  | 133-03843 | 133-03843 | Katy | MHHS-Katy | Katy-ER | Ec 9 | 1/1/20 | 1/1/21 |  |  | MONITORS, PHYSIOLOGIC, VITAL SIGNS | Monitor, Cardiac, Fixed | MONITORCARDIACFIXED-Philips-MP30 |  |  |  |  | MONITORCARDIACFIXED-Philips-MP30 | Philips | [6 empty] | MCH-A | Covered PM Repair - Biomedical | MHHS-Katy | [8 empty] | MONITORCARDIACFIXED | Monitor, Cardiac, Fixed | Philips
NO | YES |  |  |  | 133-03845 | 133-03845 | Philips Medical Systems Cardiac and Monitoring Syste | INTELLIVUE MP30 |  | DE62226591 | Katy-Nursery | MHHS-Katy |  |  |  | 133-03845 | 133-03845 | Katy | MHHS-Katy | Katy-Nursery | Nursery level 2 | 8/1/19 | 8/1/20 |  |  | MONITORS, PHYSIOLOGIC, VITAL SIGNS | Monitor, Cardiac, Fixed | MONITORCARDIACFIXED-Philips-MP30 |  |  |  |  | MONITORCARDIACFIXED-Philips-MP30 | Philips | [6 empty] | MCH-A | Covered PM Repair - Biomedical | MHHS-Katy | [8 empty] | MONITORCARDIACFIXED | Monitor, Cardiac, Fixed | Philips
NO | YES |  |  |  | 133-03847 | 133-03847 | Philips Medical Systems Cardiac and Monitoring Syste | INTELLIVUE MP30 |  | DE62226617 | Katy-ER | MHHS-Katy |  |  |  | 133-03847 | 133-03847 | Katy | MHHS-Katy | Katy-ER | EC 8 | 1/1/20 | 1/1/21 |  |  | MONITORS, PHYSIOLOGIC, VITAL SIGNS | Monitor, Cardiac, Fixed | MONITORCARDIACFIXED-Philips-MP30 |  |  |  |  | MONITORCARDIACFIXED-Philips-MP30 | Philips | [6 empty] | MCH-A | Covered PM Repair - Biomedical | MHHS-Katy | [8 empty] | MONITORCARDIACFIXED | Monitor, Cardiac, Fixed | Philips
NO | YES |  |  |  | 133-03849 | 133-03849 | Philips Medical Systems Cardiac and Monitoring Syste | INTELLIVUE MP30 |  | DE62226597 | Katy-ER | MHHS-Katy |  |  |  | 133-03849 | 133-03849 | Katy | MHHS-Katy | Katy-ER | ER room 12 | 1/1/20 | 1/1/21 |  |  | MONITORS, PHYSIOLOGIC, VITAL SIGNS | Monitor, Cardiac, Fixed | MONITORCARDIACFIXED-Philips-MP30 |  |  |  |  | MONITORCARDIACFIXED-Philips-MP30 | Philips | [6 empty] | MCH-A | Covered PM Repair - Biomedical | MHHS-Katy | [8 empty] | MONITORCARDIACFIXED | Monitor, Cardiac, Fixed | Philips
NO | YES |  |  |  | 133-07403 | 133-07403 | Philips Medical Systems Cardiac and Monitoring Syste | INTELLIVUE MP30 |  | de72878678 | Katy-ER | MHHS-Katy |  |  |  | 133-07403 | 133-07403 | Katy | MHHS-Katy | Katy-ER | ER | 1/1/19 | 1/1/20 |  |  | MONITORS, PHYSIOLOGIC, VITAL SIGNS | Monitor, Cardiac, Fixed | MONITORCARDIACFIXED-Philips-MP30 |  |  |  |  | MONITORCARDIACFIXED-Philips-MP30 | Philips | [6 empty] | MCH-A | Clinical Miscellaneous | MHHS-Katy | [8 empty] | MONITORCARDIACFIXED | Monitor, Cardiac, Fixed | Philips
NO | YES |  |  |  | 133-07405 | 133-07405 | Philips Medical Systems Cardiac and Monitoring Syste | INTELLIVUE MP30 |  | DE72878699 | Katy-ER | MHHS-Katy |  |  |  | 133-07405 | 133-07405 | Katy | MHHS-Katy | Katy-ER | EC 3 | 8/1/19 |  |  |  | MONITORS, PHYSIOLOGIC, VITAL SIGNS | Monitor, Cardiac, Fixed | MONITORCARDIACFIXED-Philips-MP30 |  |  |  |  | MONITORCARDIACFIXED-Philips-MP30 | Philips | [6 empty] | MCH-A | Covered PM Repair - Biomedical | MHHS-Katy | [8 empty] | MONITORCARDIACFIXED | Monitor, Cardiac, Fixed | Philips
NO | YES |  |  |  | 133-07407 | 133-07407 | Philips Medical Systems Cardiac and Monitoring Syste | INTELLIVUE MP30 |  | DE72878672 | Katy-ER | MHHS-Katy |  |  |  | 133-07407 | 133-07407 | Katy | MHHS-Katy | Katy-ER | EC 19 | 1/1/20 | 1/1/21 |  |  | MONITORS, PHYSIOLOGIC, VITAL SIGNS | Monitor, Cardiac, Fixed | MONITORCARDIACFIXED-Philips-MP30 |  |  |  |  | MONITORCARDIACFIXED-Philips-MP30 | Philips | [6 empty] | MCH-A | Covered PM Repair - Biomedical | MHHS-Katy | [8 empty] | MONITORCARDIACFIXED | Monitor, Cardiac, Fixed | Philips
NO | YES |  |  |  | 133-07409 | 133-07409 | Philips Medical Systems Cardiac and Monitoring Syste | INTELLIVUE MP30 |  | DE72878698 | Katy-ER | MHHS-Katy |  |  |  | 133-07409 | 133-07409 | Katy | MHHS-Katy | Katy-ER | Ec 21 | 1/1/19 |  |  |  | MONITORS, PHYSIOLOGIC, VITAL SIGNS | Monitor, Cardiac, Fixed | MONITORCARDIACFIXED-Philips-MP30 |  |  |  |  | MONITORCARDIACFIXED-Philips-MP30 | Philips | [6 empty] | MCH-A | Covered PM Repair - Biomedical | MHHS-Katy | [8 empty] | MONITORCARDIACFIXED | Monitor, Cardiac, Fixed | Philips
NO | YES |  |  |  | 133-07411 | 133-07411 | Philips Medical Systems Cardiac and Monitoring Syste | INTELLIVUE MP30 |  | DE72878669 | Katy-ER | MHHS-Katy |  |  |  | 133-07411 | 133-07411 | Katy | MHHS-Katy | Katy-ER | ER | 1/1/19 | 1/1/20 |  |  | MONITORS, PHYSIOLOGIC, VITAL SIGNS | Monitor, Cardiac, Fixed | MONITORCARDIACFIXED-Philips-MP30 |  |  |  |  | MONITORCARDIACFIXED-Philips-MP30 | Philips | [6 empty] | MCH-A | Covered PM Repair - Biomedical | MHHS-Katy | [8 empty] | MONITORCARDIACFIXED | Monitor, Cardiac, Fixed | Philips
NO | YES |  |  |  | 133-07413 | 133-07413 | Philips Medical Systems Cardiac and Monitoring Syste | INTELLIVUE MP30 |  | de72878697 | Katy-ER | MHHS-Katy |  |  |  | 133-07413 | 133-07413 | Katy | MHHS-Katy | Katy-ER | ER | 1/1/19 | 1/1/20 |  |  | MONITORS, PHYSIOLOGIC, VITAL SIGNS | Monitor, Cardiac, Fixed | MONITORCARDIACFIXED-Philips-MP30 |  |  |  |  | MONITORCARDIACFIXED-Philips-MP30 | Philips | [6 empty] | MCH-A | Covered PM Repair - Biomedical | MHHS-Katy | [8 empty] | MONITORCARDIACFIXED | Monitor, Cardiac, Fixed | Philips
NO | YES |  |  |  | 133-03044 | 133-03044 | Philips Medical Systems Cardiac and Monitoring Syste | INTELLIVUE MP30 |  | DE62224398 | Katy-IMU | MHHS-Katy |  |  |  | 133-03044 | 133-03044 | Katy | MHHS-Katy | Katy-IMU | IMU | 7/1/19 | 7/1/20 |  |  | MONITORS, PHYSIOLOGIC, VITAL SIGNS | Monitor, Cardiac, Fixed | MONITORCARDIACFIXED-Philips-MP30 |  |  |  |  | MONITORCARDIACFIXED-Philips-MP30 | Philips | [6 empty] | MCH-A | Covered PM Repair - Biomedical | MHHS-Katy | [8 empty] | MONITORCARDIACFIXED | Monitor, Cardiac, Fixed | Philips
NO | YES |  |  |  | 133-03054 | 133-03054 | Philips Medical Systems Cardiac and Monitoring Syste | INTELLIVUE MP30 |  | DE62224389 | Katy-IMU | MHHS-Katy |  |  |  | 133-03054 | 133-03054 | Katy | MHHS-Katy | Katy-IMU | Room IMU 3 | 9/1/19 | 9/1/20 |  |  | MONITORS, PHYSIOLOGIC, VITAL SIGNS | Monitor, Cardiac, Fixed | MONITORCARDIACFIXED-Philips-MP30 |  |  |  |  | MONITORCARDIACFIXED-Philips-MP30 | Philips | [6 empty] | MCH-A | Covered PM Repair - Biomedical | MHHS-Katy | [8 empty] | MONITORCARDIACFIXED | Monitor, Cardiac, Fixed | Philips
NO | YES |  |  |  | 133-03082 | 133-03082 | Philips Medical Systems Cardiac and Monitoring Syste | INTELLIVUE MP30 |  | DE62224519 | Katy-IMU | MHHS-Katy |  |  |  | 133-03082 | 133-03082 | Katy | MHHS-Katy | Katy-IMU | IMU | 4/1/19 | 4/1/20 |  |  | MONITORS, PHYSIOLOGIC, VITAL SIGNS | Monitor, Cardiac, Fixed | MONITORCARDIACFIXED-Philips-MP30 |  |  |  |  | MONITORCARDIACFIXED-Philips-MP30 | Philips | [6 empty] | MCH-A | Covered PM Repair - Biomedical | MHHS-Katy | [8 empty] | MONITORCARDIACFIXED | Monitor, Cardiac, Fixed | Philips
NO | YES |  |  |  | 133-03717 | 133-03717 | Philips Medical Systems Cardiac and Monitoring Syste | INTELLIVUE MP30 |  | DE62226552 | Katy-IMU | MHHS-Katy |  |  |  | 133-03717 | 133-03717 | Katy | MHHS-Katy | Katy-IMU | IMU | 9/1/19 | 9/1/20 |  |  | MONITORS, PHYSIOLOGIC, VITAL SIGNS | Monitor, Cardiac, Fixed | MONITORCARDIACFIXED-Philips-MP30 |  |  |  |  | MONITORCARDIACFIXED-Philips-MP30 | Philips | [6 empty] | MCH-A | Covered PM Repair - Biomedical | MHHS-Katy | [8 empty] | MONITORCARDIACFIXED | Monitor, Cardiac, Fixed | Philips
NO | YES |  |  |  | 133-03718 | 133-03718 | Philips Medical Systems Cardiac and Monitoring Syste | INTELLIVUE MP30 |  | DE62226491 | Katy-IMU | MHHS-Katy |  |  |  | 133-03718 | 133-03718 | Katy | MHHS-Katy | Katy-IMU | IMU Room 9 | 10/1/19 | 10/1/20 |  |  | MONITORS, PHYSIOLOGIC, VITAL SIGNS | Monitor, Cardiac, Fixed | MONITORCARDIACFIXED-Philips-MP30 |  |  |  |  | MONITORCARDIACFIXED-Philips-MP30 | Philips | [6 empty] | MCH-A | Covered PM Repair - Biomedical | MHHS-Katy | [8 empty] | MONITORCARDIACFIXED | Monitor, Cardiac, Fixed | Philips
NO | YES |  |  |  | 133-04182 | 133-04182 | Philips Medical Systems Cardiac and Monitoring Syste | INTELLIVUE MP30 |  | DE62232964 | Katy-IMU | MHHS-Katy |  |  |  | 133-04182 | 133-04182 | Katy | MHHS-Katy | Katy-IMU | Room 1 | 9/1/19 | 9/1/20 |  |  | MONITORS, PHYSIOLOGIC, VITAL SIGNS | Monitor, Cardiac, Fixed | MONITORCARDIACFIXED-Philips-MP30 |  |  |  |  | MONITORCARDIACFIXED-Philips-MP30 | Philips | [6 empty] | MCH-A | Covered PM Repair - Biomedical | MHHS-Katy | [8 empty] | MONITORCARDIACFIXED | Monitor, Cardiac, Fixed | Philips
NO | YES |  |  |  | 133-08715 | 133-08715 | Philips Medical Systems Cardiac and Monitoring Syste | INTELLIVUE MP30 |  | DE728A4738 | Katy-IMU | MHHS-Katy |  |  |  | 133-08715 | 133-08715 | Katy | MHHS-Katy | Katy-IMU | IMU | 10/1/20 | 10/1/21 |  |  | MONITORS, PHYSIOLOGIC, VITAL SIGNS | Monitor, Cardiac, Fixed | MONITORCARDIACFIXED-Philips-MP30 |  |  |  |  | MONITORCARDIACFIXED-Philips-MP30 | Philips | [6 empty] | MCH-A | Covered PM Repair - Biomedical | MHHS-Katy | [8 empty] | MONITORCARDIACFIXED | Monitor, Cardiac, Fixed | Philips
NO | YES |  |  |  | 133-08717 | 133-08717 | Philips Medical Systems Cardiac and Monitoring Syste | INTELLIVUE MP30 |  | DE728A4740 | Katy-IMU | MHHS-Katy |  |  |  | 133-08717 | 133-08717 | Katy | MHHS-Katy | Katy-IMU | Room IMU 7 | 5/1/19 | 5/1/20 |  |  | MONITORS, PHYSIOLOGIC, VITAL SIGNS | Monitor, Cardiac, Fixed | MONITORCARDIACFIXED-Philips-MP30 |  |  |  |  | MONITORCARDIACFIXED-Philips-MP30 | Philips | [6 empty] | MCH-A | Covered PM Repair - Biomedical | MHHS-Katy | [8 empty] | MONITORCARDIACFIXED | Monitor, Cardiac, Fixed | Philips
NO | YES |  |  |  | 133-08719 | 133-08719 | Philips Medical Systems Cardiac and Monitoring Syste | INTELLIVUE MP30 |  | DE728A4710 | Katy-IMU | MHHS-Katy |  |  |  | 133-08719 | 133-08719 | Katy | MHHS-Katy | Katy-IMU | Room IMU 4 | 7/1/19 | 6/1/20 |  |  | MONITORS, PHYSIOLOGIC, VITAL SIGNS | Monitor, Cardiac, Fixed | MONITORCARDIACFIXED-Philips-MP30 |  |  |  |  | MONITORCARDIACFIXED-Philips-MP30 | Philips | [6 empty] | MCH-A | Covered PM Repair - Biomedical | MHHS-Katy | [8 empty] | MONITORCARDIACFIXED | Monitor, Cardiac, Fixed | Philips
NO | YES |  |  |  | 133-09209 | 133-09209 | Philips Medical Systems Cardiac and Monitoring Syste | INTELLIVUE MP30 |  | DE50407094 | Katy-IMU | MHHS-Katy |  |  |  | 133-09209 | 133-09209 | Katy | MHHS-Katy | Katy-IMU | IMU | 9/1/19 | 9/1/20 |  |  | MONITORS, PHYSIOLOGIC, VITAL SIGNS | Monitor, Cardiac, Fixed | MONITORCARDIACFIXED-Philips-MP30 |  |  |  |  | MONITORCARDIACFIXED-Philips-MP30 | Philips | [6 empty] | MCH-A | Covered PM Repair - Biomedical | MHHS-Katy | [8 empty] | MONITORCARDIACFIXED | Monitor, Cardiac, Fixed | Philips
NO | YES |  |  |  | 133-09211 | 133-09211 | Philips Medical Systems Cardiac and Monitoring Syste | INTELLIVUE MP30 |  | DE54019709 | Katy-IMU | MHHS-Katy |  |  |  | 133-09211 | 133-09211 | Katy | MHHS-Katy | Katy-IMU | IMU 12 | 12/1/19 | 12/1/20 |  |  | MONITORS, PHYSIOLOGIC, VITAL SIGNS | Monitor, Cardiac, Fixed | MONITORCARDIACFIXED-Philips-MP30 |  |  |  |  | MONITORCARDIACFIXED-Philips-MP30 | Philips | [6 empty] | MCH-A | Covered PM Repair - Biomedical | MHHS-Katy | [8 empty] | MONITORCARDIACFIXED | Monitor, Cardiac, Fixed | Philips
NO | YES |  |  |  | 133-09650 | 133-09650 | Philips Medical Systems Cardiac and Monitoring Syste | INTELLIVUE MP30 |  | DE50407115 | Katy-IMU | MHHS-Katy |  |  |  | 133-09650 | 133-09650 | Katy | MHHS-Katy | Katy-IMU | Room IMU 11 | 8/1/19 | 8/1/20 |  |  | MONITORS, PHYSIOLOGIC, VITAL SIGNS | Monitor, Cardiac, Fixed | MONITORCARDIACFIXED-Philips-MP30 |  |  |  |  | MONITORCARDIACFIXED-Philips-MP30 | Philips | [6 empty] | MCH-A | Covered PM Repair - Biomedical | MHHS-Katy | [8 empty] | MONITORCARDIACFIXED | Monitor, Cardiac, Fixed | Philips
NO | YES |  |  |  | 133-07840 | 133-07840 | Philips Medical Systems Cardiac and Monitoring Syste | INTELLIVUE MP30 |  | DE907V3217 | Katy-IMU | MHHS-Katy |  | Module, Multi-Parameter |  | 133-07840 | 133-07840 | Katy | MHHS-Katy | Katy-IMU | IMU | 1/1/20 | 1/1/21 |  |  | PHYSIOLOGIC MONITOR MODULES, MULTIPARAMETER | Module, Multi-Parameter | MODULEMULTIPARAMETER-Philips-M3001A | MODULEMULTIPARAMETER | M3001A |  |  |  | Philips | Module, Multi-Parameter |  | MODULEMULTIPARAMETER-Philips-M3001A |  | 10/1/21 |  | MMP-A | Clinical Miscellaneous | MHHS-Katy | [8 empty] | MODULEMULTIPARAMETER | Module, Multi-Parameter | Philips
NO | YES |  |  |  | 133-03715 | 133-03715 | Philips Medical Systems Cardiac and Monitoring Syste | INTELLIVUE MP30 |  | DE62226573 | Katy-Nursery | MHHS-Katy |  |  |  | 133-03715 | 133-03715 | Katy | MHHS-Katy | Katy-Nursery | Nursery A | 8/1/19 | 8/1/20 |  |  | MONITORS, PHYSIOLOGIC, VITAL SIGNS | Monitor, Cardiac, Fixed | MONITORCARDIACFIXED-Philips-MP30 |  |  |  |  | MONITORCARDIACFIXED-Philips-MP30 | Philips | [6 empty] | MCH-A | Covered PM Repair - Biomedical | MHHS-Katy | [8 empty] | MONITORCARDIACFIXED | Monitor, Cardiac, Fixed | Philips
NO | YES |  |  |  | 133-07163 | 133-07163 | Philips Medical Systems Cardiac and Monitoring Syste | INTELLIVUE MP30 |  | DE72869611 | Katy-OR | MHHS-Katy |  |  |  | 133-07163 | 133-07163 | Katy | MHHS-Katy | Katy-OR | C SECTION OR | 8/1/19 | 8/1/20 |  |  | MONITORS, PHYSIOLOGIC, VITAL SIGNS | Monitor, Cardiac, Fixed | MONITORCARDIACFIXED-Philips-MP30 |  |  |  |  | MONITORCARDIACFIXED-Philips-MP30 | Philips | [6 empty] | MCH-A | Covered PM Repair - Biomedical | MHHS-Katy | [8 empty] | MONITORCARDIACFIXED | Monitor, Cardiac, Fixed | Philips
NO | YES |  |  |  | 133-03714 | 133-03714 | Philips Medical Systems Cardiac and Monitoring Syste | INTELLIVUE MP30 |  | DE62226559 | Katy-Nursery | MHHS-Katy |  |  |  | 133-03714 | 133-03714 | Katy | MHHS-Katy | Katy-Nursery | Nursery A | 8/1/19 | 8/1/20 |  |  | MONITORS, PHYSIOLOGIC, VITAL SIGNS | Monitor, Cardiac, Fixed | MONITORCARDIACFIXED-Philips-MP30 |  |  |  |  | MONITORCARDIACFIXED-Philips-MP30 | Philips | [6 empty] | MCH-A | Covered PM Repair - Biomedical | MHHS-Katy | [8 empty] | MONITORCARDIACFIXED | Monitor, Cardiac, Fixed | Philips
NO | YES |  |  |  | 133-03716 | 133-03716 | Philips Medical Systems Cardiac and Monitoring Syste | INTELLIVUE MP30 |  | DE62226567 | Katy-Labor & Delivery OR | MHHS-Katy |  |  |  | 133-03716 | 133-03716 | Katy | MHHS-Katy | Katy-Labor & Delivery OR | Csection or 2 | 8/1/19 | 8/1/20 |  |  | MONITORS, PHYSIOLOGIC, VITAL SIGNS | Monitor, Cardiac, Fixed | MONITORCARDIACFIXED-Philips-MP30 |  |  |  |  | MONITORCARDIACFIXED-Philips-MP30 | Philips | [6 empty] | MCH-A | Covered PM Repair - Biomedical | MHHS-Katy | [8 empty] | MONITORCARDIACFIXED | Monitor, Cardiac, Fixed | Philips
NO | YES |  |  |  | 133-07165 | 133-07165 | Philips Medical Systems Cardiac and Monitoring Syste | INTELLIVUE MP30 |  | DE72869616 | Katy-Med/Surg 5th Floor | MHHS-Katy |  |  |  | 133-07165 | 133-07165 | Katy | MHHS-Katy | Katy-Med/Surg 5th Floor | Nursery level 2 | 8/1/19 | 8/1/20 |  |  | MONITORS, PHYSIOLOGIC, VITAL SIGNS | Monitor, Cardiac, Fixed | MONITORCARDIACFIXED-Philips-MP30 |  |  |  |  | MONITORCARDIACFIXED-Philips-MP30 | Philips | [6 empty] | MCH-A | Covered PM Repair - Biomedical | MHHS-Katy | [8 empty] | MONITORCARDIACFIXED | Monitor, Cardiac, Fixed | Philips
NO | YES |  |  |  | 133-09203 | 133-09203 | Philips Medical Systems Cardiac and Monitoring Syste | INTELLIVUE MP30 |  | DE72849573 | Katy-Ob Special Observation-3E | MHHS-Katy |  |  |  | 133-09203 | 133-09203 | Katy | MHHS-Katy | Katy-Ob Special Observation-3E | Pediatrics | 10/1/19 | 10/1/20 |  |  | MONITORS, PHYSIOLOGIC, VITAL SIGNS | Monitor, Cardiac, Fixed | MONITORCARDIACFIXED-Philips-MP30 |  |  |  |  | MONITORCARDIACFIXED-Philips-MP30 | Philips | [6 empty] | MCH-A | Covered PM Repair - Biomedical | MHHS-Katy | [8 empty] | MONITORCARDIACFIXED | Monitor, Cardiac, Fixed | Philips
NO | YES |  |  |  | 133-09217 | 133-09217 | Philips Medical Systems Cardiac and Monitoring Syste | INTELLIVUE MP30 |  | DE62229275 | Katy-Central Supply | MHHS-Katy |  |  |  | 133-09217 | 133-09217 | Katy | MHHS-Katy | Katy-Central Supply | Pediatrics | 10/1/19 | 10/1/20 |  |  | MONITORS, PHYSIOLOGIC, VITAL SIGNS | Monitor, Cardiac, Fixed | MONITORCARDIACFIXED-Philips-MP30 |  |  |  |  | MONITORCARDIACFIXED-Philips-MP30 | Philips | [6 empty] | MCH-A | Covered PM Repair - Biomedical | MHHS-Katy | [8 empty] | MONITORCARDIACFIXED | Monitor, Cardiac, Fixed | Philips
NO | YES |  |  |  | 133-09223 | 133-09223 | Philips Medical Systems Cardiac and Monitoring Syste | INTELLIVUE MP30 |  | DE50405504 | Katy-Postpartum-2W | MHHS-Katy |  |  |  | 133-09223 | 133-09223 | Katy | MHHS-Katy | Katy-Postpartum-2W | AP 6 | 10/1/19 | 10/1/20 |  |  | MONITORS, PHYSIOLOGIC, VITAL SIGNS | Monitor, Cardiac, Fixed | MONITORCARDIACFIXED-Philips-MP30 |  |  |  |  | MONITORCARDIACFIXED-Philips-MP30 | Philips | [6 empty] | MCH-A | Covered PM Repair - Biomedical | MHHS-Katy | [8 empty] | MONITORCARDIACFIXED | Monitor, Cardiac, Fixed | Philips
NO | YES |  |  |  | 133-09651 | 133-09651 | Philips Medical Systems Cardiac and Monitoring Syste | INTELLIVUE MP30 |  | DE54021866 | Katy-Central Supply | MHHS-Katy |  |  |  | 133-09651 | 133-09651 | Katy | MHHS-Katy | Katy-Central Supply | Pediatrics | 10/1/19 | 10/1/20 |  |  | MONITORS, PHYSIOLOGIC, VITAL SIGNS | Monitor, Cardiac, Fixed | MONITORCARDIACFIXED-Philips-MP30 |  |  |  |  | MONITORCARDIACFIXED-Philips-MP30 | Philips | [6 empty] | MCH-A | Covered PM Repair - Biomedical | MHHS-Katy | [8 empty] | MONITORCARDIACFIXED | Monitor, Cardiac, Fixed | Philips
NO | YES |  |  |  | 133-09788 | 133-09788 | Philips Medical Systems Cardiac and Monitoring Syste | INTELLIVUE MP30 |  | DE62228333 | Katy-Central Supply | MHHS-Katy |  |  |  | 133-09788 | 133-09788 | Katy | MHHS-Katy | Katy-Central Supply | Pediatrics | 10/1/20 | 2/1/20 |  |  | MONITORS, PHYSIOLOGIC, VITAL SIGNS | Monitor, Cardiac, Fixed | MONITORCARDIACFIXED-Philips-MP30 |  |  |  |  | MONITORCARDIACFIXED-Philips-MP30 | Philips | [6 empty] | MCH-A | Covered PM Repair - Biomedical | MHHS-Katy | [8 empty] | MONITORCARDIACFIXED | Monitor, Cardiac, Fixed | Philips
NO | YES |  |  |  | 133-09790 | 133-09790 | Philips Medical Systems Cardiac and Monitoring Syste | INTELLIVUE MP30 |  | DE72870584 | Katy-Ob Special Observation-3E | MHHS-Katy |  |  |  | 133-09790 | 133-09790 | Katy | MHHS-Katy | Katy-Ob Special Observation-3E | AP 11 |  | 10/1/20 |  |  | MONITORS, PHYSIOLOGIC, VITAL SIGNS | Monitor, Cardiac, Fixed | MONITORCARDIACFIXED-Philips-MP30 |  |  |  |  | MONITORCARDIACFIXED-Philips-MP30 | Philips | [6 empty] | MCH-A | Covered PM Repair - Biomedical | MHHS-Katy | [8 empty] | MONITORCARDIACFIXED | Monitor, Cardiac, Fixed | Philips
NO | YES |  |  |  | 133-09792 | 133-09792 | Philips Medical Systems Cardiac and Monitoring Syste | INTELLIVUE MP30 |  | DE72870605 | Katy-Central Supply | MHHS-Katy |  |  |  | 133-09792 | 133-09792 | Katy | MHHS-Katy | Katy-Central Supply | Pediatrics | 10/1/19 | 10/1/20 |  |  | MONITORS, PHYSIOLOGIC, VITAL SIGNS | Monitor, Cardiac, Fixed | MONITORCARDIACFIXED-Philips-MP30 |  |  |  |  | MONITORCARDIACFIXED-Philips-MP30 | Philips | [6 empty] | MCH-A | Covered PM Repair - Biomedical | MHHS-Katy | [8 empty] | MONITORCARDIACFIXED | Monitor, Cardiac, Fixed | Philips
NO | YES |  |  |  | 133-07164 | 133-07164 | Philips Medical Systems Cardiac and Monitoring Syste | INTELLIVUE MP30 |  | DE72869647 | Katy-Labor & Delivery OR | MHHS-Katy |  |  |  | 133-07164 | 133-07164 | Katy | MHHS-Katy | Katy-Labor & Delivery OR | L and D 5 | 8/1/19 | 8/1/20 |  |  | MONITORS, PHYSIOLOGIC, VITAL SIGNS | Monitor, Cardiac, Fixed | MONITORCARDIACFIXED-Philips-MP30 |  |  |  |  | MONITORCARDIACFIXED-Philips-MP30 | Philips |  |  |  |  | 12/10/14 |  | MCH-A | Covered PM Repair - Biomedical | MHHS-Katy | [8 empty] | MONITORCARDIACFIXED | Monitor, Cardiac, Fixed | Philips
NO | YES | Asset Tag 1085073 |  |  |  |  | Philips Medical Systems Cardiac and Monitoring Syste | INTELLIVUE MP30 |  | de52612639 | Biomed | MHHS-Mem City | [5 empty] | Mem city | Memorial city - memorial herman hospital | Biomed | Biomed |  |  |  | (null) | MONITORS, PHYSIOLOGIC, VITAL SIGNS |  | MONITORCARDIACFIXED-Philips-MP30 |  |  |  |  | MONITORCARDIACFIXED-Philips-MP30 | Philips | [7 empty] | Not Covered Vendor Only - Biomedical | MHHS-Mem City
NO | YES |  |  |  |  | 041-13346 | Philips Medical Systems Cardiac and Monitoring Syste | INTELLIVUE MP30 |  | de72865257 | MEMORIAL CITY - DIGESTIVE DISEASE CENTER | MHHS-Mem City |  |  |  |  | 041-13346 | West | Endoscopy | MEMORIAL CITY - DIGESTIVE DISEASE CENTER | Procedure room 3 |  |  |  |  | MONITORS, PHYSIOLOGIC, VITAL SIGNS |  | MONITORCARDIACFIXED-Philips-MP30 |  |  |  |  | MONITORCARDIACFIXED-Philips-MP30 | Philips | [7 empty] | Covered PM Repair - Biomedical | MHHS-Mem City
NO | YES |  |  |  | 041-16088 | 041-16088 | Philips Medical Systems Cardiac and Monitoring Syste | INTELLIVUE MP30 |  | DE728B3157 | MEMORIAL CITY - Endoscopy | MHHS-Mem City |  |  |  | 041-16088 | 041-16088 | West | MEMORIAL CITY - MEMORIAL HERMANN HOSPITAL WEST TOWER | MEMORIAL CITY - Endoscopy | Bay 15 |  |  |  |  | MONITORS, PHYSIOLOGIC, VITAL SIGNS |  | MONITORCARDIACFIXED-Philips-MP30 |  |  |  |  | MONITORCARDIACFIXED-Philips-MP30 | Philips | [7 empty] | Covered PM Repair - Biomedical | MHHS-Mem City
NO | YES |  |  |  |  | 041-16205 | Philips Medical Systems Cardiac and Monitoring Syste | INTELLIVUE MP30 |  | de72889135 | MEMORIAL CITY - Endoscopy | MHHS-Mem City |  |  |  |  | 041-16205 | West | MEMORIAL CITY - MEMORIAL HERMANN HOSPITAL WEST TOWER | MEMORIAL CITY - Endoscopy | Bay 5 |  |  |  |  | MONITORS, PHYSIOLOGIC, VITAL SIGNS |  | MONITORCARDIACFIXED-Philips-MP30 |  |  |  |  | MONITORCARDIACFIXED-Philips-MP30 | Philips | [7 empty] | Covered PM Repair - Biomedical | MHHS-Mem City
NO | YES |  |  |  | 041-16211 | 041-16211 | Philips Medical Systems Cardiac and Monitoring Syste | INTELLIVUE MP30 |  | DE728B3156 | MEMORIAL CITY - Endoscopy | MHHS-Mem City |  |  |  | 041-16211 | 041-16211 | West | MEMORIAL CITY - MEMORIAL HERMANN HOSPITAL WEST TOWER | MEMORIAL CITY - Endoscopy | Bay 18 |  |  |  |  | MONITORS, PHYSIOLOGIC, VITAL SIGNS |  | MONITORCARDIACFIXED-Philips-MP30 |  |  |  |  | MONITORCARDIACFIXED-Philips-MP30 | Philips | [7 empty] | Covered PM Repair - Biomedical | MHHS-Mem City
NO | YES |  |  |  | 041-16212 | 041-16212 | Philips Medical Systems Cardiac and Monitoring Syste | INTELLIVUE MP30 |  | DE728B3159 | MEMORIAL CITY - DIGESTIVE DISEASE CENTER | MHHS-Mem City |  |  |  | 041-16212 | 041-16212 | West | Memorial Hermann Memorial City Medical Center | MEMORIAL CITY - DIGESTIVE DISEASE CENTER | MEMORIAL CITY - DIGESTIVE |  |  |  |  | MONITORS, PHYSIOLOGIC, VITAL SIGNS |  | MONITORCARDIACFIXED-Philips-MP30 |  |  |  |  | MONITORCARDIACFIXED-Philips-MP30 | Philips | [7 empty] | Covered PM Repair - Biomedical | MHHS-Mem City
NO | YES |  |  |  | 041-16213 | 041-16213 | Philips Medical Systems Cardiac and Monitoring Syste | INTELLIVUE MP30 |  | DE728B3162 | MEMORIAL CITY - Endoscopy | MHHS-Mem City |  |  |  | 041-16213 | 041-16213 | West | MEMORIAL CITY - MEMORIAL HERMANN HOSPITAL WEST TOWER | MEMORIAL CITY - Endoscopy | Bay 11 |  |  |  |  | MONITORS, PHYSIOLOGIC, VITAL SIGNS |  | MONITORCARDIACFIXED-Philips-MP30 |  |  |  |  | MONITORCARDIACFIXED-Philips-MP30 | Philips | [7 empty] | Clinical Miscellaneous | MHHS-Mem City
NO | YES |  |  |  | 041-16214 | 041-16214 | Philips Medical Systems Cardiac and Monitoring Syste | INTELLIVUE MP30 |  | DE728B3149 | MEMORIAL CITY - DIGESTIVE DISEASE CENTER | MHHS-Mem City |  |  |  | 041-16214 | 041-16214 | West | Endoscopy | MEMORIAL CITY - DIGESTIVE DISEASE CENTER | Patient room |  |  |  |  | MONITORS, PHYSIOLOGIC, VITAL SIGNS |  | MONITORCARDIACFIXED-Philips-MP30 |  |  |  |  | MONITORCARDIACFIXED-Philips-MP30 | Philips | [7 empty] | Covered PM Repair - Biomedical | MHHS-Mem City
NO | YES |  |  |  | 041-16215 | 041-16215 | Philips Medical Systems Cardiac and Monitoring Syste | INTELLIVUE MP30 |  | DE728B3148 | MEMORIAL CITY - Endoscopy | MHHS-Mem City |  |  |  | 041-16215 | 041-16215 | West | MEMORIAL CITY - MEMORIAL HERMANN HOSPITAL WEST TOWER | MEMORIAL CITY - Endoscopy | Bay 14 |  |  |  |  | MONITORS, PHYSIOLOGIC, VITAL SIGNS |  | MONITORCARDIACFIXED-Philips-MP30 |  |  |  |  | MONITORCARDIACFIXED-Philips-MP30 | Philips | [7 empty] | Covered PM Repair - Biomedical | MHHS-Mem City
NO | YES |  |  |  | 041-16216 | 041-16216 | Philips Medical Systems Cardiac and Monitoring Syste | INTELLIVUE MP30 |  | DE728B3145 | MEMORIAL CITY - DIGESTIVE DISEASE CENTER | MHHS-Mem City |  |  |  | 041-16216 | 041-16216 | West | Memorial Hermann Memorial City Medical Center | MEMORIAL CITY - DIGESTIVE DISEASE CENTER | MEMORIAL CITY - DIGESTIVE |  |  |  |  | MONITORS, PHYSIOLOGIC, VITAL SIGNS |  | MONITORCARDIACFIXED-Philips-MP30 |  |  |  |  | MONITORCARDIACFIXED-Philips-MP30 | Philips | [7 empty] | Covered PM Repair - Biomedical | MHHS-Mem City
NO | YES |  |  |  | 041-16217 | 041-16217 | Philips Medical Systems Cardiac and Monitoring Syste | INTELLIVUE MP30 |  | DE728B3176 | MEMORIAL CITY - DIGESTIVE DISEASE CENTER | MHHS-Mem City |  |  |  | 041-16217 | 041-16217 | West | Endoscopy | MEMORIAL CITY - DIGESTIVE DISEASE CENTER | Patient room |  |  |  |  | MONITORS, PHYSIOLOGIC, VITAL SIGNS |  | MONITORCARDIACFIXED-Philips-MP30 |  |  |  |  | MONITORCARDIACFIXED-Philips-MP30 | Philips | [7 empty] | Covered PM Repair - Biomedical | MHHS-Mem City
NO | YES |  |  |  | 041-16218 | 041-16218 | Philips Medical Systems Cardiac and Monitoring Syste | INTELLIVUE MP30 |  | DE728B3169 | MEMORIAL CITY - Endoscopy | MHHS-Mem City |  |  |  | 041-16218 | 041-16218 | West | MEMORIAL CITY - MEMORIAL HERMANN HOSPITAL WEST TOWER | MEMORIAL CITY - Endoscopy | Bay 13 |  |  |  |  | MONITORS, PHYSIOLOGIC, VITAL SIGNS |  | MONITORCARDIACFIXED-Philips-MP30 |  |  |  |  | MONITORCARDIACFIXED-Philips-MP30 | Philips | [7 empty] | Covered PM Repair - Biomedical | MHHS-Mem City
NO | YES |  |  |  | 041-16219 | 041-16219 | Philips Medical Systems Cardiac and Monitoring Syste | INTELLIVUE MP30 |  | DE728B3174 | MEMORIAL CITY - Endoscopy | MHHS-Mem City |  |  |  | 041-16219 | 041-16219 | West | MEMORIAL CITY - MEMORIAL HERMANN HOSPITAL WEST TOWER | MEMORIAL CITY - Endoscopy | Bay 16 |  |  |  |  | MONITORS, PHYSIOLOGIC, VITAL SIGNS |  | MONITORCARDIACFIXED-Philips-MP30 |  |  |  |  | MONITORCARDIACFIXED-Philips-MP30 | Philips | [7 empty] | Covered PM Repair - Biomedical | MHHS-Mem City
NO | YES |  |  |  |  | 041-14184 | Philips Medical Systems Cardiac and Monitoring Syste | INTELLIVUE MP30 |  | de72880868 | MEMORIAL CITY - Endoscopy | MHHS-Mem City |  |  |  |  | 041-14184 | West | MEMORIAL CITY - MEMORIAL HERMANN HOSPITAL WEST TOWER | MEMORIAL CITY - Endoscopy | Bay 19 |  |  |  |  | MONITORS, PHYSIOLOGIC, VITAL SIGNS |  | MONITORCARDIACFIXED-Philips-MP30 |  |  |  |  | MONITORCARDIACFIXED-Philips-MP30 | Philips | [7 empty] | Covered PM Repair - Biomedical | MHHS-Mem City
NO | YES |  |  |  |  | 041-14190 | Philips Medical Systems Cardiac and Monitoring Syste | INTELLIVUE MP30 |  | de72880842 | MEMORIAL CITY - Endoscopy | MHHS-Mem City |  |  |  |  | 041-14190 | West | MEMORIAL CITY - MEMORIAL HERMANN HOSPITAL WEST TOWER | MEMORIAL CITY - Endoscopy | Bay 10 |  |  |  |  | MONITORS, PHYSIOLOGIC, VITAL SIGNS |  | MONITORCARDIACFIXED-Philips-MP30 |  |  |  |  | MONITORCARDIACFIXED-Philips-MP30 | Philips | [7 empty] | Covered PM Repair - Biomedical | MHHS-Mem City
NO | YES |  |  |  |  | 041-13523 | Philips Medical Systems Cardiac and Monitoring Syste | INTELLIVUE MP30 |  | DE72889091 | MEMORIAL CITY - Endoscopy | MHHS-Mem City |  |  |  |  | 041-13523 | West | MEMORIAL CITY - MEMORIAL HERMANN HOSPITAL WEST TOWER | MEMORIAL CITY - Endoscopy | Bay 12 |  |  |  |  | MONITORS, PHYSIOLOGIC, VITAL SIGNS |  | MONITORCARDIACFIXED-Philips-MP30 |  |  |  |  | MONITORCARDIACFIXED-Philips-MP30 | Philips | [7 empty] | Covered PM Repair - Biomedical | MHHS-Mem City
NO | YES |  |  |  |  | 041-13521 | Philips Medical Systems Cardiac and Monitoring Syste | INTELLIVUE MP30 |  | DE72889160 | MEMORIAL CITY - Endoscopy | MHHS-Mem City |  |  |  |  | 041-13521 | West | MEMORIAL CITY - MEMORIAL HERMANN HOSPITAL WEST TOWER | MEMORIAL CITY - Endoscopy | Bay 17 |  |  |  |  | MONITORS, PHYSIOLOGIC, VITAL SIGNS |  | MONITORCARDIACFIXED-Philips-MP30 |  |  |  |  | MONITORCARDIACFIXED-Philips-MP30 | Philips | [7 empty] | Covered PM Repair - Biomedical | MHHS-Mem City
NO | YES |  |  |  |  | 041-15401 | Philips Medical Systems Cardiac and Monitoring Syste | INTELLIVUE MP30 |  | DE72881745 | MEMORIAL CITY - DIGESTIVE DISEASE CENTER | MHHS-Mem City |  |  |  |  | 041-15401 | West | Memorial Hermann Memorial City Medical Center | MEMORIAL CITY - DIGESTIVE DISEASE CENTER | MEMORIAL CITY - DIGESTIVE |  |  |  |  | MONITORS, PHYSIOLOGIC, VITAL SIGNS |  | MONITORCARDIACFIXED-Philips-MP30 |  |  |  |  | MONITORCARDIACFIXED-Philips-MP30 | Philips | [7 empty] | Covered PM Repair - Biomedical | MHHS-Mem City
NO | YES |  |  |  |  | 041-14188 | Philips Medical Systems Cardiac and Monitoring Syste | INTELLIVUE MP30 |  | de72880858 | MEMORIAL CITY - Endoscopy | MHHS-Mem City |  |  |  |  | 041-14188 | West | MEMORIAL CITY - MEMORIAL HERMANN HOSPITAL WEST TOWER | MEMORIAL CITY - Endoscopy | Bay 1 |  |  |  |  | MONITORS, PHYSIOLOGIC, VITAL SIGNS |  | MONITORCARDIACFIXED-Philips-MP30 |  |  |  |  | MONITORCARDIACFIXED-Philips-MP30 | Philips | [7 empty] | Covered PM Repair - Biomedical | MHHS-Mem City
NO | YES |  |  |  |  | 041-13344 | Philips Medical Systems Cardiac and Monitoring Syste | INTELLIVUE MP30 |  | m4605a | MEMORIAL CITY - Endoscopy | MHHS-Mem City |  |  |  |  | 041-13344 | West | MEMORIAL CITY - MEMORIAL HERMANN HOSPITAL WEST TOWER | MEMORIAL CITY - Endoscopy | Bay 17 |  |  |  |  | MONITORS, PHYSIOLOGIC, VITAL SIGNS |  | MONITORCARDIACFIXED-Philips-MP30 |  |  |  |  | MONITORCARDIACFIXED-Philips-MP30 | Philips | [7 empty] | Covered PM Repair - Biomedical | MHHS-Mem City
NO | YES | [5 empty] | Philips Medical Systems Cardiac and Monitoring Syste | INTELLIVUE MP30 |  | de72880850 | MEMORIAL CITY - DIGESTIVE DISEASE CENTER | MHHS-Mem City | [5 empty] | West | Endoscopy | MEMORIAL CITY - DIGESTIVE DISEASE CENTER | Patient room |  |  |  |  | MONITORS, PHYSIOLOGIC, VITAL SIGNS |  | MONITORCARDIACFIXED-Philips-MP30 |  |  |  |  | MONITORCARDIACFIXED-Philips-MP30 | Philips | [7 empty] | Covered PM Repair - Biomedical | MHHS-Mem City
NO | YES |  |  |  |  | 041-13345 | Philips Medical Systems Cardiac and Monitoring Syste | INTELLIVUE MP30 |  | DE72865075 | MEMORIAL CITY - DIGESTIVE DISEASE CENTER | MHHS-Mem City |  |  |  |  | 041-13345 | West | Memorial Hermann Memorial City Medical Center | MEMORIAL CITY - DIGESTIVE DISEASE CENTER | MEMORIAL CITY - DIGESTIVE |  |  |  |  | MONITORS, PHYSIOLOGIC, VITAL SIGNS |  | MONITORCARDIACFIXED-Philips-MP30 |  |  |  |  | MONITORCARDIACFIXED-Philips-MP30 | Philips | [7 empty] | Covered PM Repair - Biomedical | MHHS-Mem City
NO | YES |  |  |  |  | 041-13343 | Philips Medical Systems Cardiac and Monitoring Syste | INTELLIVUE MP30 |  | de72865055 | MEMORIAL CITY - DIGESTIVE DISEASE CENTER | MHHS-Mem City |  |  |  |  | 041-13343 | West | Endoscopy | MEMORIAL CITY - DIGESTIVE DISEASE CENTER | Procedure room 2 |  |  |  |  | MONITORS, PHYSIOLOGIC, VITAL SIGNS |  | MONITORCARDIACFIXED-Philips-MP30 |  |  |  |  | MONITORCARDIACFIXED-Philips-MP30 | Philips | [7 empty] | Covered PM Repair - Biomedical | MHHS-Mem City
NO | YES |  |  |  | 041-09068 | 041-09068 | Philips Medical Systems Cardiac and Monitoring Syste | INTELLIVUE MP30 |  | DE72869795 | MEMORIAL CITY - ER | MHHS-Mem City |  |  |  | 041-09068 | 041-09068 | West | Memorial Hermann Memorial City Medical Center Emergency Center | MEMORIAL CITY - ER | Emergency Room 24 |  |  |  |  | MONITORS, PHYSIOLOGIC, VITAL SIGNS |  | MONITORCARDIACFIXED-Philips-MP30 |  |  |  |  | MONITORCARDIACFIXED-Philips-MP30 | Philips | [7 empty] | Covered PM Repair - Biomedical | MHHS-Mem City
NO | YES |  |  |  | 041-16584 | 151-04817 | Philips Medical Systems Cardiac and Monitoring Syste | INTELLIVUE MP30 |  | de52607579 | MEMORIAL CITY - ER - PEDS | MHHS-Mem City |  |  |  | 041-16584 | 151-04817 | West | Memorial Hermann Memorial City Medical Center Emergency Center | MEMORIAL CITY - ER - PEDS | Exam 1 |  |  |  |  | MONITORS, PHYSIOLOGIC, VITAL SIGNS |  | MONITORCARDIACFIXED-Philips-MP30 |  |  |  |  | MONITORCARDIACFIXED-Philips-MP30 | Philips | [7 empty] | Covered PM Repair - Biomedical | MHHS-Mem City
NO | YES |  |  |  | 041-17097 | 041-17097 | Philips Medical Systems Cardiac and Monitoring Syste | INTELLIVUE MP30 |  | DE54020834 | MEMORIAL CITY - ER | MHHS-Mem City |  |  |  | 041-17097 | 041-17097 | West | West | MEMORIAL CITY - ER | ER RM1 |  |  |  |  | MONITORS, PHYSIOLOGIC, VITAL SIGNS |  | MONITORCARDIACFIXED-Philips-MP30 |  |  |  |  | MONITORCARDIACFIXED-Philips-MP30 | Philips | [7 empty] | Covered PM Repair - Biomedical | MHHS-Mem City
NO | YES |  |  |  | 041-17155 | 041-17155 | Philips Medical Systems Cardiac and Monitoring Syste | INTELLIVUE MP30 |  | DE54021026 | MEMORIAL CITY - ER | MHHS-Mem City |  |  |  | 041-17155 | 041-17155 | West | Memorial City-Memorial Hermann Hospital | MEMORIAL CITY - ER | Biomed Shop |  |  |  | No PM sticker | MONITORS, PHYSIOLOGIC, VITAL SIGNS |  | MONITORCARDIACFIXED-Philips-MP30 |  |  |  |  | MONITORCARDIACFIXED-Philips-MP30 | Philips | [7 empty] | Covered PM Repair - Biomedical | MHHS-Mem City
NO | YES |  |  |  | 041-32425 | 041-32425 | Philips Medical Systems Cardiac and Monitoring Syste | INTELLIVUE MP30 |  | DE54020841 | MEMORIAL CITY - ER | MHHS-Mem City |  |  |  | 041-32425 | 041-32425 | West | Memorial Hermann Memorial City ER | MEMORIAL CITY - ER | E1 431 ER RM 20 |  |  |  | Damage to screen and housing | MONITORS, PHYSIOLOGIC, VITAL SIGNS |  | MONITORCARDIACFIXED-Philips-MP30 |  |  |  |  | MONITORCARDIACFIXED-Philips-MP30 | Philips | [7 empty] | Covered PM Repair - Biomedical | MHHS-Mem City
NO | YES |  |  |  |  | 041-16585 | Philips Medical Systems Cardiac and Monitoring Syste | INTELLIVUE MP30 |  | de42602677 | MEMORIAL CITY - ER | MHHS-Mem City |  |  |  |  | 041-16585 | West | West | MEMORIAL CITY - ER | ER17 |  |  |  |  | MONITORS, PHYSIOLOGIC, VITAL SIGNS |  | MONITORCARDIACFIXED-Philips-MP30 |  |  |  |  | MONITORCARDIACFIXED-Philips-MP30 | Philips | [7 empty] | Covered PM Repair - Biomedical | MHHS-Mem City
NO | YES |  |  |  |  | 041-16588 | Philips Medical Systems Cardiac and Monitoring Syste | INTELLIVUE MP30 |  | de50403901 | MEMORIAL CITY - ER | MHHS-Mem City |  |  |  |  | 041-16588 | West | Memorial Hermann Memorial City ER | MEMORIAL CITY - ER | E1 510 ER Rm 30 |  |  |  |  | MONITORS, PHYSIOLOGIC, VITAL SIGNS |  | MONITORCARDIACFIXED-Philips-MP30 |  |  |  |  | MONITORCARDIACFIXED-Philips-MP30 | Philips | [7 empty] | Covered PM Repair - Biomedical | MHHS-Mem City
NO | YES |  |  |  |  | 041-13653 | Philips Medical Systems Cardiac and Monitoring Syste | INTELLIVUE MP30 |  | DE72869811 | MEMORIAL CITY - ER | MHHS-Mem City |  |  |  |  | 041-13653 | West | Memorial Hermann Memorial City ER | MEMORIAL CITY - ER | Peds ER Rm 4 |  |  |  |  | MONITORS, PHYSIOLOGIC, VITAL SIGNS |  | MONITORCARDIACFIXED-Philips-MP30 |  |  |  |  | MONITORCARDIACFIXED-Philips-MP30 | Philips | [7 empty] | Covered PM Repair - Biomedical | MHHS-Mem City
NO | YES |  |  |  |  | 041-16576 | Philips Medical Systems Cardiac and Monitoring Syste | INTELLIVUE MP30 |  | de52609799 | MEMORIAL CITY - ER | MHHS-Mem City |  |  |  |  | 041-16576 | West | West | MEMORIAL CITY - ER | ER18 |  |  |  |  | MONITORS, PHYSIOLOGIC, VITAL SIGNS |  | MONITORCARDIACFIXED-Philips-MP30 |  |  |  |  | MONITORCARDIACFIXED-Philips-MP30 | Philips | [7 empty] | Covered PM Repair - Biomedical | MHHS-Mem City
NO | YES | [5 empty] | Philips Medical Systems Cardiac and Monitoring Syste | INTELLIVUE MP30 |  | DE54021030 | MEMORIAL CITY - ER | MHHS-Mem City | [5 empty] | West | Memorialcity - memorial herman emergency center | MEMORIAL CITY - ER | E1-206 |  |  |  |  | MONITORS, PHYSIOLOGIC, VITAL SIGNS |  | MONITORCARDIACFIXED-Philips-MP30 |  |  |  |  | MONITORCARDIACFIXED-Philips-MP30 | Philips | [7 empty] | Covered PM Repair - Biomedical | MHHS-Mem City
NO | YES |  |  |  |  | 099-02160 | Philips Medical Systems Cardiac and Monitoring Syste | INTELLIVUE MP30 |  | DE54021049 | MEMORIAL CITY - ER | MHHS-Mem City |  |  |  |  | 099-02160 | West | Memorialcity - memorial herman emergency center | MEMORIAL CITY - ER | E1-212 |  |  |  |  | MONITORS, PHYSIOLOGIC, VITAL SIGNS |  | MONITORCARDIACFIXED-Philips-MP30 |  |  |  |  | MONITORCARDIACFIXED-Philips-MP30 | Philips | [7 empty] | Covered PM Repair - Biomedical | MHHS-Mem City
NO | YES |  |  |  |  | 041-17161 | Philips Medical Systems Cardiac and Monitoring Syste | INTELLIVUE MP30 |  | DE54021054 | MEMORIAL CITY - ER | MHHS-Mem City |  |  |  |  | 041-17161 | West | Memorial Hermann Memorial City ER | MEMORIAL CITY - ER | Peds ER Rm 5 |  |  |  |  | MONITORS, PHYSIOLOGIC, VITAL SIGNS |  | MONITORCARDIACFIXED-Philips-MP30 |  |  |  |  | MONITORCARDIACFIXED-Philips-MP30 | Philips | [7 empty] | Covered PM Repair - Biomedical | MHHS-Mem City
NO | YES |  |  |  |  | 151-04351 | Philips Medical Systems Cardiac and Monitoring Syste | INTELLIVUE MP30 |  | DE54020845 | MEMORIAL CITY - ER | MHHS-Mem City |  |  |  |  | 151-04351 | West | Memorialcity - memorial herman emergency center | MEMORIAL CITY - ER | E1-209 |  |  |  |  | MONITORS, PHYSIOLOGIC, VITAL SIGNS |  | MONITORCARDIACFIXED-Philips-MP30 |  |  |  |  | MONITORCARDIACFIXED-Philips-MP30 | Philips | [7 empty] | Covered PM Repair - Biomedical | MHHS-Mem City
NO | YES |  |  |  |  | 041-17098 | Philips Medical Systems Cardiac and Monitoring Syste | INTELLIVUE MP30 |  | DE52614009 | MEMORIAL CITY - ER | MHHS-Mem City |  |  |  |  | 041-17098 | West | Memorial Hermann Memorial City ER | MEMORIAL CITY - ER | Peds ER |  |  |  |  | MONITORS, PHYSIOLOGIC, VITAL SIGNS |  | MONITORCARDIACFIXED-Philips-MP30 |  |  |  |  | MONITORCARDIACFIXED-Philips-MP30 | Philips | [7 empty] | Covered PM Repair - Biomedical | MHHS-Mem City
NO | YES |  |  |  |  | 041-17148 | Philips Medical Systems Cardiac and Monitoring Syste | INTELLIVUE MP30 |  | de52612626 | MEMORIAL CITY - ER | MHHS-Mem City |  |  |  |  | 041-17148 | West | West | MEMORIAL CITY - ER | ER RM3 |  |  |  |  | MONITORS, PHYSIOLOGIC, VITAL SIGNS |  | MONITORCARDIACFIXED-Philips-MP30 |  |  |  |  | MONITORCARDIACFIXED-Philips-MP30 | Philips | [7 empty] | Covered PM Repair - Biomedical | MHHS-Mem City
NO | YES |  |  |  | 041-12563 | 041-12563 | Philips Medical Systems Cardiac and Monitoring Syste | INTELLIVUE MP30 |  | DE72857492 | MEMORIAL CITY - PEDS - NURSERY | MHHS-Mem City |  |  |  | 041-12563 | 041-12563 | West | Memorial Hermann Memorial City Medical Center | MEMORIAL CITY - PEDS - NURSERY | MEMORIAL CITY PEDS |  |  |  |  | MONITORS, PHYSIOLOGIC, VITAL SIGNS |  | MONITORCARDIACFIXED-Philips-MP30 |  |  |  |  | MONITORCARDIACFIXED-Philips-MP30 | Philips | [7 empty] | Covered PM Repair - Biomedical | MHHS-Mem City
NO | YES |  |  |  | 041-12565 | 041-12565 | Philips Medical Systems Cardiac and Monitoring Syste | INTELLIVUE MP30 |  | DE72857495 | Memorial City - NICU | MHHS-Mem City |  |  |  | 041-12565 | 041-12565 | West | Memorial City - Memorial Hermann Hospital | Memorial City - NICU | MH4:112 |  |  |  |  | MONITORS, PHYSIOLOGIC, VITAL SIGNS |  | MONITORCARDIACFIXED-Philips-MP30 |  |  |  |  | MONITORCARDIACFIXED-Philips-MP30 | Philips | [7 empty] | Covered PM Repair - Biomedical | MHHS-Mem City
NO | YES |  |  |  |  | 041-12274 | Philips Medical Systems Cardiac and Monitoring Syste | INTELLIVUE MP30 |  | DE72857494 | Memorial City-Labor & Delivery | MHHS-Mem City |  |  |  |  | 041-12274 | West | MHHS-Mem City | Memorial City-Labor & Delivery |  | 6/1/19 |  |  |  | MONITORS, PHYSIOLOGIC, VITAL SIGNS |  | MONITORCARDIACFIXED-Philips-MP30 |  |  |  |  | MONITORCARDIACFIXED-Philips-MP30 | Philips | [7 empty] | Covered PM Repair - Biomedical | MHHS-Mem City
NO | YES | [5 empty] | Philips Medical Systems Cardiac and Monitoring Syste | INTELLIVUE MP30 |  | DE72857409 | Memorial City-Labor & Delivery | MHHS-Mem City | [5 empty] | West | MHHS-Mem City | Memorial City-Labor & Delivery | L | 3/1/20 |  |  |  | MONITORS, PHYSIOLOGIC, VITAL SIGNS |  | MONITORCARDIACFIXED-Philips-MP30 |  |  |  |  | MONITORCARDIACFIXED-Philips-MP30 | Philips | [7 empty] | Covered PM Repair - Biomedical | MHHS-Mem City
NO | YES |  |  |  |  | 041-09070 | Philips Medical Systems Cardiac and Monitoring Syste | INTELLIVUE MP30 |  | DE72869805 | Memorial City OR Recovery | MHHS-Mem City |  |  |  |  | 041-09070 | West | Memorial Hermann Memorial City Medical Center | Memorial City OR Recovery | Memorial City - OR Recovery Bay 5 |  |  |  |  | MONITORS, PHYSIOLOGIC, VITAL SIGNS |  | MONITORCARDIACFIXED-Philips-MP30 |  |  |  |  | MONITORCARDIACFIXED-Philips-MP30 | Philips | [7 empty] | Covered PM Repair - Biomedical | MHHS-Mem City
NO | YES |  |  |  |  | 041-13645 | Philips Medical Systems Cardiac and Monitoring Syste | INTELLIVUE MP30 |  | DE72869786 | MEMORIAL CITY - MOR RECOVERY | MHHS-Mem City |  |  |  |  | 041-13645 | West | Memorial City - Memorial Hermann Hospital East Tower | MEMORIAL CITY - MOR RECOVERY | Bay 4 |  |  |  |  | MONITORS, PHYSIOLOGIC, VITAL SIGNS |  | MONITORCARDIACFIXED-Philips-MP30 |  |  |  |  | MONITORCARDIACFIXED-Philips-MP30 | Philips | [7 empty] | Covered PM Repair - Biomedical | MHHS-Mem City
NO | YES |  |  |  |  | 041-13651 | Philips Medical Systems Cardiac and Monitoring Syste | INTELLIVUE MP30 |  | DE72869799 | MEMORIAL CITY - MOR RECOVERY | MHHS-Mem City |  |  |  |  | 041-13651 | West | Memorial Hermann Memorial City Medical Center | MEMORIAL CITY - MOR RECOVERY | MEMORIAL CITY - MOR RECOVER |  |  |  |  | MONITORS, PHYSIOLOGIC, VITAL SIGNS |  | MONITORCARDIACFIXED-Philips-MP30 |  |  |  |  | MONITORCARDIACFIXED-Philips-MP30 | Philips | [7 empty] | Covered PM Repair - Biomedical | MHHS-Mem City
NO | YES |  |  |  |  | 041-13647 | Philips Medical Systems Cardiac and Monitoring Syste | INTELLIVUE MP30 |  | DE72869806 | MEMORIAL CITY - MOR RECOVERY | MHHS-Mem City |  |  |  |  | 041-13647 | West | Memorial Hermann Memorial City Medical Center | MEMORIAL CITY - MOR RECOVERY | MEMORIAL CITY - MOR RECOVER |  |  |  |  | MONITORS, PHYSIOLOGIC, VITAL SIGNS |  | MONITORCARDIACFIXED-Philips-MP30 |  |  |  |  | MONITORCARDIACFIXED-Philips-MP30 | Philips | [7 empty] | Covered PM Repair - Biomedical | MHHS-Mem City
NO | YES | [5 empty] | Philips Medical Systems Cardiac and Monitoring Syste | INTELLIVUE MP30 |  | DE72869802 | MEMORIAL CITY - MOR RECOVERY | MHHS-Mem City | [5 empty] | West | Memorial Hermann Memorial City Medical Center | MEMORIAL CITY - MOR RECOVERY | PACU BAY 4 |  |  |  |  | MONITORS, PHYSIOLOGIC, VITAL SIGNS |  | MONITORCARDIACFIXED-Philips-MP30 |  |  |  |  | MONITORCARDIACFIXED-Philips-MP30 | Philips | [7 empty] | Covered PM Repair - Biomedical | MHHS-Mem City
NO | YES |  |  |  | 041-12564 | 041-12564 | Philips Medical Systems Cardiac and Monitoring Syste | INTELLIVUE MP30 |  | DE72857502 | MEMORIAL CITY - PEDIATRICS | MHHS-Mem City |  |  |  | 041-12564 | 041-12564 | West | West | MEMORIAL CITY - PEDIATRICS | MH4:205 Room 4M07 |  |  |  |  | MONITORS, PHYSIOLOGIC, VITAL SIGNS |  | MONITORCARDIACFIXED-Philips-MP30 |  |  |  |  | MONITORCARDIACFIXED-Philips-MP30 | Philips | [7 empty] | Covered PM Repair - Biomedical | MHHS-Mem City
NO | YES |  |  |  | 041-12275 | 041-12275 | Philips Medical Systems Cardiac and Monitoring Syste | INTELLIVUE MP30 |  |  | Memorial City-Postpartum | MHHS-Mem City |  |  |  | 041-12275 | 041-12275 | West | MHHS-Mem City | Memorial City-Postpartum | Hallway | 3/1/20 |  | 3/1/21 |  | MONITORS, PHYSIOLOGIC, VITAL SIGNS |  | MONITORCARDIACFIXED-Philips-MP30 |  |  |  |  | MONITORCARDIACFIXED-Philips-MP30 | Philips | [7 empty] | Covered PM Repair - Biomedical | MHHS-Mem City
NO | YES |  |  |  | 041-12276 | 041-12276 | Philips Medical Systems Cardiac and Monitoring Syste | INTELLIVUE MP30 |  | DE72857521 | MEMORIAL CITY - POSTPARTUM - NURSERY | MHHS-Mem City |  |  |  | 041-12276 | 041-12276 | West | Memorial Hermann Memorial City Medical Center | MEMORIAL CITY - POSTPARTUM - NURSERY | MEMORIAL CITY PEDS |  |  |  |  | MONITORS, PHYSIOLOGIC, VITAL SIGNS |  | MONITORCARDIACFIXED-Philips-MP30 |  |  |  |  | MONITORCARDIACFIXED-Philips-MP30 | Philips | [7 empty] | Covered PM Repair - Biomedical | MHHS-Mem City
NO | YES |  |  |  |  | 041-12286 | Philips Medical Systems Cardiac and Monitoring Syste | INTELLIVUE MP30 |  | DE72857522 | Memorial City-Postpartum-Nursery | MHHS-Mem City |  |  |  |  | 041-12286 | West | MHHS-Mem City | Memorial City-Postpartum-Nursery |  | 6/1/19 |  |  |  | MONITORS, PHYSIOLOGIC, VITAL SIGNS |  | MONITORCARDIACFIXED-Philips-MP30 |  |  |  |  | MONITORCARDIACFIXED-Philips-MP30 | Philips |  |  |  |  | 1/1/17 |  |  | Covered PM Repair - Biomedical | MHHS-Mem City
NO | YES |  |  |  | 005-06195 | 005-06195 | Philips Medical Systems Cardiac and Monitoring Syste | INTELLIVUE MP30 |  | DE728A4580 | SE-Emergency Center | MHHS-Southeast |  |  |  | 005-06195 | 005-06195 | Southeast | MHHS-Southeast | SE-Emergency Center | Acute 10 | 12/1/19 |  | 12/1/20 |  | MONITORS, PHYSIOLOGIC, VITAL SIGNS |  | MONITORCARDIACFIXED-Philips-MP30 |  |  |  |  | MONITORCARDIACFIXED-Philips-MP30 | Philips | [7 empty] | Covered PM Repair - Biomedical | MHHS-Southeast
NO | YES |  |  |  | 005-08443 | 005-08443 | Philips Medical Systems Cardiac and Monitoring Syste | INTELLIVUE MP30 |  | DE728A4587 | SE-Emergency Center | MHHS-Southeast |  |  |  | 005-08443 | 005-08443 | Southeast | MHHS-Southeast | SE-Emergency Center | Hallway | 1/1/20 |  | 1/1/21 |  | MONITORS, PHYSIOLOGIC, VITAL SIGNS |  | MONITORCARDIACFIXED-Philips-MP30 |  |  |  |  | MONITORCARDIACFIXED-Philips-MP30 | Philips | [7 empty] | Covered PM Repair - Biomedical | MHHS-Southeast
NO | YES |  |  |  | 005-08725 | 005-08725 | Philips Medical Systems Cardiac and Monitoring Syste | INTELLIVUE MP30 |  | DE728A4693 | SE-Emergency Center | MHHS-Southeast |  |  |  | 005-08725 | 005-08725 | Southeast | MHHS-Southeast | SE-Emergency Center | Room 4 | 11/1/19 |  | 11/1/20 |  | MONITORS, PHYSIOLOGIC, VITAL SIGNS |  | MONITORCARDIACFIXED-Philips-MP30 |  |  |  |  | MONITORCARDIACFIXED-Philips-MP30 | Philips |  |  |  |  | 5/25/19 |  |  | Covered PM Repair - Biomedical | MHHS-Southeast
NO | YES |  |  |  | 005-09184 | 005-09184 | Philips Medical Systems Cardiac and Monitoring Syste | INTELLIVUE MP30 |  | DE728A4674 | SE-Emergency Center | MHHS-Southeast |  |  |  | 005-09184 | 005-09184 | Southeast | MHHS-Southeast | SE-Emergency Center |  | 11/1/19 |  | 11/1/20 |  | MONITORS, PHYSIOLOGIC, VITAL SIGNS |  | MONITORCARDIACFIXED-Philips-MP30 |  |  |  |  | MONITORCARDIACFIXED-Philips-MP30 | Philips |  |  |  |  | 5/20/19 |  |  | Covered PM Repair - Biomedical | MHHS-Southeast
NO | YES |  |  |  | 005-09186 | 005-09186 | Philips Medical Systems Cardiac and Monitoring Syste | INTELLIVUE MP30 |  | DE728A4699 | SE-Emergency Center | MHHS-Southeast |  |  |  | 005-09186 | 005-09186 | Southeast | MHHS-Southeast | SE-Emergency Center | Major 1 | 11/1/19 |  | 11/1/20 |  | MONITORS, PHYSIOLOGIC, VITAL SIGNS |  | MONITORCARDIACFIXED-Philips-MP30 |  |  |  |  | MONITORCARDIACFIXED-Philips-MP30 | Philips |  |  |  |  | 10/17/13 |  |  | Covered PM Repair - Biomedical | MHHS-Southeast
NO | YES |  |  |  | 005-09188 | 005-09188 | Philips Medical Systems Cardiac and Monitoring Syste | INTELLIVUE MP30 |  | DE728A4660 | SE-Emergency Center | MHHS-Southeast |  |  |  | 005-09188 | 005-09188 | Southeast | MHHS-Southeast | SE-Emergency Center |  | 12/1/19 |  |  |  | MONITORS, PHYSIOLOGIC, VITAL SIGNS |  | MONITORCARDIACFIXED-Philips-MP30 |  |  |  |  | MONITORCARDIACFIXED-Philips-MP30 | Philips |  |  |  |  | 10/17/13 |  |  | Covered PM Repair - Biomedical | MHHS-Southeast
NO | YES |  |  |  | 005-09190 | 005-09190 | Philips Medical Systems Cardiac and Monitoring Syste | INTELLIVUE MP30 |  | DE728A4588 | SE-Emergency Center | MHHS-Southeast |  |  |  | 005-09190 | 005-09190 | Southeast | MHHS-Southeast | SE-Emergency Center |  | 1/1/19 |  |  |  | MONITORS, PHYSIOLOGIC, VITAL SIGNS |  | MONITORCARDIACFIXED-Philips-MP30 |  |  |  |  | MONITORCARDIACFIXED-Philips-MP30 | Philips |  |  |  |  | 10/17/13 |  |  | Covered PM Repair - Biomedical | MHHS-Southeast
NO | YES |  |  |  | 005-09192 | 005-09192 | Philips Medical Systems Cardiac and Monitoring Syste | INTELLIVUE MP30 |  | DE728A4641 | SE-Emergency Center | MHHS-Southeast |  |  |  | 005-09192 | 005-09192 | Southeast & Bay Area | MHHS-Southeast | SE-Emergency Center |  | 11/1/19 |  | 11/1/20 |  | MONITORS, PHYSIOLOGIC, VITAL SIGNS |  | MONITORCARDIACFIXED-Philips-MP30 |  |  |  |  | MONITORCARDIACFIXED-Philips-MP30 | Philips |  |  |  |  | 8/19/20 |  |  | Not Covered Vendor Only - Biomedical | MHHS-Southeast
NO | YES |  |  |  | 005-09201 | 005-09201 | Philips Medical Systems Cardiac and Monitoring Syste | INTELLIVUE MP30 |  | DE728A4569 | SE-Emergency Center | MHHS-Southeast |  |  |  | 005-09201 | 005-09201 | Southeast | MHHS-Southeast | SE-Emergency Center | SE - EMERGENCY CENTER | 11/1/19 |  | 11/1/20 |  | MONITORS, PHYSIOLOGIC, VITAL SIGNS |  | MONITORCARDIACFIXED-Philips-MP30 |  |  |  |  | MONITORCARDIACFIXED-Philips-MP30 | Philips |  |  |  |  | 8/19/20 |  |  | Not Covered Vendor Only - Biomedical | MHHS-Southeast
NO | YES |  |  |  | 005-09203 | 005-09203 | Philips Medical Systems Cardiac and Monitoring Syste | INTELLIVUE MP30 |  | DE728A4688 | SE-Emergency Center | MHHS-Southeast |  |  |  | 005-09203 | 005-09203 | Southeast | MHHS-Southeast | SE-Emergency Center | Room 19 | 1/1/20 |  | 1/1/21 |  | MONITORS, PHYSIOLOGIC, VITAL SIGNS |  | MONITORCARDIACFIXED-Philips-MP30 |  |  |  |  | MONITORCARDIACFIXED-Philips-MP30 | Philips |  |  |  |  | 8/19/20 |  |  | Not Covered Vendor Only - Biomedical | MHHS-Southeast
NO | YES |  |  |  | 005-09210 | 005-09210 | Philips Medical Systems Cardiac and Monitoring Syste | INTELLIVUE MP30 |  | DE728A4595 | SE-Emergency Center | MHHS-Southeast |  |  |  | 005-09210 | 005-09210 | Southeast | MHHS-Southeast | SE-Emergency Center | Hall | 1/1/20 |  | 1/1/21 |  | MONITORS, PHYSIOLOGIC, VITAL SIGNS |  | MONITORCARDIACFIXED-Philips-MP30 |  |  |  |  | MONITORCARDIACFIXED-Philips-MP30 | Philips | [7 empty] | Covered PM Repair - Radiology, Low End | MHHS-Southeast
NO | YES |  |  |  | 005-09237 | 005-09237 | Philips Medical Systems Cardiac and Monitoring Syste | INTELLIVUE MP30 |  | DE728A4666 | SE-Emergency Center | MHHS-Southeast |  |  |  | 005-09237 | 005-09237 | Southeast | MHHS-Southeast | SE-Emergency Center | W1 306 Major RM 6 | 1/1/19 |  |  |  | MONITORS, PHYSIOLOGIC, VITAL SIGNS |  | MONITORCARDIACFIXED-Philips-MP30 |  |  |  |  | MONITORCARDIACFIXED-Philips-MP30 | Philips |  |  |  |  | 8/10/16 |  |  | Covered PM Repair - Radiology, Low End | MHHS-Southeast
NO | YES |  |  |  | 005-09239 | 005-09239 | Philips Medical Systems Cardiac and Monitoring Syste | INTELLIVUE MP30 |  | DE728A4671 | SE-Emergency Center | MHHS-Southeast |  |  |  | 005-09239 | 005-09239 | Southeast | MHHS-Southeast | SE-Emergency Center | ER Major Room 5 | 11/1/19 |  | 11/1/20 |  | MONITORS, PHYSIOLOGIC, VITAL SIGNS |  | MONITORCARDIACFIXED-Philips-MP30 |  |  |  |  | MONITORCARDIACFIXED-Philips-MP30 | Philips |  |  |  |  | 8/10/16 |  |  | Covered PM Repair - Biomedical | MHHS-Southeast
NO | YES |  |  |  | 005-09244 | 005-09244 | Philips Medical Systems Cardiac and Monitoring Syste | INTELLIVUE MP30 |  | DE728A4672 | SE-Emergency Center | MHHS-Southeast |  |  |  | 005-09244 | 005-09244 | Southeast | MHHS-Southeast | SE-Emergency Center | ER3 | 1/1/19 |  |  |  | MONITORS, PHYSIOLOGIC, VITAL SIGNS |  | MONITORCARDIACFIXED-Philips-MP30 |  |  |  |  | MONITORCARDIACFIXED-Philips-MP30 | Philips |  |  |  |  | 7/2/19 |  |  | Covered PM Repair - Radiology, Low End | MHHS-Southeast
NO | YES |  |  |  | 005-09249 | 005-09249 | Philips Medical Systems Cardiac and Monitoring Syste | INTELLIVUE MP30 |  | DE728A4698 | SE-Emergency Center | MHHS-Southeast |  |  |  | 005-09249 | 005-09249 | Southeast | MHHS-Southeast | SE-Emergency Center | Room 25 | 11/1/19 |  | 11/1/20 |  | MONITORS, PHYSIOLOGIC, VITAL SIGNS |  | MONITORCARDIACFIXED-Philips-MP30 |  |  |  |  | MONITORCARDIACFIXED-Philips-MP30 | Philips | [7 empty] | Covered PM Repair Labor Only - Biomedica | MHHS-Southeast
NO | YES |  |  |  | 005-09265 | 005-09265 | Philips Medical Systems Cardiac and Monitoring Syste | INTELLIVUE MP30 |  | DE728A4652 | SE-Emergency Center | MHHS-Southeast |  |  |  | 005-09265 | 005-09265 | Southeast | MHHS-Southeast | SE-Emergency Center | SE - EMERGENCY CENTER | 1/1/19 |  | 1/1/21 |  | MONITORS, PHYSIOLOGIC, VITAL SIGNS |  | MONITORCARDIACFIXED-Philips-MP30 |  |  |  |  | MONITORCARDIACFIXED-Philips-MP30 | Philips | [7 empty] | Covered PM Repair Labor Only - Biomedica | MHHS-Southeast
NO | YES |  |  |  | 005-09267 | 005-09267 | Philips Medical Systems Cardiac and Monitoring Syste | INTELLIVUE MP30 |  | DE728A4686 | SE-Emergency Center | MHHS-Southeast |  |  |  | 005-09267 | 005-09267 | Southeast | MHHS-Southeast | SE-Emergency Center | SE - EMERGENCY CENTER | 1/1/20 |  | 1/1/21 |  | MONITORS, PHYSIOLOGIC, VITAL SIGNS |  | MONITORCARDIACFIXED-Philips-MP30 |  |  |  |  | MONITORCARDIACFIXED-Philips-MP30 | Philips | [7 empty] | Covered PM Repair Labor Only - Biomedica | MHHS-Southeast
NO | YES |  |  |  | 005-09269 | 005-09269 | Philips Medical Systems Cardiac and Monitoring Syste | INTELLIVUE MP30 |  | DE728A4687 | SE-Emergency Center | MHHS-Southeast |  |  |  | 005-09269 | 005-09269 | Southeast | MHHS-Southeast | SE-Emergency Center | Exam 18 | 11/1/19 |  | 11/1/20 |  | MONITORS, PHYSIOLOGIC, VITAL SIGNS |  | MONITORCARDIACFIXED-Philips-MP30 |  |  |  |  | MONITORCARDIACFIXED-Philips-MP30 | Philips | [7 empty] | Covered PM Repair - Biomedical | MHHS-Southeast
NO | YES |  |  |  | 005-09273 | 005-09273 | Philips Medical Systems Cardiac and Monitoring Syste | INTELLIVUE MP30 |  | DE728A4579 | SE-Emergency Center | MHHS-Southeast |  |  |  | 005-09273 | 005-09273 | Southeast | MHHS-Southeast | SE-Emergency Center | Room 25 | 12/1/19 |  | 4/1/20 |  | MONITORS, PHYSIOLOGIC, VITAL SIGNS |  | MONITORCARDIACFIXED-Philips-MP30 |  |  |  |  | MONITORCARDIACFIXED-Philips-MP30 | Philips | [7 empty] | Covered PM Repair - Biomedical | MHHS-Southeast
NO | YES |  |  |  | 005-09275 | 005-09275 | Philips Medical Systems Cardiac and Monitoring Syste | INTELLIVUE MP30 |  | DE728A4675 | SE-Emergency Center | MHHS-Southeast |  |  |  | 005-09275 | 005-09275 | Southeast | MHHS-Southeast | SE-Emergency Center | ER | 1/1/20 |  | 1/1/21 |  | MONITORS, PHYSIOLOGIC, VITAL SIGNS |  | MONITORCARDIACFIXED-Philips-MP30 |  |  |  |  | MONITORCARDIACFIXED-Philips-MP30 | Philips | [7 empty] | Covered PM Repair - Biomedical | MHHS-Southeast
NO | YES |  |  |  | 005-09818 | 005-09818 | Philips Medical Systems Cardiac and Monitoring Syste | INTELLIVUE MP30 |  | DE728A4575 | SE-Emergency Center | MHHS-Southeast |  |  |  | 005-09818 | 005-09818 | Southeast | MHHS-Southeast | SE-Emergency Center | Hall | 10/1/19 |  | 10/1/20 |  | MONITORS, PHYSIOLOGIC, VITAL SIGNS |  | MONITORCARDIACFIXED-Philips-MP30 |  |  |  |  | MONITORCARDIACFIXED-Philips-MP30 | Philips | [7 empty] | Covered PM Repair - Biomedical | MHHS-Southeast
NO | YES |  |  |  | 005-10647 | 005-10647 | Philips Medical Systems Cardiac and Monitoring Syste | INTELLIVUE MP30 |  | DE72886856 | SE-Emergency Center | MHHS-Southeast |  |  |  | 005-10647 | 005-10647 | Southeast | MHHS-Southeast | SE-Emergency Center | Hall | 10/1/19 |  | 10/1/20 |  | MONITORS, PHYSIOLOGIC, VITAL SIGNS |  | MONITORCARDIACFIXED-Philips-MP30 |  |  |  |  | MONITORCARDIACFIXED-Philips-MP30 | Philips | [7 empty] | Covered PM Repair - Biomedical | MHHS-Southeast
NO | YES | Asset Tag 005-12285 |  |  | 005-12285 | 005-12285 | Philips Medical Systems Cardiac and Monitoring Syste | INTELLIVUE MP30 |  | DE728A4582 | SE-OR-PACU | MHHS-Southeast |  |  |  | 005-12285 | 005-12285 | Southeast | MHHS-Southeast | SE-OR-PACU | OR - PACU | 11/1/19 |  | 11/1/20 |  | MONITORS, PHYSIOLOGIC, VITAL SIGNS |  | MONITORCARDIACFIXED-Philips-MP30 |  |  |  |  | MONITORCARDIACFIXED-Philips-MP30 | Philips |  |  |  |  | 5/23/19 |  |  | Covered PM Repair - Biomedical | MHHS-Southeast
NO | YES |  |  |  | 005-13024 | 005-13024 | Philips Medical Systems Cardiac and Monitoring Syste | INTELLIVUE MP30 |  | DE728A4574 | SE-Emergency Center | MHHS-Southeast |  |  |  | 005-13024 | 005-13024 | Southeast | MHHS-Southeast | SE-Emergency Center | Room 12 | 10/1/19 |  | 10/1/20 |  | MONITORS, PHYSIOLOGIC, VITAL SIGNS |  | MONITORCARDIACFIXED-Philips-MP30 |  |  |  |  | MONITORCARDIACFIXED-Philips-MP30 | Philips | [7 empty] | Covered PM Repair - Biomedical | MHHS-Southeast
NO | YES |  |  |  | 005-09661 | 005-09661 | Philips Medical Systems Cardiac and Monitoring Syste | INTELLIVUE MP30 |  | DE62237401 | SE-OR | MHHS-Southeast |  |  |  | 005-09661 | 005-09661 | Southeast | MHHS-Southeast | SE-OR | Anesthesia workroom | 9/1/20 |  | 4/1/20 |  | MONITORS, PHYSIOLOGIC, VITAL SIGNS |  | MONITORCARDIACFIXED-Philips-MP30 |  |  |  |  | MONITORCARDIACFIXED-Philips-MP30 | Philips |  |  |  |  | 3/1/17 |  |  | Covered PM Repair - Biomedical | MHHS-Southeast
NO | YES |  |  |  | 005-10410 | 005-10410 | Philips Medical Systems Cardiac and Monitoring Syste | INTELLIVUE MP30 |  | DE35129464 | SE-Emergency Center | MHHS-Southeast |  | Monitor, Cardiac, Fixed |  | 005-10410 | 005-10410 | Southeast | MHHS-Southeast | SE-Emergency Center | Hall | 1/1/19 |  | 1/1/21 |  | MONITORS, PHYSIOLOGIC, VITAL SIGNS |  | MONITORCARDIACFIXED-Philips-Intellivue MX450 | MONITORCARDIACFIXED | Intellivue MX450 |  |  |  | Philips | Monitor, Cardiac, Fixed |  | MONITORCARDIACFIXED-Philips-Intellivue MX450 |  |  |  |  | Covered PM Repair - Biomedical | MHHS-Southeast
NO | YES | [5 empty] | Philips Medical Systems Cardiac and Monitoring Syste | INTELLIVUE MP30 |  | DE62220890 | SW-OR | MHHS-Southwest | [5 empty] | Southwest | MHHS-Southwest | SW-OR | Rm 4 | 6/1/19 |  | 6/1/20 |  | MONITORS, PHYSIOLOGIC, VITAL SIGNS | Monitor, Cardiac, Fixed | MONITORCARDIACFIXED-Philips-MP30 |  |  |  |  | MONITORCARDIACFIXED-Philips-MP30 | Philips |  |  |  |  | 2/28/18 |  | MCH-A | Covered PM Repair - Biomedical | MHHS-Southwest | [8 empty] | MONITORCARDIACFIXED | Monitor, Cardiac, Fixed | Philips
NO | YES | Serial Number DE62220887 |  |  |  |  | Philips Medical Systems Cardiac and Monitoring Syste | INTELLIVUE MP30 |  | DE62220887 | SW-Endoscopy | MHHS-Southwest | [5 empty] | Memorial Hermann Hospital - Southwest | MHHS-Southwest | SW-Endoscopy | Endoscopy - GI Lab | 6/1/19 |  |  |  | MONITORS, PHYSIOLOGIC, VITAL SIGNS | Monitor, Cardiac, Fixed | MONITORCARDIACFIXED-Philips-MP30 |  |  |  |  | MONITORCARDIACFIXED-Philips-MP30 | Philips |  |  |  |  | 2/28/18 |  | MCH-A | Covered PM Repair - Biomedical | MHHS-Southwest | [8 empty] | MONITORCARDIACFIXED | Monitor, Cardiac, Fixed | Philips
NO | YES |  |  |  |  | 013-17551 | Philips Medical Systems Cardiac and Monitoring Syste | INTELLIVUE MP30 |  | DE62220882 | SW-Respiratory | MHHS-Southwest |  |  |  |  | 013-17551 | Memorial Hermann Hospital - Southwest | MHHS-Southwest | SW-Respiratory | Endoscopy |  |  |  |  | MONITORS, PHYSIOLOGIC, VITAL SIGNS | Monitor, Cardiac, Fixed | MONITORCARDIACFIXED-Philips-MP30 |  |  |  |  | MONITORCARDIACFIXED-Philips-MP30 | Philips |  |  |  |  | 2/28/18 |  | MCH-A | Covered PM Repair - Biomedical | MHHS-Southwest | [8 empty] | MONITORCARDIACFIXED | Monitor, Cardiac, Fixed | Philips
NO | YES |  |  |  | 013-35883 | 013-35883 | Philips Medical Systems Cardiac and Monitoring Syste | INTELLIVUE MP30 |  | DE728B1564 | SW-NICU | MHHS-Southwest |  |  |  | 013-35883 | 013-35883 | Southwest | MHHS-Southwest | SW-NICU | Nicu | 8/1/19 |  |  |  | MONITORS, PHYSIOLOGIC, VITAL SIGNS | Monitor, Cardiac, Fixed | MONITORCARDIACFIXED-Philips-MP30 |  |  |  |  | MONITORCARDIACFIXED-Philips-MP30 | Philips |  |  |  |  | 2/28/18 |  | MCH-A | Covered PM Repair - Biomedical | MHHS-Southwest | [8 empty] | MONITORCARDIACFIXED | Monitor, Cardiac, Fixed | Philips
NO | YES |  |  |  | 013-35884 | 013-35884 | Philips Medical Systems Cardiac and Monitoring Syste | INTELLIVUE MP30 |  | DE728B1533 | SW-NICU | MHHS-Southwest |  |  |  | 013-35884 | 013-35884 | Southwest | MHHS-Southwest | SW-NICU | NICU | 8/1/19 |  | 8/1/20 |  | MONITORS, PHYSIOLOGIC, VITAL SIGNS | Monitor, Cardiac, Fixed | MONITORCARDIACFIXED-Philips-MP30 |  |  |  |  | MONITORCARDIACFIXED-Philips-MP30 | Philips |  |  |  |  | 2/28/18 |  | MCH-A | Covered PM Repair - Biomedical | MHHS-Southwest | [8 empty] | MONITORCARDIACFIXED | Monitor, Cardiac, Fixed | Philips
NO | YES |  |  |  | 013-35885 | 013-35885 | Philips Medical Systems Cardiac and Monitoring Syste | INTELLIVUE MP30 |  | DE728B1551 | SW-NICU | MHHS-Southwest |  |  |  | 013-35885 | 013-35885 | Southwest | MHHS-Southwest | SW-NICU | NICU | 8/1/19 |  | 8/1/20 |  | MONITORS, PHYSIOLOGIC, VITAL SIGNS | Monitor, Cardiac, Fixed | MONITORCARDIACFIXED-Philips-MP30 |  |  |  |  | MONITORCARDIACFIXED-Philips-MP30 | Philips | [6 empty] | MCH-A | Not Covered Vendor Only - Biomedical | MHHS-Southwest | [8 empty] | MONITORCARDIACFIXED | Monitor, Cardiac, Fixed | Philips
NO | YES |  |  |  | 013-35886 | 013-35886 | Philips Medical Systems Cardiac and Monitoring Syste | INTELLIVUE MP30 |  | DE728B1543 | SW-NICU | MHHS-Southwest |  |  |  | 013-35886 | 013-35886 | Southwest | MHHS-Southwest | SW-NICU | NICU | 8/1/19 |  | 9/1/20 |  | MONITORS, PHYSIOLOGIC, VITAL SIGNS | Monitor, Cardiac, Fixed | MONITORCARDIACFIXED-Philips-MP30 |  |  |  |  | MONITORCARDIACFIXED-Philips-MP30 | Philips |  |  |  |  | 12/8/17 |  | MCH-A | Not Covered Vendor Only - Biomedical | MHHS-Southwest | [8 empty] | MONITORCARDIACFIXED | Monitor, Cardiac, Fixed | Philips
NO | YES |  |  |  | 013-35891 | 013-35891 | Philips Medical Systems Cardiac and Monitoring Syste | INTELLIVUE MP30 |  | DE728B1561 | SW-NICU | MHHS-Southwest |  |  |  | 013-35891 | 013-35891 | Southwest | MHHS-Southwest | SW-NICU | NICU | 9/1/19 |  | 9/1/20 |  | MONITORS, PHYSIOLOGIC, VITAL SIGNS | Monitor, Cardiac, Fixed | MONITORCARDIACFIXED-Philips-MP30 |  |  |  |  | MONITORCARDIACFIXED-Philips-MP30 | Philips |  |  |  |  | 10/15/17 |  | MCH-A | Not Covered Vendor Only - Biomedical | MHHS-Southwest | [8 empty] | MONITORCARDIACFIXED | Monitor, Cardiac, Fixed | Philips
NO | YES |  |  |  | 013-35892 | 013-35892 | Philips Medical Systems Cardiac and Monitoring Syste | INTELLIVUE MP30 |  | DE728B1559 | SW-NICU | MHHS-Southwest |  |  |  | 013-35892 | 013-35892 | Southwest | MHHS-Southwest | SW-NICU | NICU | 8/1/19 |  | 8/1/20 |  | MONITORS, PHYSIOLOGIC, VITAL SIGNS | Monitor, Cardiac, Fixed | MONITORCARDIACFIXED-Philips-MP30 |  |  |  |  | MONITORCARDIACFIXED-Philips-MP30 | Philips | [6 empty] | MCH-A | Not Covered Vendor Only - Biomedical | MHHS-Southwest | [8 empty] | MONITORCARDIACFIXED | Monitor, Cardiac, Fixed | Philips
NO | YES |  |  |  | 013-35893 | 013-35893 | Philips Medical Systems Cardiac and Monitoring Syste | INTELLIVUE MP30 |  | DE728B1542 | SW-Labor | MHHS-Southwest |  |  |  | 013-35893 | 013-35893 | Southwest | MHHS-Southwest | SW-Labor | Hallway |  |  |  |  | MONITORS, PHYSIOLOGIC, VITAL SIGNS | Monitor, Cardiac, Fixed | MONITORCARDIACFIXED-Philips-MP30 |  |  |  |  | MONITORCARDIACFIXED-Philips-MP30 | Philips | [6 empty] | MCH-A | Covered PM Repair - Biomedical | MHHS-Southwest | [8 empty] | MONITORCARDIACFIXED | Monitor, Cardiac, Fixed | Philips
NO | YES |  |  |  | 013-35894 | 013-35894 | Philips Medical Systems Cardiac and Monitoring Syste | INTELLIVUE MP30 |  | DE728B1546 | SW-NICU | MHHS-Southwest |  |  |  | 013-35894 | 013-35894 | Southwest | MHHS-Southwest | SW-NICU | NICU | 9/1/19 |  | 9/1/20 |  | MONITORS, PHYSIOLOGIC, VITAL SIGNS | Monitor, Cardiac, Fixed | MONITORCARDIACFIXED-Philips-MP30 |  |  |  |  | MONITORCARDIACFIXED-Philips-MP30 | Philips | [6 empty] | MCH-A | Covered PM Repair - Biomedical | MHHS-Southwest | [8 empty] | MONITORCARDIACFIXED | Monitor, Cardiac, Fixed | Philips
NO | YES |  |  |  | 129-01991 | 129-01991 | Philips Medical Systems Cardiac and Monitoring Syste | INTELLIVUE MP30 |  | DE54015785 | Sugar Land-ER | MHHS-Sugarland |  |  |  | 129-01991 | 129-01991 | Sugar Land | MHHS-Sugarland | Sugar Land-ER | Room 13 | 9/1/19 |  | 9/1/20 |  | MONITORS, PHYSIOLOGIC, VITAL SIGNS | Monitor, Cardiac, Fixed | MONITORCARDIACFIXED-Philips-MP30 |  |  |  |  | MONITORCARDIACFIXED-Philips-MP30 | Philips | [6 empty] | MCH-A | Covered PM Repair - Biomedical | MHHS-Sugarland | [8 empty] | MONITORCARDIACFIXED | Monitor, Cardiac, Fixed | Philips
NO | YES |  |  |  | 129-01992 | 129-01992 | Philips Medical Systems Cardiac and Monitoring Syste | INTELLIVUE MP30 |  | DE54015772 | Sugar Land-ER | MHHS-Sugarland |  |  |  | 129-01992 | 129-01992 | Sugar Land | MHHS-Sugarland | Sugar Land-ER | Room 7 | 10/1/19 |  | 9/1/20 |  | MONITORS, PHYSIOLOGIC, VITAL SIGNS | Monitor, Cardiac, Fixed | MONITORCARDIACFIXED-Philips-MP30 |  |  |  |  | MONITORCARDIACFIXED-Philips-MP30 | Philips | [6 empty] | MCH-A | Covered PM Repair - Biomedical | MHHS-Sugarland | [8 empty] | MONITORCARDIACFIXED | Monitor, Cardiac, Fixed | Philips
NO | YES |  |  |  | 129-01993 | 129-01993 | Philips Medical Systems Cardiac and Monitoring Syste | INTELLIVUE MP30 |  | DE54015789 | Sugar Land-ER | MHHS-Sugarland |  |  |  | 129-01993 | 129-01993 | Sugar Land | MHHS-Sugarland | Sugar Land-ER | Room11 | 9/1/19 |  |  |  | MONITORS, PHYSIOLOGIC, VITAL SIGNS | Monitor, Cardiac, Fixed | MONITORCARDIACFIXED-Philips-MP30 |  |  |  |  | MONITORCARDIACFIXED-Philips-MP30 | Philips | [6 empty] | MCH-A | Covered PM Repair - Biomedical | MHHS-Sugarland | [8 empty] | MONITORCARDIACFIXED | Monitor, Cardiac, Fixed | Philips
NO | YES |  |  |  | 129-01994 | 129-01994 | Philips Medical Systems Cardiac and Monitoring Syste | INTELLIVUE MP30 |  | de54015804 | Sugar Land-ER | MHHS-Sugarland |  |  |  | 129-01994 | 129-01994 | Sugar Land | MHHS-Sugarland | Sugar Land-ER | Room 9 | 10/1/19 |  | 10/1/20 |  | MONITORS, PHYSIOLOGIC, VITAL SIGNS | Monitor, Cardiac, Fixed | MONITORCARDIACFIXED-Philips-MP30 |  |  |  |  | MONITORCARDIACFIXED-Philips-MP30 | Philips | [6 empty] | MCH-A | Covered PM Repair - Biomedical | MHHS-Sugarland | [8 empty] | MONITORCARDIACFIXED | Monitor, Cardiac, Fixed | Philips
NO | YES |  |  |  | 129-01995 | 129-01995 | Philips Medical Systems Cardiac and Monitoring Syste | INTELLIVUE MP30 |  | DE54015787 | Sugar Land-ER | MHHS-Sugarland |  |  |  | 129-01995 | 129-01995 | Sugar Land | MHHS-Sugarland | Sugar Land-ER | Room 16 | 9/1/19 |  | 9/1/20 |  | MONITORS, PHYSIOLOGIC, VITAL SIGNS | Monitor, Cardiac, Fixed | MONITORCARDIACFIXED-Philips-MP30 |  |  |  |  | MONITORCARDIACFIXED-Philips-MP30 | Philips | [6 empty] | MCH-A | Covered PM Repair - Biomedical | MHHS-Sugarland | [8 empty] | MONITORCARDIACFIXED | Monitor, Cardiac, Fixed | Philips
NO | YES |  |  |  | 129-01997 | 129-01997 | Philips Medical Systems Cardiac and Monitoring Syste | INTELLIVUE MP30 |  | DE54015802 | Sugar Land-ER | MHHS-Sugarland |  |  |  | 129-01997 | 129-01997 | Sugar Land | MHHS-Sugarland | Sugar Land-ER | Room 2 | 9/1/19 |  | 9/1/20 |  | MONITORS, PHYSIOLOGIC, VITAL SIGNS | Monitor, Cardiac, Fixed | MONITORCARDIACFIXED-Philips-MP30 |  |  |  |  | MONITORCARDIACFIXED-Philips-MP30 | Philips | [6 empty] | MCH-A | Covered PM Repair - Biomedical | MHHS-Sugarland | [8 empty] | MONITORCARDIACFIXED | Monitor, Cardiac, Fixed | Philips
NO | YES |  |  |  | 129-02294 | 129-02294 | Philips Medical Systems Cardiac and Monitoring Syste | INTELLIVUE MP30 |  | DE62227465 | Sugar Land-ER | MHHS-Sugarland |  |  |  | 129-02294 | 129-02294 | Sugar Land | MHHS-Sugarland | Sugar Land-ER | ER | 10/1/19 |  | 10/1/20 |  | MONITORS, PHYSIOLOGIC, VITAL SIGNS | Monitor, Cardiac, Fixed | MONITORCARDIACFIXED-Philips-MP30 |  |  |  |  | MONITORCARDIACFIXED-Philips-MP30 | Philips |  |  |  |  | 1/1/07 |  | MCH-A | Covered PM Repair - Biomedical | MHHS-Sugarland | [8 empty] | MONITORCARDIACFIXED | Monitor, Cardiac, Fixed | Philips
NO | YES |  |  |  |  | 129-02303 | Philips Medical Systems Cardiac and Monitoring Syste | INTELLIVUE MP30 |  | DE62227469 | Sugar Land-ER | MHHS-Sugarland |  |  |  |  | 129-02303 | Sugar Land | MHHS-Sugarland | Sugar Land-ER | Room 3 | 9/1/19 | 9/1/20 |  |  | MONITORS, PHYSIOLOGIC, VITAL SIGNS | Monitor, Cardiac, Fixed | MONITORCARDIACFIXED-Philips-MP30 |  |  |  |  | MONITORCARDIACFIXED-Philips-MP30 | Philips |  |  |  |  | 8/1/18 |  | MCH-A | Covered PM Repair - Biomedical | MHHS-Sugarland | [8 empty] | MONITORCARDIACFIXED | Monitor, Cardiac, Fixed | Philips
NO | YES |  |  |  | 129-02308 | 129-02308 | Philips Medical Systems Cardiac and Monitoring Syste | INTELLIVUE MP30 |  | DE62227485 | Sugar Land-ER | MHHS-Sugarland |  |  |  | 129-02308 | 129-02308 | Sugar Land | MHHS-Sugarland | Sugar Land-ER | Room 6 | 10/1/19 |  |  |  | MONITORS, PHYSIOLOGIC, VITAL SIGNS | Monitor, Cardiac, Fixed | MONITORCARDIACFIXED-Philips-MP30 |  |  |  |  | MONITORCARDIACFIXED-Philips-MP30 | Philips |  |  |  |  | 8/4/18 |  | MCH-A | Covered PM Repair - Biomedical | MHHS-Sugarland | [8 empty] | MONITORCARDIACFIXED | Monitor, Cardiac, Fixed | Philips
NO | YES |  |  |  | 129-02453 | 129-02453 | Philips Medical Systems Cardiac and Monitoring Syste | INTELLIVUE MP30 |  | DE62227472 | Sugar Land-ER | MHHS-Sugarland |  |  |  | 129-02453 | 129-02453 | Sugar Land | MHHS-Sugarland | Sugar Land-ER | Room 5 | 10/1/19 |  | 10/1/20 |  | MONITORS, PHYSIOLOGIC, VITAL SIGNS | Monitor, Cardiac, Fixed | MONITORCARDIACFIXED-Philips-MP30 |  |  |  |  | MONITORCARDIACFIXED-Philips-MP30 | Philips |  |  |  |  | 8/4/18 |  | MCH-A | Covered PM Repair - Biomedical | MHHS-Sugarland | [8 empty] | MONITORCARDIACFIXED | Monitor, Cardiac, Fixed | Philips
NO | YES |  |  |  | 129-02461 | 129-02461 | Philips Medical Systems Cardiac and Monitoring Syste | INTELLIVUE MP30 |  | DE62227491 | Sugar Land-ER | MHHS-Sugarland |  |  |  | 129-02461 | 129-02461 | Sugar Land | MHHS-Sugarland | Sugar Land-ER | Room 4 | 10/1/19 |  | 9/1/20 |  | MONITORS, PHYSIOLOGIC, VITAL SIGNS | Monitor, Cardiac, Fixed | MONITORCARDIACFIXED-Philips-MP30 |  |  |  |  | MONITORCARDIACFIXED-Philips-MP30 | Philips |  |  |  |  | 8/1/18 |  | MCH-A | Covered PM Repair - Biomedical | MHHS-Sugarland | [8 empty] | MONITORCARDIACFIXED | Monitor, Cardiac, Fixed | Philips
NO | YES |  |  |  | 129-03462 | 129-03462 | Philips Medical Systems Cardiac and Monitoring Syste | INTELLIVUE MP30 |  | DE72866861 | Sugar Land-ER | MHHS-Sugarland |  |  |  | 129-03462 | 129-03462 | Sugar Land | MHHS-Sugarland | Sugar Land-ER | ER | 9/1/19 |  | 9/1/20 |  | MONITORS, PHYSIOLOGIC, VITAL SIGNS | Monitor, Cardiac, Fixed | MONITORCARDIACFIXED-Philips-MP30 |  |  |  |  | MONITORCARDIACFIXED-Philips-MP30 | Philips |  |  |  |  | 8/4/18 |  | MCH-A | Covered PM Repair - Biomedical | MHHS-Sugarland | [8 empty] | MONITORCARDIACFIXED | Monitor, Cardiac, Fixed | Philips
NO | YES |  |  |  |  | 129-03463 | Philips Medical Systems Cardiac and Monitoring Syste | INTELLIVUE MP30 |  | DE72866844 | Sugar Land-ER | MHHS-Sugarland |  |  |  |  | 129-03463 | Sugar Land | MHHS-Sugarland | Sugar Land-ER | Room 1 | 9/1/19 | 9/1/20 |  |  | MONITORS, PHYSIOLOGIC, VITAL SIGNS | Monitor, Cardiac, Fixed | MONITORCARDIACFIXED-Philips-MP30 |  |  |  |  | MONITORCARDIACFIXED-Philips-MP30 | Philips | [6 empty] | MCH-A | Covered PM Repair - Biomedical | MHHS-Sugarland | [8 empty] | MONITORCARDIACFIXED | Monitor, Cardiac, Fixed | Philips
NO | YES |  |  |  | 129-02375 | 129-02375 | Philips Medical Systems Cardiac and Monitoring Syste | INTELLIVUE MP30 |  | DE62227467 | Sugar Land-Nursery | MHHS-Sugarland |  |  |  | 129-02375 | 129-02375 | Sugar Land | MHHS-Sugarland | Sugar Land-Nursery | NICU - Rollover Nursery - W3 125.2 | 7/1/19 |  |  |  | MONITORS, PHYSIOLOGIC, VITAL SIGNS | Monitor, Cardiac, Fixed | MONITORCARDIACFIXED-Philips-MP30 |  |  |  |  | MONITORCARDIACFIXED-Philips-MP30 | Philips |  |  |  |  | 8/1/18 |  | MCH-A | Covered PM Repair - Biomedical | MHHS-Sugarland | [8 empty] | MONITORCARDIACFIXED | Monitor, Cardiac, Fixed | Philips
NO | YES |  |  |  | 129-02378 | 129-02378 | Philips Medical Systems Cardiac and Monitoring Syste | INTELLIVUE MP30 |  | DE62227468 | Sugar Land-Nursery | MHHS-Sugarland |  |  |  | 129-02378 | 129-02378 | Sugar Land | MHHS-Sugarland | Sugar Land-Nursery | NICU - Rollover Nursery - W3 125.2 | 7/1/19 | 7/1/20 |  |  | MONITORS, PHYSIOLOGIC, VITAL SIGNS | Monitor, Cardiac, Fixed | MONITORCARDIACFIXED-Philips-MP30 |  |  |  |  | MONITORCARDIACFIXED-Philips-MP30 | Philips |  |  |  |  | 8/1/18 |  | MCH-A | Covered PM Repair - Biomedical | MHHS-Sugarland | [8 empty] | MONITORCARDIACFIXED | Monitor, Cardiac, Fixed | Philips
NO | YES |  |  |  | 129-02506 | 129-02506 | Philips Medical Systems Cardiac and Monitoring Syste | INTELLIVUE MP30 |  | DE62230460 | Sugar Land-Labor & Delivery | MHHS-Sugarland |  |  |  | 129-02506 | 129-02506 | Sugar Land | MHHS-Sugarland | Sugar Land-Labor & Delivery | NICU | 7/1/19 |  | 7/1/20 |  | MONITORS, PHYSIOLOGIC, VITAL SIGNS | Monitor, Cardiac, Fixed | MONITORCARDIACFIXED-Philips-MP30 |  |  |  |  | MONITORCARDIACFIXED-Philips-MP30 | Philips |  |  |  |  | 8/1/18 |  | MCH-A | Covered PM Repair - Biomedical | MHHS-Sugarland | [8 empty] | MONITORCARDIACFIXED | Monitor, Cardiac, Fixed | Philips
NO | YES |  |  |  |  | 129-03271 | Philips Medical Systems Cardiac and Monitoring Syste | INTELLIVUE MP30 |  | DE62227494 | Sugar Land-Labor & Delivery | MHHS-Sugarland |  |  |  |  | 129-03271 | Sugar Land | MHHS-Sugarland | Sugar Land-Labor & Delivery | NICU - Rollover Nursery - W3 125.2 | 7/1/19 |  |  |  | MONITORS, PHYSIOLOGIC, VITAL SIGNS | Monitor, Cardiac, Fixed | MONITORCARDIACFIXED-Philips-MP30 |  |  |  |  | MONITORCARDIACFIXED-Philips-MP30 | Philips |  |  |  |  | 8/1/18 |  | MCH-A | Covered PM Repair - Biomedical | MHHS-Sugarland | [8 empty] | MONITORCARDIACFIXED | Monitor, Cardiac, Fixed | Philips
NO | YES |  |  |  | 129-02351 | 129-02351 | Philips Medical Systems Cardiac and Monitoring Syste | INTELLIVUE MP30 |  | DE62230854 | Sugar Land-OR | MHHS-Sugarland |  |  |  | 129-02351 | 129-02351 | Sugar Land | MHHS-Sugarland | Sugar Land-OR | PACU Bay 2 | 6/1/19 |  |  |  | MONITORS, PHYSIOLOGIC, VITAL SIGNS | Monitor, Cardiac, Fixed | MONITORCARDIACFIXED-Philips-MP30 |  |  |  |  | MONITORCARDIACFIXED-Philips-MP30 | Philips | [6 empty] | MCH-A | Covered PM Repair - Biomedical | MHHS-Sugarland | [8 empty] | MONITORCARDIACFIXED | Monitor, Cardiac, Fixed | Philips
NO | YES |  |  |  | 129-02781 | 129-02781 | Philips Medical Systems Cardiac and Monitoring Syste | INTELLIVUE MP30 |  | DE62227681 | Sugar Land-PACU | MHHS-Sugarland |  |  |  | 129-02781 | 129-02781 | Sugar Land | MHHS-Sugarland | Sugar Land-PACU | Room 3 | 6/1/19 |  | 6/1/20 |  | MONITORS, PHYSIOLOGIC, VITAL SIGNS | Monitor, Cardiac, Fixed | MONITORCARDIACFIXED-Philips-MP30 |  |  |  |  | MONITORCARDIACFIXED-Philips-MP30 | Philips |  |  |  |  | 3/1/17 |  | MCH-A | Covered PM Repair - Biomedical | MHHS-Sugarland | [8 empty] | MONITORCARDIACFIXED | Monitor, Cardiac, Fixed | Philips
NO | YES |  |  |  | 129-02783 | 129-02783 | Philips Medical Systems Cardiac and Monitoring Syste | INTELLIVUE MP30 |  | DE62227699 | Sugar Land-PACU | MHHS-Sugarland |  |  |  | 129-02783 | 129-02783 | Sugar Land | MHHS-Sugarland | Sugar Land-PACU |  | 6/1/19 | 6/1/20 |  |  | MONITORS, PHYSIOLOGIC, VITAL SIGNS | Monitor, Cardiac, Fixed | MONITORCARDIACFIXED-Philips-MP30 |  |  |  |  | MONITORCARDIACFIXED-Philips-MP30 | Philips |  |  |  |  | 1/1/17 |  | MCH-A | Covered PM Repair - Biomedical | MHHS-Sugarland | [8 empty] | MONITORCARDIACFIXED | Monitor, Cardiac, Fixed | Philips
NO | YES |  |  |  | 129-02784 | 129-02784 | Philips Medical Systems Cardiac and Monitoring Syste | INTELLIVUE MP30 |  | DE62227999 | Sugar Land-PACU | MHHS-Sugarland |  |  |  | 129-02784 | 129-02784 | Sugar Land | MHHS-Sugarland | Sugar Land-PACU | PACU | 6/1/19 |  | 6/1/20 |  | MONITORS, PHYSIOLOGIC, VITAL SIGNS | Monitor, Cardiac, Fixed | MONITORCARDIACFIXED-Philips-MP30 |  |  |  |  | MONITORCARDIACFIXED-Philips-MP30 | Philips |  |  |  |  | 1/1/17 |  | MCH-A | Covered PM Repair - Biomedical | MHHS-Sugarland | [8 empty] | MONITORCARDIACFIXED | Monitor, Cardiac, Fixed | Philips
NO | YES |  |  |  | 129-04314 | 129-04314 | Philips Medical Systems Cardiac and Monitoring Syste | INTELLIVUE MP30 |  | DE72879466 | Sugar Land-PACU | MHHS-Sugarland |  |  |  | 129-04314 | 129-04314 | Sugar Land | MHHS-Sugarland | Sugar Land-PACU |  | 6/1/19 | 6/1/20 |  |  | MONITORS, PHYSIOLOGIC, VITAL SIGNS | Monitor, Cardiac, Fixed | MONITORCARDIACFIXED-Philips-MP30 |  |  |  |  | MONITORCARDIACFIXED-Philips-MP30 | Philips |  |  |  |  | 1/1/17 |  | MCH-A | Covered PM Repair - Biomedical | MHHS-Sugarland | [8 empty] | MONITORCARDIACFIXED | Monitor, Cardiac, Fixed | Philips
NO | YES |  |  |  | 129-04316 | 129-04316 | Philips Medical Systems Cardiac and Monitoring Syste | INTELLIVUE MP30 |  | DE72879422 | Sugar Land-PACU | MHHS-Sugarland |  |  |  | 129-04316 | 129-04316 | Sugar Land | MHHS-Sugarland | Sugar Land-PACU |  | 6/1/19 | 6/1/20 |  |  | MONITORS, PHYSIOLOGIC, VITAL SIGNS | Monitor, Cardiac, Fixed | MONITORCARDIACFIXED-Philips-MP30 |  |  |  |  | MONITORCARDIACFIXED-Philips-MP30 | Philips | [6 empty] | MCH-A | Covered PM Repair - Biomedical | MHHS-Sugarland | [8 empty] | MONITORCARDIACFIXED | Monitor, Cardiac, Fixed | Philips
NO | YES |  |  |  | 129-04318 | 129-04318 | Philips Medical Systems Cardiac and Monitoring Syste | INTELLIVUE MP30 |  | DE72879446 | Sugar Land-PACU | MHHS-Sugarland |  |  |  | 129-04318 | 129-04318 | Sugar Land | MHHS-Sugarland | Sugar Land-PACU |  | 6/1/19 | 6/1/20 |  |  | MONITORS, PHYSIOLOGIC, VITAL SIGNS | Monitor, Cardiac, Fixed | MONITORCARDIACFIXED-Philips-MP30 |  |  |  |  | MONITORCARDIACFIXED-Philips-MP30 | Philips | [6 empty] | MCH-A | Covered PM Repair - Biomedical | MHHS-Sugarland | [8 empty] | MONITORCARDIACFIXED | Monitor, Cardiac, Fixed | Philips
NO | YES | [5 empty] | Philips Medical Systems Cardiac and Monitoring Syste | INTELLIVUE MP30 |  | DE728A4410 | TMC-Children's-CCN (10Hp) | MHHS-TMC | [5 empty] | TMC | MHHS-TMC | TMC-Children's-CCN (10Hp) |  | 4/19/19 |  |  |  | MONITORS, PHYSIOLOGIC, VITAL SIGNS |  | MONITORCARDIACFIXED-Philips-MP30 |  |  |  |  | MONITORCARDIACFIXED-Philips-MP30 | Philips | [5 empty] | Verified 3/29/2020 11:26:am (Central) |  | Covered PM Repair - Biomedical | MHHS-TMC
NO | YES | [5 empty] | Philips Medical Systems Cardiac and Monitoring Syste | INTELLIVUE MP30 |  | DE728A4404 | TMC-Children's-CCN (10Hp) | MHHS-TMC | [5 empty] | TMC | MHHS-TMC | TMC-Children's-CCN (10Hp) |  | 4/19/19 |  |  |  | MONITORS, PHYSIOLOGIC, VITAL SIGNS |  | MONITORCARDIACFIXED-Philips-MP30 |  |  |  |  | MONITORCARDIACFIXED-Philips-MP30 | Philips | [5 empty] | Verified 3/29/2020 11:26:am (Central) |  | Covered PM Repair - Biomedical | MHHS-TMC
NO | YES | [5 empty] | Philips Medical Systems Cardiac and Monitoring Syste | INTELLIVUE MP30 |  | DE728A4378 | TMC-Children's-CCN (10Hp) | MHHS-TMC | [5 empty] | TMC | MHHS-TMC | TMC-Children's-CCN (10Hp) |  | 4/23/19 |  |  |  | MONITORS, PHYSIOLOGIC, VITAL SIGNS |  | MONITORCARDIACFIXED-Philips-MP30 |  |  |  |  | MONITORCARDIACFIXED-Philips-MP30 | Philips | [5 empty] | Verified 3/29/2020 11:26:am (Central) |  | Covered PM Repair - Biomedical | MHHS-TMC
NO | YES | [5 empty] | Philips Medical Systems Cardiac and Monitoring Syste | INTELLIVUE MP30 |  | DE728A4443 | TMC-Children's-CCN (10Hp) | MHHS-TMC | [5 empty] | TMC | MHHS-TMC | TMC-Children's-CCN (10Hp) |  | 4/23/19 |  |  |  | MONITORS, PHYSIOLOGIC, VITAL SIGNS |  | MONITORCARDIACFIXED-Philips-MP30 |  |  |  |  | MONITORCARDIACFIXED-Philips-MP30 | Philips | [5 empty] | Verified 3/29/2020 11:26:am (Central) |  | Covered PM Repair - Biomedical | MHHS-TMC
NO | YES | [5 empty] | Philips Medical Systems Cardiac and Monitoring Syste | INTELLIVUE MP30 |  | DE728A4395 | TMC-Children's-CCN (10Hp) | MHHS-TMC | [5 empty] | TMC | MHHS-TMC | TMC-Children's-CCN (10Hp) |  | 4/8/19 |  |  |  | MONITORS, PHYSIOLOGIC, VITAL SIGNS |  | MONITORCARDIACFIXED-Philips-MP30 |  |  |  |  | MONITORCARDIACFIXED-Philips-MP30 | Philips | [5 empty] | Verified 3/29/2020 11:26:am (Central) |  | Covered PM Repair - Biomedical | MHHS-TMC
NO | YES |  |  |  | 077-04611 | 077-04611 | Philips Medical Systems Cardiac and Monitoring Syste | INTELLIVUE MP30 |  | DE50407947 | TMC-Children's-CSC (9Hp) | MHHS-TMC |  |  |  | 077-04611 | 077-04611 | TMC | MHHS-TMC | TMC-Children's-CSC (9Hp) |  | 4/17/19 |  |  |  | MONITORS, PHYSIOLOGIC, VITAL SIGNS |  | MONITORCARDIACFIXED-Philips-MP30 |  |  |  |  | MONITORCARDIACFIXED-Philips-MP30 | Philips | [5 empty] | Verified 3/30/2020 4:07pm (Central) |  | Covered PM Repair - Biomedical | MHHS-TMC
NO | YES |  |  |  | 077-08163 | 077-08163 | Philips Medical Systems Cardiac and Monitoring Syste | INTELLIVUE MP30 |  | DE728A4430 | TMC-Children's-CSC (9Hp) | MHHS-TMC |  |  |  | 077-08163 | 077-08163 | TMC | MHHS-TMC | TMC-Children's-CSC (9Hp) |  | 4/23/19 |  |  |  | MONITORS, PHYSIOLOGIC, VITAL SIGNS |  | MONITORCARDIACFIXED-Philips-MP30 |  |  |  |  | MONITORCARDIACFIXED-Philips-MP30 | Philips | [5 empty] | Verified 3/29/2020 11:26:am (Central) |  | Covered PM Repair - Biomedical | MHHS-TMC
NO | YES | [5 empty] | Philips Medical Systems Cardiac and Monitoring Syste | INTELLIVUE MP30 |  | DE72845449 | TMC-Children's-CSC (9Hp) | MHHS-TMC | [5 empty] | TMC | MHHS-TMC | TMC-Children's-CSC (9Hp) |  | 1/25/19 |  |  |  | MONITORS, PHYSIOLOGIC, VITAL SIGNS |  | MONITORCARDIACFIXED-Philips-MP30 |  |  |  |  | MONITORCARDIACFIXED-Philips-MP30 | Philips |  |  |  |  | 9/27/19 | Verified 3/30/2020 4:07pm (Central) |  | Covered PM Repair - Biomedical | MHHS-TMC
NO | YES | [5 empty] | Philips Medical Systems Cardiac and Monitoring Syste | INTELLIVUE MP30 |  | DE72845300 | TMC-Children's-CSC (9Hp) | MHHS-TMC | [5 empty] | TMC | MHHS-TMC | TMC-Children's-CSC (9Hp) |  | 1/28/19 |  |  |  | MONITORS, PHYSIOLOGIC, VITAL SIGNS |  | MONITORCARDIACFIXED-Philips-MP30 |  |  |  |  | MONITORCARDIACFIXED-Philips-MP30 | Philips | [5 empty] | Verified 3/30/2020 4:07pm (Central) |  | Covered PM Repair - Biomedical | MHHS-TMC
NO | YES | [5 empty] | Philips Medical Systems Cardiac and Monitoring Syste | INTELLIVUE MP30 |  | DE50407938 | TMC-Children's-CSC (9Hp) | MHHS-TMC | [5 empty] | TMC | MHHS-TMC | TMC-Children's-CSC (9Hp) |  | 4/24/19 |  |  |  | MONITORS, PHYSIOLOGIC, VITAL SIGNS |  | MONITORCARDIACFIXED-Philips-MP30 |  |  |  |  | MONITORCARDIACFIXED-Philips-MP30 | Philips |  |  |  |  | 1/9/19 | Verified 3/30/2020 4:07pm (Central) |  | Covered PM Repair - Biomedical | MHHS-TMC
NO | YES | [5 empty] | Philips Medical Systems Cardiac and Monitoring Syste | INTELLIVUE MP30 |  | DE50407921 | Epilepsy PEDI HD1012 | MHHS-TMC | [5 empty] | TMC | Memorial Hermann- Texas Medica Center | Epilepsy PEDI HD1012 | CSC 64 | 4/1/19 |  | 4/1/20 |  | MONITORS, PHYSIOLOGIC, VITAL SIGNS |  | MONITORCARDIACFIXED-Philips-MP30 |  |  |  |  | MONITORCARDIACFIXED-Philips-MP30 | Philips | [7 empty] | Covered PM Repair - Biomedical | MHHS-TMC
NO | YES |  |  |  | 099-05229 | 099-05229 | Philips Medical Systems Cardiac and Monitoring Syste | INTELLIVUE MP30 |  | DE50407930 | TMC-Children's-CSC (9Hp) | MHHS-TMC |  |  |  | 099-05229 | 099-05229 | TMC | MHHS-TMC | TMC-Children's-CSC (9Hp) |  | 4/10/19 |  |  |  | MONITORS, PHYSIOLOGIC, VITAL SIGNS |  | MONITORCARDIACFIXED-Philips-MP30 |  |  |  |  | MONITORCARDIACFIXED-Philips-MP30 | Philips |  |  |  |  | 1/1/20 | (null) |  | Clinical Miscellaneous | MHHS-TMC
NO | YES | [5 empty] | Philips Medical Systems Cardiac and Monitoring Syste | INTELLIVUE MP30 |  | DE50407933 | TMC-Children's-CSC (9Hp) | MHHS-TMC | [5 empty] | TMC | MHHS-TMC | TMC-Children's-CSC (9Hp) |  | 4/3/19 |  |  |  | MONITORS, PHYSIOLOGIC, VITAL SIGNS |  | MONITORCARDIACFIXED-Philips-MP30 |  |  |  |  | MONITORCARDIACFIXED-Philips-MP30 | Philips |  |  |  |  | 1/1/20 | Verified 3/30/2020 4:07pm (Central) |  | Clinical Miscellaneous | MHHS-TMC
NO | YES |  |  |  |  | 077-04664 | Philips Medical Systems Cardiac and Monitoring Syste | INTELLIVUE MP30 |  | DE50407327 |  | MHHS-TMC |  |  |  |  | 077-04664 | TMC | Memorial Hermann-Texas Medical Center |  | H10/65 | 4/1/19 |  | 4/1/20 |  | MONITORS, PHYSIOLOGIC, VITAL SIGNS |  | MONITORCARDIACFIXED-Philips-MP30 |  |  |  |  | MONITORCARDIACFIXED-Philips-MP30 | Philips |  |  |  |  | 1/1/20 |  |  | Clinical Miscellaneous | MHHS-TMC
NO | YES | [5 empty] | Philips Medical Systems Cardiac and Monitoring Syste | INTELLIVUE MP30 |  | DE728A4394 | TMC-Children's-CSC (9Hp) | MHHS-TMC | [5 empty] | TMC | MHHS-TMC | TMC-Children's-CSC (9Hp) |  | 4/15/19 |  |  |  | MONITORS, PHYSIOLOGIC, VITAL SIGNS |  | MONITORCARDIACFIXED-Philips-MP30 |  |  |  |  | MONITORCARDIACFIXED-Philips-MP30 | Philips | [5 empty] | Verified 3/29/2020 11:26:am (Central) |  | Covered PM Repair - Biomedical | MHHS-TMC
NO | YES | [5 empty] | Philips Medical Systems Cardiac and Monitoring Syste | INTELLIVUE MP30 |  | DE50407325 | TMC-Children's-CSC (9Hp) | MHHS-TMC | [5 empty] | TMC | MHHS-TMC | TMC-Children's-CSC (9Hp) |  | 6/18/19 |  |  |  | MONITORS, PHYSIOLOGIC, VITAL SIGNS |  | MONITORCARDIACFIXED-Philips-MP30 |  |  |  |  | MONITORCARDIACFIXED-Philips-MP30 | Philips |  |  |  |  | 10/8/13 | Verified 3/29/2020 11:26:am (Central) |  | Covered PM Repair - Biomedical | MHHS-TMC
NO | YES | [5 empty] | Philips Medical Systems Cardiac and Monitoring Syste | INTELLIVUE MP30 |  | DE728A4460 | TMC-Children's-CSC (9Hp) | MHHS-TMC | [5 empty] | TMC | MHHS-TMC | TMC-Children's-CSC (9Hp) |  | 4/18/19 |  |  |  | MONITORS, PHYSIOLOGIC, VITAL SIGNS |  | MONITORCARDIACFIXED-Philips-MP30 |  |  |  |  | MONITORCARDIACFIXED-Philips-MP30 | Philips |  |  |  |  | 10/8/13 | Verified 3/29/2020 11:26:am (Central) |  | Covered PM Repair - Biomedical | MHHS-TMC
NO | YES | [5 empty] | Philips Medical Systems Cardiac and Monitoring Syste | INTELLIVUE MP30 |  | DE50407931 | TMC-Children's-CSC (9Hp) | MHHS-TMC | [5 empty] | TMC | MHHS-TMC | TMC-Children's-CSC (9Hp) |  | 4/10/19 |  |  |  | MONITORS, PHYSIOLOGIC, VITAL SIGNS |  | MONITORCARDIACFIXED-Philips-MP30 |  |  |  |  | MONITORCARDIACFIXED-Philips-MP30 | Philips |  |  |  |  | 8/31/16 | Verified 3/29/2020 11:26:am (Central) |  | Covered PM Repair - Biomedical | MHHS-TMC
NO | YES | [5 empty] | Philips Medical Systems Cardiac and Monitoring Syste | INTELLIVUE MP30 |  | DE728A4421 | TMC-Children's-CSC (9Hp) | MHHS-TMC | [5 empty] | TMC | MHHS-TMC | TMC-Children's-CSC (9Hp) |  | 4/25/19 |  |  |  | MONITORS, PHYSIOLOGIC, VITAL SIGNS |  | MONITORCARDIACFIXED-Philips-MP30 |  |  |  |  | MONITORCARDIACFIXED-Philips-MP30 | Philips |  |  |  |  | 3/1/26 | Verified 3/29/2020 11:26:am (Central) |  | Clinical Miscellaneous | MHHS-TMC
NO | YES | [5 empty] | Philips Medical Systems Cardiac and Monitoring Syste | INTELLIVUE MP30 |  | DE72845317 | TMC-Children's-NICU (7Hp) | MHHS-TMC | [5 empty] | TMC | MHHS-TMC | TMC-Children's-NICU (7Hp) |  | 1/30/19 |  |  |  | MONITORS, PHYSIOLOGIC, VITAL SIGNS |  | MONITORCARDIACFIXED-Philips-MP30 |  |  |  |  | MONITORCARDIACFIXED-Philips-MP30 | Philips |  |  |  |  | 3/1/17 | Verified 3/30/2020 4:07pm (Central) |  | Clinical Miscellaneous | MHHS-TMC
NO | YES | [5 empty] | Philips Medical Systems Cardiac and Monitoring Syste | INTELLIVUE MP30 |  | DE72845308 | TMC-Children's-RCW (8Hp) | MHHS-TMC | [5 empty] | TMC | MHHS-TMC | TMC-Children's-RCW (8Hp) |  | 1/10/19 |  |  |  | MONITORS, PHYSIOLOGIC, VITAL SIGNS |  | MONITORCARDIACFIXED-Philips-MP30 |  |  |  |  | MONITORCARDIACFIXED-Philips-MP30 | Philips |  |  |  |  | 3/1/17 | Verified 3/30/2020 4:07pm (Central) |  | Clinical Miscellaneous | MHHS-TMC
NO | YES | [5 empty] | Philips Medical Systems Cardiac and Monitoring Syste | INTELLIVUE MP30 |  | DE72845310 | TMC-Children's-RCW (8Hp) | MHHS-TMC | [5 empty] | TMC | MHHS-TMC | TMC-Children's-RCW (8Hp) |  | 1/25/19 |  |  |  | MONITORS, PHYSIOLOGIC, VITAL SIGNS |  | MONITORCARDIACFIXED-Philips-MP30 |  |  |  |  | MONITORCARDIACFIXED-Philips-MP30 | Philips |  |  |  |  | 3/1/17 | Verified 3/30/2020 4:07pm (Central) |  | Clinical Miscellaneous | MHHS-TMC
NO | YES | [5 empty] | Philips Medical Systems Cardiac and Monitoring Syste | INTELLIVUE MP30 |  | DE72845304 | TMC-Children's-RCW (8Hp) | MHHS-TMC | [5 empty] | TMC | MHHS-TMC | TMC-Children's-RCW (8Hp) |  | 1/8/19 |  |  |  | MONITORS, PHYSIOLOGIC, VITAL SIGNS |  | MONITORCARDIACFIXED-Philips-MP30 |  |  |  |  | MONITORCARDIACFIXED-Philips-MP30 | Philips |  |  |  |  | 3/1/17 | Verified 3/30/2020 4:07pm (Central) |  | Clinical Miscellaneous | MHHS-TMC
NO | YES | [5 empty] | Philips Medical Systems Cardiac and Monitoring Syste | INTELLIVUE MP30 |  | DE72845314 | TMC-Children's-RCW (8Hp) | MHHS-TMC | [5 empty] | TMC | MHHS-TMC | TMC-Children's-RCW (8Hp) |  | 1/31/19 |  |  |  | MONITORS, PHYSIOLOGIC, VITAL SIGNS |  | MONITORCARDIACFIXED-Philips-MP30 |  |  |  |  | MONITORCARDIACFIXED-Philips-MP30 | Philips |  |  |  |  | 3/1/17 | Verified 3/30/2020 4:07pm (Central) |  | Clinical Miscellaneous | MHHS-TMC
NO | YES | [5 empty] | Philips Medical Systems Cardiac and Monitoring Syste | INTELLIVUE MP30 |  | DE72845324 | TMC-Children's-RCW (8Hp) | MHHS-TMC | [5 empty] | TMC | MHHS-TMC | TMC-Children's-RCW (8Hp) |  | 1/30/19 |  |  |  | MONITORS, PHYSIOLOGIC, VITAL SIGNS |  | MONITORCARDIACFIXED-Philips-MP30 |  |  |  |  | MONITORCARDIACFIXED-Philips-MP30 | Philips | [5 empty] | Verified 3/30/2020 4:07pm (Central) |  | Covered PM Repair - Biomedical | MHHS-TMC
NO | YES | [5 empty] | Philips Medical Systems Cardiac and Monitoring Syste | INTELLIVUE MP30 |  | DE72845220 | TMC-Children's-RCW (8Hp) | MHHS-TMC | [5 empty] | TMC | MHHS-TMC | TMC-Children's-RCW (8Hp) |  | 1/14/19 |  |  |  | MONITORS, PHYSIOLOGIC, VITAL SIGNS |  | MONITORCARDIACFIXED-Philips-MP30 |  |  |  |  | MONITORCARDIACFIXED-Philips-MP30 | Philips | [5 empty] | Verified 3/30/2020 4:07pm (Central) |  | Covered PM Repair - Biomedical | MHHS-TMC
NO | YES | [5 empty] | Philips Medical Systems Cardiac and Monitoring Syste | INTELLIVUE MP30 |  | DE72845331 | TMC-Children's-RCW (8Hp) | MHHS-TMC | [5 empty] | TMC | MHHS-TMC | TMC-Children's-RCW (8Hp) |  | 1/25/19 |  |  |  | MONITORS, PHYSIOLOGIC, VITAL SIGNS |  | MONITORCARDIACFIXED-Philips-MP30 |  |  |  |  | MONITORCARDIACFIXED-Philips-MP30 | Philips | [5 empty] | Verified 3/30/2020 4:07pm (Central) |  | Covered PM Repair - Biomedical | MHHS-TMC
NO | YES | [5 empty] | Philips Medical Systems Cardiac and Monitoring Syste | INTELLIVUE MP30 |  | DE72845329 | TMC-Children's-RCW (8Hp) | MHHS-TMC | [5 empty] | TMC | MHHS-TMC | TMC-Children's-RCW (8Hp) |  | 1/24/19 |  |  |  | MONITORS, PHYSIOLOGIC, VITAL SIGNS |  | MONITORCARDIACFIXED-Philips-MP30 |  |  |  |  | MONITORCARDIACFIXED-Philips-MP30 | Philips | [5 empty] | Verified 3/30/2020 4:07pm (Central) |  | Covered PM Repair - Biomedical | MHHS-TMC
NO | YES | [5 empty] | Philips Medical Systems Cardiac and Monitoring Syste | INTELLIVUE MP30 |  | DE72845292 | TMC-Children's-RCW (8Hp) | MHHS-TMC | [5 empty] | TMC | MHHS-TMC | TMC-Children's-RCW (8Hp) |  | 1/25/19 |  |  |  | MONITORS, PHYSIOLOGIC, VITAL SIGNS |  | MONITORCARDIACFIXED-Philips-MP30 |  |  |  |  | MONITORCARDIACFIXED-Philips-MP30 | Philips | [5 empty] | Verified 3/30/2020 4:07pm (Central) |  | Covered PM Repair - Respiratory/Steriliz | MHHS-TMC
NO | YES | [5 empty] | Philips Medical Systems Cardiac and Monitoring Syste | INTELLIVUE MP30 |  | DE72845285 | TMC-Children's-RCW (8Hp) | MHHS-TMC | [5 empty] | TMC | MHHS-TMC | TMC-Children's-RCW (8Hp) |  | 1/15/19 |  |  |  | MONITORS, PHYSIOLOGIC, VITAL SIGNS |  | MONITORCARDIACFIXED-Philips-MP30 |  |  |  |  | MONITORCARDIACFIXED-Philips-MP30 | Philips |  |  |  |  | 7/21/16 | Verified 3/30/2020 4:07pm (Central) |  | Covered PM Repair - Biomedical | MHHS-TMC
NO | YES | Serial Number DE72845312 |  |  |  |  | Philips Medical Systems Cardiac and Monitoring Syste | INTELLIVUE MP30 |  | DE72845312 | TMC-Children's-RCW (8Hp) | MHHS-TMC | [5 empty] | TMC | MHHS-TMC | TMC-Children's-RCW (8Hp) |  | 1/15/19 |  |  |  | MONITORS, PHYSIOLOGIC, VITAL SIGNS |  | MONITORCARDIACFIXED-Philips-MP30 |  |  |  |  | MONITORCARDIACFIXED-Philips-MP30 | Philips |  |  |  |  | 7/21/16 | Verified 3/30/2020 4:07pm (Central) |  | Covered PM Repair - Biomedical | MHHS-TMC
NO | YES | [5 empty] | Philips Medical Systems Cardiac and Monitoring Syste | INTELLIVUE MP30 |  | DE72845284 | TMC-Children's-RCW (8Hp) | MHHS-TMC | [5 empty] | TMC | MHHS-TMC | TMC-Children's-RCW (8Hp) |  | 1/14/19 |  |  |  | MONITORS, PHYSIOLOGIC, VITAL SIGNS |  | MONITORCARDIACFIXED-Philips-MP30 |  |  |  |  | MONITORCARDIACFIXED-Philips-MP30 | Philips | [5 empty] | Verified 3/30/2020 4:07pm (Central) |  | Covered PM Repair - Biomedical | MHHS-TMC
NO | YES | [5 empty] | Philips Medical Systems Cardiac and Monitoring Syste | INTELLIVUE MP30 |  | DE72845338 | TMC-Children's-RCW (8Hp) | MHHS-TMC | [5 empty] | TMC | MHHS-TMC | TMC-Children's-RCW (8Hp) |  | 1/14/19 |  |  |  | MONITORS, PHYSIOLOGIC, VITAL SIGNS |  | MONITORCARDIACFIXED-Philips-MP30 |  |  |  |  | MONITORCARDIACFIXED-Philips-MP30 | Philips | [5 empty] | Verified 3/30/2020 4:07pm (Central) |  | Covered PM Repair - Biomedical | MHHS-TMC
NO | YES | [5 empty] | Philips Medical Systems Cardiac and Monitoring Syste | INTELLIVUE MP30 |  | DE72845313 | TMC-Children's-RCW (8Hp) | MHHS-TMC | [5 empty] | TMC | MHHS-TMC | TMC-Children's-RCW (8Hp) |  | 1/11/19 |  |  |  | MONITORS, PHYSIOLOGIC, VITAL SIGNS |  | MONITORCARDIACFIXED-Philips-MP30 |  |  |  |  | MONITORCARDIACFIXED-Philips-MP30 | Philips | [5 empty] | Verified 3/30/2020 4:07pm (Central) |  | Covered PM Repair - Biomedical | MHHS-TMC
NO | YES | [5 empty] | Philips Medical Systems Cardiac and Monitoring Syste | INTELLIVUE MP30 |  | DE72845298 | TMC-Children's-RCW (8Hp) | MHHS-TMC | [5 empty] | TMC | MHHS-TMC | TMC-Children's-RCW (8Hp) |  | 1/31/19 |  |  |  | MONITORS, PHYSIOLOGIC, VITAL SIGNS |  | MONITORCARDIACFIXED-Philips-MP30 |  |  |  |  | MONITORCARDIACFIXED-Philips-MP30 | Philips | [5 empty] | Verified 3/30/2020 4:07pm (Central) |  | Covered PM Repair - Biomedical | MHHS-TMC
NO | YES | [5 empty] | Philips Medical Systems Cardiac and Monitoring Syste | INTELLIVUE MP30 |  | DE72845339 | TMC-Children's-RCW (8Hp) | MHHS-TMC | [5 empty] | TMC | MHHS-TMC | TMC-Children's-RCW (8Hp) |  | 1/24/19 |  |  |  | MONITORS, PHYSIOLOGIC, VITAL SIGNS |  | MONITORCARDIACFIXED-Philips-MP30 |  |  |  |  | MONITORCARDIACFIXED-Philips-MP30 | Philips | [5 empty] | Verified 3/30/2020 4:07pm (Central) |  | Covered PM Repair - Biomedical | MHHS-TMC
NO | YES | [5 empty] | Philips Medical Systems Cardiac and Monitoring Syste | INTELLIVUE MP30 |  | DE72845320 | TMC-Children's-RCW (8Hp) | MHHS-TMC | [5 empty] | TMC | MHHS-TMC | TMC-Children's-RCW (8Hp) |  | 1/25/19 |  |  |  | MONITORS, PHYSIOLOGIC, VITAL SIGNS |  | MONITORCARDIACFIXED-Philips-MP30 |  |  |  |  | MONITORCARDIACFIXED-Philips-MP30 | Philips | [5 empty] | Verified 3/30/2020 4:07pm (Central) |  | Covered PM Repair - Biomedical | MHHS-TMC
NO | YES | [5 empty] | Philips Medical Systems Cardiac and Monitoring Syste | INTELLIVUE MP30 |  | DE72845343 | TMC-Children's-RCW (8Hp) | MHHS-TMC | [5 empty] | TMC | MHHS-TMC | TMC-Children's-RCW (8Hp) |  | 1/14/19 |  |  |  | MONITORS, PHYSIOLOGIC, VITAL SIGNS |  | MONITORCARDIACFIXED-Philips-MP30 |  |  |  |  | MONITORCARDIACFIXED-Philips-MP30 | Philips | [5 empty] | Verified 3/30/2020 4:07pm (Central) |  | Covered PM Repair - Biomedical | MHHS-TMC
NO | YES | [5 empty] | Philips Medical Systems Cardiac and Monitoring Syste | INTELLIVUE MP30 |  | DE72845336 | TMC-Children's-RCW (8Hp) | MHHS-TMC | [5 empty] | TMC | MHHS-TMC | TMC-Children's-RCW (8Hp) |  | 1/31/19 |  |  |  | MONITORS, PHYSIOLOGIC, VITAL SIGNS |  | MONITORCARDIACFIXED-Philips-MP30 |  |  |  |  | MONITORCARDIACFIXED-Philips-MP30 | Philips | [5 empty] | Verified 3/30/2020 4:07pm (Central) |  | Covered PM Repair - Biomedical | MHHS-TMC
NO | YES | [5 empty] | Philips Medical Systems Cardiac and Monitoring Syste | INTELLIVUE MP30 |  | DE72845328 | TMC-Children's-RCW (8Hp) | MHHS-TMC | [5 empty] | TMC | MHHS-TMC | TMC-Children's-RCW (8Hp) |  | 1/14/19 |  |  |  | MONITORS, PHYSIOLOGIC, VITAL SIGNS |  | MONITORCARDIACFIXED-Philips-MP30 |  |  |  |  | MONITORCARDIACFIXED-Philips-MP30 | Philips |  |  |  |  | 12/8/17 | Verified 3/30/2020 4:07pm (Central) |  | Covered PM Repair - Biomedical | MHHS-TMC
NO | YES | [5 empty] | Philips Medical Systems Cardiac and Monitoring Syste | INTELLIVUE MP30 |  | DE72845213 | TMC-Children's-RCW (8Hp) | MHHS-TMC | [5 empty] | TMC | MHHS-TMC | TMC-Children's-RCW (8Hp) |  | 1/14/19 |  |  |  | MONITORS, PHYSIOLOGIC, VITAL SIGNS |  | MONITORCARDIACFIXED-Philips-MP30 |  |  |  |  | MONITORCARDIACFIXED-Philips-MP30 | Philips |  |  |  |  | 12/8/17 | Verified 3/30/2020 4:07pm (Central) |  | Covered PM Repair - Biomedical | MHHS-TMC
NO | YES | [5 empty] | Philips Medical Systems Cardiac and Monitoring Syste | INTELLIVUE MP30 |  | DE72845293 | TMC-Children's-RCW (8Hp) | MHHS-TMC | [5 empty] | TMC | MHHS-TMC | TMC-Children's-RCW (8Hp) |  | 1/31/19 |  |  |  | MONITORS, PHYSIOLOGIC, VITAL SIGNS |  | MONITORCARDIACFIXED-Philips-MP30 |  |  |  |  | MONITORCARDIACFIXED-Philips-MP30 | Philips |  |  |  |  | 12/8/06 | Verified 3/30/2020 4:07pm (Central) |  | Not Covered Vendor Only - Biomedical | MHHS-TMC
NO | YES | [5 empty] | Philips Medical Systems Cardiac and Monitoring Syste | INTELLIVUE MP30 |  | DE728A4402 | TMC-Children's-RCW (8Hp) | MHHS-TMC | [5 empty] | TMC | MHHS-TMC | TMC-Children's-RCW (8Hp) |  | 4/15/19 |  |  |  | MONITORS, PHYSIOLOGIC, VITAL SIGNS |  | MONITORCARDIACFIXED-Philips-MP30 |  |  |  |  | MONITORCARDIACFIXED-Philips-MP30 | Philips |  |  |  |  | 1/1/17 | Verified 3/29/2020 11:26:am (Central) |  | Covered PM Repair - Biomedical | MHHS-TMC
NO | YES |  |  |  |  | 077-07993 | Philips Medical Systems Cardiac and Monitoring Syste | INTELLIVUE MP30 |  | DE728A4375 | TMC-Epilepsy-Pedi EMU (10Hp) | MHHS-TMC |  |  |  |  | 077-07993 | TMC | MHHS-TMC | TMC-Epilepsy-Pedi EMU (10Hp) | H10 71 | 4/1/19 |  | 4/1/20 |  | MONITORS, PHYSIOLOGIC, VITAL SIGNS |  | MONITORCARDIACFIXED-Philips-MP30 |  |  |  |  | MONITORCARDIACFIXED-Philips-MP30 | Philips |  |  |  |  | 6/1/17 |  |  | Covered PM Repair - Biomedical | MHHS-TMC
NO | YES | [5 empty] | Philips Medical Systems Cardiac and Monitoring Syste | INTELLIVUE MP30 |  | DE728A4400 |  | MHHS-TMC | [5 empty] | TMC | Memorial Hermann-Texas Medical Center |  | H10/72 |  |  |  |  | MONITORS, PHYSIOLOGIC, VITAL SIGNS |  | MONITORCARDIACFIXED-Philips-MP30 |  |  |  |  | MONITORCARDIACFIXED-Philips-MP30 | Philips |  |  |  |  | 7/5/13 |  |  | Covered PM Repair - Biomedical | MHHS-TMC
NO | YES | [5 empty] | Philips Medical Systems Cardiac and Monitoring Syste | INTELLIVUE MP30 |  | DE728A4449 | TMC-Children's-RCW (8Hp) | MHHS-TMC | [5 empty] | TMC | MHHS-TMC | TMC-Children's-RCW (8Hp) |  | 4/10/19 |  |  |  | MONITORS, PHYSIOLOGIC, VITAL SIGNS |  | MONITORCARDIACFIXED-Philips-MP30 |  |  |  |  | MONITORCARDIACFIXED-Philips-MP30 | Philips |  |  |  |  | 7/1/13 | Verified 3/29/2020 11:26:am (Central) |  | Covered PM Repair - Biomedical | MHHS-TMC
NO | YES | [5 empty] | Philips Medical Systems Cardiac and Monitoring Syste | INTELLIVUE MP30 |  | DE728A4417 |  | MHHS-TMC | [5 empty] | TMC | Memorial Hermann-Texas Medical Center |  | H10/74 |  |  |  |  | MONITORS, PHYSIOLOGIC, VITAL SIGNS |  | MONITORCARDIACFIXED-Philips-MP30 |  |  |  |  | MONITORCARDIACFIXED-Philips-MP30 | Philips | [7 empty] | Covered PM Repair - Biomedical | MHHS-TMC
NO | YES | [5 empty] | Philips Medical Systems Cardiac and Monitoring Syste | INTELLIVUE MP30 |  | DE728A4452 | TMC-Children's-RCW (8Hp) | MHHS-TMC | [5 empty] | TMC | MHHS-TMC | TMC-Children's-RCW (8Hp) |  | 4/10/19 |  |  |  | MONITORS, PHYSIOLOGIC, VITAL SIGNS |  | MONITORCARDIACFIXED-Philips-MP30 |  |  |  |  | MONITORCARDIACFIXED-Philips-MP30 | Philips | [5 empty] | Verified 3/29/2020 11:26:am (Central) |  | Covered PM Repair - Biomedical | MHHS-TMC
NO | YES |  |  |  | 041-16575 | 041-16575 | Philips Medical Systems Cardiac and Monitoring Syste | INTELLIVUE MP30 |  | DE62235163 | MEMORIAL CITY - ER |  |  |  |  | 041-16575 | 041-16575 | West | Memorial City-Memorial Hermann Hospital | MEMORIAL CITY - ER | Biomed Shop |  |  |  |  | MONITORS, PHYSIOLOGIC, VITAL SIGNS
NO | YES |  |  |  | 041-13520 | 041-13520 | Philips Medical Systems Cardiac and Monitoring Syste | INTELLIVUE MP30 |  | De72889088 | Memorial city digestive disease center |  |  |  |  | 041-13520 | 041-13520 | West Memorial city | Herman memorial city medical center | Memorial city digestive disease center | Procedure room 4 |  |  |  |  | MONITORS, PHYSIOLOGIC, VITAL SIGNS
NO | NO |  |  |  | 009-08409 |  | Philips Medical Systems Cardiac and Monitoring Syste | INTELLIVUE MP30 |  | DE728B4782 | GH - ER | MHHS-Greater Heights |  |  |  | 009-08409 |  | Central & Greater Heights |  | GH - ER | [5 empty] | MONITORS, PHYSIOLOGIC, VITAL SIGNS |  | MONITORCARDIACFIXED-Philips-MP30 |  |  |  |  | MONITORCARDIACFIXED-Philips-MP30 | Philips | [7 empty] | Covered PM Repair - Biomedical | MHHS-Greater Heights
NO | NO |  |  |  | 009-09522 |  | Philips Medical Systems Cardiac and Monitoring Syste | INTELLIVUE MP30 |  | DE801C3057 | GH - ER | MHHS-Greater Heights |  |  |  | 009-09522 |  | Central & Greater Heights |  | GH - ER | [5 empty] | MONITORS, PHYSIOLOGIC, VITAL SIGNS |  | MONITORCARDIACFIXED-Philips-MP30 |  |  |  |  | MONITORCARDIACFIXED-Philips-MP30 | Philips | [7 empty] | Covered PM Repair - Biomedical | MHHS-Greater Heights
NO | NO |  |  |  | 009-09525 |  | Philips Medical Systems Cardiac and Monitoring Syste | INTELLIVUE MP30 |  | DE801C3062 | GH - ER | MHHS-Greater Heights |  |  |  | 009-09525 |  | Central & Greater Heights |  | GH - ER | [5 empty] | MONITORS, PHYSIOLOGIC, VITAL SIGNS |  | MONITORCARDIACFIXED-Philips-MP30 |  |  |  |  | MONITORCARDIACFIXED-Philips-MP30 | Philips | [7 empty] | Covered PM Repair - Biomedical | MHHS-Greater Heights
NO | NO |  |  |  | 009-09527 |  | Philips Medical Systems Cardiac and Monitoring Syste | INTELLIVUE MP30 |  | DE801C3089 | GH - ER | MHHS-Greater Heights |  |  |  | 009-09527 |  | Central & Greater Heights |  | GH - ER | [5 empty] | MONITORS, PHYSIOLOGIC, VITAL SIGNS |  | MONITORCARDIACFIXED-Philips-MP30 |  |  |  |  | MONITORCARDIACFIXED-Philips-MP30 | Philips | [7 empty] | Covered PM Repair - Biomedical | MHHS-Greater Heights
NO | NO |  |  |  | 133-09101 |  | Philips Medical Systems Cardiac and Monitoring Syste | INTELLIVUE MP30 |  | DE50407090 | KATY - OB SPECIAL OBSERVATION - 3E | MHHS-Katy |  |  |  | 133-09101 |  | Katy |  | KATY - OB SPECIAL OBSERVATION - 3E | [5 empty] | MONITORS, PHYSIOLOGIC, VITAL SIGNS |  | MONITORCARDIACFIXED-Philips-MP30 |  |  |  |  | MONITORCARDIACFIXED-Philips-MP30 | Philips | [7 empty] | Covered PM Repair - Biomedical | MHHS-Katy
NO | NO |  |  |  | 041-34301 |  | Philips Medical Systems Cardiac and Monitoring Syste | INTELLIVUE MP30 |  | DE52612631 | MEMORIAL CITY - ER | MHHS-Mem City |  |  |  | 041-34301 |  | West & Memorial City |  | MEMORIAL CITY - ER | [5 empty] | MONITORS, PHYSIOLOGIC, VITAL SIGNS |  | MONITORCARDIACFIXED-Philips-MP30 |  |  |  |  | MONITORCARDIACFIXED-Philips-MP30 | Philips | [7 empty] | Covered PM Repair - Biomedical | MHHS-Mem City
NO | NO | [5 empty] | Philips Medical Systems Cardiac and Monitoring Syste | INTELLIVUE MP30 |  | de42602662 | MEMORIAL CITY - ER | MHHS-Mem City | [5 empty] | West & Memorial City |  | MEMORIAL CITY - ER | [5 empty] | MONITORS, PHYSIOLOGIC, VITAL SIGNS |  | MONITORCARDIACFIXED-Philips-MP30 |  |  |  |  | MONITORCARDIACFIXED-Philips-MP30 | Philips | [7 empty] | Covered PM Repair - Biomedical | MHHS-Mem City
NO | NO | [5 empty] | Philips Medical Systems Cardiac and Monitoring Syste | INTELLIVUE MP30 |  | de50403891 | MEMORIAL CITY - ER | MHHS-Mem City | [5 empty] | West & Memorial City |  | MEMORIAL CITY - ER | [5 empty] | MONITORS, PHYSIOLOGIC, VITAL SIGNS |  | MONITORCARDIACFIXED-Philips-MP30 |  |  |  |  | MONITORCARDIACFIXED-Philips-MP30 | Philips | [7 empty] | Covered PM Repair - Biomedical | MHHS-Mem City
NO | NO | [5 empty] | Philips Medical Systems Cardiac and Monitoring Syste | INTELLIVUE MP30 |  | de52609997 | MEMORIAL CITY - ER | MHHS-Mem City | [5 empty] | West & Memorial City |  | MEMORIAL CITY - ER | [5 empty] | MONITORS, PHYSIOLOGIC, VITAL SIGNS |  | MONITORCARDIACFIXED-Philips-MP30 |  |  |  |  | MONITORCARDIACFIXED-Philips-MP30 | Philips | [7 empty] | Covered PM Repair - Biomedical | MHHS-Mem City
NO | NO | [5 empty] | Philips Medical Systems Cardiac and Monitoring Syste | INTELLIVUE MP30 |  | de62226873 | MEMORIAL CITY - ER | MHHS-Mem City | [5 empty] | West & Memorial City |  | MEMORIAL CITY - ER | [5 empty] | MONITORS, PHYSIOLOGIC, VITAL SIGNS |  | MONITORCARDIACFIXED-Philips-MP30 |  |  |  |  | MONITORCARDIACFIXED-Philips-MP30 | Philips | [7 empty] | Covered PM Repair - Biomedical | MHHS-Mem City
NO | NO | [5 empty] | Philips Medical Systems Cardiac and Monitoring Syste | INTELLIVUE MP30 |  | DE54021031 | MEMORIAL CITY - ER | MHHS-Mem City | [5 empty] | West & Memorial City |  | MEMORIAL CITY - ER | [5 empty] | MONITORS, PHYSIOLOGIC, VITAL SIGNS |  | MONITORCARDIACFIXED-Philips-MP30 |  |  |  |  | MONITORCARDIACFIXED-Philips-MP30 | Philips | [7 empty] | Covered PM Repair - Biomedical | MHHS-Mem City
NO | NO | [5 empty] | Philips Medical Systems Cardiac and Monitoring Syste | INTELLIVUE MP30 |  | de52612633 | MEMORIAL CITY - ER | MHHS-Mem City | [5 empty] | West & Memorial City |  | MEMORIAL CITY - ER | [5 empty] | MONITORS, PHYSIOLOGIC, VITAL SIGNS |  | MONITORCARDIACFIXED-Philips-MP30 |  |  |  |  | MONITORCARDIACFIXED-Philips-MP30 | Philips | [7 empty] | Covered PM Repair - Biomedical | MHHS-Mem City
NO | NO | [5 empty] | Philips Medical Systems Cardiac and Monitoring Syste | INTELLIVUE MP30 |  | de52612621 | MEMORIAL CITY - ER | MHHS-Mem City | [5 empty] | West & Memorial City |  | MEMORIAL CITY - ER | [5 empty] | MONITORS, PHYSIOLOGIC, VITAL SIGNS |  | MONITORCARDIACFIXED-Philips-MP30 |  |  |  |  | MONITORCARDIACFIXED-Philips-MP30 | Philips | [7 empty] | Covered PM Repair - Biomedical | MHHS-Mem City
NO | NO | [5 empty] | Philips Medical Systems Cardiac and Monitoring Syste | INTELLIVUE MP30 |  | DE52609996 | MEMORIAL CITY - ER | MHHS-Mem City | [5 empty] | West & Memorial City |  | MEMORIAL CITY - ER | [5 empty] | MONITORS, PHYSIOLOGIC, VITAL SIGNS |  | MONITORCARDIACFIXED-Philips-MP30 |  |  |  |  | MONITORCARDIACFIXED-Philips-MP30 | Philips | [7 empty] | Covered PM Repair - Biomedical | MHHS-Mem City
NO | NO | [5 empty] | Philips Medical Systems Cardiac and Monitoring Syste | INTELLIVUE MP30 |  | DE72857510 | MEMORIAL CITY - LABOR & DELIVERY | MHHS-Mem City | [5 empty] | West & Memorial City |  | MEMORIAL CITY - LABOR & DELIVERY | [5 empty] | MONITORS, PHYSIOLOGIC, VITAL SIGNS |  | MONITORCARDIACFIXED-Philips-MP30 |  |  |  |  | MONITORCARDIACFIXED-Philips-MP30 | Philips | [7 empty] | Covered PM Repair - Biomedical | MHHS-Mem City
NO | NO | [5 empty] | Philips Medical Systems Cardiac and Monitoring Syste | INTELLIVUE MP30 |  | DE72857514 | MEMORIAL CITY - LABOR & DELIVERY | MHHS-Mem City | [5 empty] | West & Memorial City |  | MEMORIAL CITY - LABOR & DELIVERY | [5 empty] | MONITORS, PHYSIOLOGIC, VITAL SIGNS |  | MONITORCARDIACFIXED-Philips-MP30 |  |  |  |  | MONITORCARDIACFIXED-Philips-MP30 | Philips | [7 empty] | Covered PM Repair - Biomedical | MHHS-Mem City
NO | NO | [5 empty] | Philips Medical Systems Cardiac and Monitoring Syste | INTELLIVUE MP30 |  | de72857405 | MEMORIAL CITY - LDR - OR | MHHS-Mem City | [5 empty] | West & Memorial City |  | MEMORIAL CITY - LDR - OR | [5 empty] | MONITORS, PHYSIOLOGIC, VITAL SIGNS |  | MONITORCARDIACFIXED-Philips-MP30 |  |  |  |  | MONITORCARDIACFIXED-Philips-MP30 | Philips | [7 empty] | Covered PM Repair - Biomedical | MHHS-Mem City
NO | NO |  |  |  | 005-09205 |  | Philips Medical Systems Cardiac and Monitoring Syste | INTELLIVUE MP30 |  | DE728A4644 | SE - EMERGENCY CENTER | MHHS-Southeast |  |  |  | 005-09205 |  | Southeast & Bay Area |  | SE - EMERGENCY CENTER | [5 empty] | MONITORS, PHYSIOLOGIC, VITAL SIGNS |  | MONITORCARDIACFIXED-Philips-MP30 |  |  |  |  | MONITORCARDIACFIXED-Philips-MP30 | Philips | [7 empty] | Covered PM Repair - Biomedical | MHHS-Southeast
NO | NO |  |  |  | 005-09248 |  | Philips Medical Systems Cardiac and Monitoring Syste | INTELLIVUE MP30 |  | DE728A4597 | SE - EMERGENCY CENTER | MHHS-Southeast |  |  |  | 005-09248 |  | Southeast & Bay Area |  | SE - EMERGENCY CENTER | [5 empty] | MONITORS, PHYSIOLOGIC, VITAL SIGNS |  | MONITORCARDIACFIXED-Philips-MP30 |  |  |  |  | MONITORCARDIACFIXED-Philips-MP30 | Philips | [7 empty] | Covered PM Repair Labor Only - Biomedica | MHHS-Southeast
NO | NO |  |  |  | 005-08606 |  | Philips Medical Systems Cardiac and Monitoring Syste | INTELLIVUE MP30 |  | DE72886852 | SE - ICU | MHHS-Southeast |  |  |  | 005-08606 |  | Southeast & Bay Area |  | SE - ICU | [5 empty] | MONITORS, PHYSIOLOGIC, VITAL SIGNS |  | MONITORCARDIACFIXED-Philips-MP30 |  |  |  |  | MONITORCARDIACFIXED-Philips-MP30 | Philips | [7 empty] | Covered PM Repair - Biomedical | MHHS-Southeast
NO | NO |  |  |  | 005-09670 |  | Philips Medical Systems Cardiac and Monitoring Syste | INTELLIVUE MP30 |  | DE54015935 | SE - ICU | MHHS-Southeast |  |  |  | 005-09670 |  | Southeast & Bay Area |  | SE - ICU | [5 empty] | MONITORS, PHYSIOLOGIC, VITAL SIGNS |  | MONITORCARDIACFIXED-Philips-MP30 |  |  |  |  | MONITORCARDIACFIXED-Philips-MP30 | Philips | [7 empty] | Covered PM Repair - Biomedical | MHHS-Southeast
NO | NO | [5 empty] | Philips Medical Systems Cardiac and Monitoring Syste | INTELLIVUE MP30 |  | DE62220886 | SW - ENDOSCOPY | MHHS-Southwest | [5 empty] | Southwest |  | SW - ENDOSCOPY | [5 empty] | MONITORS, PHYSIOLOGIC, VITAL SIGNS |  | MONITORCARDIACFIXED-Philips-MP30 |  |  |  |  | MONITORCARDIACFIXED-Philips-MP30 | Philips | [7 empty] | Covered PM Repair - Biomedical | MHHS-Southwest
NO | NO | [5 empty] | Philips Medical Systems Cardiac and Monitoring Syste | INTELLIVUE MP30 |  | DE62220910 | SW - ENDOSCOPY | MHHS-Southwest | [5 empty] | Southwest |  | SW - ENDOSCOPY | [5 empty] | MONITORS, PHYSIOLOGIC, VITAL SIGNS |  | MONITORCARDIACFIXED-Philips-MP30 |  |  |  |  | MONITORCARDIACFIXED-Philips-MP30 | Philips | [7 empty] | Covered PM Repair - Biomedical | MHHS-Southwest
NO | NO | [5 empty] | Philips Medical Systems Cardiac and Monitoring Syste | INTELLIVUE MP30 |  | DE62220894 | SW - ENDOSCOPY | MHHS-Southwest | [5 empty] | Southwest |  | SW - ENDOSCOPY | [5 empty] | MONITORS, PHYSIOLOGIC, VITAL SIGNS |  | MONITORCARDIACFIXED-Philips-MP30 |  |  |  |  | MONITORCARDIACFIXED-Philips-MP30 | Philips | [7 empty] | Covered PM Repair - Biomedical | MHHS-Southwest
NO | NO | [5 empty] | Philips Medical Systems Cardiac and Monitoring Syste | INTELLIVUE MP30 |  | DE62220899 | SW - RADIOLOGY | MHHS-Southwest | [5 empty] | Southwest |  | SW - RADIOLOGY | [5 empty] | MONITORS, PHYSIOLOGIC, VITAL SIGNS |  | MONITORCARDIACFIXED-Philips-MP30 |  |  |  |  | MONITORCARDIACFIXED-Philips-MP30 | Philips | [7 empty] | Covered PM Repair - Biomedical | MHHS-Southwest
NO | NO |  |  |  | 077-07255 |  | Philips Medical Systems Cardiac and Monitoring Syste | INTELLIVUE MP30 |  | DE728A4398 | TMC - CATH LAB - PEDI (GHP) | MHHS-TMC |  |  |  | 077-07255 |  | TMC |  | TMC - CATH LAB - PEDI (GHP) | [5 empty] | MONITORS, PHYSIOLOGIC, VITAL SIGNS |  | MONITORCARDIACFIXED-Philips-MP30 |  |  |  |  | MONITORCARDIACFIXED-Philips-MP30 | Philips | [7 empty] | Covered PM Repair - Biomedical | MHHS-TMC
NO | NO | [5 empty] | Philips Medical Systems Cardiac and Monitoring Syste | INTELLIVUE MP30 |  | DE728A4396 | TMC - CHILDRENS - CCN (10HP) | MHHS-TMC | [5 empty] | TMC |  | TMC - CHILDRENS - CCN (10HP) | [5 empty] | MONITORS, PHYSIOLOGIC, VITAL SIGNS |  | MONITORCARDIACFIXED-Philips-MP30 |  |  |  |  | MONITORCARDIACFIXED-Philips-MP30 | Philips | [7 empty] | Covered PM Repair - Biomedical | MHHS-TMC
NO | NO | [5 empty] | Philips Medical Systems Cardiac and Monitoring Syste | INTELLIVUE MP30 |  | DE728A4453 | TMC - CHILDRENS - CCN (10HP) | MHHS-TMC | [5 empty] | TMC |  | TMC - CHILDRENS - CCN (10HP) | [5 empty] | MONITORS, PHYSIOLOGIC, VITAL SIGNS |  | MONITORCARDIACFIXED-Philips-MP30 |  |  |  |  | MONITORCARDIACFIXED-Philips-MP30 | Philips | [7 empty] | Covered PM Repair - Biomedical | MHHS-TMC
NO | NO | [5 empty] | Philips Medical Systems Cardiac and Monitoring Syste | INTELLIVUE MP30 |  | DE728A4461 | TMC - CHILDRENS - CCN (10HP) | MHHS-TMC | [5 empty] | TMC |  | TMC - CHILDRENS - CCN (10HP) | [5 empty] | MONITORS, PHYSIOLOGIC, VITAL SIGNS |  | MONITORCARDIACFIXED-Philips-MP30 |  |  |  |  | MONITORCARDIACFIXED-Philips-MP30 | Philips | [7 empty] | Covered PM Repair - Biomedical | MHHS-TMC
NO | NO | [5 empty] | Philips Medical Systems Cardiac and Monitoring Syste | INTELLIVUE MP30 |  | DE728A4435 | TMC - CHILDRENS - CCN (10HP) | MHHS-TMC | [5 empty] | TMC |  | TMC - CHILDRENS - CCN (10HP) | [5 empty] | MONITORS, PHYSIOLOGIC, VITAL SIGNS |  | MONITORCARDIACFIXED-Philips-MP30 |  |  |  |  | MONITORCARDIACFIXED-Philips-MP30 | Philips | [7 empty] | Covered PM Repair - Biomedical | MHHS-TMC
NO | NO | [5 empty] | Philips Medical Systems Cardiac and Monitoring Syste | INTELLIVUE MP30 |  | DE728A4408 | TMC - CHILDRENS - CCN (10HP) | MHHS-TMC | [5 empty] | TMC |  | TMC - CHILDRENS - CCN (10HP) | [5 empty] | MONITORS, PHYSIOLOGIC, VITAL SIGNS |  | MONITORCARDIACFIXED-Philips-MP30 |  |  |  |  | MONITORCARDIACFIXED-Philips-MP30 | Philips | [7 empty] | Covered PM Repair - Biomedical | MHHS-TMC
NO | NO | [5 empty] | Philips Medical Systems Cardiac and Monitoring Syste | INTELLIVUE MP30 |  | DE50407945 | TMC - CHILDRENS - CSC (9HP) | MHHS-TMC | [5 empty] | TMC |  | TMC - CHILDRENS - CSC (9HP) | [5 empty] | MONITORS, PHYSIOLOGIC, VITAL SIGNS |  | MONITORCARDIACFIXED-Philips-MP30 |  |  |  |  | MONITORCARDIACFIXED-Philips-MP30 | Philips | [7 empty] | Covered PM Repair - Biomedical | MHHS-TMC
NO | NO | [5 empty] | Philips Medical Systems Cardiac and Monitoring Syste | INTELLIVUE MP30 |  | DE50407932 | TMC - CHILDRENS - CSC (9HP) | MHHS-TMC | [5 empty] | TMC |  | TMC - CHILDRENS - CSC (9HP) | [5 empty] | MONITORS, PHYSIOLOGIC, VITAL SIGNS |  | MONITORCARDIACFIXED-Philips-MP30 |  |  |  |  | MONITORCARDIACFIXED-Philips-MP30 | Philips | [7 empty] | Covered PM Repair - Biomedical | MHHS-TMC
NO | NO | [5 empty] | Philips Medical Systems Cardiac and Monitoring Syste | INTELLIVUE MP30 |  | DE50407948 | TMC - CHILDRENS - CSC (9HP) | MHHS-TMC | [5 empty] | TMC |  | TMC - CHILDRENS - CSC (9HP) | [5 empty] | MONITORS, PHYSIOLOGIC, VITAL SIGNS |  | MONITORCARDIACFIXED-Philips-MP30 |  |  |  |  | MONITORCARDIACFIXED-Philips-MP30 | Philips | [7 empty] | Covered PM Repair - Biomedical | MHHS-TMC
NO | NO | [5 empty] | Philips Medical Systems Cardiac and Monitoring Syste | INTELLIVUE MP30 |  | DE50407908 | TMC - CHILDRENS - CSC (9HP) | MHHS-TMC | [5 empty] | TMC |  | TMC - CHILDRENS - CSC (9HP) | [5 empty] | MONITORS, PHYSIOLOGIC, VITAL SIGNS |  | MONITORCARDIACFIXED-Philips-MP30 |  |  |  |  | MONITORCARDIACFIXED-Philips-MP30 | Philips | [7 empty] | Covered PM Repair - Biomedical | MHHS-TMC
NO | NO | [5 empty] | Philips Medical Systems Cardiac and Monitoring Syste | INTELLIVUE MP30 |  | DE50407953 | TMC - CHILDRENS - CSC (9HP) | MHHS-TMC | [5 empty] | TMC |  | TMC - CHILDRENS - CSC (9HP) | [5 empty] | MONITORS, PHYSIOLOGIC, VITAL SIGNS |  | MONITORCARDIACFIXED-Philips-MP30 |  |  |  |  | MONITORCARDIACFIXED-Philips-MP30 | Philips | [7 empty] | Covered PM Repair - Biomedical | MHHS-TMC
NO | NO | [5 empty] | Philips Medical Systems Cardiac and Monitoring Syste | INTELLIVUE MP30 |  | DE44015433 | TMC - CHILDRENS - CSC (9HP) | MHHS-TMC | [5 empty] | TMC |  | TMC - CHILDRENS - CSC (9HP) | [5 empty] | MONITORS, PHYSIOLOGIC, VITAL SIGNS |  | MONITORCARDIACFIXED-Philips-MP30 |  |  |  |  | MONITORCARDIACFIXED-Philips-MP30 | Philips | [7 empty] | Clinical Miscellaneous | MHHS-TMC
NO | NO | [5 empty] | Philips Medical Systems Cardiac and Monitoring Syste | INTELLIVUE MP30 |  | DE50407306 | TMC - CHILDRENS - CSC (9HP) | MHHS-TMC | [5 empty] | TMC |  | TMC - CHILDRENS - CSC (9HP) | [5 empty] | MONITORS, PHYSIOLOGIC, VITAL SIGNS |  | MONITORCARDIACFIXED-Philips-MP30 |  |  |  |  | MONITORCARDIACFIXED-Philips-MP30 | Philips | [7 empty] | Covered PM Repair - Biomedical | MHHS-TMC
NO | NO | [5 empty] | Philips Medical Systems Cardiac and Monitoring Syste | INTELLIVUE MP30 |  | DE50407302 | TMC - CHILDRENS - CSC (9HP) | MHHS-TMC | [5 empty] | TMC |  | TMC - CHILDRENS - CSC (9HP) | [5 empty] | MONITORS, PHYSIOLOGIC, VITAL SIGNS |  | MONITORCARDIACFIXED-Philips-MP30 |  |  |  |  | MONITORCARDIACFIXED-Philips-MP30 | Philips | [7 empty] | Covered PM Repair - Biomedical | MHHS-TMC
NO | NO | [5 empty] | Philips Medical Systems Cardiac and Monitoring Syste | INTELLIVUE MP30 |  | DE50407944 | TMC - CHILDRENS - PICU (9HP) | MHHS-TMC | [5 empty] | TMC |  | TMC - CHILDRENS - PICU (9HP) | [5 empty] | MONITORS, PHYSIOLOGIC, VITAL SIGNS |  | MONITORCARDIACFIXED-Philips-MP30 |  |  |  |  | MONITORCARDIACFIXED-Philips-MP30 | Philips | [7 empty] | Clinical Miscellaneous | MHHS-TMC
NO | NO | [5 empty] | Philips Medical Systems Cardiac and Monitoring Syste | INTELLIVUE MP30 |  | DE50407320 | TMC - CHILDRENS - PICU (9HP) | MHHS-TMC | [5 empty] | TMC |  | TMC - CHILDRENS - PICU (9HP) | [5 empty] | MONITORS, PHYSIOLOGIC, VITAL SIGNS |  | MONITORCARDIACFIXED-Philips-MP30 |  |  |  |  | MONITORCARDIACFIXED-Philips-MP30 | Philips | [7 empty] | Clinical Miscellaneous | MHHS-TMC
NO | NO | [5 empty] | Philips Medical Systems Cardiac and Monitoring Syste | INTELLIVUE MP30 |  | DE72845301 | TMC - CHILDRENS - RCW (8HP) | MHHS-TMC | [5 empty] | TMC |  | TMC - CHILDRENS - RCW (8HP) | [5 empty] | MONITORS, PHYSIOLOGIC, VITAL SIGNS |  | MONITORCARDIACFIXED-Philips-MP30 |  |  |  |  | MONITORCARDIACFIXED-Philips-MP30 | Philips | [7 empty] | Clinical Miscellaneous | MHHS-TMC
NO | NO | [5 empty] | Philips Medical Systems Cardiac and Monitoring Syste | INTELLIVUE MP30 |  | DE72845323 | TMC - CHILDRENS - RCW (8HP) | MHHS-TMC | [5 empty] | TMC |  | TMC - CHILDRENS - RCW (8HP) | [5 empty] | MONITORS, PHYSIOLOGIC, VITAL SIGNS |  | MONITORCARDIACFIXED-Philips-MP30 |  |  |  |  | MONITORCARDIACFIXED-Philips-MP30 | Philips | [7 empty] | Covered PM Repair - Biomedical | MHHS-TMC
NO | NO | [5 empty] | Philips Medical Systems Cardiac and Monitoring Syste | INTELLIVUE MP30 |  | DE72845345 | TMC - CHILDRENS - RCW (8HP) | MHHS-TMC | [5 empty] | TMC |  | TMC - CHILDRENS - RCW (8HP) | [5 empty] | MONITORS, PHYSIOLOGIC, VITAL SIGNS |  | MONITORCARDIACFIXED-Philips-MP30 |  |  |  |  | MONITORCARDIACFIXED-Philips-MP30 | Philips | [7 empty] | Covered PM Repair - Biomedical | MHHS-TMC
NO | NO | [5 empty] | Philips Medical Systems Cardiac and Monitoring Syste | INTELLIVUE MP30 |  | DE72845297 | TMC - CHILDRENS - RCW (8HP) | MHHS-TMC | [5 empty] | TMC |  | TMC - CHILDRENS - RCW (8HP) | [5 empty] | MONITORS, PHYSIOLOGIC, VITAL SIGNS |  | MONITORCARDIACFIXED-Philips-MP30 |  |  |  |  | MONITORCARDIACFIXED-Philips-MP30 | Philips | [7 empty] | Covered PM Repair - Biomedical | MHHS-TMC
NO | NO | [5 empty] | Philips Medical Systems Cardiac and Monitoring Syste | INTELLIVUE MP30 |  | DE50407952 | TMC - DIALYSIS - CHILDRENS (9HP) | MHHS-TMC | [5 empty] | TMC |  | TMC - DIALYSIS - CHILDRENS (9HP) | [5 empty] | MONITORS, PHYSIOLOGIC, VITAL SIGNS |  | MONITORCARDIACFIXED-Philips-MP30 |  |  |  |  | MONITORCARDIACFIXED-Philips-MP30 | Philips | [7 empty] | Covered PM Repair - Biomedical | MHHS-TMC
NO | NO |  |  |  | 077-06575 |  | Philips Medical Systems Cardiac and Monitoring Syste | INTELLIVUE MP30 |  | DE72889268 | TMC - OR - HERMANN (2HP) | MHHS-TMC |  |  |  | 077-06575 |  | TMC |  | TMC - OR - HERMANN (2HP) | [5 empty] | MONITORS, PHYSIOLOGIC, VITAL SIGNS |  | MONITORCARDIACFIXED-Philips-MP30 |  |  |  |  | MONITORCARDIACFIXED-Philips-MP30 | Philips | [7 empty] | Not Covered Vendor Only - Biomedical | MHHS-TMC
NO | NO |  |  |  | 241-02272 |  | Philips Medical Systems Cardiac and Monitoring Syste | INTELLIVUE MP40 |  | DE82029711 | TIRR - UROLOGY/SPEC PROC (17) | MHHS-TIRR |  |  |  | 241-02272 |  | TMC |  | TIRR - UROLOGY/SPEC PROC (17) | [5 empty] | MONITORS, PHYSIOLOGIC, VITAL SIGNS |  | MONITORCARDIACFIXED-Philips-MP40 |  |  |  |  | MONITORCARDIACFIXED-Philips-MP40 | Philips | [7 empty] | Covered PM Repair - Biomedical | MHHS-TIRR
NO | NO |  |  |  | 241-02276 |  | Philips Medical Systems Cardiac and Monitoring Syste | INTELLIVUE MP40 |  | DE82029724 | TIRR - UROLOGY/SPEC PROC (17) | MHHS-TIRR |  |  |  | 241-02276 |  | TMC |  | TIRR - UROLOGY/SPEC PROC (17) | [5 empty] | MONITORS, PHYSIOLOGIC, VITAL SIGNS |  | MONITORCARDIACFIXED-Philips-MP40 |  |  |  |  | MONITORCARDIACFIXED-Philips-MP40 | Philips | [7 empty] | Covered PM Repair - Biomedical | MHHS-TIRR
NO | NO |  |  |  | 241-02589 |  | Philips Medical Systems Cardiac and Monitoring Syste | INTELLIVUE MP40 |  | DE48237260 | TIRR - UROLOGY/SPEC PROC (17) | MHHS-TIRR |  |  |  | 241-02589 |  | TMC |  | TIRR - UROLOGY/SPEC PROC (17) | [5 empty] | MONITORS, PHYSIOLOGIC, VITAL SIGNS |  | MONITORCARDIACFIXED-Philips-MP40 |  |  |  |  | MONITORCARDIACFIXED-Philips-MP40 | Philips | [7 empty] | Covered PM Repair - Biomedical | MHHS-TIRR
NO | NO |  |  |  | 241-02590 |  | Philips Medical Systems Cardiac and Monitoring Syste | INTELLIVUE MP40 |  | DE48237289 | TIRR - UROLOGY/SPEC PROC (17) | MHHS-TIRR |  |  |  | 241-02590 |  | TMC |  | TIRR - UROLOGY/SPEC PROC (17) | [5 empty] | MONITORS, PHYSIOLOGIC, VITAL SIGNS |  | MONITORCARDIACFIXED-Philips-MP40 |  |  |  |  | MONITORCARDIACFIXED-Philips-MP40 | Philips | [7 empty] | Covered PM Repair - Biomedical | MHHS-TIRR
NO | YES |  |  |  | 151-02314 | 151-02314 | Philips Medical Systems Cardiac and Monitoring Syste | INTELLIVUE MP5 |  | DE53797570 | CY-ER | MHHS-Cypress |  |  |  | 151-02314 | 151-02314 | Northwest | MHHS-Cypress | CY-ER | Equipment storage | 2/1/19 | 2/1/20 |  |  | MONITORS, PHYSIOLOGIC, VITAL SIGNS | Monitor, Cardiac, Fixed | MONITORCARDIACFIXED-Philips-MP5 |  |  |  |  | MONITORCARDIACFIXED-Philips-MP5 | Philips | [6 empty] | MCH-A | Covered PM Repair - Biomedical | MHHS-Cypress | [8 empty] | MONITORCARDIACFIXED | Monitor, Cardiac, Fixed | Philips
NO | YES |  |  |  | 151-02426 | 151-02426 | Philips Medical Systems Cardiac and Monitoring Syste | INTELLIVUE MP5 |  | DE53797571 | CY-ER | MHHS-Cypress |  |  |  | 151-02426 | 151-02426 | Northwest | MHHS-Cypress | CY-ER | Equipment storage | 2/1/19 | 2/1/20 |  |  | MONITORS, PHYSIOLOGIC, VITAL SIGNS | Monitor, Cardiac, Fixed | MONITORCARDIACFIXED-Philips-MP5 |  |  |  |  | MONITORCARDIACFIXED-Philips-MP5 | Philips | [6 empty] | MCH-A | Covered PM Repair - Biomedical | MHHS-Cypress | [8 empty] | MONITORCARDIACFIXED | Monitor, Cardiac, Fixed | Philips
NO | YES |  |  |  | 151-02427 | 151-02427 | Philips Medical Systems Cardiac and Monitoring Syste | INTELLIVUE MP5 |  | DE53797567 | CY-ER | MHHS-Cypress |  |  |  | 151-02427 | 151-02427 | Northwest | MHHS-Cypress | CY-ER | Equipment storage | 2/1/19 | 2/1/20 |  |  | MONITORS, PHYSIOLOGIC, VITAL SIGNS | Monitor, Cardiac, Fixed | MONITORCARDIACFIXED-Philips-MP5 |  |  |  |  | MONITORCARDIACFIXED-Philips-MP5 | Philips | [6 empty] | MCH-A | Covered PM Repair - Biomedical | MHHS-Cypress | [8 empty] | MONITORCARDIACFIXED | Monitor, Cardiac, Fixed | Philips
NO | YES |  |  |  | 151-02428 | 151-02428 | Philips Medical Systems Cardiac and Monitoring Syste | INTELLIVUE MP5 |  | DE53797573 | CY-ER | MHHS-Cypress |  |  |  | 151-02428 | 151-02428 | Northwest | MHHS-Cypress | CY-ER | Equipment storage | 2/1/19 | 2/1/20 |  |  | MONITORS, PHYSIOLOGIC, VITAL SIGNS | Monitor, Cardiac, Fixed | MONITORCARDIACFIXED-Philips-MP5 |  |  |  |  | MONITORCARDIACFIXED-Philips-MP5 | Philips | [6 empty] | MCH-A | Covered PM Repair - Biomedical | MHHS-Cypress | [8 empty] | MONITORCARDIACFIXED | Monitor, Cardiac, Fixed | Philips
NO | YES |  |  |  | 151-01145 | 151-01145 | Philips Medical Systems Cardiac and Monitoring Syste | INTELLIVUE MP5 |  | DE580A5036 | CY-Labor & Delivery | MHHS-Cypress |  |  |  | 151-01145 | 151-01145 | Northwest | MHHS-Cypress | CY-Labor & Delivery | Infant resusitation | 6/1/19 | 6/1/20 |  |  | MONITORS, PHYSIOLOGIC, VITAL SIGNS | Monitor, Cardiac, Fixed | MONITORCARDIACFIXED-Philips-MP5 |  |  |  |  | MONITORCARDIACFIXED-Philips-MP5 | Philips | [6 empty] | MCH-A | Covered PM Repair - Biomedical | MHHS-Cypress | [8 empty] | MONITORCARDIACFIXED | Monitor, Cardiac, Fixed | Philips
NO | YES |  |  |  | 151-01146 | 151-01146 | Philips Medical Systems Cardiac and Monitoring Syste | INTELLIVUE MP5 |  | DE580A5045 | CY - L&D | MHHS-Cypress |  |  |  | 151-01146 | 151-01146 | Northwest & Cypress | MHHS-Cypress | CY - L&D |  | 8/9/19 |  |  |  | MONITORS, PHYSIOLOGIC, VITAL SIGNS | Monitor, Cardiac, Fixed | MONITORCARDIACFIXED-Philips-MP5 |  |  |  |  | MONITORCARDIACFIXED-Philips-MP5 | Philips | [5 empty] | Finished from Script 3/27/2020 12:11:52pm (Central) | MCH-A | Covered PM Repair - Biomedical | MHHS-Cypress | [8 empty] | MONITORCARDIACFIXED | Monitor, Cardiac, Fixed | Philips
NO | YES |  |  |  | 151-01149 | 151-01149 | Philips Medical Systems Cardiac and Monitoring Syste | INTELLIVUE MP5 |  | DE580A5053 | CY-Labor & Delivery | MHHS-Cypress |  |  |  | 151-01149 | 151-01149 | Northwest | MHHS-Cypress | CY-Labor & Delivery | C-Section 2 | 8/1/19 | 8/1/20 |  |  | MONITORS, PHYSIOLOGIC, VITAL SIGNS | Monitor, Cardiac, Fixed | MONITORCARDIACFIXED-Philips-MP5 |  |  |  |  | MONITORCARDIACFIXED-Philips-MP5 | Philips | [6 empty] | MCH-A | Covered PM Repair - Biomedical | MHHS-Cypress | [8 empty] | MONITORCARDIACFIXED | Monitor, Cardiac, Fixed | Philips
NO | YES |  |  |  | 151-01148 | 151-01148 | Philips Medical Systems Cardiac and Monitoring Syste | INTELLIVUE MP5 |  | DE580A5043 | CY-NICU | MHHS-Cypress |  |  |  | 151-01148 | 151-01148 | Northwest | MHHS-Cypress | CY-NICU | Nursery | 6/1/19 | 6/1/20 |  |  | MONITORS, PHYSIOLOGIC, VITAL SIGNS | Monitor, Cardiac, Fixed | MONITORCARDIACFIXED-Philips-MP5 |  |  |  |  | MONITORCARDIACFIXED-Philips-MP5 | Philips | [6 empty] | MCH-A | Covered PM Repair - Biomedical | MHHS-Cypress | [8 empty] | MONITORCARDIACFIXED | Monitor, Cardiac, Fixed | Philips
NO | YES |  |  |  | 151-02765 | 151-02765 | Philips Medical Systems Cardiac and Monitoring Syste | INTELLIVUE MP5 |  | DE656B8669 | CY-OBED | MHHS-Cypress |  |  |  | 151-02765 | 151-02765 | Northwest | MHHS-Cypress | CY-OBED | Bay 3 | 12/1/19 | 12/1/20 |  |  | MONITORS, PHYSIOLOGIC, VITAL SIGNS | Monitor, Cardiac, Fixed | MONITORCARDIACFIXED-Philips-MP5 |  |  |  |  | MONITORCARDIACFIXED-Philips-MP5 | Philips |  |  |  |  | 1/10/11 |  | MCH-A | Covered PM Repair - Biomedical | MHHS-Cypress | [8 empty] | MONITORCARDIACFIXED | Monitor, Cardiac, Fixed | Philips
NO | YES |  |  |  | 151-02766 | 151-02766 | Philips Medical Systems Cardiac and Monitoring Syste | INTELLIVUE MP5 |  | DE656B8670 | CY-OBED | MHHS-Cypress |  |  |  | 151-02766 | 151-02766 | Northwest | MHHS-Cypress | CY-OBED | OB ED | 12/1/19 | 12/1/20 |  |  | MONITORS, PHYSIOLOGIC, VITAL SIGNS | Monitor, Cardiac, Fixed | MONITORCARDIACFIXED-Philips-MP5 |  |  |  |  | MONITORCARDIACFIXED-Philips-MP5 | Philips |  |  |  |  | 4/1/17 |  | MCH-A | Covered PM Repair - Radiology, Low End | MHHS-Cypress | [8 empty] | MONITORCARDIACFIXED | Monitor, Cardiac, Fixed | Philips
NO | YES |  |  |  | 151-02767 | 151-02767 | Philips Medical Systems Cardiac and Monitoring Syste | INTELLIVUE MP5 |  | DE656B8664 | CY-OBED | MHHS-Cypress |  |  |  | 151-02767 | 151-02767 | Northwest | MHHS-Cypress | CY-OBED | Bay 2 | 12/1/19 | 12/1/20 |  |  | MONITORS, PHYSIOLOGIC, VITAL SIGNS | Monitor, Cardiac, Fixed | MONITORCARDIACFIXED-Philips-MP5 |  |  |  |  | MONITORCARDIACFIXED-Philips-MP5 | Philips |  |  |  |  | 1/12/18 |  | MCH-A | Covered PM Repair - Radiology, Low End | MHHS-Cypress | [8 empty] | MONITORCARDIACFIXED | Monitor, Cardiac, Fixed | Philips
NO | YES |  |  |  | 151-01147 | 151-01147 | Philips Medical Systems Cardiac and Monitoring Syste | INTELLIVUE MP5 |  | DE580A5038 | CY-Post Partum | MHHS-Cypress |  |  |  | 151-01147 | 151-01147 | Northwest | MHHS-Cypress | CY-Post Partum | Telemetry room 266 post partum | 6/1/19 | 6/1/20 |  |  | MONITORS, PHYSIOLOGIC, VITAL SIGNS | Monitor, Cardiac, Fixed | MONITORCARDIACFIXED-Philips-MP5 |  |  |  |  | MONITORCARDIACFIXED-Philips-MP5 | Philips | [6 empty] | MCH-A | Covered PM Repair - Biomedical | MHHS-Cypress | [8 empty] | MONITORCARDIACFIXED | Monitor, Cardiac, Fixed | Philips
NO | YES |  |  |  | 151-02187 | 151-02187 | Philips Medical Systems Cardiac and Monitoring Syste | INTELLIVUE MP5 |  | DE580A5324 | CY-Post Partum | MHHS-Cypress |  |  |  | 151-02187 | 151-02187 | Northwest | MHHS-Cypress | CY-Post Partum | APU 7 | 6/1/19 | 6/1/20 |  |  | MONITORS, PHYSIOLOGIC, VITAL SIGNS | Monitor, Cardiac, Fixed | MONITORCARDIACFIXED-Philips-MP5 |  |  |  |  | MONITORCARDIACFIXED-Philips-MP5 | Philips | [6 empty] | MCH-A | Covered PM Repair - Biomedical | MHHS-Cypress | [8 empty] | MONITORCARDIACFIXED | Monitor, Cardiac, Fixed | Philips
NO | YES |  |  |  | 151-02189 | 151-02189 | Philips Medical Systems Cardiac and Monitoring Syste | INTELLIVUE MP5 |  | DE580A5327 | CY - POST PARTUM | MHHS-Cypress |  |  |  | 151-02189 | 151-02189 | Northwest | MHHS-Cypress | CY - POST PARTUM | APU 5 | 6/1/19 | 6/1/20 |  |  | MONITORS, PHYSIOLOGIC, VITAL SIGNS | Monitor, Cardiac, Fixed | MONITORCARDIACFIXED-Philips-MP5 |  |  |  |  | MONITORCARDIACFIXED-Philips-MP5 | Philips | [6 empty] | MCH-A | Covered PM Repair - Biomedical | MHHS-Cypress | [8 empty] | MONITORCARDIACFIXED | Monitor, Cardiac, Fixed | Philips
NO | YES |  |  |  | 151-02190 | 151-02190 | Philips Medical Systems Cardiac and Monitoring Syste | INTELLIVUE MP5 |  | DE580A5339 | CY-Post Partum | MHHS-Cypress |  |  |  | 151-02190 | 151-02190 | Northwest | MHHS-Cypress | CY-Post Partum | APU 6 | 6/1/19 | 6/1/20 |  |  | MONITORS, PHYSIOLOGIC, VITAL SIGNS | Monitor, Cardiac, Fixed | MONITORCARDIACFIXED-Philips-MP5 |  |  |  |  | MONITORCARDIACFIXED-Philips-MP5 | Philips | [6 empty] | MCH-A | Covered PM Repair - Biomedical | MHHS-Cypress | [8 empty] | MONITORCARDIACFIXED | Monitor, Cardiac, Fixed | Philips
NO | YES |  |  |  | 151-02764 | 151-02764 | Philips Medical Systems Cardiac and Monitoring Syste | INTELLIVUE MP5 |  | DE656B8665 | CY-Preop | MHHS-Cypress |  |  |  | 151-02764 | 151-02764 | Northwest | MHHS-Cypress | CY-Preop | Pre op room 13 | 12/1/19 | 12/1/20 |  |  | MONITORS, PHYSIOLOGIC, VITAL SIGNS | Monitor, Cardiac, Fixed | MONITORCARDIACFIXED-Philips-MP5 |  |  |  |  | MONITORCARDIACFIXED-Philips-MP5 | Philips | [6 empty] | MCH-A | Covered PM Repair - Biomedical | MHHS-Cypress | [8 empty] | MONITORCARDIACFIXED | Monitor, Cardiac, Fixed | Philips
NO | YES |  |  |  | 009-08414 | 009-08414 | Philips Medical Systems Cardiac and Monitoring Syste | INTELLIVUE MP5 |  | DE21065333 | GH-ER | MHHS-Greater Heights |  |  |  | 009-08414 | 009-08414 | Central | MHHS-Greater Heights | GH-ER |  | 2/1/20 |  | 2/1/21 |  | MONITORS, PHYSIOLOGIC, VITAL SIGNS | Monitor, Cardiac, Fixed | MONITORCARDIACFIXED-Philips-MP5 |  |  |  |  | MONITORCARDIACFIXED-Philips-MP5 | Philips |  |  |  |  | 12/10/14 |  | MCH-A | Covered PM Repair - Biomedical | MHHS-Greater Heights | [8 empty] | MONITORCARDIACFIXED | Monitor, Cardiac, Fixed | Philips
NO | YES |  |  |  | 009-09124 | 009-09124 | Philips Medical Systems Cardiac and Monitoring Syste | INTELLIVUE MP5 |  | DE21072234 | GH-ER | MHHS-Greater Heights |  |  |  | 009-09124 | 009-09124 | Central | MHHS-Greater Heights | GH-ER | Rm 35 | 2/1/20 |  | 2/1/21 |  | MONITORS, PHYSIOLOGIC, VITAL SIGNS | Monitor, Cardiac, Fixed | MONITORCARDIACFIXED-Philips-MP5 |  |  |  |  | MONITORCARDIACFIXED-Philips-MP5 | Philips | [6 empty] | MCH-A | Covered PM Repair - Radiology, High End | MHHS-Greater Heights | [8 empty] | MONITORCARDIACFIXED | Monitor, Cardiac, Fixed | Philips
NO | YES |  |  |  | 009-09125 | 009-09125 | Philips Medical Systems Cardiac and Monitoring Syste | INTELLIVUE MP5 |  | DE21072251 | GH-ER | MHHS-Greater Heights |  |  |  | 009-09125 | 009-09125 | Central | MHHS-Greater Heights | GH-ER | Rm 36 | 2/1/19 |  | 2/1/21 |  | MONITORS, PHYSIOLOGIC, VITAL SIGNS | Monitor, Cardiac, Fixed | MONITORCARDIACFIXED-Philips-MP5 |  |  |  |  | MONITORCARDIACFIXED-Philips-MP5 | Philips | [6 empty] | MCH-A | Covered PM Repair - Biomedical | MHHS-Greater Heights | [8 empty] | MONITORCARDIACFIXED | Monitor, Cardiac, Fixed | Philips
NO | YES |  |  |  | 009-09126 | 009-09126 | Philips Medical Systems Cardiac and Monitoring Syste | INTELLIVUE MP5 |  | DE21072224 | GH-ER | MHHS-Greater Heights |  |  |  | 009-09126 | 009-09126 | Central | MHHS-Greater Heights | GH-ER |  | 2/1/20 |  | 2/1/21 |  | MONITORS, PHYSIOLOGIC, VITAL SIGNS | Monitor, Cardiac, Fixed | MONITORCARDIACFIXED-Philips-MP5 |  |  |  |  | MONITORCARDIACFIXED-Philips-MP5 | Philips | [6 empty] | MCH-A | Covered PM Repair - Biomedical | MHHS-Greater Heights | [8 empty] | MONITORCARDIACFIXED | Monitor, Cardiac, Fixed | Philips
NO | YES |  |  |  | 009-09127 | 009-09127 | Philips Medical Systems Cardiac and Monitoring Syste | INTELLIVUE MP5 |  | DE21072248 | GH-ER | MHHS-Greater Heights |  |  |  | 009-09127 | 009-09127 | Central | MHHS-Greater Heights | GH-ER | Rm 36 | 2/1/20 |  | 2/1/21 |  | MONITORS, PHYSIOLOGIC, VITAL SIGNS | Monitor, Cardiac, Fixed | MONITORCARDIACFIXED-Philips-MP5 |  |  |  |  | MONITORCARDIACFIXED-Philips-MP5 | Philips | [6 empty] | MCH-A | Covered PM Repair - Biomedical | MHHS-Greater Heights | [8 empty] | MONITORCARDIACFIXED | Monitor, Cardiac, Fixed | Philips
NO | YES |  |  |  | 009-09128 | 009-09128 | Philips Medical Systems Cardiac and Monitoring Syste | INTELLIVUE MP5 |  | DE21072230 | GH-ER | MHHS-Greater Heights |  |  |  | 009-09128 | 009-09128 | Central | MHHS-Greater Heights | GH-ER | Rm 37 | 2/1/20 |  | 2/1/21 |  | MONITORS, PHYSIOLOGIC, VITAL SIGNS | Monitor, Cardiac, Fixed | MONITORCARDIACFIXED-Philips-MP5 |  |  |  |  | MONITORCARDIACFIXED-Philips-MP5 | Philips | [6 empty] | MCH-A | Covered PM Repair - Biomedical | MHHS-Greater Heights | [8 empty] | MONITORCARDIACFIXED | Monitor, Cardiac, Fixed | Philips
NO | YES |  |  |  | 009-09129 | 009-09129 | Philips Medical Systems Cardiac and Monitoring Syste | INTELLIVUE MP5 |  | DE21072247 | GH-ER | MHHS-Greater Heights |  |  |  | 009-09129 | 009-09129 | Central | MHHS-Greater Heights | GH-ER |  | 2/1/20 |  | 2/1/21 |  | MONITORS, PHYSIOLOGIC, VITAL SIGNS | Monitor, Cardiac, Fixed | MONITORCARDIACFIXED-Philips-MP5 |  |  |  |  | MONITORCARDIACFIXED-Philips-MP5 | Philips | [6 empty] | MCH-A | Covered PM Repair - Biomedical | MHHS-Greater Heights | [8 empty] | MONITORCARDIACFIXED | Monitor, Cardiac, Fixed | Philips
NO | YES |  |  |  | 009-09130 | 009-09130 | Philips Medical Systems Cardiac and Monitoring Syste | INTELLIVUE MP5 |  | DE21072229 | GH-ER | MHHS-Greater Heights |  |  |  | 009-09130 | 009-09130 | Central | MHHS-Greater Heights | GH-ER | Rm 32 | 2/1/20 |  | 2/1/21 |  | MONITORS, PHYSIOLOGIC, VITAL SIGNS | Monitor, Cardiac, Fixed | MONITORCARDIACFIXED-Philips-MP5 |  |  |  |  | MONITORCARDIACFIXED-Philips-MP5 | Philips | [6 empty] | MCH-A | Covered PM Repair - Biomedical | MHHS-Greater Heights | [8 empty] | MONITORCARDIACFIXED | Monitor, Cardiac, Fixed | Philips
NO | YES |  |  |  | 009-09131 | 009-09131 | Philips Medical Systems Cardiac and Monitoring Syste | INTELLIVUE MP5 |  | DE21072225 | GH-ER | MHHS-Greater Heights |  |  |  | 009-09131 | 009-09131 | Central | MHHS-Greater Heights | GH-ER | Rm 33 | 2/1/20 |  | 2/1/21 |  | MONITORS, PHYSIOLOGIC, VITAL SIGNS | Monitor, Cardiac, Fixed | MONITORCARDIACFIXED-Philips-MP5 |  |  |  |  | MONITORCARDIACFIXED-Philips-MP5 | Philips | [6 empty] | MCH-A | Covered PM Repair - Biomedical | MHHS-Greater Heights | [8 empty] | MONITORCARDIACFIXED | Monitor, Cardiac, Fixed | Philips
NO | YES |  |  |  | 009-09132 | 009-09132 | Philips Medical Systems Cardiac and Monitoring Syste | INTELLIVUE MP5 |  | DE21072220 | GH-ER | MHHS-Greater Heights |  |  |  | 009-09132 | 009-09132 | Central | MHHS-Greater Heights | GH-ER |  | 2/1/20 |  | 2/1/21 |  | MONITORS, PHYSIOLOGIC, VITAL SIGNS | Monitor, Cardiac, Fixed | MONITORCARDIACFIXED-Philips-MP5 |  |  |  |  | MONITORCARDIACFIXED-Philips-MP5 | Philips | [6 empty] | MCH-A | Covered PM Repair - Biomedical | MHHS-Greater Heights | [8 empty] | MONITORCARDIACFIXED | Monitor, Cardiac, Fixed | Philips
NO | YES | Serial Number DE21072223 |  |  | 009-09133 | 009-09133 | Philips Medical Systems Cardiac and Monitoring Syste | INTELLIVUE MP5 |  | DE21072223 | GH-ER | MHHS-Greater Heights |  |  |  | 009-09133 | 009-09133 | Central | MHHS-Greater Heights | GH-ER | Rm 39 | 2/1/20 |  | 2/1/21 |  | MONITORS, PHYSIOLOGIC, VITAL SIGNS | Monitor, Cardiac, Fixed | MONITORCARDIACFIXED-Philips-MP5 |  |  |  |  | MONITORCARDIACFIXED-Philips-MP5 | Philips |  |  |  |  | 1/21/16 |  | MCH-A | Covered PM Repair - Radiology, Low End | MHHS-Greater Heights | [8 empty] | MONITORCARDIACFIXED | Monitor, Cardiac, Fixed | Philips
NO | YES |  |  |  | 009-10305 | 009-10305 | Philips Medical Systems Cardiac and Monitoring Syste | INTELLIVUE MP5 |  | DE50188964 | GH-ICU | MHHS-Greater Heights |  |  |  | 009-10305 | 009-10305 | Central | MHHS-Greater Heights | GH-ICU | OR | 3/1/19 |  | 3/1/20 |  | MONITORS, PHYSIOLOGIC, VITAL SIGNS | Monitor, Cardiac, Fixed | MONITORCARDIACFIXED-Philips-MP5 |  |  |  |  | MONITORCARDIACFIXED-Philips-MP5 | Philips |  |  |  |  | 2/10/17 |  | MCH-A | Covered PM Repair - Radiology, Low End | MHHS-Greater Heights | [8 empty] | MONITORCARDIACFIXED | Monitor, Cardiac, Fixed | Philips
NO | YES |  |  |  | 009-09716 | 009-09716 | Philips Medical Systems Cardiac and Monitoring Syste | INTELLIVUE MP5 |  | DE42481225 | GH-IMU | MHHS-Greater Heights |  |  |  | 009-09716 | 009-09716 | Central & Greater Heights | MHHS-Greater Heights | GH-IMU |  | 10/1/19 |  | 10/1/20 |  | MONITORS, PHYSIOLOGIC, VITAL SIGNS | Monitor, Cardiac, Fixed | MONITORCARDIACFIXED-Philips-MP5 |  |  |  |  | MONITORCARDIACFIXED-Philips-MP5 | Philips | [6 empty] | MCH-A | Covered PM Repair - Biomedical | MHHS-Greater Heights | [8 empty] | MONITORCARDIACFIXED | Monitor, Cardiac, Fixed | Philips
NO | YES |  |  |  |  | 009-34218 | Philips Medical Systems Cardiac and Monitoring Syste | INTELLIVUE MP5 |  | DE91321937 | GH-IMU | MHHS-Greater Heights |  |  |  |  | 009-34218 | Central | MHHS-Greater Heights | GH-IMU | IMU | 10/1/19 |  | 10/1/20 |  | MONITORS, PHYSIOLOGIC, VITAL SIGNS | Monitor, Cardiac, Fixed | MONITORCARDIACFIXED-Philips-MP5 |  |  |  |  | MONITORCARDIACFIXED-Philips-MP5 | Philips | [6 empty] | MCH-A | Covered PM Repair - Biomedical | MHHS-Greater Heights | [8 empty] | MONITORCARDIACFIXED | Monitor, Cardiac, Fixed | Philips
NO | YES | [5 empty] | Philips Medical Systems Cardiac and Monitoring Syste | INTELLIVUE MP5 |  | DE91321955 | GH-IMU | MHHS-Greater Heights | [5 empty] | Central & Greater Heights | MHHS-Greater Heights | GH-IMU |  | 10/1/19 |  | 10/1/20 |  | MONITORS, PHYSIOLOGIC, VITAL SIGNS | Monitor, Cardiac, Fixed | MONITORCARDIACFIXED-Philips-MP5 |  |  |  |  | MONITORCARDIACFIXED-Philips-MP5 | Philips | [6 empty] | MCH-A | Covered PM Repair - Biomedical | MHHS-Greater Heights | [8 empty] | MONITORCARDIACFIXED | Monitor, Cardiac, Fixed | Philips
NO | YES | [5 empty] | Philips Medical Systems Cardiac and Monitoring Syste | INTELLIVUE MP5 |  | DE9134282 | GH-IMU | MHHS-Greater Heights | [5 empty] | Central & Greater Heights | MHHS-Greater Heights | GH-IMU |  | 10/1/19 |  | 10/1/20 |  | MONITORS, PHYSIOLOGIC, VITAL SIGNS | Monitor, Cardiac, Fixed | MONITORCARDIACFIXED-Philips-MP5 |  |  |  |  | MONITORCARDIACFIXED-Philips-MP5 | Philips | [6 empty] | MCH-A | Covered PM Repair - Biomedical | MHHS-Greater Heights | [8 empty] | MONITORCARDIACFIXED | Monitor, Cardiac, Fixed | Philips
NO | YES |  |  |  | 009-33681 | 009-33681 | Philips Medical Systems Cardiac and Monitoring Syste | INTELLIVUE MP5 |  | DE74808700 | GH-Labor & Delivery-OR | MHHS-Greater Heights |  |  |  | 009-33681 | 009-33681 | Central | MHHS-Greater Heights | GH-Labor & Delivery-OR | OR hallway | 3/1/20 |  | 3/1/21 |  | MONITORS, PHYSIOLOGIC, VITAL SIGNS | Monitor, Cardiac, Fixed | MONITORCARDIACFIXED-Philips-MP5 |  |  |  |  | MONITORCARDIACFIXED-Philips-MP5 | Philips | [6 empty] | MCH-A | Rounds - Fixed | MHHS-Greater Heights | [8 empty] | MONITORCARDIACFIXED | Monitor, Cardiac, Fixed | Philips
NO | YES |  |  |  | 009-10125 | 009-10125 | Philips Medical Systems Cardiac and Monitoring Syste | INTELLIVUE MP5 |  | DE91342824 | GH - RADIOLOGY | MHHS-Greater Heights |  |  |  | 009-10125 | 009-10125 | Central | GH- Radiology | GH - RADIOLOGY | GH - RADIOLOGY |  |  |  |  | MONITORS, PHYSIOLOGIC, VITAL SIGNS |  | MONITORCARDIACFIXED-Philips-MP5 |  |  |  |  | MONITORCARDIACFIXED-Philips-MP5 | Philips | [7 empty] | Covered PM Repair - Biomedical | MHHS-Greater Heights
NO | YES |  |  |  | 009-33724 | 009-33724 | Philips Medical Systems Cardiac and Monitoring Syste | INTELLIVUE MP5 |  | DE656C0623 | GH - RADIOLOGY | MHHS-Greater Heights |  |  |  | 009-33724 | 009-33724 | Central | GH- Radiology | GH - RADIOLOGY | GH - RADIOLOGY |  |  |  |  | MONITORS, PHYSIOLOGIC, VITAL SIGNS |  | MONITORCARDIACFIXED-Philips-MP5 |  |  |  |  | MONITORCARDIACFIXED-Philips-MP5 | Philips | [7 empty] | Covered PM Repair - Biomedical | MHHS-Greater Heights
NO | YES | [5 empty] | Philips Medical Systems Cardiac and Monitoring Syste | INTELLIVUE MP5 |  | DE91342829 | GH-Radiology | MHHS-Greater Heights | [5 empty] | Central | MHHS-Greater Heights | GH-Radiology |  | 6/1/19 |  | 6/1/20 |  | MONITORS, PHYSIOLOGIC, VITAL SIGNS | Monitor, Cardiac, Fixed | MONITORCARDIACFIXED-Philips-MP5 |  |  |  |  | MONITORCARDIACFIXED-Philips-MP5 | Philips | [6 empty] | MCH-A | Covered PM Repair - Biomedical | MHHS-Greater Heights | [8 empty] | MONITORCARDIACFIXED | Monitor, Cardiac, Fixed | Philips
NO | YES |  |  |  | 133-10371 | 133-10371 | Philips Medical Systems Cardiac and Monitoring Syste | INTELLIVUE MP5 |  | DE656B7418 | Katy-Cath Lab | MHHS-Katy |  |  |  | 133-10371 | 133-10371 | Katy | MHHS-Katy | Katy-Cath Lab | Cathblab 5 | 10/1/19 | 10/1/20 |  |  | MONITORS, PHYSIOLOGIC, VITAL SIGNS | Monitor, Cardiac, Fixed | MONITORCARDIACFIXED-Philips-MP5 |  |  |  |  | MONITORCARDIACFIXED-Philips-MP5 | Philips | [6 empty] | MCH-A | Covered PM Repair - Biomedical | MHHS-Katy | [8 empty] | MONITORCARDIACFIXED | Monitor, Cardiac, Fixed | Philips
NO | YES |  |  |  | 133-10374 | 133-10374 | Philips Medical Systems Cardiac and Monitoring Syste | INTELLIVUE MP5 |  | DE656B7425 | Katy-Cath Lab | MHHS-Katy |  |  |  | 133-10374 | 133-10374 | Katy | MHHS-Katy | Katy-Cath Lab | Cathblab 1 | 10/1/19 | 10/1/20 |  |  | MONITORS, PHYSIOLOGIC, VITAL SIGNS | Monitor, Cardiac, Fixed | MONITORCARDIACFIXED-Philips-MP5 |  |  |  |  | MONITORCARDIACFIXED-Philips-MP5 | Philips | [6 empty] | MCH-A | Covered PM Repair - Biomedical | MHHS-Katy | [8 empty] | MONITORCARDIACFIXED | Monitor, Cardiac, Fixed | Philips
NO | YES |  |  |  | 133-10375 | 133-10375 | Philips Medical Systems Cardiac and Monitoring Syste | INTELLIVUE MP5 |  | DE656B7411 | Katy-Cath Lab | MHHS-Katy |  |  |  | 133-10375 | 133-10375 | Katy | MHHS-Katy | Katy-Cath Lab | Cathblab 3 | 10/1/19 | 10/1/20 |  |  | MONITORS, PHYSIOLOGIC, VITAL SIGNS | Monitor, Cardiac, Fixed | MONITORCARDIACFIXED-Philips-MP5 |  |  |  |  | MONITORCARDIACFIXED-Philips-MP5 | Philips | [6 empty] | MCH-A | Covered PM Repair - Biomedical | MHHS-Katy | [8 empty] | MONITORCARDIACFIXED | Monitor, Cardiac, Fixed | Philips
NO | YES |  |  |  | 133-09827 | 133-09827 | Philips Medical Systems Cardiac and Monitoring Syste | INTELLIVUE MP5 |  | DE74806748 | Katy-OR | MHHS-Katy |  |  |  | 133-09827 | 133-09827 | Katy | MHHS-Katy | Katy-OR | Endo 2 | 5/1/19 | 5/1/20 |  | Front panel broken | MONITORS, PHYSIOLOGIC, VITAL SIGNS | Monitor, Cardiac, Fixed | MONITORCARDIACFIXED-Philips-MP5 |  |  |  |  | MONITORCARDIACFIXED-Philips-MP5 | Philips | [6 empty] | MCH-A | Covered PM Repair - Biomedical | MHHS-Katy | [8 empty] | MONITORCARDIACFIXED | Monitor, Cardiac, Fixed | Philips
NO | YES |  |  |  | 133-07338 | 133-07338 | Philips Medical Systems Cardiac and Monitoring Syste | INTELLIVUE MP5 |  | DE53793132 | Katy-ER | MHHS-Katy |  |  |  | 133-07338 | 133-07338 | Katy | MHHS-Katy | Katy-ER | EC 6 | 5/1/19 | 5/1/20 |  |  | MONITORS, PHYSIOLOGIC, VITAL SIGNS | Monitor, Cardiac, Fixed | MONITORCARDIACFIXED-Philips-MP5 |  |  |  |  | MONITORCARDIACFIXED-Philips-MP5 | Philips | [6 empty] | MCH-A | Covered PM Repair - Biomedical | MHHS-Katy | [8 empty] | MONITORCARDIACFIXED | Monitor, Cardiac, Fixed | Philips
NO | YES |  |  |  | 133-08954 | 133-08954 | Philips Medical Systems Cardiac and Monitoring Syste | INTELLIVUE MP5 |  | DE50190432 | Katy-Central Supply | MHHS-Katy |  |  |  | 133-08954 | 133-08954 | Katy | MHHS-Katy | Katy-Central Supply | IMU E4:162 | 7/1/19 | 7/1/20 |  |  | MONITORS, PHYSIOLOGIC, VITAL SIGNS | Monitor, Cardiac, Fixed | MONITORCARDIACFIXED-Philips-MP5 |  |  |  |  | MONITORCARDIACFIXED-Philips-MP5 | Philips | [6 empty] | MCH-A | Covered PM Repair - Biomedical | MHHS-Katy | [8 empty] | MONITORCARDIACFIXED | Monitor, Cardiac, Fixed | Philips
NO | YES |  |  |  | 133-07095 | 133-07095 | Philips Medical Systems Cardiac and Monitoring Syste | INTELLIVUE MP5 |  | DE91319061 | Katy-OR | MHHS-Katy |  |  |  | 133-07095 | 133-07095 | Katy | MHHS-Katy | Katy-OR | Biomed Shop | 11/1/19 | 11/1/20 |  |  | MONITORS, PHYSIOLOGIC, VITAL SIGNS | Monitor, Cardiac, Fixed | MONITORCARDIACFIXED-Philips-MP5 |  |  |  |  | MONITORCARDIACFIXED-Philips-MP5 | Philips | [6 empty] | MCH-A | Covered PM Repair - Biomedical | MHHS-Katy | [8 empty] | MONITORCARDIACFIXED | Monitor, Cardiac, Fixed | Philips
NO | YES |  |  |  | 133-08950 | 133-08950 | Philips Medical Systems Cardiac and Monitoring Syste | INTELLIVUE MP5 |  | DE50190228 | KATY - AMBULATORY CARE | MHHS-Katy |  |  |  | 133-08950 | 133-08950 | Katy | Memorial Hermann Katy Hospital | KATY - AMBULATORY CARE | Room 16 | 11/1/19 | 11/1/20 |  |  | MONITORS, PHYSIOLOGIC, VITAL SIGNS | Monitor, Cardiac, Fixed | MONITORCARDIACFIXED-Philips-MP5 |  |  |  |  | MONITORCARDIACFIXED-Philips-MP5 | Philips | [6 empty] | MCH-A | Covered PM Repair - Biomedical | MHHS-Katy | [8 empty] | MONITORCARDIACFIXED | Monitor, Cardiac, Fixed | Philips
NO | YES |  |  |  | 133-08951 | 133-08951 | Philips Medical Systems Cardiac and Monitoring Syste | INTELLIVUE MP5 |  | DE50190115 | KATY - AMBULATORY CARE | MHHS-Katy |  |  |  | 133-08951 | 133-08951 | Katy | Memorial Hermann Katy Hospital | KATY - AMBULATORY CARE | Room 15 | 11/1/19 | 11/1/20 |  |  | MONITORS, PHYSIOLOGIC, VITAL SIGNS | Monitor, Cardiac, Fixed | MONITORCARDIACFIXED-Philips-MP5 |  |  |  |  | MONITORCARDIACFIXED-Philips-MP5 | Philips | [6 empty] | MCH-A | Covered PM Repair - Biomedical | MHHS-Katy | [8 empty] | MONITORCARDIACFIXED | Monitor, Cardiac, Fixed | Philips
NO | YES |  |  |  | 133-08952 | 133-08952 | Philips Medical Systems Cardiac and Monitoring Syste | INTELLIVUE MP5 |  | DE50190238 | KATY - AMBULATORY CARE | MHHS-Katy |  |  |  | 133-08952 | 133-08952 | Katy | Memorial Hermann Katy Hospital | KATY - AMBULATORY CARE | 2nd floor Ambulatory | 11/1/19 | 11/1/20 |  |  | MONITORS, PHYSIOLOGIC, VITAL SIGNS | Monitor, Cardiac, Fixed | MONITORCARDIACFIXED-Philips-MP5 |  |  |  |  | MONITORCARDIACFIXED-Philips-MP5 | Philips | [6 empty] | MCH-A | Covered PM Repair - Biomedical | MHHS-Katy | [8 empty] | MONITORCARDIACFIXED | Monitor, Cardiac, Fixed | Philips
NO | YES |  |  |  | 133-08953 | 133-08953 | Philips Medical Systems Cardiac and Monitoring Syste | INTELLIVUE MP5 |  | DE50190186 | KATY - AMBULATORY CARE | MHHS-Katy |  |  |  | 133-08953 | 133-08953 | Katy | Memorial Hermann Katy Hospital | KATY - AMBULATORY CARE | 2nd floor Ambulatory | 11/1/19 | 11/1/20 |  |  | MONITORS, PHYSIOLOGIC, VITAL SIGNS | Monitor, Cardiac, Fixed | MONITORCARDIACFIXED-Philips-MP5 |  |  |  |  | MONITORCARDIACFIXED-Philips-MP5 | Philips | [6 empty] | MCH-A | Covered PM Repair - Biomedical | MHHS-Katy | [8 empty] | MONITORCARDIACFIXED | Monitor, Cardiac, Fixed | Philips
NO | YES |  |  |  | 133-09307 | 133-09307 | Philips Medical Systems Cardiac and Monitoring Syste | INTELLIVUE MP5 |  | DE53795742 | Katy-OR | MHHS-Katy |  |  |  | 133-09307 | 133-09307 | Katy | MHHS-Katy | Katy-OR | OR Hallway Near Sterile Core |  |  |  |  | MONITORS, PHYSIOLOGIC, VITAL SIGNS | Monitor, Cardiac, Fixed | MONITORCARDIACFIXED-Philips-MP5 |  |  |  |  | MONITORCARDIACFIXED-Philips-MP5 | Philips | [6 empty] | MCH-A | Covered PM Repair - Biomedical | MHHS-Katy | [8 empty] | MONITORCARDIACFIXED | Monitor, Cardiac, Fixed | Philips
NO | YES |  |  |  | 133-09308 | 133-09308 | Philips Medical Systems Cardiac and Monitoring Syste | INTELLIVUE MP5 |  | DE53795736 | Katy-OR | MHHS-Katy |  |  |  | 133-09308 | 133-09308 | Katy | MHHS-Katy | Katy-OR | Anesthesia room W2:325 | 12/1/19 | 12/1/20 |  |  | MONITORS, PHYSIOLOGIC, VITAL SIGNS | Monitor, Cardiac, Fixed | MONITORCARDIACFIXED-Philips-MP5 |  |  |  |  | MONITORCARDIACFIXED-Philips-MP5 | Philips | [6 empty] | MCH-A | Covered PM Repair - Biomedical | MHHS-Katy | [8 empty] | MONITORCARDIACFIXED | Monitor, Cardiac, Fixed | Philips
NO | YES |  |  |  | 133-09402 | 133-09402 | Philips Medical Systems Cardiac and Monitoring Syste | INTELLIVUE MP5 |  | DE53795814 | KATY - AMBULATORY CARE | MHHS-Katy |  |  |  | 133-09402 | 133-09402 | Katy | Memorial Hermann Katy Hospital | KATY - AMBULATORY CARE | Ambulatory 17 | 11/1/19 | 11/1/20 |  |  | MONITORS, PHYSIOLOGIC, VITAL SIGNS | Monitor, Cardiac, Fixed | MONITORCARDIACFIXED-Philips-MP5 |  |  |  |  | MONITORCARDIACFIXED-Philips-MP5 | Philips | [6 empty] | MCH-A | Covered PM Repair - Biomedical | MHHS-Katy | [8 empty] | MONITORCARDIACFIXED | Monitor, Cardiac, Fixed | Philips
NO | YES |  |  |  | 133-09403 | 133-09403 | Philips Medical Systems Cardiac and Monitoring Syste | INTELLIVUE MP5 |  | DE53795786 | KATY - AMBULATORY CARE | MHHS-Katy |  |  |  | 133-09403 | 133-09403 | Katy | Memorial Hermann Katy Hospital | KATY - AMBULATORY CARE | Ambulatory 19 | 11/1/19 | 11/1/20 |  |  | MONITORS, PHYSIOLOGIC, VITAL SIGNS | Monitor, Cardiac, Fixed | MONITORCARDIACFIXED-Philips-MP5 |  |  |  |  | MONITORCARDIACFIXED-Philips-MP5 | Philips | [6 empty] | MCH-A | Covered PM Repair - Biomedical | MHHS-Katy | [8 empty] | MONITORCARDIACFIXED | Monitor, Cardiac, Fixed | Philips
NO | YES |  |  |  | 133-09405 | 133-09405 | Philips Medical Systems Cardiac and Monitoring Syste | INTELLIVUE MP5 |  | DE53795788 | KATY - AMBULATORY CARE | MHHS-Katy |  |  |  | 133-09405 | 133-09405 | Katy | Memorial Hermann Katy Hospital | KATY - AMBULATORY CARE | ROOM 12 | 11/1/19 | 11/1/20 |  |  | MONITORS, PHYSIOLOGIC, VITAL SIGNS | Monitor, Cardiac, Fixed | MONITORCARDIACFIXED-Philips-MP5 |  |  |  |  | MONITORCARDIACFIXED-Philips-MP5 | Philips |  |  |  |  | 12/11/16 |  | MCH-A | Covered PM Repair - Biomedical | MHHS-Katy | [8 empty] | MONITORCARDIACFIXED | Monitor, Cardiac, Fixed | Philips
NO | YES |  |  |  | 133-09406 | 133-09406 | Philips Medical Systems Cardiac and Monitoring Syste | INTELLIVUE MP5 |  | DE53795798 | KATY - AMBULATORY CARE | MHHS-Katy |  |  |  | 133-09406 | 133-09406 | Katy | Memorial Hermann Katy Hospital | KATY - AMBULATORY CARE | ROOM 11 | 11/1/19 | 11/1/20 |  |  | MONITORS, PHYSIOLOGIC, VITAL SIGNS | Monitor, Cardiac, Fixed | MONITORCARDIACFIXED-Philips-MP5 |  |  |  |  | MONITORCARDIACFIXED-Philips-MP5 | Philips | [6 empty] | MCH-A | Covered PM Repair - Biomedical | MHHS-Katy | [8 empty] | MONITORCARDIACFIXED | Monitor, Cardiac, Fixed | Philips
NO | YES |  |  |  | 133-09408 | 133-09408 | Philips Medical Systems Cardiac and Monitoring Syste | INTELLIVUE MP5 |  | DE53795783 | KATY - AMBULATORY CARE | MHHS-Katy |  |  |  | 133-09408 | 133-09408 | Katy | Memorial Hermann Katy Hospital | KATY - AMBULATORY CARE | 2nd floor Ambulatory | 11/1/19 | 11/1/20 |  |  | MONITORS, PHYSIOLOGIC, VITAL SIGNS | Monitor, Cardiac, Fixed | MONITORCARDIACFIXED-Philips-MP5 |  |  |  |  | MONITORCARDIACFIXED-Philips-MP5 | Philips | [6 empty] | MCH-A | Covered PM Repair - Biomedical | MHHS-Katy | [8 empty] | MONITORCARDIACFIXED | Monitor, Cardiac, Fixed | Philips
NO | YES |  |  |  | 133-09410 | 133-09410w | Philips Medical Systems Cardiac and Monitoring Syste | INTELLIVUE MP5 |  | DE53795779 | KATY - AMBULATORY CARE | MHHS-Katy |  |  |  | 133-09410 | 133-09410w | Katy | Memorial Hermann Katy Hospital | KATY - AMBULATORY CARE | 2nd floor Ambulatory | 11/1/19 | 11/1/20 |  |  | MONITORS, PHYSIOLOGIC, VITAL SIGNS | Monitor, Cardiac, Fixed | MONITORCARDIACFIXED-Philips-MP5 |  |  |  |  | MONITORCARDIACFIXED-Philips-MP5 | Philips |  |  |  |  | 8/24/18 |  | MCH-A | Covered PM Repair - Biomedical | MHHS-Katy | [8 empty] | MONITORCARDIACFIXED | Monitor, Cardiac, Fixed | Philips
NO | YES |  |  |  | 133-09411 | 133-09411 | Philips Medical Systems Cardiac and Monitoring Syste | INTELLIVUE MP5 |  | DE53795787 | KATY - AMBULATORY CARE | MHHS-Katy |  |  |  | 133-09411 | 133-09411 | Katy | Memorial Hermann Northeast Hospital | KATY - AMBULATORY CARE | Room 5 | 11/1/19 | 11/1/20 |  |  | MONITORS, PHYSIOLOGIC, VITAL SIGNS | Monitor, Cardiac, Fixed | MONITORCARDIACFIXED-Philips-MP5 |  |  |  |  | MONITORCARDIACFIXED-Philips-MP5 | Philips |  |  |  |  | 8/25/18 |  | MCH-A | Covered PM Repair - Biomedical | MHHS-Katy | [8 empty] | MONITORCARDIACFIXED | Monitor, Cardiac, Fixed | Philips
NO | YES |  |  |  | 133-09412 | 133-09412 | Philips Medical Systems Cardiac and Monitoring Syste | INTELLIVUE MP5 |  | DE53795790 | KATY - AMBULATORY CARE | MHHS-Katy |  |  |  | 133-09412 | 133-09412 | Katy | Memorial Hermann Katy Hospital | KATY - AMBULATORY CARE | Ambulatory 4 | 11/1/19 | 11/1/20 |  |  | MONITORS, PHYSIOLOGIC, VITAL SIGNS | Monitor, Cardiac, Fixed | MONITORCARDIACFIXED-Philips-MP5 |  |  |  |  | MONITORCARDIACFIXED-Philips-MP5 | Philips |  |  |  |  | 8/25/18 |  | MCH-A | Covered PM Repair - Biomedical | MHHS-Katy | [8 empty] | MONITORCARDIACFIXED | Monitor, Cardiac, Fixed | Philips
NO | YES |  |  |  | 133-09413 | 133-09413 | Philips Medical Systems Cardiac and Monitoring Syste | INTELLIVUE MP5 |  | DE53795789 | KATY - AMBULATORY CARE | MHHS-Katy |  |  |  | 133-09413 | 133-09413 | Katy | Memorial Hermann Katy Hospital | KATY - AMBULATORY CARE | Ambulatory 3 | 11/1/19 | 11/1/20 |  |  | MONITORS, PHYSIOLOGIC, VITAL SIGNS | Monitor, Cardiac, Fixed | MONITORCARDIACFIXED-Philips-MP5 |  |  |  |  | MONITORCARDIACFIXED-Philips-MP5 | Philips |  |  |  |  | 8/25/18 |  | MCH-A | Covered PM Repair - Biomedical | MHHS-Katy | [8 empty] | MONITORCARDIACFIXED | Monitor, Cardiac, Fixed | Philips
NO | YES |  |  |  | 133-09414 | 133-09414 | Philips Medical Systems Cardiac and Monitoring Syste | INTELLIVUE MP5 |  | DE53795804 | KATY - AMBULATORY CARE | MHHS-Katy |  |  |  | 133-09414 | 133-09414 | Katy | Memorial Hermann Katy Hospital | KATY - AMBULATORY CARE | Room 2 | 11/1/19 | 11/1/20 |  |  | MONITORS, PHYSIOLOGIC, VITAL SIGNS | Monitor, Cardiac, Fixed | MONITORCARDIACFIXED-Philips-MP5 |  |  |  |  | MONITORCARDIACFIXED-Philips-MP5 | Philips |  |  |  |  | 1/4/19 |  | MCH-A | Covered PM Repair - Biomedical | MHHS-Katy | [8 empty] | MONITORCARDIACFIXED | Monitor, Cardiac, Fixed | Philips
NO | YES |  |  |  | 133-09415 | 133-09415 | Philips Medical Systems Cardiac and Monitoring Syste | INTELLIVUE MP5 |  | DE53795806 | KATY - AMBULATORY CARE | MHHS-Katy |  |  |  | 133-09415 | 133-09415 | Katy | Memorial Hermann Katy Hospital | KATY - AMBULATORY CARE | Room 1 | 11/1/19 | 11/1/20 |  |  | MONITORS, PHYSIOLOGIC, VITAL SIGNS | Monitor, Cardiac, Fixed | MONITORCARDIACFIXED-Philips-MP5 |  |  |  |  | MONITORCARDIACFIXED-Philips-MP5 | Philips |  |  |  |  | 1/4/19 |  | MCH-A | Covered PM Repair - Biomedical | MHHS-Katy | [8 empty] | MONITORCARDIACFIXED | Monitor, Cardiac, Fixed | Philips
NO | YES |  |  |  | 133-09416 | 133-09416 | Philips Medical Systems Cardiac and Monitoring Syste | INTELLIVUE MP5 |  | DE53795780 | KATY - AMBULATORY CARE | MHHS-Katy |  |  |  | 133-09416 | 133-09416 | Katy | Memorial Hermann Katy Hospital | KATY - AMBULATORY CARE | Ambulatory 21 | 11/1/19 | 11/1/20 |  |  | MONITORS, PHYSIOLOGIC, VITAL SIGNS | Monitor, Cardiac, Fixed | MONITORCARDIACFIXED-Philips-MP5 |  |  |  |  | MONITORCARDIACFIXED-Philips-MP5 | Philips | [6 empty] | MCH-A | Covered PM Repair - Biomedical | MHHS-Katy | [8 empty] | MONITORCARDIACFIXED | Monitor, Cardiac, Fixed | Philips
NO | YES |  |  |  | 133-09682 | 133-09682 | Philips Medical Systems Cardiac and Monitoring Syste | INTELLIVUE MP5 |  | DE53796094 | Katy-Postpartum-2W | MHHS-Katy |  |  |  | 133-09682 | 133-09682 | Katy | MHHS-Katy | Katy-Postpartum-2W | LDR 4 | 6/1/19 | 6/1/20 |  |  | MONITORS, PHYSIOLOGIC, VITAL SIGNS | Monitor, Cardiac, Fixed | MONITORCARDIACFIXED-Philips-MP5 |  |  |  |  | MONITORCARDIACFIXED-Philips-MP5 | Philips |  |  |  |  | 12/8/17 |  | MCH-A | Covered PM Repair - Biomedical | MHHS-Katy | [8 empty] | MONITORCARDIACFIXED | Monitor, Cardiac, Fixed | Philips
NO | YES |  |  |  | 133-09683 | 133-09683 | Philips Medical Systems Cardiac and Monitoring Syste | INTELLIVUE MP5 |  | DE53796157 | Katy-Labor & Delivery OR | MHHS-Katy |  |  |  | 133-09683 | 133-09683 | Katy | MHHS-Katy | Katy-Labor & Delivery OR | L and D 5 | 6/1/19 | 6/1/20 |  |  | MONITORS, PHYSIOLOGIC, VITAL SIGNS | Monitor, Cardiac, Fixed | MONITORCARDIACFIXED-Philips-MP5 |  |  |  |  | MONITORCARDIACFIXED-Philips-MP5 | Philips | [6 empty] | MCH-A | Covered PM Repair - Biomedical | MHHS-Katy | [8 empty] | MONITORCARDIACFIXED | Monitor, Cardiac, Fixed | Philips
NO | YES |  |  |  | 133-09684 | 133-09684 | Philips Medical Systems Cardiac and Monitoring Syste | INTELLIVUE MP5 |  | DE53796131 | Katy-Postpartum-2W | MHHS-Katy |  |  |  | 133-09684 | 133-09684 | Katy | MHHS-Katy | Katy-Postpartum-2W | LDR 2 | 6/1/19 | 6/1/20 |  |  | MONITORS, PHYSIOLOGIC, VITAL SIGNS | Monitor, Cardiac, Fixed | MONITORCARDIACFIXED-Philips-MP5 |  |  |  |  | MONITORCARDIACFIXED-Philips-MP5 | Philips | [6 empty] | MCH-A | Covered PM Repair - Biomedical | MHHS-Katy | [8 empty] | MONITORCARDIACFIXED | Monitor, Cardiac, Fixed | Philips
NO | YES |  |  |  | 133-09686 | 133-09686 | Philips Medical Systems Cardiac and Monitoring Syste | INTELLIVUE MP5 |  | DE53796161 | Katy-Labor & Delivery OR | MHHS-Katy |  |  |  | 133-09686 | 133-09686 | Katy | MHHS-Katy | Katy-Labor & Delivery OR | LDR 7 | 6/1/19 | 6/1/20 |  |  | MONITORS, PHYSIOLOGIC, VITAL SIGNS | Monitor, Cardiac, Fixed | MONITORCARDIACFIXED-Philips-MP5 |  |  |  |  | MONITORCARDIACFIXED-Philips-MP5 | Philips | [6 empty] | MCH-A | Covered PM Repair - Lab Analyzers/Anesth | MHHS-Katy | [8 empty] | MONITORCARDIACFIXED | Monitor, Cardiac, Fixed | Philips
NO | YES |  |  |  | 133-09687 | 133-09687 | Philips Medical Systems Cardiac and Monitoring Syste | INTELLIVUE MP5 |  | DE53796100 | Katy-Labor & Delivery OR | MHHS-Katy |  |  |  | 133-09687 | 133-09687 | Katy | MHHS-Katy | Katy-Labor & Delivery OR | LDR 4 | 7/1/19 | 7/1/20 |  |  | MONITORS, PHYSIOLOGIC, VITAL SIGNS | Monitor, Cardiac, Fixed | MONITORCARDIACFIXED-Philips-MP5 |  |  |  |  | MONITORCARDIACFIXED-Philips-MP5 | Philips | [6 empty] | MCH-A | Covered PM Repair - Lab Analyzers/Anesth | MHHS-Katy | [8 empty] | MONITORCARDIACFIXED | Monitor, Cardiac, Fixed | Philips
NO | YES |  |  |  | 133-09688 | 133-09688 | Philips Medical Systems Cardiac and Monitoring Syste | INTELLIVUE MP5 |  | DE53796136 | Katy-Postpartum-2W | MHHS-Katy |  |  |  | 133-09688 | 133-09688 | Katy | MHHS-Katy | Katy-Postpartum-2W | Ldr 9 | 6/1/19 | 6/1/20 |  |  | MONITORS, PHYSIOLOGIC, VITAL SIGNS | Monitor, Cardiac, Fixed | MONITORCARDIACFIXED-Philips-MP5 |  |  |  |  | MONITORCARDIACFIXED-Philips-MP5 | Philips | [6 empty] | MCH-A | Covered PM Repair - Respiratory/Steriliz | MHHS-Katy | [8 empty] | MONITORCARDIACFIXED | Monitor, Cardiac, Fixed | Philips
NO | YES |  |  |  | 133-09690 | 133-09690 | Philips Medical Systems Cardiac and Monitoring Syste | INTELLIVUE MP5 |  | DE53796139 | Katy-Labor & Delivery OR | MHHS-Katy |  |  |  | 133-09690 | 133-09690 | Katy | MHHS-Katy | Katy-Labor & Delivery OR | LDR 1 | 6/1/19 | 6/1/20 |  |  | MONITORS, PHYSIOLOGIC, VITAL SIGNS | Monitor, Cardiac, Fixed | MONITORCARDIACFIXED-Philips-MP5 |  |  |  |  | MONITORCARDIACFIXED-Philips-MP5 | Philips | [6 empty] | MCH-A | Covered PM Repair - Respiratory/Steriliz | MHHS-Katy | [8 empty] | MONITORCARDIACFIXED | Monitor, Cardiac, Fixed | Philips
NO | YES |  |  |  | 133-07973 | 133-07973 | Philips Medical Systems Cardiac and Monitoring Syste | INTELLIVUE MP5 |  | DE21053138 | Katy-Radiology | MHHS-Katy |  |  |  | 133-07973 | 133-07973 | Katy | MHHS-Katy | Katy-Radiology | Hall | 8/1/19 |  |  |  | MONITORS, PHYSIOLOGIC, VITAL SIGNS | Monitor, Cardiac, Fixed | MONITORCARDIACFIXED-Philips-MP5 |  |  |  |  | MONITORCARDIACFIXED-Philips-MP5 | Philips | [6 empty] | MCH-A | Covered PM Repair - Lab Analyzers/Anesth | MHHS-Katy | [8 empty] | MONITORCARDIACFIXED | Monitor, Cardiac, Fixed | Philips
NO | YES |  |  |  | 041-18997 | 041-18997 | Philips Medical Systems Cardiac and Monitoring Syste | INTELLIVUE MP5 |  | DE53794157 | Memorial City-Labor & Delivery | MHHS-Mem City |  |  |  | 041-18997 | 041-18997 | West | MHHS-Mem City | Memorial City-Labor & Delivery |  | 12/1/19 |  |  |  | MONITORS, PHYSIOLOGIC, VITAL SIGNS |  | MONITORCARDIACFIXED-Philips-MP5 |  |  |  |  | MONITORCARDIACFIXED-Philips-MP5 | Philips |  |  |  |  | 1/1/17 |  |  | Covered PM Repair - Biomedical | MHHS-Mem City
NO | YES |  |  |  | 041-19804 | 041-19804 | Philips Medical Systems Cardiac and Monitoring Syste | INTELLIVUE MP5 |  | DE53797438 | MEMORIAL CITY - MHT - JHC Recovery | MHHS-Mem City |  |  |  | 041-19804 | 041-19804 | West | Memorial Hermann Memorial City Medical Center | MEMORIAL CITY - MHT - JHC Recovery | MH11 Recovery Storage |  |  |  |  | MONITORS, PHYSIOLOGIC, VITAL SIGNS |  | MONITORCARDIACFIXED-Philips-MP5 |  |  |  |  | MONITORCARDIACFIXED-Philips-MP5 | Philips | [7 empty] | Covered PM Repair - Biomedical | MHHS-Mem City
NO | YES |  |  |  | 041-19251 | 041-19251 | Philips Medical Systems Cardiac and Monitoring Syste | INTELLIVUE MP5 |  | DE53795264 | MEMORIAL CITY - MHT- JHC PRE OP | MHHS-Mem City |  |  |  | 041-19251 | 041-19251 | West | West | MEMORIAL CITY - MHT- JHC PRE OP | PRE OP 6 |  |  |  |  | MONITORS, PHYSIOLOGIC, VITAL SIGNS |  | MONITORCARDIACFIXED-Philips-MP5 |  |  |  |  | MONITORCARDIACFIXED-Philips-MP5 | Philips | [7 empty] | Covered PM Repair - Biomedical | MHHS-Mem City
NO | YES |  |  |  | 041-19252 | 041-19252 | Philips Medical Systems Cardiac and Monitoring Syste | INTELLIVUE MP5 |  | DE53795250 | MEMORIAL CITY - MHT- JHC PRE OP | MHHS-Mem City |  |  |  | 041-19252 | 041-19252 | West | West | MEMORIAL CITY - MHT- JHC PRE OP | PRE OP 11 |  |  |  |  | MONITORS, PHYSIOLOGIC, VITAL SIGNS |  | MONITORCARDIACFIXED-Philips-MP5 |  |  |  |  | MONITORCARDIACFIXED-Philips-MP5 | Philips | [7 empty] | Covered PM Repair - Biomedical | MHHS-Mem City
NO | YES |  |  |  | 041-19253 | 041-19253 | Philips Medical Systems Cardiac and Monitoring Syste | INTELLIVUE MP5 |  | DE53795247 | MEMORIAL CITY - MHT - JHC PRE-OP | MHHS-Mem City |  |  |  | 041-19253 | 041-19253 | West | Memorial Hermann Memorial City Medical Center | MEMORIAL CITY - MHT - JHC PRE-OP | MEMORIAL CITY - MHT - JHC RECOVER |  |  |  |  | MONITORS, PHYSIOLOGIC, VITAL SIGNS |  | MONITORCARDIACFIXED-Philips-MP5 |  |  |  |  | MONITORCARDIACFIXED-Philips-MP5 | Philips | [7 empty] | Covered PM Repair - Biomedical | MHHS-Mem City
NO | YES |  |  |  | 041-19254 | 041-19254 | Philips Medical Systems Cardiac and Monitoring Syste | INTELLIVUE MP5 |  | DE53795242 | MEMORIAL CITY - MHT - JHC PRE-OP | MHHS-Mem City |  |  |  | 041-19254 | 041-19254 | West | Memorial Hermann Memorial City Medical Center | MEMORIAL CITY - MHT - JHC PRE-OP | MEMORIAL CITY - MHT - JHC RECOVER |  |  |  |  | MONITORS, PHYSIOLOGIC, VITAL SIGNS |  | MONITORCARDIACFIXED-Philips-MP5 |  |  |  |  | MONITORCARDIACFIXED-Philips-MP5 | Philips | [7 empty] | Covered PM Repair - Biomedical | MHHS-Mem City
NO | YES |  |  |  | 041-19255 | 041-19255 | Philips Medical Systems Cardiac and Monitoring Syste | INTELLIVUE MP5 |  | DE53795245 | MEMORIAL CITY - MHT - JHC PRE-OP | MHHS-Mem City |  |  |  | 041-19255 | 041-19255 | West | Memorial Hermann Memorial City Medical Center | MEMORIAL CITY - MHT - JHC PRE-OP | MEMORIAL CITY - MHT - JHC RECOVER |  |  |  |  | MONITORS, PHYSIOLOGIC, VITAL SIGNS |  | MONITORCARDIACFIXED-Philips-MP5 |  |  |  |  | MONITORCARDIACFIXED-Philips-MP5 | Philips | [7 empty] | Covered PM Repair - Biomedical | MHHS-Mem City
NO | YES |  |  |  | 041-19256 | 041-19256 | Philips Medical Systems Cardiac and Monitoring Syste | INTELLIVUE MP5 |  | DE53795246 | MEMORIAL CITY - MHT - JHC PRE-OP | MHHS-Mem City |  |  |  | 041-19256 | 041-19256 | West | Memorial Hermann Memorial City Medical Center | MEMORIAL CITY - MHT - JHC PRE-OP | MEMORIAL CITY - MHT - JHC RECOVER |  |  |  |  | MONITORS, PHYSIOLOGIC, VITAL SIGNS |  | MONITORCARDIACFIXED-Philips-MP5 |  |  |  |  | MONITORCARDIACFIXED-Philips-MP5 | Philips | [7 empty] | Covered PM Repair - Biomedical | MHHS-Mem City
NO | YES |  |  |  | 041-19257 | 041-19257 | Philips Medical Systems Cardiac and Monitoring Syste | INTELLIVUE MP5 |  | DE53795274 | MEMORIAL CITY - MHT- JHC PRE OP | MHHS-Mem City |  |  |  | 041-19257 | 041-19257 | West | West | MEMORIAL CITY - MHT- JHC PRE OP | PRE OP 4 |  |  |  |  | MONITORS, PHYSIOLOGIC, VITAL SIGNS |  | MONITORCARDIACFIXED-Philips-MP5 |  |  |  |  | MONITORCARDIACFIXED-Philips-MP5 | Philips | [7 empty] | Covered PM Repair - Biomedical | MHHS-Mem City
NO | YES |  |  |  | 041-19258 | 041-19258 | Philips Medical Systems Cardiac and Monitoring Syste | INTELLIVUE MP5 |  | DE53795299 | MEMORIAL CITY - MHT - JHC PRE-OP | MHHS-Mem City |  |  |  | 041-19258 | 041-19258 | West | Memorial Hermann Memorial City Medical Center | MEMORIAL CITY - MHT - JHC PRE-OP | MEMORIAL CITY - MHT - JHC RECOVER |  |  |  |  | MONITORS, PHYSIOLOGIC, VITAL SIGNS |  | MONITORCARDIACFIXED-Philips-MP5 |  |  |  |  | MONITORCARDIACFIXED-Philips-MP5 | Philips | [7 empty] | Covered PM Repair - Biomedical | MHHS-Mem City
NO | YES |  |  |  | 041-19259 | 041-19259 | Philips Medical Systems Cardiac and Monitoring Syste | INTELLIVUE MP5 |  | DE53795248 | MEMORIAL CITY - MHT - JHC PRE-OP | MHHS-Mem City |  |  |  | 041-19259 | 041-19259 | West | Memorial Hermann Memorial City Medical Center | MEMORIAL CITY - MHT - JHC PRE-OP | MEMORIAL CITY - MHT - JHC RECOVER |  |  |  |  | MONITORS, PHYSIOLOGIC, VITAL SIGNS |  | MONITORCARDIACFIXED-Philips-MP5 |  |  |  |  | MONITORCARDIACFIXED-Philips-MP5 | Philips | [7 empty] | Covered PM Repair - Biomedical | MHHS-Mem City
NO | YES |  |  |  | 041-19260 | 041-19260 | Philips Medical Systems Cardiac and Monitoring Syste | INTELLIVUE MP5 |  | DE53795269 | Memorial City - Pre-OP | MHHS-Mem City |  |  |  | 041-19260 | 041-19260 | West | Memorial Hermann Memorial City Medical Center | Memorial City - Pre-OP | Memorial City - Pre-OP Bay 9 |  |  |  |  | MONITORS, PHYSIOLOGIC, VITAL SIGNS |  | MONITORCARDIACFIXED-Philips-MP5 |  |  |  |  | MONITORCARDIACFIXED-Philips-MP5 | Philips | [7 empty] | Covered PM Repair - Biomedical | MHHS-Mem City
NO | YES |  |  |  | 041-19261 | 041-19261 | Philips Medical Systems Cardiac and Monitoring Syste | INTELLIVUE MP5 |  | DE53795249 | MEMORIAL CITY - MHT- JHC PRE OP | MHHS-Mem City |  |  |  | 041-19261 | 041-19261 | West | West | MEMORIAL CITY - MHT- JHC PRE OP | PRE OP 10 |  |  |  |  | MONITORS, PHYSIOLOGIC, VITAL SIGNS |  | MONITORCARDIACFIXED-Philips-MP5 |  |  |  |  | MONITORCARDIACFIXED-Philips-MP5 | Philips | [7 empty] | Covered PM Repair - Biomedical | MHHS-Mem City
NO | YES |  |  |  | 041-19262 | 041-19262 | Philips Medical Systems Cardiac and Monitoring Syste | INTELLIVUE MP5 |  | DE53795241 | MEMORIAL CITY - MHT- JHC PRE OP | MHHS-Mem City |  |  |  | 041-19262 | 041-19262 | West | West | MEMORIAL CITY - MHT- JHC PRE OP | PRE OP 13 |  |  |  |  | MONITORS, PHYSIOLOGIC, VITAL SIGNS |  | MONITORCARDIACFIXED-Philips-MP5 |  |  |  |  | MONITORCARDIACFIXED-Philips-MP5 | Philips | [7 empty] | Covered PM Repair - Biomedical | MHHS-Mem City
NO | YES |  |  |  | 041-19263 | 041-19263 | Philips Medical Systems Cardiac and Monitoring Syste | INTELLIVUE MP5 |  | DE53795243 | MEMORIAL CITY - MHT- JHC PRE OP | MHHS-Mem City |  |  |  | 041-19263 | 041-19263 | West | West | MEMORIAL CITY - MHT- JHC PRE OP | PRE OP 14 |  |  |  |  | MONITORS, PHYSIOLOGIC, VITAL SIGNS |  | MONITORCARDIACFIXED-Philips-MP5 |  |  |  |  | MONITORCARDIACFIXED-Philips-MP5 | Philips | [7 empty] | Covered PM Repair - Biomedical | MHHS-Mem City
NO | YES |  |  |  | 041-19264 | 041-19264 | Philips Medical Systems Cardiac and Monitoring Syste | INTELLIVUE MP5 |  | DE53795263 | MEMORIAL CITY - ORTHO PRE OP | MHHS-Mem City |  |  |  | 041-19264 | 041-19264 | West | Memorial City - Memorial Hermann Hospital | MEMORIAL CITY - ORTHO PRE OP | PRE OP Bay 8 |  |  |  |  | MONITORS, PHYSIOLOGIC, VITAL SIGNS |  | MONITORCARDIACFIXED-Philips-MP5 |  |  |  |  | MONITORCARDIACFIXED-Philips-MP5 | Philips | [7 empty] | Covered PM Repair - Biomedical | MHHS-Mem City
NO | YES |  |  |  | 041-19265 | 041-19265 | Philips Medical Systems Cardiac and Monitoring Syste | INTELLIVUE MP5 |  | DE53795271 | MEMORIAL CITY - MHT- JHC PRE OP | MHHS-Mem City |  |  |  | 041-19265 | 041-19265 | West | West | MEMORIAL CITY - MHT- JHC PRE OP | PRE OP 12 |  |  |  |  | MONITORS, PHYSIOLOGIC, VITAL SIGNS |  | MONITORCARDIACFIXED-Philips-MP5 |  |  |  |  | MONITORCARDIACFIXED-Philips-MP5 | Philips | [7 empty] | Covered PM Repair - Biomedical | MHHS-Mem City
NO | YES |  |  |  | 041-20126 | 041-20126 | Philips Medical Systems Cardiac and Monitoring Syste | INTELLIVUE MP5 |  | DE57198578 | MEMORIAL CITY - Outpatient Surgery | MHHS-Mem City |  |  |  | 041-20126 | 041-20126 | West | Memorial Hermann Memorial City Medical Center | MEMORIAL CITY - Outpatient Surgery | W1 Step Down |  |  |  |  | MONITORS, PHYSIOLOGIC, VITAL SIGNS |  | MONITORCARDIACFIXED-Philips-MP5 |  |  |  |  | MONITORCARDIACFIXED-Philips-MP5 | Philips | [7 empty] | Covered PM Repair - Biomedical | MHHS-Mem City
NO | YES |  |  |  | 041-32438 | 041-32438 | Philips Medical Systems Cardiac and Monitoring Syste | INTELLIVUE MP5 |  | DE656C5146 | Memorial city - out patient surgery | MHHS-Mem City |  |  |  | 041-32438 | 041-32438 | West and memorial city | Memorial city - memorial herman hospital | Memorial city - out patient surgery | Recovery |  |  |  |  | MONITORS, PHYSIOLOGIC, VITAL SIGNS |  | MONITORCARDIACFIXED-Philips-MP5 |  |  |  |  | MONITORCARDIACFIXED-Philips-MP5 | Philips | [7 empty] | Covered PM Repair - Biomedical | MHHS-Mem City
NO | YES |  |  |  | 041-32439 | 041-32439 | Philips Medical Systems Cardiac and Monitoring Syste | INTELLIVUE MP5 |  | DE656C5162 | MEMORIAL CITY - Outpatient Surgery | MHHS-Mem City |  |  |  | 041-32439 | 041-32439 | West | Memorial Hermann Memorial City Medical Center | MEMORIAL CITY - Outpatient Surgery | W1 Recovery |  |  |  |  | MONITORS, PHYSIOLOGIC, VITAL SIGNS |  | MONITORCARDIACFIXED-Philips-MP5 |  |  |  |  | MONITORCARDIACFIXED-Philips-MP5 | Philips | [7 empty] | Covered PM Repair - Biomedical | MHHS-Mem City
NO | YES |  |  |  | 041-32440 | 041-32440 | Philips Medical Systems Cardiac and Monitoring Syste | INTELLIVUE MP5 |  | DE656C5101 | MEMORIAL CITY - OUTPATIENT SURGERY RECOVERY | MHHS-Mem City |  |  |  | 041-32440 | 041-32440 | West | Memorial Hermann - Memorial City | MEMORIAL CITY - OUTPATIENT SURGERY RECOVERY | West Tower 1st Floor Recovery 5 |  |  |  |  | MONITORS, PHYSIOLOGIC, VITAL SIGNS |  | MONITORCARDIACFIXED-Philips-MP5 |  |  |  |  | MONITORCARDIACFIXED-Philips-MP5 | Philips | [7 empty] | Covered PM Repair - Biomedical | MHHS-Mem City
NO | YES |  |  |  | 041-32441 | 041-32441 | Philips Medical Systems Cardiac and Monitoring Syste | INTELLIVUE MP5 |  | DE656C5106 | MEMORIAL CITY - Outpatient Surgery | MHHS-Mem City |  |  |  | 041-32441 | 041-32441 | West | Memorial Hermann Memorial City Medical Center | MEMORIAL CITY - Outpatient Surgery | W1 Recovery |  |  |  |  | MONITORS, PHYSIOLOGIC, VITAL SIGNS |  | MONITORCARDIACFIXED-Philips-MP5 |  |  |  |  | MONITORCARDIACFIXED-Philips-MP5 | Philips | [7 empty] | Covered PM Repair - Biomedical | MHHS-Mem City
NO | YES |  |  |  | 041-32442 | 041-32442 | Philips Medical Systems Cardiac and Monitoring Syste | INTELLIVUE MP5 |  | DE656C5160 | Memorial City Day Surgery | MHHS-Mem City |  |  |  | 041-32442 | 041-32442 | West | Memorial Hermann - Memorial City | Memorial City Day Surgery | West Tower Recovery 4 |  |  |  |  | MONITORS, PHYSIOLOGIC, VITAL SIGNS |  | MONITORCARDIACFIXED-Philips-MP5 |  |  |  |  | MONITORCARDIACFIXED-Philips-MP5 | Philips | [7 empty] | Covered PM Repair - Biomedical | MHHS-Mem City
NO | YES |  |  |  | 041-32443 | 041-32443 | Philips Medical Systems Cardiac and Monitoring Syste | INTELLIVUE MP5 |  | DE656C5155 | MEMORIAL CITY - Outpatient Surgery | MHHS-Mem City |  |  |  | 041-32443 | 041-32443 | West | Memorial Hermann Memorial City Medical Center | MEMORIAL CITY - Outpatient Surgery | W1 Recovery |  |  |  |  | MONITORS, PHYSIOLOGIC, VITAL SIGNS |  | MONITORCARDIACFIXED-Philips-MP5 |  |  |  |  | MONITORCARDIACFIXED-Philips-MP5 | Philips | [7 empty] | Covered PM Repair - Biomedical | MHHS-Mem City
NO | YES | Asset Tag 041-06478 |  |  | 041-06478 | 041-06478 | Philips Medical Systems Cardiac and Monitoring Syste | INTELLIVUE MP5 |  | DE656C2509 | (null) | MHHS-Mem City |  |  |  | 041-06478 | 041-06478 | (null) | (null) | (null) | (null) | (null) | (null) | (null) | (null) | MONITORS, PHYSIOLOGIC, VITAL SIGNS |  | MONITORCARDIACFIXED-Philips-MP5 |  |  |  |  | MONITORCARDIACFIXED-Philips-MP5 | Philips | [7 empty] | Covered PM Repair - Biomedical | MHHS-Mem City
NO | YES |  |  |  | 041-34142 | 041-34142 | Philips Medical Systems Cardiac and Monitoring Syste | INTELLIVUE MP5 |  | DE656C2513 | MEMORIAL CITY - OUTPATIENT SURGERY RECOVERY | MHHS-Mem City |  |  |  | 041-34142 | 041-34142 | West | Memorial Hermann - Memorial City | MEMORIAL CITY - OUTPATIENT SURGERY RECOVERY | West Tower 1st Floor Recovery 2 |  |  |  |  | MONITORS, PHYSIOLOGIC, VITAL SIGNS |  | MONITORCARDIACFIXED-Philips-MP5 |  |  |  |  | MONITORCARDIACFIXED-Philips-MP5 | Philips | [7 empty] | Covered PM Repair - Biomedical | MHHS-Mem City
NO | YES |  |  |  | 041-34143 | 041-34143 | Philips Medical Systems Cardiac and Monitoring Syste | INTELLIVUE MP5 |  | DE656C2511 | MEMORIAL CITY - Outpatient Surgery | MHHS-Mem City |  |  |  | 041-34143 | 041-34143 | West | Memorial Hermann Memorial City Medical Center | MEMORIAL CITY - Outpatient Surgery | W1 Clean Utility |  |  |  |  | MONITORS, PHYSIOLOGIC, VITAL SIGNS |  | MONITORCARDIACFIXED-Philips-MP5 |  |  |  |  | MONITORCARDIACFIXED-Philips-MP5 | Philips | [7 empty] | Covered PM Repair - Biomedical | MHHS-Mem City
NO | YES |  |  |  | 041-34144 | 041-34144 | Philips Medical Systems Cardiac and Monitoring Syste | INTELLIVUE MP5 |  | DE656C2505 | MEMORIAL CITY - OUTPATIENT SURGERY RECOVERY | MHHS-Mem City |  |  |  | 041-34144 | 041-34144 | West | Memorial Hermann - Memorial City | MEMORIAL CITY - OUTPATIENT SURGERY RECOVERY | West Tower 1st Floor Recovery 3 |  |  |  |  | MONITORS, PHYSIOLOGIC, VITAL SIGNS |  | MONITORCARDIACFIXED-Philips-MP5 |  |  |  |  | MONITORCARDIACFIXED-Philips-MP5 | Philips | [7 empty] | Covered PM Repair - Biomedical | MHHS-Mem City
NO | YES |  |  |  | 041-34146 | 041-34146 | Philips Medical Systems Cardiac and Monitoring Syste | INTELLIVUE MP5 |  | DE656C2504 | MEMORIAL CITY - Outpatient Surgery | MHHS-Mem City |  |  |  | 041-34146 | 041-34146 | West | Memorial Hermann Memorial City Medical Center | MEMORIAL CITY - Outpatient Surgery | W1 Clean Utility |  |  |  |  | MONITORS, PHYSIOLOGIC, VITAL SIGNS |  | MONITORCARDIACFIXED-Philips-MP5 |  |  |  |  | MONITORCARDIACFIXED-Philips-MP5 | Philips | [7 empty] | Covered PM Repair - Biomedical | MHHS-Mem City
NO | YES |  |  |  | 041-34147 | 041-34147 | Philips Medical Systems Cardiac and Monitoring Syste | INTELLIVUE MP5 |  | DE656C2503 | MEMORIAL CITY - Outpatient Surgery | MHHS-Mem City |  |  |  | 041-34147 | 041-34147 | West | Memorial Hermann Memorial City Medical Center | MEMORIAL CITY - Outpatient Surgery | W1 Recovery |  |  |  |  | MONITORS, PHYSIOLOGIC, VITAL SIGNS |  | MONITORCARDIACFIXED-Philips-MP5 |  |  |  |  | MONITORCARDIACFIXED-Philips-MP5 | Philips | [7 empty] | Covered PM Repair - Biomedical | MHHS-Mem City
NO | YES |  |  |  | 145-00317 | 145-00317 | Philips Medical Systems Cardiac and Monitoring Syste | INTELLIVUE MP5 |  | DE53797209 | Pearland-OR-Preop/PACU | MHHS-Pearland Hospital |  |  |  | 145-00317 | 145-00317 | Pearland | MHHS-Pearland Hospital | Pearland-OR-Preop/PACU | Pre-Op6 | 9/1/19 | 9/1/20 |  |  | MONITORS, PHYSIOLOGIC, VITAL SIGNS | Monitor, Cardiac, Fixed | MONITORCARDIACFIXED-Philips-MP5 |  |  |  |  | MONITORCARDIACFIXED-Philips-MP5 | Philips |  |  |  |  | 9/10/19 |  | MCH-A | Covered PM Repair - Biomedical | MHHS-Pearland Hospital | [8 empty] | MONITORCARDIACFIXED | Monitor, Cardiac, Fixed | Philips
NO | YES |  |  |  | 145-00318 | 145-00318 | Philips Medical Systems Cardiac and Monitoring Syste | INTELLIVUE MP5 |  | DE53797218 | Pearland-OR-Preop/PACU | MHHS-Pearland Hospital |  |  |  | 145-00318 | 145-00318 | Pearland | MHHS-Pearland Hospital | Pearland-OR-Preop/PACU | Pre-Op 5 | 9/1/19 | 9/1/20 |  |  | MONITORS, PHYSIOLOGIC, VITAL SIGNS | Monitor, Cardiac, Fixed | MONITORCARDIACFIXED-Philips-MP5 |  |  |  |  | MONITORCARDIACFIXED-Philips-MP5 | Philips |  |  |  |  | 2/2/25 |  | MCH-A | Not Covered Vendor Only - Biomedical | MHHS-Pearland Hospital | [8 empty] | MONITORCARDIACFIXED | Monitor, Cardiac, Fixed | Philips
NO | YES |  |  |  | 145-00319 | 145-00319 | Philips Medical Systems Cardiac and Monitoring Syste | INTELLIVUE MP5 |  | DE53797213 | Pearland-OR-Preop/PACU | MHHS-Pearland Hospital |  |  |  | 145-00319 | 145-00319 | Pearland | MHHS-Pearland Hospital | Pearland-OR-Preop/PACU | Pre-OP 4 | 9/1/19 | 9/1/20 |  |  | MONITORS, PHYSIOLOGIC, VITAL SIGNS | Monitor, Cardiac, Fixed | MONITORCARDIACFIXED-Philips-MP5 |  |  |  |  | MONITORCARDIACFIXED-Philips-MP5 | Philips | [6 empty] | MCH-A | Covered PM Repair - Biomedical | MHHS-Pearland Hospital | [8 empty] | MONITORCARDIACFIXED | Monitor, Cardiac, Fixed | Philips
NO | YES |  |  |  | 145-00320 | 145-00320 | Philips Medical Systems Cardiac and Monitoring Syste | INTELLIVUE MP5 |  | DE53797212 | Pearland-OR-Preop/PACU | MHHS-Pearland Hospital |  |  |  | 145-00320 | 145-00320 | Pearland | MHHS-Pearland Hospital | Pearland-OR-Preop/PACU | Pre-Op3 | 9/1/19 | 9/1/20 |  |  | MONITORS, PHYSIOLOGIC, VITAL SIGNS | Monitor, Cardiac, Fixed | MONITORCARDIACFIXED-Philips-MP5 |  |  |  |  | MONITORCARDIACFIXED-Philips-MP5 | Philips | [6 empty] | MCH-A | Covered PM Repair - Biomedical | MHHS-Pearland Hospital | [8 empty] | MONITORCARDIACFIXED | Monitor, Cardiac, Fixed | Philips
NO | YES |  |  |  | 145-00321 | 145-00321 | Philips Medical Systems Cardiac and Monitoring Syste | INTELLIVUE MP5 |  | DE53797214 | Pearland-OR-Preop/PACU | MHHS-Pearland Hospital |  |  |  | 145-00321 | 145-00321 | Pearland | MHHS-Pearland Hospital | Pearland-OR-Preop/PACU | Pre-Op2 | 11/1/19 | 11/1/20 |  |  | MONITORS, PHYSIOLOGIC, VITAL SIGNS | Monitor, Cardiac, Fixed | MONITORCARDIACFIXED-Philips-MP5 |  |  |  |  | MONITORCARDIACFIXED-Philips-MP5 | Philips | [6 empty] | MCH-A | Covered PM Repair - Biomedical | MHHS-Pearland Hospital | [8 empty] | MONITORCARDIACFIXED | Monitor, Cardiac, Fixed | Philips
NO | YES |  |  |  | 145-00322 | 145-00322 | Philips Medical Systems Cardiac and Monitoring Syste | INTELLIVUE MP5 |  | DE53797215 | Pearland-OR-Preop/PACU | MHHS-Pearland Hospital |  |  |  | 145-00322 | 145-00322 | Pearland | MHHS-Pearland Hospital | Pearland-OR-Preop/PACU | Pre-Op1 | 9/1/19 | 9/1/20 |  |  | MONITORS, PHYSIOLOGIC, VITAL SIGNS | Monitor, Cardiac, Fixed | MONITORCARDIACFIXED-Philips-MP5 |  |  |  |  | MONITORCARDIACFIXED-Philips-MP5 | Philips | [6 empty] | MCH-A | Covered PM Repair - Biomedical | MHHS-Pearland Hospital | [8 empty] | MONITORCARDIACFIXED | Monitor, Cardiac, Fixed | Philips
NO | YES |  |  |  | 145-00443 | 145-00443 | Philips Medical Systems Cardiac and Monitoring Syste | INTELLIVUE MP5 |  | DE53797204 | Pearland-OR-Preop/PACU | MHHS-Pearland Hospital |  |  |  | 145-00443 | 145-00443 | Pearland | MHHS-Pearland Hospital | Pearland-OR-Preop/PACU | Pre op 7 | 9/1/19 | 9/1/20 |  |  | MONITORS, PHYSIOLOGIC, VITAL SIGNS | Monitor, Cardiac, Fixed | MONITORCARDIACFIXED-Philips-MP5 |  |  |  |  | MONITORCARDIACFIXED-Philips-MP5 | Philips |  |  |  |  | 9/25/17 |  | MCH-A | Covered PM Repair - Biomedical | MHHS-Pearland Hospital | [8 empty] | MONITORCARDIACFIXED | Monitor, Cardiac, Fixed | Philips
NO | YES |  |  |  | 145-00444 | 145-00444 | Philips Medical Systems Cardiac and Monitoring Syste | INTELLIVUE MP5 |  | DE53797207 | Pearland-OR-Preop/PACU | MHHS-Pearland Hospital |  |  |  | 145-00444 | 145-00444 | Pearland | MHHS-Pearland Hospital | Pearland-OR-Preop/PACU | Pre op 8 | 9/1/19 | 9/1/20 |  |  | MONITORS, PHYSIOLOGIC, VITAL SIGNS | Monitor, Cardiac, Fixed | MONITORCARDIACFIXED-Philips-MP5 |  |  |  |  | MONITORCARDIACFIXED-Philips-MP5 | Philips |  |  |  |  | 9/25/17 |  | MCH-A | Covered PM Repair - Biomedical | MHHS-Pearland Hospital | [8 empty] | MONITORCARDIACFIXED | Monitor, Cardiac, Fixed | Philips
NO | YES |  |  |  | 145-00761 | 145-00761 | Philips Medical Systems Cardiac and Monitoring Syste | INTELLIVUE MP5 |  | DE53797198 | Pearland-OR-Preop/PACU | MHHS-Pearland Hospital |  |  |  | 145-00761 | 145-00761 | Pearland | MHHS-Pearland Hospital | Pearland-OR-Preop/PACU | Pre op 9 | 9/1/19 | 9/1/20 |  |  | MONITORS, PHYSIOLOGIC, VITAL SIGNS | Monitor, Cardiac, Fixed | MONITORCARDIACFIXED-Philips-MP5 |  |  |  |  | MONITORCARDIACFIXED-Philips-MP5 | Philips |  |  |  |  | 8/14/19 |  | MCH-A | Covered PM Repair - Biomedical | MHHS-Pearland Hospital | [8 empty] | MONITORCARDIACFIXED | Monitor, Cardiac, Fixed | Philips
NO | YES |  |  |  | 145-00331 | 145-00331 | Philips Medical Systems Cardiac and Monitoring Syste | INTELLIVUE MP5 |  | DE53797199 | Pearland-Radiology-Nuc Med | MHHS-Pearland Hospital |  |  |  | 145-00331 | 145-00331 | Pearland | MHHS-Pearland Hospital | Pearland-Radiology-Nuc Med | Bay 1 | 5/1/19 | 5/1/20 |  |  | MONITORS, PHYSIOLOGIC, VITAL SIGNS | Monitor, Cardiac, Fixed | MONITORCARDIACFIXED-Philips-MP5 |  |  |  |  | MONITORCARDIACFIXED-Philips-MP5 | Philips |  |  |  |  | 8/14/19 |  | MCH-A | Covered PM Repair - Biomedical | MHHS-Pearland Hospital | [8 empty] | MONITORCARDIACFIXED | Monitor, Cardiac, Fixed | Philips
NO | YES |  |  |  | 145-00332 | 145-00332 | Philips Medical Systems Cardiac and Monitoring Syste | INTELLIVUE MP5 |  | DE53797202 | Pearland-Radiology-Nuc Med | MHHS-Pearland Hospital |  |  |  | 145-00332 | 145-00332 | Pearland | MHHS-Pearland Hospital | Pearland-Radiology-Nuc Med | Bay 2 | 5/1/19 | 5/1/20 |  |  | MONITORS, PHYSIOLOGIC, VITAL SIGNS | Monitor, Cardiac, Fixed | MONITORCARDIACFIXED-Philips-MP5 |  |  |  |  | MONITORCARDIACFIXED-Philips-MP5 | Philips |  |  |  |  | 3/13/20 |  | MCH-A | Not Covered Vendor Only - Biomedical | MHHS-Pearland Hospital | [8 empty] | MONITORCARDIACFIXED | Monitor, Cardiac, Fixed | Philips
NO | YES |  |  |  | 005-07492 | 005-07492 | Philips Medical Systems Cardiac and Monitoring Syste | INTELLIVUE MP5 |  | DE91320326 | SE-Dialysis | MHHS-Southeast |  |  |  | 005-07492 | 005-07492 | Southeast | MHHS-Southeast | SE-Dialysis | Dialysis | 5/1/19 |  |  |  | MONITORS, PHYSIOLOGIC, VITAL SIGNS |  | MONITORCARDIACFIXED-Philips-MP5 |  |  |  |  | MONITORCARDIACFIXED-Philips-MP5 | Philips | [7 empty] | Covered PM Repair - Biomedical | MHHS-Southeast
NO | YES | Asset Tag 005-07493 |  |  | 005-07493 | 005-07493 | Philips Medical Systems Cardiac and Monitoring Syste | INTELLIVUE MP5 |  | DE91320334 | SE-Unit 2B (Oncology) | MHHS-Southeast |  |  |  | 005-07493 | 005-07493 | Southeast | MHHS-Southeast | SE-Unit 2B (Oncology) | Dialysis 4 | 7/1/19 |  | 7/1/20 |  | MONITORS, PHYSIOLOGIC, VITAL SIGNS |  | MONITORCARDIACFIXED-Philips-MP5 |  |  |  |  | MONITORCARDIACFIXED-Philips-MP5 | Philips | [7 empty] | Covered PM Repair - Radiology, Low End | MHHS-Southeast
NO | YES |  |  |  | 005-07494 | 005-07494 | Philips Medical Systems Cardiac and Monitoring Syste | INTELLIVUE MP5 |  | DE91320355 | SE-Unit 2B (Oncology) | MHHS-Southeast |  |  |  | 005-07494 | 005-07494 | Southeast | MHHS-Southeast | SE-Unit 2B (Oncology) | Dialysis 6 | 5/1/19 |  | 5/1/20 |  | MONITORS, PHYSIOLOGIC, VITAL SIGNS |  | MONITORCARDIACFIXED-Philips-MP5 |  |  |  |  | MONITORCARDIACFIXED-Philips-MP5 | Philips |  |  |  |  | 11/15/23 |  |  | Not Covered Vendor Only - Rad, Low End | MHHS-Southeast
NO | YES |  |  |  | 005-07495 | 005-07495 | Philips Medical Systems Cardiac and Monitoring Syste | INTELLIVUE MP5 |  | DE91320342 | SE-Dialysis | MHHS-Southeast |  |  |  | 005-07495 | 005-07495 | Southeast | MHHS-Southeast | SE-Dialysis |  | 5/1/19 |  |  |  | MONITORS, PHYSIOLOGIC, VITAL SIGNS |  | MONITORCARDIACFIXED-Philips-MP5 |  |  |  |  | MONITORCARDIACFIXED-Philips-MP5 | Philips | [7 empty] | Covered PM Repair - Biomedical | MHHS-Southeast
NO | YES |  |  |  | 005-07496 | 005-07496 | Philips Medical Systems Cardiac and Monitoring Syste | INTELLIVUE MP5 |  | DE91320350 | SE-Dialysis | MHHS-Southeast |  |  |  | 005-07496 | 005-07496 | Southeast | MHHS-Southeast | SE-Dialysis |  | 7/1/19 |  |  |  | MONITORS, PHYSIOLOGIC, VITAL SIGNS |  | MONITORCARDIACFIXED-Philips-MP5 |  |  |  |  | MONITORCARDIACFIXED-Philips-MP5 | Philips | [7 empty] | Covered PM Repair Labor Only - Biomedica | MHHS-Southeast
NO | YES |  |  |  | 005-09436 | 005-09436 | Philips Medical Systems Cardiac and Monitoring Syste | INTELLIVUE MP5 |  | De21060197 | SE-OR-Preop | MHHS-Southeast |  |  |  | 005-09436 | 005-09436 | Southeast | MHHS-Southeast | SE-OR-Preop | Bay 10 | 5/1/19 |  | 5/1/20 |  | MONITORS, PHYSIOLOGIC, VITAL SIGNS |  | MONITORCARDIACFIXED-Philips-MP5 |  |  |  |  | MONITORCARDIACFIXED-Philips-MP5 | Philips | [7 empty] | Covered PM Repair - Biomedical | MHHS-Southeast
NO | YES |  |  |  | 005-09817 | 005-09817 | Philips Medical Systems Cardiac and Monitoring Syste | INTELLIVUE MP5 |  | DE21071795 | SE-OR-Preop | MHHS-Southeast |  |  |  | 005-09817 | 005-09817 | Southeast | MHHS-Southeast | SE-OR-Preop | OR - PREOP | 5/1/19 |  | 5/1/20 |  | MONITORS, PHYSIOLOGIC, VITAL SIGNS |  | MONITORCARDIACFIXED-Philips-MP5 |  |  |  |  | MONITORCARDIACFIXED-Philips-MP5 | Philips |  |  |  |  | 11/16/16 |  |  | Covered PM Repair - Biomedical | MHHS-Southeast
NO | YES |  |  |  | 005-06742 | 005-06742 | Philips Medical Systems Cardiac and Monitoring Syste | INTELLIVUE MP5 |  | DE74815342 | SE-OR-Preop | MHHS-Southeast |  |  |  | 005-06742 | 005-06742 | Southeast | MHHS-Southeast | SE-OR-Preop | Room 20 | 5/1/19 |  | 5/1/20 |  | MONITORS, PHYSIOLOGIC, VITAL SIGNS |  | MONITORCARDIACFIXED-Philips-MP5 |  |  |  |  | MONITORCARDIACFIXED-Philips-MP5 | Philips | [7 empty] | Covered PM Repair - Biomedical | MHHS-Southeast
NO | YES |  |  |  | 005-06743 | 005-06743 | Philips Medical Systems Cardiac and Monitoring Syste | INTELLIVUE MP5 |  | DE74815388 | SE-OR-Preop | MHHS-Southeast |  |  |  | 005-06743 | 005-06743 | Southeast | MHHS-Southeast | SE-OR-Preop | Bay 21 | 5/1/19 |  | 5/1/20 |  | MONITORS, PHYSIOLOGIC, VITAL SIGNS |  | MONITORCARDIACFIXED-Philips-MP5 |  |  |  |  | MONITORCARDIACFIXED-Philips-MP5 | Philips | [7 empty] | Covered PM Repair - Biomedical | MHHS-Southeast
NO | YES |  |  |  | 005-06744 | 005-06744 | Philips Medical Systems Cardiac and Monitoring Syste | INTELLIVUE MP5 |  | DE74815334 | SE-OR-Preop | MHHS-Southeast |  |  |  | 005-06744 | 005-06744 | Southeast | MHHS-Southeast | SE-OR-Preop | OR - PREOP | 4/1/19 |  |  |  | MONITORS, PHYSIOLOGIC, VITAL SIGNS |  | MONITORCARDIACFIXED-Philips-MP5 |  |  |  |  | MONITORCARDIACFIXED-Philips-MP5 | Philips | [7 empty] | Covered PM Repair - Biomedical | MHHS-Southeast
NO | YES |  |  |  | 005-06745 | 005-06745 | Philips Medical Systems Cardiac and Monitoring Syste | INTELLIVUE MP5 |  | DE74815336 | SE - OR | MHHS-Southeast |  |  |  | 005-06745 | 005-06745 | Southeast & Bay Area | Memorial Hermann- SE - CATH LAB | SE - OR | PreOp 19 | 5/1/19 |  | 5/1/20 |  | MONITORS, PHYSIOLOGIC, VITAL SIGNS |  | MONITORCARDIACFIXED-Philips-MP5 |  |  |  |  | MONITORCARDIACFIXED-Philips-MP5 | Philips | [7 empty] | Covered PM Repair - Biomedical | MHHS-Southeast
NO | YES |  |  |  | 005-06746 | 005-06746 | Philips Medical Systems Cardiac and Monitoring Syste | INTELLIVUE MP5 |  | DE74815379 | Pre surgery | MHHS-Southeast |  |  |  | 005-06746 | 005-06746 | TMC | Memorial Hermann-Texas Medical Center | Pre surgery | Room 23 | 5/1/19 |  | 5/1/20 |  | MONITORS, PHYSIOLOGIC, VITAL SIGNS |  | MONITORCARDIACFIXED-Philips-MP5 |  |  |  |  | MONITORCARDIACFIXED-Philips-MP5 | Philips | [7 empty] | Covered PM Repair - Biomedical | MHHS-Southeast
NO | YES |  |  |  | 005-06747 | 005-06747 | Philips Medical Systems Cardiac and Monitoring Syste | INTELLIVUE MP5 |  | DE74815390 | SE-OR-Preop | MHHS-Southeast |  |  |  | 005-06747 | 005-06747 | Southeast | MHHS-Southeast | SE-OR-Preop | Biomed | 4/1/19 |  |  |  | MONITORS, PHYSIOLOGIC, VITAL SIGNS |  | MONITORCARDIACFIXED-Philips-MP5 |  |  |  |  | MONITORCARDIACFIXED-Philips-MP5 | Philips | [7 empty] | Covered PM Repair - Biomedical | MHHS-Southeast
NO | YES |  |  |  | 005-09433 | 005-09433 | Philips Medical Systems Cardiac and Monitoring Syste | INTELLIVUE MP5 |  | DE21060192 | SE-OR-Preop | MHHS-Southeast |  |  |  | 005-09433 | 005-09433 | Southeast | MHHS-Southeast | SE-OR-Preop | OR - PREOP | 5/1/19 |  | 5/1/20 |  | MONITORS, PHYSIOLOGIC, VITAL SIGNS |  | MONITORCARDIACFIXED-Philips-MP5 |  |  |  |  | MONITORCARDIACFIXED-Philips-MP5 | Philips | [7 empty] | Covered PM Repair - Biomedical | MHHS-Southeast
NO | YES |  |  |  | 005-09434 | 005-09434 | Philips Medical Systems Cardiac and Monitoring Syste | INTELLIVUE MP5 |  | DE21060121 | Pre surgery | MHHS-Southeast |  |  |  | 005-09434 | 005-09434 | TMC | Memorial Hermann-Texas Medical Center | Pre surgery | Room 25 | 10/1/19 |  | 10/1/20 |  | MONITORS, PHYSIOLOGIC, VITAL SIGNS |  | MONITORCARDIACFIXED-Philips-MP5 |  |  |  |  | MONITORCARDIACFIXED-Philips-MP5 | Philips | [7 empty] | Covered PM Repair - Biomedical | MHHS-Southeast
NO | YES |  |  |  | 005-09435 | 005-09435 | Philips Medical Systems Cardiac and Monitoring Syste | INTELLIVUE MP5 |  | DE21060188 | SE-OR-Preop | MHHS-Southeast |  |  |  | 005-09435 | 005-09435 | Southeast | MHHS-Southeast | SE-OR-Preop | SE - OR - PREOP | 5/1/19 |  | 5/1/20 |  | MONITORS, PHYSIOLOGIC, VITAL SIGNS |  | MONITORCARDIACFIXED-Philips-MP5 |  |  |  |  | MONITORCARDIACFIXED-Philips-MP5 | Philips | [7 empty] | Covered PM Repair - Biomedical | MHHS-Southeast
NO | YES |  |  |  | 005-09437 | 005-09437 | Philips Medical Systems Cardiac and Monitoring Syste | INTELLIVUE MP5 |  | DE21060193 | SE - Pre-OP | MHHS-Southeast |  |  |  | 005-09437 | 005-09437 | Southeast | Memorial Hermann Southeast Hospital | SE - Pre-OP | Room 11 | 5/1/19 |  | 5/1/20 |  | MONITORS, PHYSIOLOGIC, VITAL SIGNS |  | MONITORCARDIACFIXED-Philips-MP5 |  |  |  |  | MONITORCARDIACFIXED-Philips-MP5 | Philips | [7 empty] | Covered PM Repair - Biomedical | MHHS-Southeast
NO | YES |  |  |  | 005-09438 | 005-09438 | Philips Medical Systems Cardiac and Monitoring Syste | INTELLIVUE MP5 |  | DE1060195 | SE-OR-Preop | MHHS-Southeast |  |  |  | 005-09438 | 005-09438 | Southeast | MHHS-Southeast | SE-OR-Preop | Bay 1 | 5/1/19 |  | 5/1/20 |  | MONITORS, PHYSIOLOGIC, VITAL SIGNS |  | MONITORCARDIACFIXED-Philips-MP5 |  |  |  |  | MONITORCARDIACFIXED-Philips-MP5 | Philips | [7 empty] | Covered PM Repair - Biomedical | MHHS-Southeast
NO | YES |  |  |  | 005-09441 | 005-09441 | Philips Medical Systems Cardiac and Monitoring Syste | INTELLIVUE MP5 |  | dE21060191 | SE-OR-Preop | MHHS-Southeast |  |  |  | 005-09441 | 005-09441 | Southeast | MHHS-Southeast | SE-OR-Preop | OR - PREOP | 5/1/19 |  | 5/1/20 |  | MONITORS, PHYSIOLOGIC, VITAL SIGNS |  | MONITORCARDIACFIXED-Philips-MP5 |  |  |  |  | MONITORCARDIACFIXED-Philips-MP5 | Philips | [7 empty] | Covered PM Repair - Biomedical | MHHS-Southeast
NO | YES |  |  |  | 005-09444 | 005-09444 | Philips Medical Systems Cardiac and Monitoring Syste | INTELLIVUE MP5 |  | DE20160187 | SE-OR-Preop | MHHS-Southeast |  |  |  | 005-09444 | 005-09444 | Southeast | MHHS-Southeast | SE-OR-Preop | Room 4 | 5/1/19 |  | 5/1/20 |  | MONITORS, PHYSIOLOGIC, VITAL SIGNS |  | MONITORCARDIACFIXED-Philips-MP5 |  |  |  |  | MONITORCARDIACFIXED-Philips-MP5 | Philips | [7 empty] | Covered PM Repair - Biomedical | MHHS-Southeast
NO | YES |  |  |  | 005-09808 | 005-09808 | Philips Medical Systems Cardiac and Monitoring Syste | INTELLIVUE MP5 |  | DE21071780 | SE - Pre-OP | MHHS-Southeast |  |  |  | 005-09808 | 005-09808 | Southeast | Memorial Hermann Southeast Hospital | SE - Pre-OP | Room 5 | 5/1/19 |  | 5/1/20 |  | MONITORS, PHYSIOLOGIC, VITAL SIGNS |  | MONITORCARDIACFIXED-Philips-MP5 |  |  |  |  | MONITORCARDIACFIXED-Philips-MP5 | Philips | [7 empty] | Covered PM Repair - Biomedical | MHHS-Southeast
NO | YES |  |  |  | 005-09809 | 005-09809 | Philips Medical Systems Cardiac and Monitoring Syste | INTELLIVUE MP5 |  | DE21071856 | SE-OR-Preop | MHHS-Southeast |  |  |  | 005-09809 | 005-09809 | Southeast | MHHS-Southeast | SE-OR-Preop | SE - OR - PREOP | 5/1/19 |  | 5/1/20 |  | MONITORS, PHYSIOLOGIC, VITAL SIGNS |  | MONITORCARDIACFIXED-Philips-MP5 |  |  |  |  | MONITORCARDIACFIXED-Philips-MP5 | Philips | [7 empty] | Covered PM Repair - Biomedical | MHHS-Southeast
NO | YES |  |  |  | 005-09810 | 005-09810 | Philips Medical Systems Cardiac and Monitoring Syste | INTELLIVUE MP5 |  | DE21071861 | SE-OR-Preop | MHHS-Southeast |  |  |  | 005-09810 | 005-09810 | Southeast | MHHS-Southeast | SE-OR-Preop | Room 24 | 5/1/19 |  | 5/1/20 |  | MONITORS, PHYSIOLOGIC, VITAL SIGNS |  | MONITORCARDIACFIXED-Philips-MP5 |  |  |  |  | MONITORCARDIACFIXED-Philips-MP5 | Philips | [7 empty] | Covered PM Repair - Biomedical | MHHS-Southeast
NO | YES |  |  |  | 005-09811 | 005-09811 | Philips Medical Systems Cardiac and Monitoring Syste | INTELLIVUE MP5 |  | DE21071868 | Pre surgery | MHHS-Southeast |  |  |  | 005-09811 | 005-09811 | TMC | Memorial Hermann-Texas Medical Center | Pre surgery | Room 9 | 12/1/17 |  | 12/1/18 |  | MONITORS, PHYSIOLOGIC, VITAL SIGNS |  | MONITORCARDIACFIXED-Philips-MP5 |  |  |  |  | MONITORCARDIACFIXED-Philips-MP5 | Philips | [7 empty] | Covered PM Repair - Biomedical | MHHS-Southeast
NO | YES | Asset Tag 005-09812 |  |  | 005-09812 | 005-09812 | Philips Medical Systems Cardiac and Monitoring Syste | INTELLIVUE MP5 |  | DE21071854 | SE-OR | MHHS-Southeast |  |  |  | 005-09812 | 005-09812 | Southeast | MHHS-Southeast | SE-OR | Pre op | 4/1/19 |  | 4/1/20 |  | MONITORS, PHYSIOLOGIC, VITAL SIGNS |  | MONITORCARDIACFIXED-Philips-MP5 |  |  |  |  | MONITORCARDIACFIXED-Philips-MP5 | Philips | [7 empty] | Covered PM Repair - Biomedical | MHHS-Southeast
NO | YES |  |  |  | 005-09813 | 005-09813 | Philips Medical Systems Cardiac and Monitoring Syste | INTELLIVUE MP5 |  | DE21071800 | SE - OR | MHHS-Southeast |  |  |  | 005-09813 | 005-09813 | Southeast & Bay Area | Memorial Hermann- SE - CATH LAB | SE - OR | PreOp 8 | 5/1/19 |  | 5/1/20 |  | MONITORS, PHYSIOLOGIC, VITAL SIGNS |  | MONITORCARDIACFIXED-Philips-MP5 |  |  |  |  | MONITORCARDIACFIXED-Philips-MP5 | Philips | [7 empty] | Covered PM Repair - Biomedical | MHHS-Southeast
NO | YES |  |  |  | 005-09815 | 005-09815 | Philips Medical Systems Cardiac and Monitoring Syste | INTELLIVUE MP5 |  | DE21071862 | SE-OR-Preop | MHHS-Southeast |  |  |  | 005-09815 | 005-09815 | Southeast | MHHS-Southeast | SE-OR-Preop | Bay 6 | 5/1/19 |  | 5/1/20 |  | MONITORS, PHYSIOLOGIC, VITAL SIGNS |  | MONITORCARDIACFIXED-Philips-MP5 |  |  |  |  | MONITORCARDIACFIXED-Philips-MP5 | Philips | [7 empty] | Covered PM Repair - Biomedical | MHHS-Southeast
NO | YES |  |  |  | 005-09816 | 005-09816 | Philips Medical Systems Cardiac and Monitoring Syste | INTELLIVUE MP5 |  | DE21071779 | SE - OR | MHHS-Southeast |  |  |  | 005-09816 | 005-09816 | Southeast & Bay Area | Memorial Hermann- SE - CATH LAB | SE - OR | PreOp 23 | 5/1/19 |  | 5/1/20 |  | MONITORS, PHYSIOLOGIC, VITAL SIGNS |  | MONITORCARDIACFIXED-Philips-MP5 |  |  |  |  | MONITORCARDIACFIXED-Philips-MP5 | Philips | [7 empty] | Covered PM Repair - Biomedical | MHHS-Southeast
NO | YES |  |  |  | 005-34280 | 005-34280 | Philips Medical Systems Cardiac and Monitoring Syste | INTELLIVUE MP5 |  | DE21060198 | SE-OR-Preop | MHHS-Southeast |  |  |  | 005-34280 | 005-34280 | Southeast | MHHS-Southeast | SE-OR-Preop | Biomed | 5/1/19 |  | 5/1/20 |  | MONITORS, PHYSIOLOGIC, VITAL SIGNS |  | MONITORCARDIACFIXED-Philips-MP5 |  |  |  |  | MONITORCARDIACFIXED-Philips-MP5 | Philips | [7 empty] | Clinical Miscellaneous | MHHS-Southeast
NO | YES |  |  |  | 005-33362 | 005-33362 | Philips Medical Systems Cardiac and Monitoring Syste | INTELLIVUE MP5 |  | DE53797457 | SE-OR | MHHS-Southeast |  |  |  | 005-33362 | 005-33362 | Southeast | MHHS-Southeast | SE-OR | Anesthesia workroom | 3/1/19 |  | 3/1/20 |  | MONITORS, PHYSIOLOGIC, VITAL SIGNS |  | MONITORCARDIACFIXED-Philips-MP5 |  |  |  |  | MONITORCARDIACFIXED-Philips-MP5 | Philips | [7 empty] | Covered PM Repair - Biomedical | MHHS-Southeast
NO | YES |  |  |  | 013-36974 | 013-36974 | Philips Medical Systems Cardiac and Monitoring Syste | INTELLIVUE MP5 |  | DE53796988 | SW-ER | MHHS-Southwest |  |  |  | 013-36974 | 013-36974 | Southwest | MHHS-Southwest | SW-ER | Pod B 35 |  |  |  |  | MONITORS, PHYSIOLOGIC, VITAL SIGNS | Monitor, Cardiac, Fixed | MONITORCARDIACFIXED-Philips-MP5 |  |  |  |  | MONITORCARDIACFIXED-Philips-MP5 | Philips | [6 empty] | MCH-A | Covered PM Repair - Biomedical | MHHS-Southwest | [8 empty] | MONITORCARDIACFIXED | Monitor, Cardiac, Fixed | Philips
NO | YES |  |  |  | 013-36975 | 013-36975 | Philips Medical Systems Cardiac and Monitoring Syste | INTELLIVUE MP5 |  | DE53796944 | SW-Respiratory | MHHS-Southwest |  |  |  | 013-36975 | 013-36975 | Southwest | MHHS-Southwest | SW-Respiratory | Pod A room 17 |  |  |  |  | MONITORS, PHYSIOLOGIC, VITAL SIGNS | Monitor, Cardiac, Fixed | MONITORCARDIACFIXED-Philips-MP5 |  |  |  |  | MONITORCARDIACFIXED-Philips-MP5 | Philips |  |  |  |  | 4/25/14 |  | MCH-A | Covered PM Repair - Biomedical | MHHS-Southwest | [8 empty] | MONITORCARDIACFIXED | Monitor, Cardiac, Fixed | Philips
NO | YES |  |  |  | 013-36976 | 013-36976 | Philips Medical Systems Cardiac and Monitoring Syste | INTELLIVUE MP5 |  | DE53796986 | SW - ER | MHHS-Southwest |  |  |  | 013-36976 | 013-36976 | Southwest | Memorial Hermann Southwest Hospital | SW - ER | Pod A 13 |  |  |  |  | MONITORS, PHYSIOLOGIC, VITAL SIGNS |  | MONITORCARDIACFIXED-Philips-MP5 |  |  |  |  | MONITORCARDIACFIXED-Philips-MP5 | Philips | [7 empty] | Covered PM Repair - Biomedical | MHHS-Southwest
NO | YES |  |  |  | 013-36977 | 013-36977 | Philips Medical Systems Cardiac and Monitoring Syste | INTELLIVUE MP5 |  | DE53796950 | SW - ER | MHHS-Southwest |  |  |  | 013-36977 | 013-36977 | Southwest | Memorial Hermann Southwest | SW - ER | SW - ER |  |  |  |  | MONITORS, PHYSIOLOGIC, VITAL SIGNS |  | MONITORCARDIACFIXED-Philips-MP5 |  |  |  |  | MONITORCARDIACFIXED-Philips-MP5 | Philips | [7 empty] | Covered PM Repair - Biomedical | MHHS-Southwest
NO | YES |  |  |  | 013-36979 | 013-36979 | Philips Medical Systems Cardiac and Monitoring Syste | INTELLIVUE MP5 |  | DE53797014 | SW-ER | MHHS-Southwest |  |  |  | 013-36979 | 013-36979 | Southwest | MHHS-Southwest | SW-ER | ER B28 |  | 2/1/21 |  |  | MONITORS, PHYSIOLOGIC, VITAL SIGNS | Monitor, Cardiac, Fixed | MONITORCARDIACFIXED-Philips-MP5 |  |  |  |  | MONITORCARDIACFIXED-Philips-MP5 | Philips | [6 empty] | MCH-A | Covered PM Repair - Biomedical | MHHS-Southwest | [8 empty] | MONITORCARDIACFIXED | Monitor, Cardiac, Fixed | Philips
NO | YES |  |  |  | 013-36981 | 013-36981 | Philips Medical Systems Cardiac and Monitoring Syste | INTELLIVUE MP5 |  | DE53796974 | SW-ER | MHHS-Southwest |  |  |  | 013-36981 | 013-36981 | Southwest | MHHS-Southwest | SW-ER | Pod-B 26 |  |  |  |  | MONITORS, PHYSIOLOGIC, VITAL SIGNS | Monitor, Cardiac, Fixed | MONITORCARDIACFIXED-Philips-MP5 |  |  |  |  | MONITORCARDIACFIXED-Philips-MP5 | Philips | [6 empty] | MCH-A | Covered PM Repair - Biomedical | MHHS-Southwest | [8 empty] | MONITORCARDIACFIXED | Monitor, Cardiac, Fixed | Philips
NO | YES |  |  |  | 013-36982 | 013-36982 | Philips Medical Systems Cardiac and Monitoring Syste | INTELLIVUE MP5 |  | DE53797004 | SW-ER | MHHS-Southwest |  |  |  | 013-36982 | 013-36982 | Southwest | MHHS-Southwest | SW-ER | Pod B Room34 |  |  |  |  | MONITORS, PHYSIOLOGIC, VITAL SIGNS | Monitor, Cardiac, Fixed | MONITORCARDIACFIXED-Philips-MP5 |  |  |  |  | MONITORCARDIACFIXED-Philips-MP5 | Philips | [6 empty] | MCH-A | Covered PM Repair - Biomedical | MHHS-Southwest | [8 empty] | MONITORCARDIACFIXED | Monitor, Cardiac, Fixed | Philips
NO | YES |  |  |  | 013-36983 | 013-36983 | Philips Medical Systems Cardiac and Monitoring Syste | INTELLIVUE MP5 |  | DE53796984 | SW-ER | MHHS-Southwest |  |  |  | 013-36983 | 013-36983 | Southwest | MHHS-Southwest | SW-ER | B25 |  |  |  |  | MONITORS, PHYSIOLOGIC, VITAL SIGNS | Monitor, Cardiac, Fixed | MONITORCARDIACFIXED-Philips-MP5 |  |  |  |  | MONITORCARDIACFIXED-Philips-MP5 | Philips | [6 empty] | MCH-A | Covered PM Repair - Biomedical | MHHS-Southwest | [8 empty] | MONITORCARDIACFIXED | Monitor, Cardiac, Fixed | Philips
NO | YES |  |  |  | 013-36984 | 013-36984 | Philips Medical Systems Cardiac and Monitoring Syste | INTELLIVUE MP5 |  | DE53796989 | SW-ER | MHHS-Southwest |  |  |  | 013-36984 | 013-36984 | Southwest | MHHS-Southwest | SW-ER | Pod C 47 |  |  |  | PM Past Due | MONITORS, PHYSIOLOGIC, VITAL SIGNS | Monitor, Cardiac, Fixed | MONITORCARDIACFIXED-Philips-MP5 |  |  |  |  | MONITORCARDIACFIXED-Philips-MP5 | Philips | [6 empty] | MCH-A | Covered PM Repair - Biomedical | MHHS-Southwest | [8 empty] | MONITORCARDIACFIXED | Monitor, Cardiac, Fixed | Philips
NO | YES |  |  |  | 013-36985 | 013-36985 | Philips Medical Systems Cardiac and Monitoring Syste | INTELLIVUE MP5 |  | DE53797011 | SW-ER | MHHS-Southwest |  |  |  | 013-36985 | 013-36985 | Southwest | MHHS-Southwest | SW-ER | Pod b |  |  |  |  | MONITORS, PHYSIOLOGIC, VITAL SIGNS | Monitor, Cardiac, Fixed | MONITORCARDIACFIXED-Philips-MP5 |  |  |  |  | MONITORCARDIACFIXED-Philips-MP5 | Philips | [6 empty] | MCH-A | Covered PM Repair - Biomedical | MHHS-Southwest | [8 empty] | MONITORCARDIACFIXED | Monitor, Cardiac, Fixed | Philips
NO | YES |  |  |  | 013-36986 | 013-36986 | Philips Medical Systems Cardiac and Monitoring Syste | INTELLIVUE MP5 |  | DE53797012 | SW-ER | MHHS-Southwest |  |  |  | 013-36986 | 013-36986 | Southwest | MHHS-Southwest | SW-ER | Pod-B #30 |  |  |  |  | MONITORS, PHYSIOLOGIC, VITAL SIGNS | Monitor, Cardiac, Fixed | MONITORCARDIACFIXED-Philips-MP5 |  |  |  |  | MONITORCARDIACFIXED-Philips-MP5 | Philips | [6 empty] | MCH-A | Covered PM Repair - Biomedical | MHHS-Southwest | [8 empty] | MONITORCARDIACFIXED | Monitor, Cardiac, Fixed | Philips
NO | YES |  |  |  | 013-36987 | 013-36987 | Philips Medical Systems Cardiac and Monitoring Syste | INTELLIVUE MP5 |  | DE53797003 | SW-ER | MHHS-Southwest |  |  |  | 013-36987 | 013-36987 | Southwest | MHHS-Southwest | SW-ER | Pod B 36 |  |  |  |  | MONITORS, PHYSIOLOGIC, VITAL SIGNS | Monitor, Cardiac, Fixed | MONITORCARDIACFIXED-Philips-MP5 |  |  |  |  | MONITORCARDIACFIXED-Philips-MP5 | Philips | [6 empty] | MCH-A | Covered PM Repair - Biomedical | MHHS-Southwest | [8 empty] | MONITORCARDIACFIXED | Monitor, Cardiac, Fixed | Philips
NO | YES |  |  |  | 013-36988 | 013-36988 | Philips Medical Systems Cardiac and Monitoring Syste | INTELLIVUE MP5 |  | DE53796979 | SW-ER | MHHS-Southwest |  |  |  | 013-36988 | 013-36988 | Southwest | MHHS-Southwest | SW-ER | ER |  | 2/1/21 |  | Pod B 29 | MONITORS, PHYSIOLOGIC, VITAL SIGNS | Monitor, Cardiac, Fixed | MONITORCARDIACFIXED-Philips-MP5 |  |  |  |  | MONITORCARDIACFIXED-Philips-MP5 | Philips | [6 empty] | MCH-A | Covered PM Repair - Biomedical | MHHS-Southwest | [8 empty] | MONITORCARDIACFIXED | Monitor, Cardiac, Fixed | Philips
NO | YES |  |  |  | 013-37441 | 013-37441 | Philips Medical Systems Cardiac and Monitoring Syste | INTELLIVUE MP5 |  | DE53797005 | SW-ER | MHHS-Southwest |  |  |  | 013-37441 | 013-37441 | Southwest | MHHS-Southwest | SW-ER | Pod A room 15 | 1/1/20 |  | 2/1/21 |  | MONITORS, PHYSIOLOGIC, VITAL SIGNS | Monitor, Cardiac, Fixed | MONITORCARDIACFIXED-Philips-MP5 |  |  |  |  | MONITORCARDIACFIXED-Philips-MP5 | Philips | [6 empty] | MCH-A | Covered PM Repair - Biomedical | MHHS-Southwest | [8 empty] | MONITORCARDIACFIXED | Monitor, Cardiac, Fixed | Philips
NO | YES |  |  |  | 013-37444 | 013-37444 | Philips Medical Systems Cardiac and Monitoring Syste | INTELLIVUE MP5 |  | DE53797006 | SW - ER | MHHS-Southwest |  |  |  | 013-37444 | 013-37444 | Southwest |  | SW - ER | [5 empty] | MONITORS, PHYSIOLOGIC, VITAL SIGNS |  | MONITORCARDIACFIXED-Philips-MP5 |  |  |  |  | MONITORCARDIACFIXED-Philips-MP5 | Philips | [7 empty] | Covered PM Repair - Biomedical | MHHS-Southwest
NO | YES |  |  |  | 013-37446 | 013-37446 | Philips Medical Systems Cardiac and Monitoring Syste | INTELLIVUE MP5 |  | DE53796975 | SW-ER | MHHS-Southwest |  |  |  | 013-37446 | 013-37446 | Southwest | MHHS-Southwest | SW-ER | Pod C - Room 45 | 1/1/19 |  | 1/1/20 |  | MONITORS, PHYSIOLOGIC, VITAL SIGNS | Monitor, Cardiac, Fixed | MONITORCARDIACFIXED-Philips-MP5 |  |  |  |  | MONITORCARDIACFIXED-Philips-MP5 | Philips | [6 empty] | MCH-A | Covered PM Repair - Biomedical | MHHS-Southwest | [8 empty] | MONITORCARDIACFIXED | Monitor, Cardiac, Fixed | Philips
NO | YES |  |  |  | 013-37447 | 013-37447 | Philips Medical Systems Cardiac and Monitoring Syste | INTELLIVUE MP5 |  | DE53797007 | SW-ER | MHHS-Southwest |  |  |  | 013-37447 | 013-37447 | Southwest | MHHS-Southwest | SW-ER | EMS Triage 2 |  |  |  |  | MONITORS, PHYSIOLOGIC, VITAL SIGNS | Monitor, Cardiac, Fixed | MONITORCARDIACFIXED-Philips-MP5 |  |  |  |  | MONITORCARDIACFIXED-Philips-MP5 | Philips | [6 empty] | MCH-A | Covered PM Repair - Biomedical | MHHS-Southwest | [8 empty] | MONITORCARDIACFIXED | Monitor, Cardiac, Fixed | Philips
NO | YES |  |  |  | 013-37449 | 013-37449 | Philips Medical Systems Cardiac and Monitoring Syste | INTELLIVUE MP5 |  | DE53797008 | SW-ER | MHHS-Southwest |  |  |  | 013-37449 | 013-37449 | Southwest | MHHS-Southwest | SW-ER | ER Hallway Pod A | 2/1/20 |  | 2/1/21 |  | MONITORS, PHYSIOLOGIC, VITAL SIGNS | Monitor, Cardiac, Fixed | MONITORCARDIACFIXED-Philips-MP5 |  |  |  |  | MONITORCARDIACFIXED-Philips-MP5 | Philips | [6 empty] | MCH-A | Covered PM Repair - Biomedical | MHHS-Southwest | [8 empty] | MONITORCARDIACFIXED | Monitor, Cardiac, Fixed | Philips
NO | YES |  |  |  |  | 013-17629 | Philips Medical Systems Cardiac and Monitoring Syste | INTELLIVUE MP5 |  | DE91320227 | SW-ER | MHHS-Southwest |  |  |  |  | 013-17629 | Southwest | MHHS-Southwest | SW-ER | Trauma |  |  |  |  | MONITORS, PHYSIOLOGIC, VITAL SIGNS | Monitor, Cardiac, Fixed | MONITORCARDIACFIXED-Philips-MP5 |  |  |  |  | MONITORCARDIACFIXED-Philips-MP5 | Philips | [6 empty] | MCH-A | Covered PM Repair - Biomedical | MHHS-Southwest | [8 empty] | MONITORCARDIACFIXED | Monitor, Cardiac, Fixed | Philips
NO | YES | Serial Number DE91320235 |  |  |  | 013-17631 | Philips Medical Systems Cardiac and Monitoring Syste | INTELLIVUE MP5 |  | DE91320235 | SW-ER | MHHS-Southwest |  |  |  |  | 013-17631 | Southwest | MHHS-Southwest | SW-ER | SW -ER |  |  |  |  | MONITORS, PHYSIOLOGIC, VITAL SIGNS | Monitor, Cardiac, Fixed | MONITORCARDIACFIXED-Philips-MP5 |  |  |  |  | MONITORCARDIACFIXED-Philips-MP5 | Philips | [5 empty] | Finished from Script 3/27/2020 12:11:52pm (Central) | MCH-A | Covered PM Repair - Biomedical | MHHS-Southwest | [8 empty] | MONITORCARDIACFIXED | Monitor, Cardiac, Fixed | Philips
NO | YES |  |  |  |  | 013-17632 | Philips Medical Systems Cardiac and Monitoring Syste | INTELLIVUE MP5 |  | DE91320238 | SW-ER | MHHS-Southwest |  |  |  |  | 013-17632 | Southwest | MHHS-Southwest | SW-ER | Pod C - Room 46 |  |  |  |  | MONITORS, PHYSIOLOGIC, VITAL SIGNS | Monitor, Cardiac, Fixed | MONITORCARDIACFIXED-Philips-MP5 |  |  |  |  | MONITORCARDIACFIXED-Philips-MP5 | Philips | [6 empty] | MCH-A | Covered PM Repair - Biomedical | MHHS-Southwest | [8 empty] | MONITORCARDIACFIXED | Monitor, Cardiac, Fixed | Philips
NO | YES |  |  |  | 099-13686 | 099-13686 | Philips Medical Systems Cardiac and Monitoring Syste | INTELLIVUE MP5 |  | DE91320229 | SW-ER | MHHS-Southwest |  |  |  | 099-13686 | 099-13686 | Southwest | MHHS-Southwest | SW-ER | Pod c |  |  |  |  | MONITORS, PHYSIOLOGIC, VITAL SIGNS | Monitor, Cardiac, Fixed | MONITORCARDIACFIXED-Philips-MP5 |  |  |  |  | MONITORCARDIACFIXED-Philips-MP5 | Philips | [6 empty] | MCH-A | Covered PM Repair - Biomedical | MHHS-Southwest | [8 empty] | MONITORCARDIACFIXED | Monitor, Cardiac, Fixed | Philips
NO | YES |  |  |  | 013-17621 | 013-17621 | Philips Medical Systems Cardiac and Monitoring Syste | INTELLIVUE MP5 |  | DE91320234 | SW-ER | MHHS-Southwest |  |  |  | 013-17621 | 013-17621 | Southwest | MHHS-Southwest | SW-ER | Pod A room 19 |  |  |  |  | MONITORS, PHYSIOLOGIC, VITAL SIGNS | Monitor, Cardiac, Fixed | MONITORCARDIACFIXED-Philips-MP5 |  |  |  |  | MONITORCARDIACFIXED-Philips-MP5 | Philips | [6 empty] | MCH-A | Covered PM Repair - Biomedical | MHHS-Southwest | [8 empty] | MONITORCARDIACFIXED | Monitor, Cardiac, Fixed | Philips
NO | YES |  |  |  |  | 013-1762 | Philips Medical Systems Cardiac and Monitoring Syste | INTELLIVUE MP5 |  | DE91320236 | SW-ER | MHHS-Southwest |  |  |  |  | 013-1762 | Southwest | MHHS-Southwest | SW-ER | Pod C 40 |  |  |  |  | MONITORS, PHYSIOLOGIC, VITAL SIGNS | Monitor, Cardiac, Fixed | MONITORCARDIACFIXED-Philips-MP5 |  |  |  |  | MONITORCARDIACFIXED-Philips-MP5 | Philips |  |  |  |  | 1/20/10 |  | MCH-A | Covered PM Repair - Biomedical | MHHS-Southwest | [8 empty] | MONITORCARDIACFIXED | Monitor, Cardiac, Fixed | Philips
NO | YES |  |  |  |  | 013-17622 | Philips Medical Systems Cardiac and Monitoring Syste | INTELLIVUE MP5 |  | DE91320215 | SW-ER | MHHS-Southwest |  |  |  |  | 013-17622 | Southwest | MHHS-Southwest | SW-ER | Pod C - Room 38 |  |  |  |  | MONITORS, PHYSIOLOGIC, VITAL SIGNS | Monitor, Cardiac, Fixed | MONITORCARDIACFIXED-Philips-MP5 |  |  |  |  | MONITORCARDIACFIXED-Philips-MP5 | Philips |  |  |  |  | 1/20/10 |  | MCH-A | Covered PM Repair - Biomedical | MHHS-Southwest | [8 empty] | MONITORCARDIACFIXED | Monitor, Cardiac, Fixed | Philips
NO | YES |  |  |  |  | 013-17627 | Philips Medical Systems Cardiac and Monitoring Syste | INTELLIVUE MP5 |  | de91320231. | SW-ER | MHHS-Southwest |  |  |  |  | 013-17627 | Southwest | MHHS-Southwest | SW-ER | Pod C 48 |  |  |  |  | MONITORS, PHYSIOLOGIC, VITAL SIGNS | Monitor, Cardiac, Fixed | MONITORCARDIACFIXED-Philips-MP5 |  |  |  |  | MONITORCARDIACFIXED-Philips-MP5 | Philips |  |  |  |  | 10/31/07 |  | MCH-A | Covered PM Repair - Biomedical | MHHS-Southwest | [8 empty] | MONITORCARDIACFIXED | Monitor, Cardiac, Fixed | Philips
NO | YES |  |  |  | 013-17628 | 013-17628 | Philips Medical Systems Cardiac and Monitoring Syste | INTELLIVUE MP5 |  | de91320237. | SW-ER | MHHS-Southwest |  |  |  | 013-17628 | 013-17628 | Southwest | MHHS-Southwest | SW-ER | Pod C |  |  |  |  | MONITORS, PHYSIOLOGIC, VITAL SIGNS | Monitor, Cardiac, Fixed | MONITORCARDIACFIXED-Philips-MP5 |  |  |  |  | MONITORCARDIACFIXED-Philips-MP5 | Philips | [6 empty] | MCH-A | Covered PM Repair - Biomedical | MHHS-Southwest | [8 empty] | MONITORCARDIACFIXED | Monitor, Cardiac, Fixed | Philips
NO | YES |  |  |  |  | 013-17625 | Philips Medical Systems Cardiac and Monitoring Syste | INTELLIVUE MP5 |  | de91320196 | SW-ER | MHHS-Southwest |  |  |  |  | 013-17625 | Southwest | MHHS-Southwest | SW-ER | Pod C 43 |  |  |  |  | MONITORS, PHYSIOLOGIC, VITAL SIGNS | Monitor, Cardiac, Fixed | MONITORCARDIACFIXED-Philips-MP5 |  |  |  |  | MONITORCARDIACFIXED-Philips-MP5 | Philips | [6 empty] | MCH-A | Covered PM Repair - Biomedical | MHHS-Southwest | [8 empty] | MONITORCARDIACFIXED | Monitor, Cardiac, Fixed | Philips
NO | YES | Serial Number DE91320232 |  |  |  | 013-17624 | Philips Medical Systems Cardiac and Monitoring Syste | INTELLIVUE MP5 |  | DE91320232 | SW-ER | MHHS-Southwest |  |  |  |  | 013-17624 | Southwest | MHHS-Southwest | SW-ER | ER Pod C 42 |  |  |  |  | MONITORS, PHYSIOLOGIC, VITAL SIGNS | Monitor, Cardiac, Fixed | MONITORCARDIACFIXED-Philips-MP5 |  |  |  |  | MONITORCARDIACFIXED-Philips-MP5 | Philips | [5 empty] | Finished from Script 3/27/2020 12:11:52pm (Central) | MCH-A | Covered PM Repair - Biomedical | MHHS-Southwest | [8 empty] | MONITORCARDIACFIXED | Monitor, Cardiac, Fixed | Philips
NO | YES |  |  |  | 013-37069 | 013-37069 | Philips Medical Systems Cardiac and Monitoring Syste | INTELLIVUE MP5 |  | DE53795945 | SW-Neuorology | MHHS-Southwest |  |  |  | 013-37069 | 013-37069 | Southwest | MHHS-Southwest | SW-Neuorology | Equipment room hallway B | 1/1/19 |  | 1/1/20 |  | MONITORS, PHYSIOLOGIC, VITAL SIGNS | Monitor, Cardiac, Fixed | MONITORCARDIACFIXED-Philips-MP5 |  |  |  |  | MONITORCARDIACFIXED-Philips-MP5 | Philips |  |  |  |  | 1/20/10 |  | MCH-A | Covered PM Repair - Biomedical | MHHS-Southwest | [8 empty] | MONITORCARDIACFIXED | Monitor, Cardiac, Fixed | Philips
NO | YES |  |  |  | 013-37075 | 013-37075 | Philips Medical Systems Cardiac and Monitoring Syste | INTELLIVUE MP5 |  | DE53795906 | SW-HVI-Noninvasive Cardiology | MHHS-Southwest |  |  |  | 013-37075 | 013-37075 | Southwest | MHHS-Southwest | SW-HVI-Noninvasive Cardiology | Hallway | 12/1/19 |  | 12/1/20 |  | MONITORS, PHYSIOLOGIC, VITAL SIGNS | Monitor, Cardiac, Fixed | MONITORCARDIACFIXED-Philips-MP5 |  |  |  |  | MONITORCARDIACFIXED-Philips-MP5 | Philips |  |  |  |  | 1/20/10 |  | MCH-A | Covered PM Repair - Biomedical | MHHS-Southwest | [8 empty] | MONITORCARDIACFIXED | Monitor, Cardiac, Fixed | Philips
NO | YES |  |  |  | 013-35199 | 013-35199 | Philips Medical Systems Cardiac and Monitoring Syste | INTELLIVUE MP5 |  | DE2105 5001 | SW-Radiology | MHHS-Southwest |  |  |  | 013-35199 | 013-35199 | Southwest | MHHS-Southwest | SW-Radiology | CT |  |  |  |  | MONITORS, PHYSIOLOGIC, VITAL SIGNS | Monitor, Cardiac, Fixed | MONITORCARDIACFIXED-Philips-MP5 |  |  |  |  | MONITORCARDIACFIXED-Philips-MP5 | Philips | [6 empty] | MCH-A | Covered PM Repair - Biomedical | MHHS-Southwest | [8 empty] | MONITORCARDIACFIXED | Monitor, Cardiac, Fixed | Philips
NO | YES | Serial Number DE53796946 |  |  | 013-39252 | 013-39252 | Philips Medical Systems Cardiac and Monitoring Syste | INTELLIVUE MP5 |  | DE53796946 | SW-OR | MHHS-Southwest |  |  |  | 013-39252 | 013-39252 | Southwest | MHHS-Southwest | SW-OR | OR Hallway | 6/1/19 |  | 6/1/20 |  | MONITORS, PHYSIOLOGIC, VITAL SIGNS | Monitor, Cardiac, Fixed | MONITORCARDIACFIXED-Philips-MP5 |  |  |  |  | MONITORCARDIACFIXED-Philips-MP5 | Philips | [6 empty] | MCH-A | Covered PM Repair - Biomedical | MHHS-Southwest | [8 empty] | MONITORCARDIACFIXED | Monitor, Cardiac, Fixed | Philips
NO | YES |  |  |  | 013-37070 | 013-37070 | Philips Medical Systems Cardiac and Monitoring Syste | INTELLIVUE MP5 |  | DE53795995 | SW-Telemetry | MHHS-Southwest |  |  |  | 013-37070 | 013-37070 | Southwest | MHHS-Southwest | SW-Telemetry | Storage room | 12/1/19 |  | 12/1/20 |  | MONITORS, PHYSIOLOGIC, VITAL SIGNS | Monitor, Cardiac, Fixed | MONITORCARDIACFIXED-Philips-MP5 |  |  |  |  | MONITORCARDIACFIXED-Philips-MP5 | Philips | [6 empty] | MCH-A | Covered PM Repair - Biomedical | MHHS-Southwest | [8 empty] | MONITORCARDIACFIXED | Monitor, Cardiac, Fixed | Philips
NO | YES | Asset Tag 013-37074 |  |  | 013-37074 | 013-37074 | Philips Medical Systems Cardiac and Monitoring Syste | INTELLIVUE MP5 |  | DE53795925 | SW-Telemetry | MHHS-Southwest |  |  |  | 013-37074 | 013-37074 | Southwest | MHHS-Southwest | SW-Telemetry |  | 3/11/19 |  |  |  | MONITORS, PHYSIOLOGIC, VITAL SIGNS | Monitor, Cardiac, Fixed | MONITORCARDIACFIXED-Philips-MP5 |  |  |  |  | MONITORCARDIACFIXED-Philips-MP5 | Philips | [5 empty] | Finished from Script 3/27/2020 12:11:52pm (Central) | MCH-A | Covered PM Repair - Biomedical | MHHS-Southwest | [8 empty] | MONITORCARDIACFIXED | Monitor, Cardiac, Fixed | Philips
NO | YES |  |  |  | 013-37076 | 013-37076 | Philips Medical Systems Cardiac and Monitoring Syste | INTELLIVUE MP5 |  | DE53795909 | SW-Neuorology | MHHS-Southwest |  |  |  | 013-37076 | 013-37076 | Southwest | MHHS-Southwest | SW-Neuorology | 7th Floor - A Wing Equipment Room | 12/1/18 |  | 12/1/19 |  | MONITORS, PHYSIOLOGIC, VITAL SIGNS | Monitor, Cardiac, Fixed | MONITORCARDIACFIXED-Philips-MP5 |  |  |  |  | MONITORCARDIACFIXED-Philips-MP5 | Philips |  |  |  |  | 3/5/18 |  | MCH-A | Covered PM Repair - Biomedical | MHHS-Southwest | [8 empty] | MONITORCARDIACFIXED | Monitor, Cardiac, Fixed | Philips
NO | YES |  |  |  | 129-31152 | 129-31152 | Philips Medical Systems Cardiac and Monitoring Syste | INTELLIVUE MP5 |  | DE656C0304 | Sugar Land-Day Surgery | MHHS-Sugarland |  |  |  | 129-31152 | 129-31152 | Sugar Land | MHHS-Sugarland | Sugar Land-Day Surgery | Day Surgery | 3/1/19 |  | 3/1/20 |  | MONITORS, PHYSIOLOGIC, VITAL SIGNS | Monitor, Cardiac, Fixed | MONITORCARDIACFIXED-Philips-MP5 |  |  |  |  | MONITORCARDIACFIXED-Philips-MP5 | Philips |  |  |  |  | 12/31/19 |  | MCH-A | No Coverage Specified | MHHS-Sugarland | [8 empty] | MONITORCARDIACFIXED | Monitor, Cardiac, Fixed | Philips
NO | YES | Asset Tag 129-31153 |  |  | 129-31153 | 129-31153 | Philips Medical Systems Cardiac and Monitoring Syste | INTELLIVUE MP5 |  | DE656C0301 | Sugar Land-Day Surgery | MHHS-Sugarland |  |  |  | 129-31153 | 129-31153 | Sugar Land | MHHS-Sugarland | Sugar Land-Day Surgery |  | 3/27/19 |  |  |  | MONITORS, PHYSIOLOGIC, VITAL SIGNS | Monitor, Cardiac, Fixed | MONITORCARDIACFIXED-Philips-MP5 |  |  |  |  | MONITORCARDIACFIXED-Philips-MP5 | Philips | [5 empty] | Finished from Script 3/27/2020 12:11:52pm (Central) | MCH-A | Not Covered Vendor Only - Lab Ana/Anes | MHHS-Sugarland | [8 empty] | MONITORCARDIACFIXED | Monitor, Cardiac, Fixed | Philips
NO | YES |  |  |  | 129-31154 | 129-31154 | Philips Medical Systems Cardiac and Monitoring Syste | INTELLIVUE MP5 |  | DE656C0303 | Sugar Land-OR | MHHS-Sugarland |  |  |  | 129-31154 | 129-31154 | Sugar Land | MHHS-Sugarland | Sugar Land-OR | Day Stay Bed 9 | 3/1/19 |  |  |  | MONITORS, PHYSIOLOGIC, VITAL SIGNS | Monitor, Cardiac, Fixed | MONITORCARDIACFIXED-Philips-MP5 |  |  |  |  | MONITORCARDIACFIXED-Philips-MP5 | Philips | [6 empty] | MCH-A | Not Covered Vendor Only - Lab Ana/Anes | MHHS-Sugarland | [8 empty] | MONITORCARDIACFIXED | Monitor, Cardiac, Fixed | Philips
NO | YES |  |  |  | 129-31155 | 129-31155 | Philips Medical Systems Cardiac and Monitoring Syste | INTELLIVUE MP5 |  | DE656C0360 | Sugar Land-Day Surgery | MHHS-Sugarland |  |  |  | 129-31155 | 129-31155 | Sugar Land | MHHS-Sugarland | Sugar Land-Day Surgery | Day Surgery | 3/1/19 |  | 3/1/20 |  | MONITORS, PHYSIOLOGIC, VITAL SIGNS | Monitor, Cardiac, Fixed | MONITORCARDIACFIXED-Philips-MP5 |  |  |  |  | MONITORCARDIACFIXED-Philips-MP5 | Philips | [6 empty] | MCH-A | Covered PM Repair Labor Only - Biomedica | MHHS-Sugarland | [8 empty] | MONITORCARDIACFIXED | Monitor, Cardiac, Fixed | Philips
NO | YES |  |  |  | 129-31156 | 129-31156 | Philips Medical Systems Cardiac and Monitoring Syste | INTELLIVUE MP5 |  | DE656C0329 | Sugar Land-Day Surgery | MHHS-Sugarland |  |  |  | 129-31156 | 129-31156 | Sugar Land | MHHS-Sugarland | Sugar Land-Day Surgery | Pacu nurses station | 3/1/19 |  | 3/1/20 |  | MONITORS, PHYSIOLOGIC, VITAL SIGNS | Monitor, Cardiac, Fixed | MONITORCARDIACFIXED-Philips-MP5 |  |  |  |  | MONITORCARDIACFIXED-Philips-MP5 | Philips | [6 empty] | MCH-A | Not Covered Vendor Only - Lab Ana/Anes | MHHS-Sugarland | [8 empty] | MONITORCARDIACFIXED | Monitor, Cardiac, Fixed | Philips
NO | YES |  |  |  | 129-31157 | 129-31157 | Philips Medical Systems Cardiac and Monitoring Syste | INTELLIVUE MP5 |  | DE656C0296 | Sugar Land-OR | MHHS-Sugarland |  |  |  | 129-31157 | 129-31157 | Sugar Land | MHHS-Sugarland | Sugar Land-OR | Day Stay Bed 5 | 3/1/19 |  |  |  | MONITORS, PHYSIOLOGIC, VITAL SIGNS | Monitor, Cardiac, Fixed | MONITORCARDIACFIXED-Philips-MP5 |  |  |  |  | MONITORCARDIACFIXED-Philips-MP5 | Philips | [6 empty] | MCH-A | Not Covered Vendor Only - Lab Ana/Anes | MHHS-Sugarland | [8 empty] | MONITORCARDIACFIXED | Monitor, Cardiac, Fixed | Philips
NO | YES |  |  |  | 129-31158 | 129-31158 | Philips Medical Systems Cardiac and Monitoring Syste | INTELLIVUE MP5 |  | DE656C0298 | Sugar Land-OR | MHHS-Sugarland |  |  |  | 129-31158 | 129-31158 | Sugar Land | MHHS-Sugarland | Sugar Land-OR | Day Stay Bed 6 | 3/1/19 |  |  |  | MONITORS, PHYSIOLOGIC, VITAL SIGNS | Monitor, Cardiac, Fixed | MONITORCARDIACFIXED-Philips-MP5 |  |  |  |  | MONITORCARDIACFIXED-Philips-MP5 | Philips | [6 empty] | MCH-A | Covered PM Repair - Lab Analyzers/Anesth | MHHS-Sugarland | [8 empty] | MONITORCARDIACFIXED | Monitor, Cardiac, Fixed | Philips
NO | YES |  |  |  | 129-31159 | 129-31159 | Philips Medical Systems Cardiac and Monitoring Syste | INTELLIVUE MP5 |  | DE656C0323 | Sugar Land-OR | MHHS-Sugarland |  |  |  | 129-31159 | 129-31159 | Sugar Land | MHHS-Sugarland | Sugar Land-OR | Day Stay Bed 4 | 3/1/19 |  |  | Break in case at top, see pic | MONITORS, PHYSIOLOGIC, VITAL SIGNS | Monitor, Cardiac, Fixed | MONITORCARDIACFIXED-Philips-MP5 |  |  |  |  | MONITORCARDIACFIXED-Philips-MP5 | Philips | [6 empty] | MCH-A | Covered PM Repair Labor Only - Biomedica | MHHS-Sugarland | [8 empty] | MONITORCARDIACFIXED | Monitor, Cardiac, Fixed | Philips
NO | YES |  |  |  | 129-31160 | 129-31160 | Philips Medical Systems Cardiac and Monitoring Syste | INTELLIVUE MP5 |  | DE656C0300 | Sugar Land-OR | MHHS-Sugarland |  |  |  | 129-31160 | 129-31160 | Sugar Land | MHHS-Sugarland | Sugar Land-OR | Day Stay Bed 8 | 3/1/19 |  |  | Slight crack on case | MONITORS, PHYSIOLOGIC, VITAL SIGNS | Monitor, Cardiac, Fixed | MONITORCARDIACFIXED-Philips-MP5 |  |  |  |  | MONITORCARDIACFIXED-Philips-MP5 | Philips |  |  |  |  | 12/1/22 |  | MCH-A | Not Covered Vendor Only - Lab Ana/Anes | MHHS-Sugarland | [8 empty] | MONITORCARDIACFIXED | Monitor, Cardiac, Fixed | Philips
NO | YES |  |  |  | 129-31161 | 129-31161 | Philips Medical Systems Cardiac and Monitoring Syste | INTELLIVUE MP5 |  | DE656C0295 | Sugar Land-OR | MHHS-Sugarland |  |  |  | 129-31161 | 129-31161 | Sugar Land | MHHS-Sugarland | Sugar Land-OR | Day Stay Bed 7 | 3/1/19 | 3/1/20 |  |  | MONITORS, PHYSIOLOGIC, VITAL SIGNS | Monitor, Cardiac, Fixed | MONITORCARDIACFIXED-Philips-MP5 |  |  |  |  | MONITORCARDIACFIXED-Philips-MP5 | Philips | [6 empty] | MCH-A | Not Covered Vendor Only - Lab Ana/Anes | MHHS-Sugarland | [8 empty] | MONITORCARDIACFIXED | Monitor, Cardiac, Fixed | Philips
NO | YES |  |  |  | 129-31162 | 129-31162 | Philips Medical Systems Cardiac and Monitoring Syste | INTELLIVUE MP5 |  | DE656C0306 | Sugar Land-Day Surgery | MHHS-Sugarland |  |  |  | 129-31162 | 129-31162 | Sugar Land | MHHS-Sugarland | Sugar Land-Day Surgery | Day Surgery | 3/1/19 |  | 3/1/20 |  | MONITORS, PHYSIOLOGIC, VITAL SIGNS | Monitor, Cardiac, Fixed | MONITORCARDIACFIXED-Philips-MP5 |  |  |  |  | MONITORCARDIACFIXED-Philips-MP5 | Philips | [6 empty] | MCH-A | Covered PM Repair Labor Only - Biomedica | MHHS-Sugarland | [8 empty] | MONITORCARDIACFIXED | Monitor, Cardiac, Fixed | Philips
NO | YES |  |  |  | 129-31163 | 129-31163 | Philips Medical Systems Cardiac and Monitoring Syste | INTELLIVUE MP5 |  | DE656C0325 | Sugar Land-Day Surgery | MHHS-Sugarland |  |  |  | 129-31163 | 129-31163 | Sugar Land | MHHS-Sugarland | Sugar Land-Day Surgery | Day Surgery | 3/1/19 |  | 3/1/20 |  | MONITORS, PHYSIOLOGIC, VITAL SIGNS | Monitor, Cardiac, Fixed | MONITORCARDIACFIXED-Philips-MP5 |  |  |  |  | MONITORCARDIACFIXED-Philips-MP5 | Philips | [6 empty] | MCH-A | Not Covered Vendor Only - Lab Ana/Anes | MHHS-Sugarland | [8 empty] | MONITORCARDIACFIXED | Monitor, Cardiac, Fixed | Philips
NO | YES |  |  |  | 129-06990 | 129-06990 | Philips Medical Systems Cardiac and Monitoring Syste | INTELLIVUE MP5 |  | DE580A1069 | Sugar Land-Endoscopy | MHHS-Sugarland |  |  |  | 129-06990 | 129-06990 | Sugar Land | MHHS-Sugarland | Sugar Land-Endoscopy |  | 12/1/18 | 12/1/19 |  |  | MONITORS, PHYSIOLOGIC, VITAL SIGNS | Monitor, Cardiac, Fixed | MONITORCARDIACFIXED-Philips-MP5 |  |  |  |  | MONITORCARDIACFIXED-Philips-MP5 | Philips |  |  |  |  | 6/21/19 |  | MCH-A | Not Covered Vendor Only - Lab Ana/Anes | MHHS-Sugarland | [8 empty] | MONITORCARDIACFIXED | Monitor, Cardiac, Fixed | Philips
NO | YES |  |  |  | 129-02457 | 129-02457 | Philips Medical Systems Cardiac and Monitoring Syste | INTELLIVUE MP5 |  | DE44032173 | SUGAR LAND - ER | MHHS-Sugarland |  |  |  | 129-02457 | 129-02457 | Sugar Land | Memorial Hermann Sugar Land Hospital | SUGAR LAND - ER | ER | 10/1/19 |  | 10/1/20 |  | MONITORS, PHYSIOLOGIC, VITAL SIGNS | Monitor, Cardiac, Fixed | MONITORCARDIACFIXED-Philips-MP5 |  |  |  |  | MONITORCARDIACFIXED-Philips-MP5 | Philips | [6 empty] | MCH-A | Covered PM Repair - Biomedical | MHHS-Sugarland | [8 empty] | MONITORCARDIACFIXED | Monitor, Cardiac, Fixed | Philips
NO | YES |  |  |  | 129-05940 | 129-05940 | Philips Medical Systems Cardiac and Monitoring Syste | INTELLIVUE MP5 |  | DE50188679 | SUGAR LAND - RADIOLOGY | MHHS-Sugarland |  |  |  | 129-05940 | 129-05940 | Sugar Land |  | SUGAR LAND - RADIOLOGY | Patient hoding |  |  |  |  | MONITORS, PHYSIOLOGIC, VITAL SIGNS |  | MONITORCARDIACFIXED-Philips-MP5 |  |  |  |  | MONITORCARDIACFIXED-Philips-MP5 | Philips | [7 empty] | Covered PM Repair - Biomedical | MHHS-Sugarland
NO | YES |  |  |  | 077-09194 | 077-09194 | Philips Medical Systems Cardiac and Monitoring Syste | INTELLIVUE MP5 |  | DE21054802 | TMC-Children's-CSC (9Hp) | MHHS-TMC |  |  |  | 077-09194 | 077-09194 | TMC | MHHS-TMC | TMC-Children's-CSC (9Hp) |  | 4/11/19 |  |  |  | MONITORS, PHYSIOLOGIC, VITAL SIGNS |  | MONITORCARDIACFIXED-Philips-MP5 |  |  |  |  | MONITORCARDIACFIXED-Philips-MP5 | Philips |  |  |  |  | 1/1/17 | Verified 3/29/2020 11:26:am (Central) |  | Covered PM Repair - Biomedical | MHHS-TMC
YES | YES |  |  |  | 013-37443 | 013-37443 | Philips Medical Systems Cardiac and Monitoring Syste | INTELLIVUE MP5 |  | DE53796969 | SW - ER |  |  |  |  | 013-37443 | 013-37443 | Southwest | Memorial Hermann Southwest Hospital Emergency Center | SW - ER | EMS Triage Hallway | [6 empty] | MONITORCARDIACFIXED-Philips-MP5
NO | YES |  |  |  | 099-13124 | 099-13124 | Philips Medical Systems Cardiac and Monitoring Syste | INTELLIVUE MP5 |  | DE53796951 | SW-ER |  |  |  |  | 099-13124 | 099-13124 | Southwest | MHHS-Southwest | SW-ER | Pod-C 42
NO | YES |  |  |  | 013-36989 | 013-36989 | Philips Medical Systems Cardiac and Monitoring Syste | INTELLIVUE MP5 |  | DE53796981 | SW - ER |  |  |  |  | 013-36989 | 013-36989 | Southwest | Memorial Hermann Southwest | SW - ER | SW - ER
NO | NO |  |  |  | 041-19851 |  | Philips Medical Systems Cardiac and Monitoring Syste | INTELLIVUE MP5 |  | DE53797578 | CY - ER | MHHS-Cypress |  |  |  | 041-19851 |  | Northwest & Cypress |  | CY - ER | [5 empty] | MONITORS, PHYSIOLOGIC, VITAL SIGNS |  | MONITORCARDIACFIXED-Philips-MP5 |  |  |  |  | MONITORCARDIACFIXED-Philips-MP5 | Philips | [7 empty] | Covered PM Repair - Biomedical | MHHS-Cypress
NO | NO |  |  |  | 151-02318 |  | Philips Medical Systems Cardiac and Monitoring Syste | INTELLIVUE MP5 |  | DE53797575 | CY - ER | MHHS-Cypress |  |  |  | 151-02318 |  | Northwest & Cypress |  | CY - ER | [5 empty] | MONITORS, PHYSIOLOGIC, VITAL SIGNS |  | MONITORCARDIACFIXED-Philips-MP5 |  |  |  |  | MONITORCARDIACFIXED-Philips-MP5 | Philips | [7 empty] | Covered PM Repair - Biomedical | MHHS-Cypress
NO | NO |  |  |  | DE21002602 |  | Philips Medical Systems Cardiac and Monitoring Syste | INTELLIVUE MP5 |  | DE21002602 | CY - Pacific Medical Temporary Philips Loaners | MHHS-Cypress |  |  |  | DE21002602 |  | Northwest & Cypress |  | CY - Pacific Medical Temporary Philips Loaners | [5 empty] | MONITORS, PHYSIOLOGIC, VITAL SIGNS |  | MONITORCARDIACFIXED-Philips-MP5 |  |  |  |  | MONITORCARDIACFIXED-Philips-MP5 | Philips | [7 empty] | Not Covered Vendor Only - Rad, Low End | MHHS-Cypress
NO | NO |  |  |  | DE21061321 |  | Philips Medical Systems Cardiac and Monitoring Syste | INTELLIVUE MP5 |  | DE21061321 | CY - Pacific Medical Temporary Philips Loaners | MHHS-Cypress |  |  |  | DE21061321 |  | Northwest & Cypress |  | CY - Pacific Medical Temporary Philips Loaners | [5 empty] | MONITORS, PHYSIOLOGIC, VITAL SIGNS |  | MONITORCARDIACFIXED-Philips-MP5 |  |  |  |  | MONITORCARDIACFIXED-Philips-MP5 | Philips | [7 empty] | Covered PM Repair - Biomedical | MHHS-Cypress
NO | NO |  |  |  | DE70404362 |  | Philips Medical Systems Cardiac and Monitoring Syste | INTELLIVUE MP5 |  | DE70404362 | CY - Pacific Medical Temporary Philips Loaners | MHHS-Cypress |  |  |  | DE70404362 |  | Northwest & Cypress |  | CY - Pacific Medical Temporary Philips Loaners | [5 empty] | MONITORS, PHYSIOLOGIC, VITAL SIGNS |  | MONITORCARDIACFIXED-Philips-MP5 |  |  |  |  | MONITORCARDIACFIXED-Philips-MP5 | Philips | [7 empty] | Covered PM Repair - Biomedical | MHHS-Cypress
NO | NO |  |  |  | DE91317562 |  | Philips Medical Systems Cardiac and Monitoring Syste | INTELLIVUE MP5 |  | DE91317562 | CY - Pacific Medical Temporary Philips Loaners | MHHS-Cypress |  |  |  | DE91317562 |  | Northwest & Cypress |  | CY - Pacific Medical Temporary Philips Loaners | [5 empty] | MONITORS, PHYSIOLOGIC, VITAL SIGNS |  | MONITORCARDIACFIXED-Philips-MP5 |  |  |  |  | MONITORCARDIACFIXED-Philips-MP5 | Philips | [7 empty] | Covered PM Repair - Biomedical | MHHS-Cypress
NO | NO |  |  |  | DE91317563 |  | Philips Medical Systems Cardiac and Monitoring Syste | INTELLIVUE MP5 |  | DE91317563 | CY - Pacific Medical Temporary Philips Loaners | MHHS-Cypress |  |  |  | DE91317563 |  | Northwest & Cypress |  | CY - Pacific Medical Temporary Philips Loaners | [5 empty] | MONITORS, PHYSIOLOGIC, VITAL SIGNS |  | MONITORCARDIACFIXED-Philips-MP5 |  |  |  |  | MONITORCARDIACFIXED-Philips-MP5 | Philips | [7 empty] | Covered PM Repair - Biomedical | MHHS-Cypress
NO | NO |  |  |  | DE91317564 |  | Philips Medical Systems Cardiac and Monitoring Syste | INTELLIVUE MP5 |  | DE91317564 | CY - Pacific Medical Temporary Philips Loaners | MHHS-Cypress |  |  |  | DE91317564 |  | Northwest & Cypress |  | CY - Pacific Medical Temporary Philips Loaners | [5 empty] | MONITORS, PHYSIOLOGIC, VITAL SIGNS |  | MONITORCARDIACFIXED-Philips-MP5 |  |  |  |  | MONITORCARDIACFIXED-Philips-MP5 | Philips | [7 empty] | Covered PM Repair - Biomedical | MHHS-Cypress
NO | NO |  |  |  | DE91317567 |  | Philips Medical Systems Cardiac and Monitoring Syste | INTELLIVUE MP5 |  | DE91317567 | CY - Pacific Medical Temporary Philips Loaners | MHHS-Cypress |  |  |  | DE91317567 |  | Northwest & Cypress |  | CY - Pacific Medical Temporary Philips Loaners | [5 empty] | MONITORS, PHYSIOLOGIC, VITAL SIGNS |  | MONITORCARDIACFIXED-Philips-MP5 |  |  |  |  | MONITORCARDIACFIXED-Philips-MP5 | Philips | [7 empty] | Covered PM Repair - Biomedical | MHHS-Cypress
NO | NO |  |  |  | DE91317568 |  | Philips Medical Systems Cardiac and Monitoring Syste | INTELLIVUE MP5 |  | DE91317568 | CY - Pacific Medical Temporary Philips Loaners | MHHS-Cypress |  |  |  | DE91317568 |  | Northwest & Cypress |  | CY - Pacific Medical Temporary Philips Loaners | [5 empty] | MONITORS, PHYSIOLOGIC, VITAL SIGNS |  | MONITORCARDIACFIXED-Philips-MP5 |  |  |  |  | MONITORCARDIACFIXED-Philips-MP5 | Philips | [7 empty] | Covered PM Repair - Biomedical | MHHS-Cypress
NO | NO |  |  |  | DE91317568 |  | Philips Medical Systems Cardiac and Monitoring Syste | INTELLIVUE MP5 |  | DE91317568 | CY - Pacific Medical Temporary Philips Loaners | MHHS-Cypress |  |  |  | DE91317568 |  | Northwest & Cypress |  | CY - Pacific Medical Temporary Philips Loaners | [5 empty] | MONITORS, PHYSIOLOGIC, VITAL SIGNS |  | MONITORCARDIACFIXED-Philips-MP5 |  |  |  |  | MONITORCARDIACFIXED-Philips-MP5 | Philips | [7 empty] | Covered PM Repair - Biomedical | MHHS-Cypress
NO | NO |  |  |  | DE91317571 |  | Philips Medical Systems Cardiac and Monitoring Syste | INTELLIVUE MP5 |  | DE91317571 | CY - Pacific Medical Temporary Philips Loaners | MHHS-Cypress |  |  |  | DE91317571 |  | Northwest & Cypress |  | CY - Pacific Medical Temporary Philips Loaners | [5 empty] | MONITORS, PHYSIOLOGIC, VITAL SIGNS |  | MONITORCARDIACFIXED-Philips-MP5 |  |  |  |  | MONITORCARDIACFIXED-Philips-MP5 | Philips | [7 empty] | Covered PM Repair - Biomedical | MHHS-Cypress
NO | NO |  |  |  | DE91318256 |  | Philips Medical Systems Cardiac and Monitoring Syste | INTELLIVUE MP5 |  | DE91318256 | CY - Pacific Medical Temporary Philips Loaners | MHHS-Cypress |  |  |  | DE91318256 |  | Northwest & Cypress |  | CY - Pacific Medical Temporary Philips Loaners | [5 empty] | MONITORS, PHYSIOLOGIC, VITAL SIGNS |  | MONITORCARDIACFIXED-Philips-MP5 |  |  |  |  | MONITORCARDIACFIXED-Philips-MP5 | Philips | [7 empty] | Covered PM Repair - Biomedical | MHHS-Cypress
NO | NO |  |  |  | DE91323047 |  | Philips Medical Systems Cardiac and Monitoring Syste | INTELLIVUE MP5 |  | DE91323047 | CY - Pacific Medical Temporary Philips Loaners | MHHS-Cypress |  |  |  | DE91323047 |  | Northwest & Cypress |  | CY - Pacific Medical Temporary Philips Loaners | [5 empty] | MONITORS, PHYSIOLOGIC, VITAL SIGNS |  | MONITORCARDIACFIXED-Philips-MP5 |  |  |  |  | MONITORCARDIACFIXED-Philips-MP5 | Philips | [7 empty] | Covered PM Repair - Biomedical | MHHS-Cypress
NO | NO |  |  |  | 151-02188 |  | Philips Medical Systems Cardiac and Monitoring Syste | INTELLIVUE MP5 |  | DE580A5321 | CY - POST PARTUM | MHHS-Cypress |  |  |  | 151-02188 |  | Northwest & Cypress |  | CY - POST PARTUM | [5 empty] | MONITORS, PHYSIOLOGIC, VITAL SIGNS |  | MONITORCARDIACFIXED-Philips-MP5 |  |  |  |  | MONITORCARDIACFIXED-Philips-MP5 | Philips | [7 empty] | Covered PM Repair - Biomedical | MHHS-Cypress
NO | NO |  |  |  | 151-01150 |  | Philips Medical Systems Cardiac and Monitoring Syste | INTELLIVUE MP5 |  | DE580A5032 | CY - PREOP | MHHS-Cypress |  |  |  | 151-01150 |  | Northwest & Cypress |  | CY - PREOP | [5 empty] | MONITORS, PHYSIOLOGIC, VITAL SIGNS |  | MONITORCARDIACFIXED-Philips-MP5 |  |  |  |  | MONITORCARDIACFIXED-Philips-MP5 | Philips | [7 empty] | Covered PM Repair - Biomedical | MHHS-Cypress
NO | NO |  |  |  | 151-01151 |  | Philips Medical Systems Cardiac and Monitoring Syste | INTELLIVUE MP5 |  | DE580A5014 | CY - PREOP | MHHS-Cypress |  |  |  | 151-01151 |  | Northwest & Cypress |  | CY - PREOP | [5 empty] | MONITORS, PHYSIOLOGIC, VITAL SIGNS |  | MONITORCARDIACFIXED-Philips-MP5 |  |  |  |  | MONITORCARDIACFIXED-Philips-MP5 | Philips | [7 empty] | Covered PM Repair - Biomedical | MHHS-Cypress
NO | NO |  |  |  | 151-01152 |  | Philips Medical Systems Cardiac and Monitoring Syste | INTELLIVUE MP5 |  | DE580A5067 | CY - PREOP | MHHS-Cypress |  |  |  | 151-01152 |  | Northwest & Cypress |  | CY - PREOP | [5 empty] | MONITORS, PHYSIOLOGIC, VITAL SIGNS |  | MONITORCARDIACFIXED-Philips-MP5 |  |  |  |  | MONITORCARDIACFIXED-Philips-MP5 | Philips | [7 empty] | Covered PM Repair - Biomedical | MHHS-Cypress
NO | NO |  |  |  | 151-01153 |  | Philips Medical Systems Cardiac and Monitoring Syste | INTELLIVUE MP5 |  | DE580A4985 | CY - PREOP | MHHS-Cypress |  |  |  | 151-01153 |  | Northwest & Cypress |  | CY - PREOP | [5 empty] | MONITORS, PHYSIOLOGIC, VITAL SIGNS |  | MONITORCARDIACFIXED-Philips-MP5 |  |  |  |  | MONITORCARDIACFIXED-Philips-MP5 | Philips | [7 empty] | Covered PM Repair - Biomedical | MHHS-Cypress
NO | NO |  |  |  | 151-01154 |  | Philips Medical Systems Cardiac and Monitoring Syste | INTELLIVUE MP5 |  | DE580A4933 | CY - PREOP | MHHS-Cypress |  |  |  | 151-01154 |  | Northwest & Cypress |  | CY - PREOP | [5 empty] | MONITORS, PHYSIOLOGIC, VITAL SIGNS |  | MONITORCARDIACFIXED-Philips-MP5 |  |  |  |  | MONITORCARDIACFIXED-Philips-MP5 | Philips | [7 empty] | Covered PM Repair - Biomedical | MHHS-Cypress
NO | NO |  |  |  | 151-01155 |  | Philips Medical Systems Cardiac and Monitoring Syste | INTELLIVUE MP5 |  | DE580A4991 | CY - PREOP | MHHS-Cypress |  |  |  | 151-01155 |  | Northwest & Cypress |  | CY - PREOP | [5 empty] | MONITORS, PHYSIOLOGIC, VITAL SIGNS |  | MONITORCARDIACFIXED-Philips-MP5 |  |  |  |  | MONITORCARDIACFIXED-Philips-MP5 | Philips | [7 empty] | Covered PM Repair - Biomedical | MHHS-Cypress
NO | NO |  |  |  | 151-01156 |  | Philips Medical Systems Cardiac and Monitoring Syste | INTELLIVUE MP5 |  | DE580A5049 | CY - PREOP | MHHS-Cypress |  |  |  | 151-01156 |  | Northwest & Cypress |  | CY - PREOP | [5 empty] | MONITORS, PHYSIOLOGIC, VITAL SIGNS |  | MONITORCARDIACFIXED-Philips-MP5 |  |  |  |  | MONITORCARDIACFIXED-Philips-MP5 | Philips | [7 empty] | Not Covered Vendor Only - Lab Ana/Anes | MHHS-Cypress
NO | NO |  |  |  | 151-01157 |  | Philips Medical Systems Cardiac and Monitoring Syste | INTELLIVUE MP5 |  | DE580A5051 | CY - PREOP | MHHS-Cypress |  |  |  | 151-01157 |  | Northwest & Cypress |  | CY - PREOP | [5 empty] | MONITORS, PHYSIOLOGIC, VITAL SIGNS |  | MONITORCARDIACFIXED-Philips-MP5 |  |  |  |  | MONITORCARDIACFIXED-Philips-MP5 | Philips | [7 empty] | Not Covered Vendor Only - Lab Ana/Anes | MHHS-Cypress
NO | NO |  |  |  | 151-01158 |  | Philips Medical Systems Cardiac and Monitoring Syste | INTELLIVUE MP5 |  | DE580A5035 | CY - PREOP | MHHS-Cypress |  |  |  | 151-01158 |  | Northwest & Cypress |  | CY - PREOP | [5 empty] | MONITORS, PHYSIOLOGIC, VITAL SIGNS |  | MONITORCARDIACFIXED-Philips-MP5 |  |  |  |  | MONITORCARDIACFIXED-Philips-MP5 | Philips | [7 empty] | Covered PM Repair - Biomedical | MHHS-Cypress
NO | NO |  |  |  | 151-01159 |  | Philips Medical Systems Cardiac and Monitoring Syste | INTELLIVUE MP5 |  | DE580A5033 | CY - PREOP | MHHS-Cypress |  |  |  | 151-01159 |  | Northwest & Cypress |  | CY - PREOP | [5 empty] | MONITORS, PHYSIOLOGIC, VITAL SIGNS |  | MONITORCARDIACFIXED-Philips-MP5 |  |  |  |  | MONITORCARDIACFIXED-Philips-MP5 | Philips | [7 empty] | Covered PM Repair - Biomedical | MHHS-Cypress
NO | NO |  |  |  | 009-09108 |  | Philips Medical Systems Cardiac and Monitoring Syste | INTELLIVUE MP5 |  | DE21069352 | GH - CATH LAB | MHHS-Greater Heights |  |  |  | 009-09108 |  | Central & Greater Heights |  | GH - CATH LAB | [5 empty] | MONITORS, PHYSIOLOGIC, VITAL SIGNS |  | MONITORCARDIACFIXED-Philips-MP5 |  |  |  |  | MONITORCARDIACFIXED-Philips-MP5 | Philips | [7 empty] | Covered PM Repair - Biomedical | MHHS-Greater Heights
NO | NO |  |  |  | 009-08410 |  | Philips Medical Systems Cardiac and Monitoring Syste | INTELLIVUE MP5 |  | DE21065334 | GH - ER | MHHS-Greater Heights |  |  |  | 009-08410 |  | Central & Greater Heights |  | GH - ER | [5 empty] | MONITORS, PHYSIOLOGIC, VITAL SIGNS |  | MONITORCARDIACFIXED-Philips-MP5 |  |  |  |  | MONITORCARDIACFIXED-Philips-MP5 | Philips | [7 empty] | Covered PM Repair - Biomedical | MHHS-Greater Heights
NO | NO |  |  |  | 009-08411 |  | Philips Medical Systems Cardiac and Monitoring Syste | INTELLIVUE MP5 |  | DE21065356 | GH - ER | MHHS-Greater Heights |  |  |  | 009-08411 |  | Central & Greater Heights |  | GH - ER | [5 empty] | MONITORS, PHYSIOLOGIC, VITAL SIGNS |  | MONITORCARDIACFIXED-Philips-MP5 |  |  |  |  | MONITORCARDIACFIXED-Philips-MP5 | Philips | [7 empty] | Covered PM Repair - Biomedical | MHHS-Greater Heights
NO | NO |  |  |  | 009-08412 |  | Philips Medical Systems Cardiac and Monitoring Syste | INTELLIVUE MP5 |  | DE21065330 | GH - ER | MHHS-Greater Heights |  |  |  | 009-08412 |  | Central & Greater Heights |  | GH - ER | [5 empty] | MONITORS, PHYSIOLOGIC, VITAL SIGNS |  | MONITORCARDIACFIXED-Philips-MP5 |  |  |  |  | MONITORCARDIACFIXED-Philips-MP5 | Philips | [7 empty] | Covered PM Repair - Biomedical | MHHS-Greater Heights
NO | NO |  |  |  | 009-08413 |  | Philips Medical Systems Cardiac and Monitoring Syste | INTELLIVUE MP5 |  | DE21065327 | GH - ER | MHHS-Greater Heights |  |  |  | 009-08413 |  | Central & Greater Heights |  | GH - ER | [5 empty] | MONITORS, PHYSIOLOGIC, VITAL SIGNS |  | MONITORCARDIACFIXED-Philips-MP5 |  |  |  |  | MONITORCARDIACFIXED-Philips-MP5 | Philips | [7 empty] | Covered PM Repair - Biomedical | MHHS-Greater Heights
NO | NO |  |  |  | 009-08415 |  | Philips Medical Systems Cardiac and Monitoring Syste | INTELLIVUE MP5 |  | DE21065329 | GH - ER | MHHS-Greater Heights |  |  |  | 009-08415 |  | Central & Greater Heights |  | GH - ER | [5 empty] | MONITORS, PHYSIOLOGIC, VITAL SIGNS |  | MONITORCARDIACFIXED-Philips-MP5 |  |  |  |  | MONITORCARDIACFIXED-Philips-MP5 | Philips | [7 empty] | Covered PM Repair - Biomedical | MHHS-Greater Heights
NO | NO |  |  |  | 009-09714 |  | Philips Medical Systems Cardiac and Monitoring Syste | INTELLIVUE MP5 |  | DE42481229 | GH - IMU | MHHS-Greater Heights |  |  |  | 009-09714 |  | Central & Greater Heights |  | GH - IMU | [5 empty] | MONITORS, PHYSIOLOGIC, VITAL SIGNS |  | MONITORCARDIACFIXED-Philips-MP5 |  |  |  |  | MONITORCARDIACFIXED-Philips-MP5 | Philips | [7 empty] | Not Covered Vendor Only - Rad, Low End | MHHS-Greater Heights
NO | NO |  |  |  | 009-09715 |  | Philips Medical Systems Cardiac and Monitoring Syste | INTELLIVUE MP5 |  | DE42481230 | GH - IMU | MHHS-Greater Heights |  |  |  | 009-09715 |  | Central & Greater Heights |  | GH - IMU | [5 empty] | MONITORS, PHYSIOLOGIC, VITAL SIGNS |  | MONITORCARDIACFIXED-Philips-MP5 |  |  |  |  | MONITORCARDIACFIXED-Philips-MP5 | Philips | [7 empty] | Covered PM Repair - Biomedical | MHHS-Greater Heights
NO | NO | [5 empty] | Philips Medical Systems Cardiac and Monitoring Syste | INTELLIVUE MP5 |  | DE91321951 | GH - IMU | MHHS-Greater Heights | [5 empty] | Central & Greater Heights |  | GH - IMU | [5 empty] | MONITORS, PHYSIOLOGIC, VITAL SIGNS |  | MONITORCARDIACFIXED-Philips-MP5 |  |  |  |  | MONITORCARDIACFIXED-Philips-MP5 | Philips | [7 empty] | Covered PM Repair - Biomedical | MHHS-Greater Heights
NO | NO | [5 empty] | Philips Medical Systems Cardiac and Monitoring Syste | INTELLIVUE MP5 |  | DE91321949 | GH - IMU | MHHS-Greater Heights | [5 empty] | Central & Greater Heights |  | GH - IMU | [5 empty] | MONITORS, PHYSIOLOGIC, VITAL SIGNS |  | MONITORCARDIACFIXED-Philips-MP5 |  |  |  |  | MONITORCARDIACFIXED-Philips-MP5 | Philips | [7 empty] | Covered PM Repair - Biomedical | MHHS-Greater Heights
NO | NO | [5 empty] | Philips Medical Systems Cardiac and Monitoring Syste | INTELLIVUE MP5 |  | DE91321946 | GH - IMU | MHHS-Greater Heights | [5 empty] | Central & Greater Heights |  | GH - IMU | [5 empty] | MONITORS, PHYSIOLOGIC, VITAL SIGNS |  | MONITORCARDIACFIXED-Philips-MP5 |  |  |  |  | MONITORCARDIACFIXED-Philips-MP5 | Philips | [7 empty] | Covered PM Repair - Biomedical | MHHS-Greater Heights
NO | NO | [5 empty] | Philips Medical Systems Cardiac and Monitoring Syste | INTELLIVUE MP5 |  | DE91321948 | GH - IMU | MHHS-Greater Heights | [5 empty] | Central & Greater Heights |  | GH - IMU | [5 empty] | MONITORS, PHYSIOLOGIC, VITAL SIGNS |  | MONITORCARDIACFIXED-Philips-MP5 |  |  |  |  | MONITORCARDIACFIXED-Philips-MP5 | Philips | [7 empty] | Covered PM Repair - Biomedical | MHHS-Greater Heights
NO | NO | [5 empty] | Philips Medical Systems Cardiac and Monitoring Syste | INTELLIVUE MP5 |  | DE91321953 | GH - IMU | MHHS-Greater Heights | [5 empty] | Central & Greater Heights |  | GH - IMU | [5 empty] | MONITORS, PHYSIOLOGIC, VITAL SIGNS |  | MONITORCARDIACFIXED-Philips-MP5 |  |  |  |  | MONITORCARDIACFIXED-Philips-MP5 | Philips | [7 empty] | Covered PM Repair - Biomedical | MHHS-Greater Heights
NO | NO | [5 empty] | Philips Medical Systems Cardiac and Monitoring Syste | INTELLIVUE MP5 |  | DE91342830 | GH - IMU | MHHS-Greater Heights | [5 empty] | Central & Greater Heights |  | GH - IMU | [5 empty] | MONITORS, PHYSIOLOGIC, VITAL SIGNS |  | MONITORCARDIACFIXED-Philips-MP5 |  |  |  |  | MONITORCARDIACFIXED-Philips-MP5 | Philips | [7 empty] | Covered PM Repair - Biomedical | MHHS-Greater Heights
NO | NO |  |  |  | 009-10290 |  | Philips Medical Systems Cardiac and Monitoring Syste | INTELLIVUE MP5 |  | DE74808659 | GH - PACU | MHHS-Greater Heights |  |  |  | 009-10290 |  | Central & Greater Heights |  | GH - PACU | [5 empty] | MONITORS, PHYSIOLOGIC, VITAL SIGNS |  | MONITORCARDIACFIXED-Philips-MP5 |  |  |  |  | MONITORCARDIACFIXED-Philips-MP5 | Philips | [7 empty] | Covered PM Repair - Biomedical | MHHS-Greater Heights
NO | NO |  |  |  | 133-09685 |  | Philips Medical Systems Cardiac and Monitoring Syste | INTELLIVUE MP5 |  | DE53796151 | KATY - POSTPARTUM - 2W | MHHS-Katy |  |  |  | 133-09685 |  | Katy |  | KATY - POSTPARTUM - 2W | [5 empty] | MONITORS, PHYSIOLOGIC, VITAL SIGNS |  | MONITORCARDIACFIXED-Philips-MP5 |  |  |  |  | MONITORCARDIACFIXED-Philips-MP5 | Philips | [7 empty] | Covered PM Repair - Biomedical | MHHS-Katy
NO | NO |  |  |  | 133-09689 |  | Philips Medical Systems Cardiac and Monitoring Syste | INTELLIVUE MP5 |  | DE53796158 | KATY - POSTPARTUM - 2W | MHHS-Katy |  |  |  | 133-09689 |  | Katy |  | KATY - POSTPARTUM - 2W | [5 empty] | MONITORS, PHYSIOLOGIC, VITAL SIGNS |  | MONITORCARDIACFIXED-Philips-MP5 |  |  |  |  | MONITORCARDIACFIXED-Philips-MP5 | Philips | [7 empty] | Covered PM Repair - Respiratory/Steriliz | MHHS-Katy
NO | NO |  |  |  | 041-16475 |  | Philips Medical Systems Cardiac and Monitoring Syste | INTELLIVUE MP5 |  | DE91343702 | MEMORIAL CITY - MICU | MHHS-Mem City |  |  |  | 041-16475 |  | West & Memorial City |  | MEMORIAL CITY - MICU | [5 empty] | MONITORS, PHYSIOLOGIC, VITAL SIGNS |  | MONITORCARDIACFIXED-Philips-MP5 |  |  |  |  | MONITORCARDIACFIXED-Philips-MP5 | Philips | [7 empty] | Covered PM Repair - Biomedical | MHHS-Mem City
NO | NO | [5 empty] | Philips Medical Systems Cardiac and Monitoring Syste | INTELLIVUE MP5 |  | DE91343729 | MEMORIAL CITY - MICU | MHHS-Mem City | [5 empty] | West & Memorial City |  | MEMORIAL CITY - MICU | [5 empty] | MONITORS, PHYSIOLOGIC, VITAL SIGNS |  | MONITORCARDIACFIXED-Philips-MP5 |  |  |  |  | MONITORCARDIACFIXED-Philips-MP5 | Philips | [7 empty] | Covered PM Repair - Biomedical | MHHS-Mem City
NO | NO |  |  |  | 041-17402 |  | Philips Medical Systems Cardiac and Monitoring Syste | INTELLIVUE MP5 |  | DE91343731 | MEMORIAL CITY - SICU | MHHS-Mem City |  |  |  | 041-17402 |  | West & Memorial City |  | MEMORIAL CITY - SICU | [5 empty] | MONITORS, PHYSIOLOGIC, VITAL SIGNS |  | MONITORCARDIACFIXED-Philips-MP5 |  |  |  |  | MONITORCARDIACFIXED-Philips-MP5 | Philips | [7 empty] | Covered PM Repair - Biomedical | MHHS-Mem City
NO | NO |  |  |  | 005-07683 |  | Philips Medical Systems Cardiac and Monitoring Syste | INTELLIVUE MP5 |  | de91333384 | SE - EMERGENCY CENTER | MHHS-Southeast |  |  |  | 005-07683 |  | Southeast & Bay Area |  | SE - EMERGENCY CENTER | [5 empty] | MONITORS, PHYSIOLOGIC, VITAL SIGNS |  | MONITORCARDIACFIXED-Philips-MP5 |  |  |  |  | MONITORCARDIACFIXED-Philips-MP5 | Philips | [7 empty] | Covered PM Repair Labor Only - Biomedica | MHHS-Southeast
NO | NO |  |  |  | 005-08550 |  | Philips Medical Systems Cardiac and Monitoring Syste | INTELLIVUE MP5 |  | de91333326 | SE - EMERGENCY CENTER | MHHS-Southeast |  |  |  | 005-08550 |  | Southeast & Bay Area |  | SE - EMERGENCY CENTER | [5 empty] | MONITORS, PHYSIOLOGIC, VITAL SIGNS |  | MONITORCARDIACFIXED-Philips-MP5 |  |  |  |  | MONITORCARDIACFIXED-Philips-MP5 | Philips | [7 empty] | Covered PM Repair Labor Only - Biomedica | MHHS-Southeast
NO | NO |  |  |  | 005-08551 |  | Philips Medical Systems Cardiac and Monitoring Syste | INTELLIVUE MP5 |  | de91333380 | SE - EMERGENCY CENTER | MHHS-Southeast |  |  |  | 005-08551 |  | Southeast & Bay Area |  | SE - EMERGENCY CENTER | [5 empty] | MONITORS, PHYSIOLOGIC, VITAL SIGNS |  | MONITORCARDIACFIXED-Philips-MP5 |  |  |  |  | MONITORCARDIACFIXED-Philips-MP5 | Philips | [7 empty] | Clinical Miscellaneous | MHHS-Southeast
NO | NO |  |  |  | 005-08552 |  | Philips Medical Systems Cardiac and Monitoring Syste | INTELLIVUE MP5 |  | de91333370 | SE - EMERGENCY CENTER | MHHS-Southeast |  |  |  | 005-08552 |  | Southeast & Bay Area |  | SE - EMERGENCY CENTER | [5 empty] | MONITORS, PHYSIOLOGIC, VITAL SIGNS |  | MONITORCARDIACFIXED-Philips-MP5 |  |  |  |  | MONITORCARDIACFIXED-Philips-MP5 | Philips | [7 empty] | Covered PM Repair - Biomedical | MHHS-Southeast
NO | NO |  |  |  | 005-08553 |  | Philips Medical Systems Cardiac and Monitoring Syste | INTELLIVUE MP5 |  | de91333382 | SE - EMERGENCY CENTER | MHHS-Southeast |  |  |  | 005-08553 |  | Southeast & Bay Area |  | SE - EMERGENCY CENTER | [5 empty] | MONITORS, PHYSIOLOGIC, VITAL SIGNS |  | MONITORCARDIACFIXED-Philips-MP5 |  |  |  |  | MONITORCARDIACFIXED-Philips-MP5 | Philips | [7 empty] | Covered PM Repair - Radiology, Low End | MHHS-Southeast
NO | NO |  |  |  | 005-08554 |  | Philips Medical Systems Cardiac and Monitoring Syste | INTELLIVUE MP5 |  | DE91333316 | SE - EMERGENCY CENTER | MHHS-Southeast |  |  |  | 005-08554 |  | Southeast & Bay Area |  | SE - EMERGENCY CENTER | [5 empty] | MONITORS, PHYSIOLOGIC, VITAL SIGNS |  | MONITORCARDIACFIXED-Philips-MP5 |  |  |  |  | MONITORCARDIACFIXED-Philips-MP5 | Philips | [7 empty] | Covered PM Repair - Biomedical | MHHS-Southeast
NO | NO |  |  |  | 005-08555 |  | Philips Medical Systems Cardiac and Monitoring Syste | INTELLIVUE MP5 |  | de91333386 | SE - EMERGENCY CENTER | MHHS-Southeast |  |  |  | 005-08555 |  | Southeast & Bay Area |  | SE - EMERGENCY CENTER | [5 empty] | MONITORS, PHYSIOLOGIC, VITAL SIGNS |  | MONITORCARDIACFIXED-Philips-MP5 |  |  |  |  | MONITORCARDIACFIXED-Philips-MP5 | Philips | [7 empty] | Covered PM Repair - Biomedical | MHHS-Southeast
NO | NO |  |  |  | 005-08556 |  | Philips Medical Systems Cardiac and Monitoring Syste | INTELLIVUE MP5 |  | de91333377 | SE - EMERGENCY CENTER | MHHS-Southeast |  |  |  | 005-08556 |  | Southeast & Bay Area |  | SE - EMERGENCY CENTER | [5 empty] | MONITORS, PHYSIOLOGIC, VITAL SIGNS |  | MONITORCARDIACFIXED-Philips-MP5 |  |  |  |  | MONITORCARDIACFIXED-Philips-MP5 | Philips | [7 empty] | Covered PM Repair - Biomedical | MHHS-Southeast
NO | NO |  |  |  | 005-09903 |  | Philips Medical Systems Cardiac and Monitoring Syste | INTELLIVUE MP5 |  | DE21071797 | SE - OR | MHHS-Southeast |  |  |  | 005-09903 |  | Southeast & Bay Area |  | SE - OR | [5 empty] | MONITORS, PHYSIOLOGIC, VITAL SIGNS |  | MONITORCARDIACFIXED-Philips-MP5 |  |  |  |  | MONITORCARDIACFIXED-Philips-MP5 | Philips | [7 empty] | Covered PM Repair - Biomedical | MHHS-Southeast
NO | NO |  |  |  | 005-09443 |  | Philips Medical Systems Cardiac and Monitoring Syste | INTELLIVUE MP5 |  | DE20160198 | SE - OR - PREOP | MHHS-Southeast |  |  |  | 005-09443 |  | Southeast & Bay Area |  | SE - OR - PREOP | [5 empty] | MONITORS, PHYSIOLOGIC, VITAL SIGNS |  | MONITORCARDIACFIXED-Philips-MP5 |  |  |  |  | MONITORCARDIACFIXED-Philips-MP5 | Philips | [7 empty] | Covered PM Repair - Biomedical | MHHS-Southeast
NO | NO |  |  |  | 005-09814 |  | Philips Medical Systems Cardiac and Monitoring Syste | INTELLIVUE MP5 |  | DE21071855 | SE - OR - PREOP | MHHS-Southeast |  |  |  | 005-09814 |  | Southeast & Bay Area |  | SE - OR - PREOP | [5 empty] | MONITORS, PHYSIOLOGIC, VITAL SIGNS |  | MONITORCARDIACFIXED-Philips-MP5 |  |  |  |  | MONITORCARDIACFIXED-Philips-MP5 | Philips | [7 empty] | Covered PM Repair - Biomedical | MHHS-Southeast
NO | NO |  |  |  | 005-07691 |  | Philips Medical Systems Cardiac and Monitoring Syste | INTELLIVUE MP5 |  | DE91333916 | SE - UNIT 3A (IMU) | MHHS-Southeast |  |  |  | 005-07691 |  | Southeast & Bay Area |  | SE - UNIT 3A (IMU) | [5 empty] | MONITORS, PHYSIOLOGIC, VITAL SIGNS |  | MONITORCARDIACFIXED-Philips-MP5 |  |  |  |  | MONITORCARDIACFIXED-Philips-MP5 | Philips | [7 empty] | Covered PM Repair - Biomedical | MHHS-Southeast
NO | NO |  |  |  | 005-07692 |  | Philips Medical Systems Cardiac and Monitoring Syste | INTELLIVUE MP5 |  | De91333925 | SE - UNIT 3A (IMU) | MHHS-Southeast |  |  |  | 005-07692 |  | Southeast & Bay Area |  | SE - UNIT 3A (IMU) | [5 empty] | MONITORS, PHYSIOLOGIC, VITAL SIGNS |  | MONITORCARDIACFIXED-Philips-MP5 |  |  |  |  | MONITORCARDIACFIXED-Philips-MP5 | Philips | [7 empty] | Covered PM Repair - Biomedical | MHHS-Southeast
NO | NO |  |  |  | 005-07693 |  | Philips Medical Systems Cardiac and Monitoring Syste | INTELLIVUE MP5 |  | DE91333842 | SE - UNIT 3A (IMU) | MHHS-Southeast |  |  |  | 005-07693 |  | Southeast & Bay Area |  | SE - UNIT 3A (IMU) | [5 empty] | MONITORS, PHYSIOLOGIC, VITAL SIGNS |  | MONITORCARDIACFIXED-Philips-MP5 |  |  |  |  | MONITORCARDIACFIXED-Philips-MP5 | Philips | [7 empty] | Covered PM Repair - Biomedical | MHHS-Southeast
NO | NO |  |  |  | 005-08871 |  | Philips Medical Systems Cardiac and Monitoring Syste | INTELLIVUE MP5 |  | DE91345980 | SE - UNIT 3A (IMU) | MHHS-Southeast |  |  |  | 005-08871 |  | Southeast & Bay Area |  | SE - UNIT 3A (IMU) | [5 empty] | MONITORS, PHYSIOLOGIC, VITAL SIGNS |  | MONITORCARDIACFIXED-Philips-MP5 |  |  |  |  | MONITORCARDIACFIXED-Philips-MP5 | Philips | [7 empty] | Covered PM Repair - Biomedical | MHHS-Southeast
NO | NO |  |  |  | 005-08874 |  | Philips Medical Systems Cardiac and Monitoring Syste | INTELLIVUE MP5 |  | DE91345960 | SE - UNIT 3A (IMU) | MHHS-Southeast |  |  |  | 005-08874 |  | Southeast & Bay Area |  | SE - UNIT 3A (IMU) | [5 empty] | MONITORS, PHYSIOLOGIC, VITAL SIGNS |  | MONITORCARDIACFIXED-Philips-MP5 |  |  |  |  | MONITORCARDIACFIXED-Philips-MP5 | Philips | [7 empty] | Covered PM Repair - Radiology, Low End | MHHS-Southeast
NO | NO |  |  |  | 005-08875 |  | Philips Medical Systems Cardiac and Monitoring Syste | INTELLIVUE MP5 |  | DE91345991 | SE - UNIT 3A (IMU) | MHHS-Southeast |  |  |  | 005-08875 |  | Southeast & Bay Area |  | SE - UNIT 3A (IMU) | [5 empty] | MONITORS, PHYSIOLOGIC, VITAL SIGNS |  | MONITORCARDIACFIXED-Philips-MP5 |  |  |  |  | MONITORCARDIACFIXED-Philips-MP5 | Philips | [7 empty] | Covered PM Repair - Biomedical | MHHS-Southeast
NO | NO |  |  |  | 005-08877 |  | Philips Medical Systems Cardiac and Monitoring Syste | INTELLIVUE MP5 |  | DE91345950 | SE - UNIT 3A (IMU) | MHHS-Southeast |  |  |  | 005-08877 |  | Southeast & Bay Area |  | SE - UNIT 3A (IMU) | [5 empty] | MONITORS, PHYSIOLOGIC, VITAL SIGNS |  | MONITORCARDIACFIXED-Philips-MP5 |  |  |  |  | MONITORCARDIACFIXED-Philips-MP5 | Philips | [7 empty] | Covered PM Repair - Biomedical | MHHS-Southeast
NO | NO |  |  |  | 005-10163 |  | Philips Medical Systems Cardiac and Monitoring Syste | INTELLIVUE MP5 |  | DE46981408 | SE - UNIT 3A (IMU) | MHHS-Southeast |  |  |  | 005-10163 |  | Southeast & Bay Area |  | SE - UNIT 3A (IMU) | [5 empty] | MONITORS, PHYSIOLOGIC, VITAL SIGNS |  | MONITORCARDIACFIXED-Philips-MP5 |  |  |  |  | MONITORCARDIACFIXED-Philips-MP5 | Philips | [7 empty] | Covered PM Repair - Biomedical | MHHS-Southeast
NO | NO |  |  |  | 005-10164 |  | Philips Medical Systems Cardiac and Monitoring Syste | INTELLIVUE MP5 |  | DE46981430 | SE - UNIT 3A (IMU) | MHHS-Southeast |  |  |  | 005-10164 |  | Southeast & Bay Area |  | SE - UNIT 3A (IMU) | [5 empty] | MONITORS, PHYSIOLOGIC, VITAL SIGNS |  | MONITORCARDIACFIXED-Philips-MP5 |  |  |  |  | MONITORCARDIACFIXED-Philips-MP5 | Philips | [7 empty] | Covered PM Repair - Biomedical | MHHS-Southeast
NO | NO |  |  |  | 005-10165 |  | Philips Medical Systems Cardiac and Monitoring Syste | INTELLIVUE MP5 |  | DE46981406 | SE - UNIT 3A (IMU) | MHHS-Southeast |  |  |  | 005-10165 |  | Southeast & Bay Area |  | SE - UNIT 3A (IMU) | [5 empty] | MONITORS, PHYSIOLOGIC, VITAL SIGNS |  | MONITORCARDIACFIXED-Philips-MP5 |  |  |  |  | MONITORCARDIACFIXED-Philips-MP5 | Philips | [7 empty] | Covered PM Repair - Biomedical | MHHS-Southeast
NO | NO |  |  |  | 005-11817 |  | Philips Medical Systems Cardiac and Monitoring Syste | INTELLIVUE MP5 |  | DE91348001 | SE - UNIT 3A (IMU) | MHHS-Southeast |  |  |  | 005-11817 |  | Southeast & Bay Area |  | SE - UNIT 3A (IMU) | [5 empty] | MONITORS, PHYSIOLOGIC, VITAL SIGNS |  | MONITORCARDIACFIXED-Philips-MP5 |  |  |  |  | MONITORCARDIACFIXED-Philips-MP5 | Philips | [7 empty] | Covered PM Repair - Biomedical | MHHS-Southeast
NO | NO |  |  |  | 005-33386 |  | Philips Medical Systems Cardiac and Monitoring Syste | INTELLIVUE MP5 |  | DE53797504 | SE - UNIT 3A (IMU) | MHHS-Southeast |  |  |  | 005-33386 |  | Southeast & Bay Area |  | SE - UNIT 3A (IMU) | [5 empty] | MONITORS, PHYSIOLOGIC, VITAL SIGNS |  | MONITORCARDIACFIXED-Philips-MP5 |  |  |  |  | MONITORCARDIACFIXED-Philips-MP5 | Philips | [7 empty] | Covered PM Repair - Biomedical | MHHS-Southeast
NO | NO |  |  |  | 005-34235 |  | Philips Medical Systems Cardiac and Monitoring Syste | INTELLIVUE MP5 |  | DE53797019 | SE - UNIT 3A (IMU) | MHHS-Southeast |  |  |  | 005-34235 |  | Southeast & Bay Area |  | SE - UNIT 3A (IMU) | [5 empty] | MONITORS, PHYSIOLOGIC, VITAL SIGNS |  | MONITORCARDIACFIXED-Philips-MP5 |  |  |  |  | MONITORCARDIACFIXED-Philips-MP5 | Philips | [7 empty] | Covered PM Repair - Biomedical | MHHS-Southeast
NO | NO |  |  |  | 013-13832 |  | Philips Medical Systems Cardiac and Monitoring Syste | INTELLIVUE MP5 |  | DE21061245 | SW - ENDOSCOPY | MHHS-Southwest |  |  |  | 013-13832 |  | Southwest |  | SW - ENDOSCOPY | [5 empty] | MONITORS, PHYSIOLOGIC, VITAL SIGNS |  | MONITORCARDIACFIXED-Philips-MP5 |  |  |  |  | MONITORCARDIACFIXED-Philips-MP5 | Philips | [7 empty] | Covered PM Repair - Biomedical | MHHS-Southwest
NO | NO |  |  |  | 013-37442 |  | Philips Medical Systems Cardiac and Monitoring Syste | INTELLIVUE MP5 |  | DE53797009 | SW - ER | MHHS-Southwest |  |  |  | 013-37442 |  | Southwest |  | SW - ER | [5 empty] | MONITORS, PHYSIOLOGIC, VITAL SIGNS |  | MONITORCARDIACFIXED-Philips-MP5 |  |  |  |  | MONITORCARDIACFIXED-Philips-MP5 | Philips | [7 empty] | Covered PM Repair - Biomedical | MHHS-Southwest
NO | NO |  |  |  | 013-37445 |  | Philips Medical Systems Cardiac and Monitoring Syste | INTELLIVUE MP5 |  | DE53796987 | SW - ER | MHHS-Southwest |  |  |  | 013-37445 |  | Southwest |  | SW - ER | [5 empty] | MONITORS, PHYSIOLOGIC, VITAL SIGNS |  | MONITORCARDIACFIXED-Philips-MP5 |  |  |  |  | MONITORCARDIACFIXED-Philips-MP5 | Philips | [7 empty] | Covered PM Repair - Biomedical | MHHS-Southwest
NO | NO | [5 empty] | Philips Medical Systems Cardiac and Monitoring Syste | INTELLIVUE MP5 |  | DE91320233 | SW - ER | MHHS-Southwest | [5 empty] | Southwest |  | SW - ER | [5 empty] | MONITORS, PHYSIOLOGIC, VITAL SIGNS |  | MONITORCARDIACFIXED-Philips-MP5 |  |  |  |  | MONITORCARDIACFIXED-Philips-MP5 | Philips | [7 empty] | Covered PM Repair - Biomedical | MHHS-Southwest
NO | NO |  |  |  | 013-37067 |  | Philips Medical Systems Cardiac and Monitoring Syste | INTELLIVUE MP5 |  | DE53795931 | SW - HVI - TELEMETRY | MHHS-Southwest |  |  |  | 013-37067 |  | Southwest |  | SW - HVI - TELEMETRY | [5 empty] | MONITORS, PHYSIOLOGIC, VITAL SIGNS |  | MONITORCARDIACFIXED-Philips-MP5 |  |  |  |  | MONITORCARDIACFIXED-Philips-MP5 | Philips | [7 empty] | Covered PM Repair - Biomedical | MHHS-Southwest
NO | NO |  |  |  | 013-37071 |  | Philips Medical Systems Cardiac and Monitoring Syste | INTELLIVUE MP5 |  | DE53795940 | SW - HVI - TELEMETRY | MHHS-Southwest |  |  |  | 013-37071 |  | Southwest |  | SW - HVI - TELEMETRY | [5 empty] | MONITORS, PHYSIOLOGIC, VITAL SIGNS |  | MONITORCARDIACFIXED-Philips-MP5 |  |  |  |  | MONITORCARDIACFIXED-Philips-MP5 | Philips | [7 empty] | Covered PM Repair - Biomedical | MHHS-Southwest
NO | NO |  |  |  | 013-37072 |  | Philips Medical Systems Cardiac and Monitoring Syste | INTELLIVUE MP5 |  | DE53795895 | SW - HVI - TELEMETRY | MHHS-Southwest |  |  |  | 013-37072 |  | Southwest |  | SW - HVI - TELEMETRY | [5 empty] | MONITORS, PHYSIOLOGIC, VITAL SIGNS |  | MONITORCARDIACFIXED-Philips-MP5 |  |  |  |  | MONITORCARDIACFIXED-Philips-MP5 | Philips | [7 empty] | Covered PM Repair - Biomedical | MHHS-Southwest
NO | NO |  |  |  | 013-37073 |  | Philips Medical Systems Cardiac and Monitoring Syste | INTELLIVUE MP5 |  | DE53795929 | SW - HVI - TELEMETRY | MHHS-Southwest |  |  |  | 013-37073 |  | Southwest |  | SW - HVI - TELEMETRY | [5 empty] | MONITORS, PHYSIOLOGIC, VITAL SIGNS |  | MONITORCARDIACFIXED-Philips-MP5 |  |  |  |  | MONITORCARDIACFIXED-Philips-MP5 | Philips | [7 empty] | Covered PM Repair - Biomedical | MHHS-Southwest
NO | NO | [5 empty] | Philips Medical Systems Cardiac and Monitoring Syste | INTELLIVUE MP5 |  | de91338241 | SW - PULMONARY FUNCTION | MHHS-Southwest | [5 empty] | Southwest |  | SW - PULMONARY FUNCTION | [5 empty] | MONITORS, PHYSIOLOGIC, VITAL SIGNS |  | MONITORCARDIACFIXED-Philips-MP5 |  |  |  |  | MONITORCARDIACFIXED-Philips-MP5 | Philips | [7 empty] | Covered PM Repair - Biomedical | MHHS-Southwest
NO | NO |  |  |  | 013-35200 |  | Philips Medical Systems Cardiac and Monitoring Syste | INTELLIVUE MP5 |  | DE2105571 | SW - RADIOLOGY | MHHS-Southwest |  |  |  | 013-35200 |  | Southwest |  | SW - RADIOLOGY | [5 empty] | MONITORS, PHYSIOLOGIC, VITAL SIGNS |  | MONITORCARDIACFIXED-Philips-MP5 |  |  |  |  | MONITORCARDIACFIXED-Philips-MP5 | Philips | [7 empty] | Covered PM Repair - Biomedical | MHHS-Southwest
NO | NO |  |  |  | 013-35201 |  | Philips Medical Systems Cardiac and Monitoring Syste | INTELLIVUE MP5 |  | DE21054997 | SW - RADIOLOGY | MHHS-Southwest |  |  |  | 013-35201 |  | Southwest |  | SW - RADIOLOGY | [5 empty] | MONITORS, PHYSIOLOGIC, VITAL SIGNS |  | MONITORCARDIACFIXED-Philips-MP5 |  |  |  |  | MONITORCARDIACFIXED-Philips-MP5 | Philips | [7 empty] | Covered PM Repair - Biomedical | MHHS-Southwest
NO | NO |  |  |  | 013-37063 |  | Philips Medical Systems Cardiac and Monitoring Syste | INTELLIVUE MP5 |  | DE53795939 | SW - TELEMETRY | MHHS-Southwest |  |  |  | 013-37063 |  | Southwest |  | SW - TELEMETRY | [5 empty] | MONITORS, PHYSIOLOGIC, VITAL SIGNS |  | MONITORCARDIACFIXED-Philips-MP5 |  |  |  |  | MONITORCARDIACFIXED-Philips-MP5 | Philips | [7 empty] | Covered PM Repair - Biomedical | MHHS-Southwest
NO | NO |  |  |  | 013-37064 |  | Philips Medical Systems Cardiac and Monitoring Syste | INTELLIVUE MP5 |  | DE53795930 | SW - TELEMETRY | MHHS-Southwest |  |  |  | 013-37064 |  | Southwest |  | SW - TELEMETRY | [5 empty] | MONITORS, PHYSIOLOGIC, VITAL SIGNS |  | MONITORCARDIACFIXED-Philips-MP5 |  |  |  |  | MONITORCARDIACFIXED-Philips-MP5 | Philips | [7 empty] | Covered PM Repair - Biomedical | MHHS-Southwest
NO | NO |  |  |  | 013-37065 |  | Philips Medical Systems Cardiac and Monitoring Syste | INTELLIVUE MP5 |  | DE53795938 | SW - TELEMETRY | MHHS-Southwest |  |  |  | 013-37065 |  | Southwest |  | SW - TELEMETRY | [5 empty] | MONITORS, PHYSIOLOGIC, VITAL SIGNS |  | MONITORCARDIACFIXED-Philips-MP5 |  |  |  |  | MONITORCARDIACFIXED-Philips-MP5 | Philips | [7 empty] | Covered PM Repair - Radiology, Low End | MHHS-Southwest
NO | NO |  |  |  | 013-37066 |  | Philips Medical Systems Cardiac and Monitoring Syste | INTELLIVUE MP5 |  | DE53795946 | SW - TELEMETRY | MHHS-Southwest |  |  |  | 013-37066 |  | Southwest |  | SW - TELEMETRY | [5 empty] | MONITORS, PHYSIOLOGIC, VITAL SIGNS |  | MONITORCARDIACFIXED-Philips-MP5 |  |  |  |  | MONITORCARDIACFIXED-Philips-MP5 | Philips | [7 empty] | Covered PM Repair - Biomedical | MHHS-Southwest
NO | NO |  |  |  | 013-37068 |  | Philips Medical Systems Cardiac and Monitoring Syste | INTELLIVUE MP5 |  | DE53795942 | SW - TELEMETRY | MHHS-Southwest |  |  |  | 013-37068 |  | Southwest |  | SW - TELEMETRY | [5 empty] | MONITORS, PHYSIOLOGIC, VITAL SIGNS |  | MONITORCARDIACFIXED-Philips-MP5 |  |  |  |  | MONITORCARDIACFIXED-Philips-MP5 | Philips | [7 empty] | Covered PM Repair - Biomedical | MHHS-Southwest
NO | NO |  |  |  | 013-37077 |  | Philips Medical Systems Cardiac and Monitoring Syste | INTELLIVUE MP5 |  | DE53795905 | SW - TELEMETRY | MHHS-Southwest |  |  |  | 013-37077 |  | Southwest |  | SW - TELEMETRY | [5 empty] | MONITORS, PHYSIOLOGIC, VITAL SIGNS |  | MONITORCARDIACFIXED-Philips-MP5 |  |  |  |  | MONITORCARDIACFIXED-Philips-MP5 | Philips | [7 empty] | Covered PM Repair - Biomedical | MHHS-Southwest
NO | YES |  |  |  | 009-08312 | 009-08312 | Philips Medical Systems Cardiac and Monitoring Syste | INTELLIVUE MP50 |  | DE820A3441 | GH-OR | MHHS-Greater Heights |  | Monitor, Cardiac, Portable |  | 009-08312 | 009-08312 | Central | MHHS-Greater Heights | GH-OR | Rm 2 | 6/1/19 |  | 5/1/20 |  | MONITORS, PHYSIOLOGIC, VITAL SIGNS | Monitor, Cardiac, Portable | MONITORCARDIAPORTABLE-Philips-IntelliVue MP50 | MONITORCARDIAPORTABLE | IntelliVue MP50 |  |  |  | Philips | Monitor, Cardiac, Portable |  | MONITORCARDIAPORTABLE-Philips-IntelliVue MP50 |  |  |  | MCP-A | Covered PM Repair - Biomedical | MHHS-Greater Heights | [8 empty] | MONITORCARDIAPORTABLE | Monitor, Cardiac, Portable | Philips
NO | YES |  |  |  | 009-08313 | 009-08313 | Philips Medical Systems Cardiac and Monitoring Syste | INTELLIVUE MP50 |  | DE820A3450 | GH-OR | MHHS-Greater Heights |  | Monitor, Cardiac, Portable |  | 009-08313 | 009-08313 | Central | MHHS-Greater Heights | GH-OR | Rm 3 | 5/1/19 |  | 5/1/20 |  | MONITORS, PHYSIOLOGIC, VITAL SIGNS | Monitor, Cardiac, Portable | MONITORCARDIAPORTABLE-Philips-IntelliVue MP50 | MONITORCARDIAPORTABLE | IntelliVue MP50 |  |  |  | Philips | Monitor, Cardiac, Portable |  | MONITORCARDIAPORTABLE-Philips-IntelliVue MP50 |  |  |  | MCP-A | Covered PM Repair - Biomedical | MHHS-Greater Heights | [8 empty] | MONITORCARDIAPORTABLE | Monitor, Cardiac, Portable | Philips
NO | YES |  |  |  | 009-09109 | 009-09109 | Philips Medical Systems Cardiac and Monitoring Syste | INTELLIVUE MP50 |  | DE820B0658 | GH-OR Anesthesia | MHHS-Greater Heights |  | Monitor, Cardiac, Portable |  | 009-09109 | 009-09109 | Central | MHHS-Greater Heights | GH-OR Anesthesia | OR | 4/1/19 |  | 4/1/20 |  | MONITORS, PHYSIOLOGIC, VITAL SIGNS | Monitor, Cardiac, Portable | MONITORCARDIAPORTABLE-Philips-IntelliVue MP50 | MONITORCARDIAPORTABLE | IntelliVue MP50 |  |  |  | Philips | Monitor, Cardiac, Portable |  | MONITORCARDIAPORTABLE-Philips-IntelliVue MP50 |  | 12/24/16 |  | MCP-A | Covered PM Repair - Biomedical | MHHS-Greater Heights | [8 empty] | MONITORCARDIAPORTABLE | Monitor, Cardiac, Portable | Philips
NO | YES | [5 empty] | Philips Medical Systems Cardiac and Monitoring Syste | INTELLIVUE MP50 |  | DE44011142 | GH-PACU | MHHS-Greater Heights |  | Monitor, Cardiac, Portable |  |  |  | Central & Greater Heights | MHHS-Greater Heights | GH-PACU | Room 18 | 1/1/19 |  |  |  | MONITORS, PHYSIOLOGIC, VITAL SIGNS | Monitor, Cardiac, Portable | MONITORCARDIAPORTABLE-Philips-IntelliVue MP50 | MONITORCARDIAPORTABLE | IntelliVue MP50 |  |  |  | Philips | Monitor, Cardiac, Portable |  | MONITORCARDIAPORTABLE-Philips-IntelliVue MP50 |  |  |  | MCP-A | Covered PM Repair - Biomedical | MHHS-Greater Heights | [8 empty] | MONITORCARDIAPORTABLE | Monitor, Cardiac, Portable | Philips
NO | YES |  |  |  |  | 009-04419 | Philips Medical Systems Cardiac and Monitoring Syste | INTELLIVUE MP50 |  | DE44011141 | GH-PACU | MHHS-Greater Heights |  | Monitor, Cardiac, Portable |  |  | 009-04419 | Central | MHHS-Greater Heights | GH-PACU | PACU | 1/1/19 |  | 3/1/21 |  | MONITORS, PHYSIOLOGIC, VITAL SIGNS | Monitor, Cardiac, Portable | MONITORCARDIAPORTABLE-Philips-IntelliVue MP50 | MONITORCARDIAPORTABLE | IntelliVue MP50 |  |  |  | Philips | Monitor, Cardiac, Portable |  | MONITORCARDIAPORTABLE-Philips-IntelliVue MP50 |  |  |  | MCP-A | Covered PM Repair - Biomedical | MHHS-Greater Heights | [8 empty] | MONITORCARDIAPORTABLE | Monitor, Cardiac, Portable | Philips
NO | YES |  |  |  |  | 009-04450 | Philips Medical Systems Cardiac and Monitoring Syste | INTELLIVUE MP50 |  | DE44011132 | GH-PACU | MHHS-Greater Heights |  | Monitor, Cardiac, Portable |  |  | 009-04450 | Central | MHHS-Greater Heights | GH-PACU | OR | 1/1/19 |  | 1/1/21 |  | MONITORS, PHYSIOLOGIC, VITAL SIGNS | Monitor, Cardiac, Portable | MONITORCARDIAPORTABLE-Philips-IntelliVue MP50 | MONITORCARDIAPORTABLE | IntelliVue MP50 |  |  |  | Philips | Monitor, Cardiac, Portable |  | MONITORCARDIAPORTABLE-Philips-IntelliVue MP50 |  |  |  | MCP-A | Covered PM Repair - Lab Analyzers/Anesth | MHHS-Greater Heights | [8 empty] | MONITORCARDIAPORTABLE | Monitor, Cardiac, Portable | Philips
NO | YES | [5 empty] | Philips Medical Systems Cardiac and Monitoring Syste | INTELLIVUE MP50 |  | DE44011133 | GH-PACU | MHHS-Greater Heights |  | Monitor, Cardiac, Portable |  |  |  | Central & Greater Heights | MHHS-Greater Heights | GH-PACU | Room 5 | 1/1/19 |  |  |  | MONITORS, PHYSIOLOGIC, VITAL SIGNS | Monitor, Cardiac, Portable | MONITORCARDIAPORTABLE-Philips-IntelliVue MP50 | MONITORCARDIAPORTABLE | IntelliVue MP50 |  |  |  | Philips | Monitor, Cardiac, Portable |  | MONITORCARDIAPORTABLE-Philips-IntelliVue MP50 |  |  |  | MCP-A | Covered PM Repair - Biomedical | MHHS-Greater Heights | [8 empty] | MONITORCARDIAPORTABLE | Monitor, Cardiac, Portable | Philips
NO | YES |  |  |  |  | 009-04417 | Philips Medical Systems Cardiac and Monitoring Syste | INTELLIVUE MP50 |  | DE44011146 | GH-PACU | MHHS-Greater Heights |  | Monitor, Cardiac, Portable |  |  | 009-04417 | Central | MHHS-Greater Heights | GH-PACU | PACU | 1/1/19 |  | 1/1/21 |  | MONITORS, PHYSIOLOGIC, VITAL SIGNS | Monitor, Cardiac, Portable | MONITORCARDIAPORTABLE-Philips-IntelliVue MP50 | MONITORCARDIAPORTABLE | IntelliVue MP50 |  |  |  | Philips | Monitor, Cardiac, Portable |  | MONITORCARDIAPORTABLE-Philips-IntelliVue MP50 |  |  |  | MCP-A | Covered PM Repair - Lab Analyzers/Anesth | MHHS-Greater Heights | [8 empty] | MONITORCARDIAPORTABLE | Monitor, Cardiac, Portable | Philips
NO | YES |  |  |  |  | 009-04421 | Philips Medical Systems Cardiac and Monitoring Syste | INTELLIVUE MP50 |  | DE44011150 | GH-PACU | MHHS-Greater Heights |  | Monitor, Cardiac, Portable |  |  | 009-04421 | Central | MHHS-Greater Heights | GH-PACU | PACU | 1/1/19 |  |  |  | MONITORS, PHYSIOLOGIC, VITAL SIGNS | Monitor, Cardiac, Portable | MONITORCARDIAPORTABLE-Philips-IntelliVue MP50 | MONITORCARDIAPORTABLE | IntelliVue MP50 |  |  |  | Philips | Monitor, Cardiac, Portable |  | MONITORCARDIAPORTABLE-Philips-IntelliVue MP50 |  |  |  | MCP-A | Covered PM Repair - Biomedical | MHHS-Greater Heights | [8 empty] | MONITORCARDIAPORTABLE | Monitor, Cardiac, Portable | Philips
NO | YES |  |  |  |  | 009-04448 | Philips Medical Systems Cardiac and Monitoring Syste | INTELLIVUE MP50 |  | DE44011123 | GH-PACU | MHHS-Greater Heights |  | Monitor, Cardiac, Portable |  |  | 009-04448 | Central | MHHS-Greater Heights | GH-PACU | PACU | 1/1/19 |  | 1/1/21 |  | MONITORS, PHYSIOLOGIC, VITAL SIGNS | Monitor, Cardiac, Portable | MONITORCARDIAPORTABLE-Philips-IntelliVue MP50 | MONITORCARDIAPORTABLE | IntelliVue MP50 |  |  |  | Philips | Monitor, Cardiac, Portable |  | MONITORCARDIAPORTABLE-Philips-IntelliVue MP50 |  | 11/18/15 |  | MCP-A | Covered PM Repair - Biomedical | MHHS-Greater Heights | [8 empty] | MONITORCARDIAPORTABLE | Monitor, Cardiac, Portable | Philips
NO | YES |  |  |  |  | 009-04449 | Philips Medical Systems Cardiac and Monitoring Syste | INTELLIVUE MP50 |  | DE44011116 | GH-PACU | MHHS-Greater Heights |  | Monitor, Cardiac, Portable |  |  | 009-04449 | Central | MHHS-Greater Heights | GH-PACU | PACU | 1/1/19 |  | 1/1/21 |  | MONITORS, PHYSIOLOGIC, VITAL SIGNS | Monitor, Cardiac, Portable | MONITORCARDIAPORTABLE-Philips-IntelliVue MP50 | MONITORCARDIAPORTABLE | IntelliVue MP50 |  |  |  | Philips | Monitor, Cardiac, Portable |  | MONITORCARDIAPORTABLE-Philips-IntelliVue MP50 |  | 11/18/15 |  | MCP-A | Covered PM Repair - Biomedical | MHHS-Greater Heights | [8 empty] | MONITORCARDIAPORTABLE | Monitor, Cardiac, Portable | Philips
NO | YES | [5 empty] | Philips Medical Systems Cardiac and Monitoring Syste | INTELLIVUE MP50 |  | DE44011137 | GH-PACU | MHHS-Greater Heights |  | Monitor, Cardiac, Portable |  |  |  | Central & Greater Heights | MHHS-Greater Heights | GH-PACU | Biomed shop | 1/1/19 |  | 1/1/21 |  | MONITORS, PHYSIOLOGIC, VITAL SIGNS | Monitor, Cardiac, Portable | MONITORCARDIAPORTABLE-Philips-IntelliVue MP50 | MONITORCARDIAPORTABLE | IntelliVue MP50 |  |  |  | Philips | Monitor, Cardiac, Portable |  | MONITORCARDIAPORTABLE-Philips-IntelliVue MP50 |  | 11/18/15 |  | MCP-A | Covered PM Repair - Biomedical | MHHS-Greater Heights | [8 empty] | MONITORCARDIAPORTABLE | Monitor, Cardiac, Portable | Philips
NO | YES |  |  |  | 133-03811 | 133-03811 | Philips Medical Systems Cardiac and Monitoring Syste | INTELLIVUE MP50 |  | DE44031488 | Katy-Nursery | MHHS-Katy |  | Monitor, Cardiac, Portable |  | 133-03811 | 133-03811 | Katy | MHHS-Katy | Katy-Nursery | Nursery level 2 | 2/1/19 | 2/1/20 |  |  | MONITORS, PHYSIOLOGIC, VITAL SIGNS | Monitor, Cardiac, Portable | MONITORCARDIAPORTABLE-Philips-IntelliVue MP50 | MONITORCARDIAPORTABLE | IntelliVue MP50 |  |  |  | Philips | Monitor, Cardiac, Portable |  | MONITORCARDIAPORTABLE-Philips-IntelliVue MP50 |  | 1/20/17 |  | MCP-A | Covered PM Repair - Biomedical | MHHS-Katy | [8 empty] | MONITORCARDIAPORTABLE | Monitor, Cardiac, Portable | Philips
NO | YES |  |  |  | 133-03192 | 133-03192 | Philips Medical Systems Cardiac and Monitoring Syste | INTELLIVUE MP50 |  | DE44031483 | Katy-ER | MHHS-Katy |  | Monitor, Cardiac, Portable |  | 133-03192 | 133-03192 | Katy | MHHS-Katy | Katy-ER | Katy - ER | 1/1/20 |  |  |  | MONITORS, PHYSIOLOGIC, VITAL SIGNS | Monitor, Cardiac, Portable | MONITORCARDIAPORTABLE-Philips-IntelliVue MP50 | MONITORCARDIAPORTABLE | IntelliVue MP50 |  |  |  | Philips | Monitor, Cardiac, Portable |  | MONITORCARDIAPORTABLE-Philips-IntelliVue MP50 |  | 1/20/17 |  | MCP-A | Covered PM Repair - Biomedical | MHHS-Katy | [8 empty] | MONITORCARDIAPORTABLE | Monitor, Cardiac, Portable | Philips
NO | YES |  |  |  | 133-08852 | 133-08852 | Philips Medical Systems Cardiac and Monitoring Syste | INTELLIVUE MP50 |  | DE483B8121 | Katy-ER | MHHS-Katy |  | Monitor, Cardiac, Portable |  | 133-08852 | 133-08852 | Katy | MHHS-Katy | Katy-ER | Room 2 | 8/1/19 | 8/1/20 |  |  | MONITORS, PHYSIOLOGIC, VITAL SIGNS | Monitor, Cardiac, Portable | MONITORCARDIAPORTABLE-Philips-IntelliVue MP50 | MONITORCARDIAPORTABLE | IntelliVue MP50 |  |  |  | Philips | Monitor, Cardiac, Portable |  | MONITORCARDIAPORTABLE-Philips-IntelliVue MP50 |  | 4/25/17 |  | MCP-A | Covered PM Repair - Biomedical | MHHS-Katy | [8 empty] | MONITORCARDIAPORTABLE | Monitor, Cardiac, Portable | Philips
NO | YES |  |  |  | 133-08855 | 133-08855 | Philips Medical Systems Cardiac and Monitoring Syste | INTELLIVUE MP50 |  | DE483B8119 | Katy-ER | MHHS-Katy |  | Monitor, Cardiac, Portable |  | 133-08855 | 133-08855 | Katy | MHHS-Katy | Katy-ER | Room 3 | 8/1/19 | 8/1/20 |  |  | MONITORS, PHYSIOLOGIC, VITAL SIGNS | Monitor, Cardiac, Portable | MONITORCARDIAPORTABLE-Philips-IntelliVue MP50 | MONITORCARDIAPORTABLE | IntelliVue MP50 |  |  |  | Philips | Monitor, Cardiac, Portable |  | MONITORCARDIAPORTABLE-Philips-IntelliVue MP50 |  | 4/25/17 |  | MCP-A | Covered PM Repair - Biomedical | MHHS-Katy | [8 empty] | MONITORCARDIAPORTABLE | Monitor, Cardiac, Portable | Philips
NO | YES |  |  |  | 133-10212 | 133-10212 | Philips Medical Systems Cardiac and Monitoring Syste | INTELLIVUE MP50 |  | DE82076593 | Katy-ER | MHHS-Katy |  | Monitor, Cardiac, Portable |  | 133-10212 | 133-10212 | Katy | MHHS-Katy | Katy-ER | EC 25 | 1/1/19 | 1/1/21 |  |  | MONITORS, PHYSIOLOGIC, VITAL SIGNS | Monitor, Cardiac, Portable | MONITORCARDIAPORTABLE-Philips-IntelliVue MP50 | MONITORCARDIAPORTABLE | IntelliVue MP50 |  |  |  | Philips | Monitor, Cardiac, Portable |  | MONITORCARDIAPORTABLE-Philips-IntelliVue MP50 |  | 4/25/17 |  | MCP-A | Covered PM Repair - Biomedical | MHHS-Katy | [8 empty] | MONITORCARDIAPORTABLE | Monitor, Cardiac, Portable | Philips
NO | YES |  |  |  | 133-02981 | 133-02981 | Philips Medical Systems Cardiac and Monitoring Syste | INTELLIVUE MP50 |  | DE44029424 | Katy-NICU | MHHS-Katy |  | Monitor, Cardiac, Portable |  | 133-02981 | 133-02981 | Katy | MHHS-Katy | Katy-NICU | NICU 309 | 8/1/19 | 8/1/20 |  |  | MONITORS, PHYSIOLOGIC, VITAL SIGNS | Monitor, Cardiac, Portable | MONITORCARDIAPORTABLE-Philips-IntelliVue MP50 | MONITORCARDIAPORTABLE | IntelliVue MP50 |  |  |  | Philips | Monitor, Cardiac, Portable |  | MONITORCARDIAPORTABLE-Philips-IntelliVue MP50 |  | 4/25/17 |  | MCP-A | Covered PM Repair - Biomedical | MHHS-Katy | [8 empty] | MONITORCARDIAPORTABLE | Monitor, Cardiac, Portable | Philips
NO | YES |  |  |  | 133-02982 | 133-02982 | Philips Medical Systems Cardiac and Monitoring Syste | INTELLIVUE MP50 |  | DE44029441 | Katy-NICU | MHHS-Katy |  | Monitor, Cardiac, Portable |  | 133-02982 | 133-02982 | Katy | MHHS-Katy | Katy-NICU | NICU 307 | 8/1/19 | 8/1/20 |  |  | MONITORS, PHYSIOLOGIC, VITAL SIGNS | Monitor, Cardiac, Portable | MONITORCARDIAPORTABLE-Philips-IntelliVue MP50 | MONITORCARDIAPORTABLE | IntelliVue MP50 |  |  |  | Philips | Monitor, Cardiac, Portable |  | MONITORCARDIAPORTABLE-Philips-IntelliVue MP50 |  | 4/25/17 |  | MCP-A | Covered PM Repair - Biomedical | MHHS-Katy | [8 empty] | MONITORCARDIAPORTABLE | Monitor, Cardiac, Portable | Philips
NO | YES |  |  |  | 133-02983 | 133-02983 | Philips Medical Systems Cardiac and Monitoring Syste | INTELLIVUE MP50 |  | DE44029447 | Katy-Nursery | MHHS-Katy |  | Monitor, Cardiac, Portable |  | 133-02983 | 133-02983 | Katy | MHHS-Katy | Katy-Nursery | NICU | 8/1/19 | 8/1/20 |  |  | MONITORS, PHYSIOLOGIC, VITAL SIGNS | Monitor, Cardiac, Portable | MONITORCARDIAPORTABLE-Philips-IntelliVue MP50 | MONITORCARDIAPORTABLE | IntelliVue MP50 |  |  |  | Philips | Monitor, Cardiac, Portable |  | MONITORCARDIAPORTABLE-Philips-IntelliVue MP50 |  | 1/20/17 |  | MCP-A | Covered PM Repair - Biomedical | MHHS-Katy | [8 empty] | MONITORCARDIAPORTABLE | Monitor, Cardiac, Portable | Philips
NO | YES |  |  |  | 133-02984 | 133-02984 | Philips Medical Systems Cardiac and Monitoring Syste | INTELLIVUE MP50 |  | DE44029430 | Katy-NICU | MHHS-Katy |  | Monitor, Cardiac, Portable |  | 133-02984 | 133-02984 | Katy | MHHS-Katy | Katy-NICU | NICU 305A | 8/1/19 | 8/1/20 |  |  | MONITORS, PHYSIOLOGIC, VITAL SIGNS | Monitor, Cardiac, Portable | MONITORCARDIAPORTABLE-Philips-IntelliVue MP50 | MONITORCARDIAPORTABLE | IntelliVue MP50 |  |  |  | Philips | Monitor, Cardiac, Portable |  | MONITORCARDIAPORTABLE-Philips-IntelliVue MP50 |  | 1/20/17 |  | MCP-A | Covered PM Repair - Biomedical | MHHS-Katy | [8 empty] | MONITORCARDIAPORTABLE | Monitor, Cardiac, Portable | Philips
NO | YES |  |  |  | 133-03809 | 133-03809 | Philips Medical Systems Cardiac and Monitoring Syste | INTELLIVUE MP50 |  | DE44031517 | Katy-Nursery | MHHS-Katy |  | Monitor, Cardiac, Portable |  | 133-03809 | 133-03809 | Katy | MHHS-Katy | Katy-Nursery | NICU | 8/1/19 | 8/1/20 |  |  | MONITORS, PHYSIOLOGIC, VITAL SIGNS | Monitor, Cardiac, Portable | MONITORCARDIAPORTABLE-Philips-IntelliVue MP50 | MONITORCARDIAPORTABLE | IntelliVue MP50 |  |  |  | Philips | Monitor, Cardiac, Portable |  | MONITORCARDIAPORTABLE-Philips-IntelliVue MP50 |  | 11/1/17 |  | MCP-A | Covered PM Repair - Biomedical | MHHS-Katy | [8 empty] | MONITORCARDIAPORTABLE | Monitor, Cardiac, Portable | Philips
NO | YES |  |  |  | 133-03812 | 133-03812 | Philips Medical Systems Cardiac and Monitoring Syste | INTELLIVUE MP50 |  | DE44031493 | Katy-NICU | MHHS-Katy |  | Monitor, Cardiac, Portable |  | 133-03812 | 133-03812 | Katy | MHHS-Katy | Katy-NICU | 305B | 8/1/19 | 8/1/20 |  |  | MONITORS, PHYSIOLOGIC, VITAL SIGNS | Monitor, Cardiac, Portable | MONITORCARDIAPORTABLE-Philips-IntelliVue MP50 | MONITORCARDIAPORTABLE | IntelliVue MP50 |  |  |  | Philips | Monitor, Cardiac, Portable |  | MONITORCARDIAPORTABLE-Philips-IntelliVue MP50 |  | 12/9/17 |  | MCP-A | Covered PM Repair - Biomedical | MHHS-Katy | [8 empty] | MONITORCARDIAPORTABLE | Monitor, Cardiac, Portable | Philips
NO | YES |  |  |  | 133-09201 | 133-09201 | Philips Medical Systems Cardiac and Monitoring Syste | INTELLIVUE MP50 |  | DE44033805 | Katy-Ob Special Observation-3E | MHHS-Katy |  | Monitor, Cardiac, Portable |  | 133-09201 | 133-09201 | Katy | MHHS-Katy | Katy-Ob Special Observation-3E | E312 | 8/1/19 | 8/1/20 |  |  | MONITORS, PHYSIOLOGIC, VITAL SIGNS | Monitor, Cardiac, Portable | MONITORCARDIAPORTABLE-Philips-IntelliVue MP50 | MONITORCARDIAPORTABLE | IntelliVue MP50 |  |  |  | Philips | Monitor, Cardiac, Portable |  | MONITORCARDIAPORTABLE-Philips-IntelliVue MP50 |  | 6/20/17 |  | MCP-A | Covered PM Repair - Biomedical | MHHS-Katy | [8 empty] | MONITORCARDIAPORTABLE | Monitor, Cardiac, Portable | Philips
NO | YES |  |  |  | 133-09205 | 133-09205 | Philips Medical Systems Cardiac and Monitoring Syste | INTELLIVUE MP50 |  | DE44038486 | Katy-Nursery | MHHS-Katy |  | Monitor, Cardiac, Portable |  | 133-09205 | 133-09205 | Katy | MHHS-Katy | Katy-Nursery | E311 |  |  |  |  | MONITORS, PHYSIOLOGIC, VITAL SIGNS | Monitor, Cardiac, Portable | MONITORCARDIAPORTABLE-Philips-IntelliVue MP50 | MONITORCARDIAPORTABLE | IntelliVue MP50 |  |  |  | Philips | Monitor, Cardiac, Portable |  | MONITORCARDIAPORTABLE-Philips-IntelliVue MP50 |  | 3/15/19 |  | MCP-A | Covered PM Repair - Biomedical | MHHS-Katy | [8 empty] | MONITORCARDIAPORTABLE | Monitor, Cardiac, Portable | Philips
NO | YES |  |  |  | 133-09225 | 133-09225 | Philips Medical Systems Cardiac and Monitoring Syste | INTELLIVUE MP50 |  | DE44019449 | Katy-Nursery | MHHS-Katy |  | Monitor, Cardiac, Portable |  | 133-09225 | 133-09225 | Katy | MHHS-Katy | Katy-Nursery | E312 | 8/1/19 | 8/1/20 |  |  | MONITORS, PHYSIOLOGIC, VITAL SIGNS | Monitor, Cardiac, Portable | MONITORCARDIAPORTABLE-Philips-IntelliVue MP50 | MONITORCARDIAPORTABLE | IntelliVue MP50 |  |  |  | Philips | Monitor, Cardiac, Portable |  | MONITORCARDIAPORTABLE-Philips-IntelliVue MP50 |  | 1/20/17 |  | MCP-A | Covered PM Repair - Biomedical | MHHS-Katy | [8 empty] | MONITORCARDIAPORTABLE | Monitor, Cardiac, Portable | Philips
NO | YES |  |  |  | 133-09207 | 133-09207 | Philips Medical Systems Cardiac and Monitoring Syste | INTELLIVUE MP50 |  | DE44037556 | Katy-NICU | MHHS-Katy |  | Monitor, Cardiac, Portable |  | 133-09207 | 133-09207 | Katy | MHHS-Katy | Katy-NICU | NICU 310B | 8/1/19 | 8/1/20 |  |  | MONITORS, PHYSIOLOGIC, VITAL SIGNS | Monitor, Cardiac, Portable | MONITORCARDIAPORTABLE-Philips-IntelliVue MP50 | MONITORCARDIAPORTABLE | IntelliVue MP50 |  |  |  | Philips | Monitor, Cardiac, Portable |  | MONITORCARDIAPORTABLE-Philips-IntelliVue MP50 |  | 1/20/17 |  | MCP-A | Covered PM Repair - Biomedical | MHHS-Katy | [8 empty] | MONITORCARDIAPORTABLE | Monitor, Cardiac, Portable | Philips
NO | YES |  |  |  | 133-09213 | 133-09213 | Philips Medical Systems Cardiac and Monitoring Syste | INTELLIVUE MP50 |  | DE34703644 | Katy-NICU | MHHS-Katy |  | Monitor, Cardiac, Portable |  | 133-09213 | 133-09213 | Katy | MHHS-Katy | Katy-NICU | NICU 309 | 8/1/19 | 8/1/20 |  |  | MONITORS, PHYSIOLOGIC, VITAL SIGNS | Monitor, Cardiac, Portable | MONITORCARDIAPORTABLE-Philips-IntelliVue MP50 | MONITORCARDIAPORTABLE | IntelliVue MP50 |  |  |  | Philips | Monitor, Cardiac, Portable |  | MONITORCARDIAPORTABLE-Philips-IntelliVue MP50 |  | 1/20/17 |  | MCP-A | Covered PM Repair - Biomedical | MHHS-Katy | [8 empty] | MONITORCARDIAPORTABLE | Monitor, Cardiac, Portable | Philips
NO | YES |  |  |  | 133-09219 | 133-09219 | Philips Medical Systems Cardiac and Monitoring Syste | INTELLIVUE MP50 |  | DE44033797 | Katy-Nursery | MHHS-Katy |  | Monitor, Cardiac, Portable |  | 133-09219 | 133-09219 | Katy | MHHS-Katy | Katy-Nursery | NICU | 8/1/19 | 8/1/20 |  |  | MONITORS, PHYSIOLOGIC, VITAL SIGNS | Monitor, Cardiac, Portable | MONITORCARDIAPORTABLE-Philips-IntelliVue MP50 | MONITORCARDIAPORTABLE | IntelliVue MP50 |  |  |  | Philips | Monitor, Cardiac, Portable |  | MONITORCARDIAPORTABLE-Philips-IntelliVue MP50 |  | 1/20/17 |  | MCP-A | Covered PM Repair - Biomedical | MHHS-Katy | [8 empty] | MONITORCARDIAPORTABLE | Monitor, Cardiac, Portable | Philips
NO | YES |  |  |  | 133-09227 | 133-09227 | Philips Medical Systems Cardiac and Monitoring Syste | INTELLIVUE MP50 |  | DE44033803 | Katy-Nursery | MHHS-Katy |  | Monitor, Cardiac, Portable |  | 133-09227 | 133-09227 | Katy | MHHS-Katy | Katy-Nursery | Nursery level 2 | 8/1/19 | 8/1/20 |  |  | MONITORS, PHYSIOLOGIC, VITAL SIGNS | Monitor, Cardiac, Portable | MONITORCARDIAPORTABLE-Philips-IntelliVue MP50 | MONITORCARDIAPORTABLE | IntelliVue MP50 |  |  |  | Philips | Monitor, Cardiac, Portable |  | MONITORCARDIAPORTABLE-Philips-IntelliVue MP50 |  | 6/20/17 |  | MCP-A | Covered PM Repair - Biomedical | MHHS-Katy | [8 empty] | MONITORCARDIAPORTABLE | Monitor, Cardiac, Portable | Philips
NO | YES |  |  |  | 133-10342 | 133-10342 | Philips Medical Systems Cardiac and Monitoring Syste | INTELLIVUE MP50 |  | DE44037557 | Katy-Nursery | MHHS-Katy |  | Monitor, Cardiac, Portable |  | 133-10342 | 133-10342 | Katy | MHHS-Katy | Katy-Nursery | NICU | 8/1/19 | 8/1/20 |  |  | MONITORS, PHYSIOLOGIC, VITAL SIGNS | Monitor, Cardiac, Portable | MONITORCARDIAPORTABLE-Philips-IntelliVue MP50 | MONITORCARDIAPORTABLE | IntelliVue MP50 |  |  |  | Philips | Monitor, Cardiac, Portable |  | MONITORCARDIAPORTABLE-Philips-IntelliVue MP50 |  | 6/20/17 |  | MCP-A | Covered PM Repair - Biomedical | MHHS-Katy | [8 empty] | MONITORCARDIAPORTABLE | Monitor, Cardiac, Portable | Philips
NO | YES |  |  |  | 133-02743 | 133-02743 | Philips Medical Systems Cardiac and Monitoring Syste | INTELLIVUE MP50 |  | DE44025298 | Katy-PACU | MHHS-Katy |  | Monitor, Cardiac, Portable |  | 133-02743 | 133-02743 | Katy | MHHS-Katy | Katy-PACU | PacU8 | 11/1/19 | 11/1/20 |  |  | MONITORS, PHYSIOLOGIC, VITAL SIGNS | Monitor, Cardiac, Portable | MONITORCARDIAPORTABLE-Philips-IntelliVue MP50 | MONITORCARDIAPORTABLE | IntelliVue MP50 |  |  |  | Philips | Monitor, Cardiac, Portable |  | MONITORCARDIAPORTABLE-Philips-IntelliVue MP50 |  |  |  | MCP-A | Covered PM Repair - Biomedical | MHHS-Katy | [8 empty] | MONITORCARDIAPORTABLE | Monitor, Cardiac, Portable | Philips
NO | YES |  |  |  | 133-02990 | 133-02990 | Philips Medical Systems Cardiac and Monitoring Syste | INTELLIVUE MP50 |  | DE44029442 | Katy-PACU | MHHS-Katy |  | Monitor, Cardiac, Portable |  | 133-02990 | 133-02990 | Katy | MHHS-Katy | Katy-PACU | PacU11 | 11/1/19 | 11/1/20 |  |  | MONITORS, PHYSIOLOGIC, VITAL SIGNS | Monitor, Cardiac, Portable | MONITORCARDIAPORTABLE-Philips-IntelliVue MP50 | MONITORCARDIAPORTABLE | IntelliVue MP50 |  |  |  | Philips | Monitor, Cardiac, Portable |  | MONITORCARDIAPORTABLE-Philips-IntelliVue MP50 |  |  |  | MCP-A | Covered PM Repair - Biomedical | MHHS-Katy | [8 empty] | MONITORCARDIAPORTABLE | Monitor, Cardiac, Portable | Philips
NO | YES |  |  |  | 133-03001 | 133-03001 | Philips Medical Systems Cardiac and Monitoring Syste | INTELLIVUE MP50 |  | DE44029437 | Katy-PACU | MHHS-Katy |  | Monitor, Cardiac, Portable |  | 133-03001 | 133-03001 | Katy | MHHS-Katy | Katy-PACU | Recovery 25 | 6/1/19 | 6/1/20 |  |  | MONITORS, PHYSIOLOGIC, VITAL SIGNS | Monitor, Cardiac, Portable | MONITORCARDIAPORTABLE-Philips-IntelliVue MP50 | MONITORCARDIAPORTABLE | IntelliVue MP50 |  |  |  | Philips | Monitor, Cardiac, Portable |  | MONITORCARDIAPORTABLE-Philips-IntelliVue MP50 |  |  |  | MCP-A | Covered PM Repair - Biomedical | MHHS-Katy | [8 empty] | MONITORCARDIAPORTABLE | Monitor, Cardiac, Portable | Philips
NO | YES |  |  |  | 133-03002 | 133-03002 | Philips Medical Systems Cardiac and Monitoring Syste | INTELLIVUE MP50 |  | DE44029432 | Katy-PACU | MHHS-Katy |  | Monitor, Cardiac, Portable |  | 133-03002 | 133-03002 | Katy | MHHS-Katy | Katy-PACU | Bay 10 | 11/1/19 | 11/1/20 |  |  | MONITORS, PHYSIOLOGIC, VITAL SIGNS | Monitor, Cardiac, Portable | MONITORCARDIAPORTABLE-Philips-IntelliVue MP50 | MONITORCARDIAPORTABLE | IntelliVue MP50 |  |  |  | Philips | Monitor, Cardiac, Portable |  | MONITORCARDIAPORTABLE-Philips-IntelliVue MP50 |  |  |  | MCP-A | Covered PM Repair - Biomedical | MHHS-Katy | [8 empty] | MONITORCARDIAPORTABLE | Monitor, Cardiac, Portable | Philips
NO | YES |  |  |  | 133-03003 | 133-03003 | Philips Medical Systems Cardiac and Monitoring Syste | INTELLIVUE MP50 |  | DE44029450 | Katy-PACU | MHHS-Katy |  | Monitor, Cardiac, Portable |  | 133-03003 | 133-03003 | Katy | MHHS-Katy | Katy-PACU | Bay 24 | 2/1/19 | 2/1/20 |  |  | MONITORS, PHYSIOLOGIC, VITAL SIGNS | Monitor, Cardiac, Portable | MONITORCARDIAPORTABLE-Philips-IntelliVue MP50 | MONITORCARDIAPORTABLE | IntelliVue MP50 |  |  |  | Philips | Monitor, Cardiac, Portable |  | MONITORCARDIAPORTABLE-Philips-IntelliVue MP50 |  | 8/24/18 |  | MCP-A | Covered PM Repair - Biomedical | MHHS-Katy | [8 empty] | MONITORCARDIAPORTABLE | Monitor, Cardiac, Portable | Philips
NO | YES |  |  |  | 133-03923 | 133-03923 | Philips Medical Systems Cardiac and Monitoring Syste | INTELLIVUE MP50 |  | DE44031499 | Katy-PACU | MHHS-Katy |  | Monitor, Cardiac, Portable |  | 133-03923 | 133-03923 | Katy | MHHS-Katy | Katy-PACU | PACU BAY 5 | 11/1/19 | 11/1/20 |  |  | MONITORS, PHYSIOLOGIC, VITAL SIGNS | Monitor, Cardiac, Portable | MONITORCARDIAPORTABLE-Philips-IntelliVue MP50 | MONITORCARDIAPORTABLE | IntelliVue MP50 |  |  |  | Philips | Monitor, Cardiac, Portable |  | MONITORCARDIAPORTABLE-Philips-IntelliVue MP50 |  | 5/10/19 |  | MCP-A | Covered PM Repair - Biomedical | MHHS-Katy | [8 empty] | MONITORCARDIAPORTABLE | Monitor, Cardiac, Portable | Philips
NO | YES |  |  |  | 133-09161 | 133-09161 | Philips Medical Systems Cardiac and Monitoring Syste | INTELLIVUE MP50 |  | DE44037547 | Katy-PACU | MHHS-Katy |  | Monitor, Cardiac, Portable |  | 133-09161 | 133-09161 | Katy | MHHS-Katy | Katy-PACU | PACU Room 2 | 11/1/19 | 11/1/20 |  |  | MONITORS, PHYSIOLOGIC, VITAL SIGNS | Monitor, Cardiac, Portable | MONITORCARDIAPORTABLE-Philips-IntelliVue MP50 | MONITORCARDIAPORTABLE | IntelliVue MP50 |  |  |  | Philips | Monitor, Cardiac, Portable |  | MONITORCARDIAPORTABLE-Philips-IntelliVue MP50 |  |  |  | MCP-A | Covered PM Repair - Biomedical | MHHS-Katy | [8 empty] | MONITORCARDIAPORTABLE | Monitor, Cardiac, Portable | Philips
NO | YES |  |  |  | 133-03814 | 133-03814 | Philips Medical Systems Cardiac and Monitoring Syste | INTELLIVUE MP50 |  | DE44031478 | Katy-Postpartum-2W | MHHS-Katy |  | Monitor, Cardiac, Portable |  | 133-03814 | 133-03814 | Katy | MHHS-Katy | Katy-Postpartum-2W | L | 6/1/19 | 6/1/20 |  |  | MONITORS, PHYSIOLOGIC, VITAL SIGNS | Monitor, Cardiac, Portable | MONITORCARDIAPORTABLE-Philips-IntelliVue MP50 | MONITORCARDIAPORTABLE | IntelliVue MP50 |  |  |  | Philips | Monitor, Cardiac, Portable |  | MONITORCARDIAPORTABLE-Philips-IntelliVue MP50 |  |  |  | MCP-A | Covered PM Repair - Biomedical | MHHS-Katy | [8 empty] | MONITORCARDIAPORTABLE | Monitor, Cardiac, Portable | Philips
NO | YES |  |  |  | 133-03816 | 133-03816 | Philips Medical Systems Cardiac and Monitoring Syste | INTELLIVUE MP50 |  | DE44031456 | Katy-Postpartum-2W | MHHS-Katy |  | Monitor, Cardiac, Portable |  | 133-03816 | 133-03816 | Katy | MHHS-Katy | Katy-Postpartum-2W | OR 2 | 6/1/19 | 6/1/20 |  |  | MONITORS, PHYSIOLOGIC, VITAL SIGNS | Monitor, Cardiac, Portable | MONITORCARDIAPORTABLE-Philips-IntelliVue MP50 | MONITORCARDIAPORTABLE | IntelliVue MP50 |  |  |  | Philips | Monitor, Cardiac, Portable |  | MONITORCARDIAPORTABLE-Philips-IntelliVue MP50 |  |  |  | MCP-A | Covered PM Repair - Biomedical | MHHS-Katy | [8 empty] | MONITORCARDIAPORTABLE | Monitor, Cardiac, Portable | Philips
NO | YES |  |  |  | 133-06946 | 133-06946 | Philips Medical Systems Cardiac and Monitoring Syste | INTELLIVUE MP50 |  | DE82073637 | Katy-Med/Surg 5th Floor | MHHS-Katy |  | Monitor, Cardiac, Portable |  | 133-06946 | 133-06946 | Katy | MHHS-Katy | Katy-Med/Surg 5th Floor | Nursery level 2 | 8/1/19 | 8/1/20 |  |  | MONITORS, PHYSIOLOGIC, VITAL SIGNS | Monitor, Cardiac, Portable | MONITORCARDIAPORTABLE-Philips-IntelliVue MP50 | MONITORCARDIAPORTABLE | IntelliVue MP50 |  |  |  | Philips | Monitor, Cardiac, Portable |  | MONITORCARDIAPORTABLE-Philips-IntelliVue MP50 |  |  |  | MCP-A | Covered PM Repair - Biomedical | MHHS-Katy | [8 empty] | MONITORCARDIAPORTABLE | Monitor, Cardiac, Portable | Philips
NO | YES |  |  |  | 133-07166 | 133-07166 | Philips Medical Systems Cardiac and Monitoring Syste | INTELLIVUE MP50 |  | DE82071039 | Katy-Postpartum-2W | MHHS-Katy |  | Monitor, Cardiac, Portable |  | 133-07166 | 133-07166 | Katy | MHHS-Katy | Katy-Postpartum-2W | C-Section 1 | 8/1/19 | 8/1/20 |  |  | MONITORS, PHYSIOLOGIC, VITAL SIGNS | Monitor, Cardiac, Portable | MONITORCARDIAPORTABLE-Philips-IntelliVue MP50 | MONITORCARDIAPORTABLE | IntelliVue MP50 |  |  |  | Philips | Monitor, Cardiac, Portable |  | MONITORCARDIAPORTABLE-Philips-IntelliVue MP50 |  |  |  | MCP-A | Covered PM Repair - Biomedical | MHHS-Katy | [8 empty] | MONITORCARDIAPORTABLE | Monitor, Cardiac, Portable | Philips
NO | YES |  |  |  | 041-16077 | 041-16077 | Philips Medical Systems Cardiac and Monitoring Syste | INTELLIVUE MP50 |  | DE820A7891 | MEMORIAL CITY - DIGESTIVE DISEASE CENTER | MHHS-Mem City |  | Monitor, Cardiac, Portable |  | 041-16077 | 041-16077 | West |  | MEMORIAL CITY - DIGESTIVE DISEASE CENTER | [5 empty] | MONITORS, PHYSIOLOGIC, VITAL SIGNS |  | MONITORCARDIAPORTABLE-Philips-IntelliVue MP50 | MONITORCARDIAPORTABLE | IntelliVue MP50 |  |  |  | Philips | Monitor, Cardiac, Portable |  | MONITORCARDIAPORTABLE-Philips-IntelliVue MP50 |  |  |  |  | Covered PM Repair - Biomedical | MHHS-Mem City
NO | YES |  |  |  | 041-16081 | 041-16081 | Philips Medical Systems Cardiac and Monitoring Syste | INTELLIVUE MP50 |  | DE820A7872 | MEMORIAL CITY - DIGESTIVE DISEASE CENTER | MHHS-Mem City |  | Monitor, Cardiac, Portable |  | 041-16081 | 041-16081 | West | Memorial Hermann Memorial City Medical Center | MEMORIAL CITY - DIGESTIVE DISEASE CENTER | Endo procedure room 6 |  |  |  |  | MONITORS, PHYSIOLOGIC, VITAL SIGNS |  | MONITORCARDIAPORTABLE-Philips-IntelliVue MP50 | MONITORCARDIAPORTABLE | IntelliVue MP50 |  |  |  | Philips | Monitor, Cardiac, Portable |  | MONITORCARDIAPORTABLE-Philips-IntelliVue MP50 |  |  |  |  | Covered PM Repair - Biomedical | MHHS-Mem City
NO | YES |  |  |  | 041-12263 | 041-12263 | Philips Medical Systems Cardiac and Monitoring Syste | INTELLIVUE MP50 |  | DE82059830 | MEMORIAL CITY - MHT - NICU | MHHS-Mem City |  | Monitor, Cardiac, Portable |  | 041-12263 | 041-12263 | West | Memorial Hermann Memorial City Medical Center | MEMORIAL CITY - MHT - NICU | Memorial City - MH4 113 |  |  |  |  | MONITORS, PHYSIOLOGIC, VITAL SIGNS |  | MONITORCARDIAPORTABLE-Philips-IntelliVue MP50 | MONITORCARDIAPORTABLE | IntelliVue MP50 |  |  |  | Philips | Monitor, Cardiac, Portable |  | MONITORCARDIAPORTABLE-Philips-IntelliVue MP50 |  |  |  |  | Covered PM Repair - Biomedical | MHHS-Mem City
NO | YES |  |  |  | 041-12265 | 041-12265 | Philips Medical Systems Cardiac and Monitoring Syste | INTELLIVUE MP50 |  | DE82059819 | MEMORIAL CITY - MHT - NICU | MHHS-Mem City |  | Monitor, Cardiac, Portable |  | 041-12265 | 041-12265 | West | West | MEMORIAL CITY - MHT - NICU | MH4:205 Room 4M05 |  |  |  |  | MONITORS, PHYSIOLOGIC, VITAL SIGNS |  | MONITORCARDIAPORTABLE-Philips-IntelliVue MP50 | MONITORCARDIAPORTABLE | IntelliVue MP50 |  |  |  | Philips | Monitor, Cardiac, Portable |  | MONITORCARDIAPORTABLE-Philips-IntelliVue MP50 |  |  |  |  | Covered PM Repair - Biomedical | MHHS-Mem City
NO | YES |  |  |  | 041-12270 | 041-12270 | Philips Medical Systems Cardiac and Monitoring Syste | INTELLIVUE MP50 |  | DE82059729 | MEMORIAL CITY - PEDIATRICS | MHHS-Mem City |  | Monitor, Cardiac, Portable |  | 041-12270 | 041-12270 | West | West | MEMORIAL CITY - PEDIATRICS | MH4:205 Room 4M06 |  |  |  |  | MONITORS, PHYSIOLOGIC, VITAL SIGNS |  | MONITORCARDIAPORTABLE-Philips-IntelliVue MP50 | MONITORCARDIAPORTABLE | IntelliVue MP50 |  |  |  | Philips | Monitor, Cardiac, Portable |  | MONITORCARDIAPORTABLE-Philips-IntelliVue MP50 |  |  |  |  | Covered PM Repair - Biomedical | MHHS-Mem City
NO | YES |  |  |  | 041-12271 | 041-12271 | Philips Medical Systems Cardiac and Monitoring Syste | INTELLIVUE MP50 |  | DE82059808 | MEMORIAL CITY - PEDIATRICS | MHHS-Mem City |  | Monitor, Cardiac, Portable |  | 041-12271 | 041-12271 | West | Memorial Hermann Memorial City Medical Center | MEMORIAL CITY - PEDIATRICS | MH4 4M09 |  |  |  |  | MONITORS, PHYSIOLOGIC, VITAL SIGNS |  | MONITORCARDIAPORTABLE-Philips-IntelliVue MP50 | MONITORCARDIAPORTABLE | IntelliVue MP50 |  |  |  | Philips | Monitor, Cardiac, Portable |  | MONITORCARDIAPORTABLE-Philips-IntelliVue MP50 |  |  |  |  | Covered PM Repair - Biomedical | MHHS-Mem City
NO | YES |  |  |  |  | 041-12272 | Philips Medical Systems Cardiac and Monitoring Syste | INTELLIVUE MP50 |  | DE82059783 | MEMORIAL CITY - MHT - NICU | MHHS-Mem City |  | Monitor, Cardiac, Portable |  |  | 041-12272 | West | Memorial Hermann Memorial City Medical Center | MEMORIAL CITY - MHT - NICU | Memorial City - MH4 106 Room 4M30 |  |  |  |  | MONITORS, PHYSIOLOGIC, VITAL SIGNS |  | MONITORCARDIAPORTABLE-Philips-IntelliVue MP50 | MONITORCARDIAPORTABLE | IntelliVue MP50 |  |  |  | Philips | Monitor, Cardiac, Portable |  | MONITORCARDIAPORTABLE-Philips-IntelliVue MP50 |  |  |  |  | Covered PM Repair - Biomedical | MHHS-Mem City
NO | YES |  |  |  | 041-12260 | 041-12260 | Philips Medical Systems Cardiac and Monitoring Syste | INTELLIVUE MP50 |  | DE82059804 | Memorial City-Labor & Delivery | MHHS-Mem City |  | Monitor, Cardiac, Portable |  | 041-12260 | 041-12260 | West | MHHS-Mem City | Memorial City-Labor & Delivery | Nurse Station | 3/1/20 |  | 3/1/21 |  | MONITORS, PHYSIOLOGIC, VITAL SIGNS |  | MONITORCARDIAPORTABLE-Philips-IntelliVue MP50 | MONITORCARDIAPORTABLE | IntelliVue MP50 |  |  |  | Philips | Monitor, Cardiac, Portable |  | MONITORCARDIAPORTABLE-Philips-IntelliVue MP50 |  |  |  |  | Covered PM Repair - Biomedical | MHHS-Mem City
NO | YES |  |  |  |  | 041-12273 | Philips Medical Systems Cardiac and Monitoring Syste | INTELLIVUE MP50 |  | DE82059820 | MEMORIAL CITY - PEDIATRICS | MHHS-Mem City |  | Monitor, Cardiac, Portable |  |  | 041-12273 | West | West | MEMORIAL CITY - PEDIATRICS | MH4:205 Room 4M17 |  |  |  |  | MONITORS, PHYSIOLOGIC, VITAL SIGNS |  | MONITORCARDIAPORTABLE-Philips-IntelliVue MP50 | MONITORCARDIAPORTABLE | IntelliVue MP50 |  |  |  | Philips | Monitor, Cardiac, Portable |  | MONITORCARDIAPORTABLE-Philips-IntelliVue MP50 |  |  |  |  | Covered PM Repair - Biomedical | MHHS-Mem City
NO | YES |  |  |  |  | 041-12268 | Philips Medical Systems Cardiac and Monitoring Syste | INTELLIVUE MP50 |  | DE82059813 | Memorial City - NICU | MHHS-Mem City |  | Monitor, Cardiac, Portable |  |  | 041-12268 | West | Memorial City - Memorial Hermann Hospital | Memorial City - NICU | MH4:109 |  |  |  |  | MONITORS, PHYSIOLOGIC, VITAL SIGNS |  | MONITORCARDIAPORTABLE-Philips-IntelliVue MP50 | MONITORCARDIAPORTABLE | IntelliVue MP50 |  |  |  | Philips | Monitor, Cardiac, Portable |  | MONITORCARDIAPORTABLE-Philips-IntelliVue MP50 |  |  |  |  | Covered PM Repair - Biomedical | MHHS-Mem City
NO | YES |  |  |  |  | 041-12266 | Philips Medical Systems Cardiac and Monitoring Syste | INTELLIVUE MP50 |  | de82059815 | Memorial City - NICU | MHHS-Mem City |  | Monitor, Cardiac, Portable |  |  | 041-12266 | West | Memorial City - Memorial Hermann Hospital | Memorial City - NICU | MH4:107 Control Room |  |  |  |  | MONITORS, PHYSIOLOGIC, VITAL SIGNS |  | MONITORCARDIAPORTABLE-Philips-IntelliVue MP50 | MONITORCARDIAPORTABLE | IntelliVue MP50 |  |  |  | Philips | Monitor, Cardiac, Portable |  | MONITORCARDIAPORTABLE-Philips-IntelliVue MP50 |  |  |  |  | Covered PM Repair - Biomedical | MHHS-Mem City
NO | YES |  |  |  |  | 041-12269 | Philips Medical Systems Cardiac and Monitoring Syste | INTELLIVUE MP50 |  | de82059835 | MEMORIAL CITY - MHT - NICU | MHHS-Mem City |  | Monitor, Cardiac, Portable |  |  | 041-12269 | West | Memorial Hermann Memorial City Medical Center | MEMORIAL CITY - MHT - NICU | MEMORIAL CITY- MHT - NICU |  |  |  |  | MONITORS, PHYSIOLOGIC, VITAL SIGNS |  | MONITORCARDIAPORTABLE-Philips-IntelliVue MP50 | MONITORCARDIAPORTABLE | IntelliVue MP50 |  |  |  | Philips | Monitor, Cardiac, Portable |  | MONITORCARDIAPORTABLE-Philips-IntelliVue MP50 |  |  |  |  | Covered PM Repair - Biomedical | MHHS-Mem City
NO | YES |  |  |  |  | 041-12287 | Philips Medical Systems Cardiac and Monitoring Syste | INTELLIVUE MP50 |  | DE82059806 | MEMORIAL CITY - MHT - NICU | MHHS-Mem City |  | Monitor, Cardiac, Portable |  |  | 041-12287 | West | West | MEMORIAL CITY - MHT - NICU | MH4:110 Room4M26 |  |  |  |  | MONITORS, PHYSIOLOGIC, VITAL SIGNS |  | MONITORCARDIAPORTABLE-Philips-IntelliVue MP50 | MONITORCARDIAPORTABLE | IntelliVue MP50 |  |  |  | Philips | Monitor, Cardiac, Portable |  | MONITORCARDIAPORTABLE-Philips-IntelliVue MP50 |  |  |  |  | Covered PM Repair - Biomedical | MHHS-Mem City
NO | YES |  |  |  |  | 041-12259 | Philips Medical Systems Cardiac and Monitoring Syste | INTELLIVUE MP50 |  | DE82059805 | Memorial City-Labor & Delivery | MHHS-Mem City |  | Monitor, Cardiac, Portable |  |  | 041-12259 | West | MHHS-Mem City | Memorial City-Labor & Delivery | 3M09 | 6/1/19 |  | 6/1/20 |  | MONITORS, PHYSIOLOGIC, VITAL SIGNS |  | MONITORCARDIAPORTABLE-Philips-IntelliVue MP50 | MONITORCARDIAPORTABLE | IntelliVue MP50 |  |  |  | Philips | Monitor, Cardiac, Portable |  | MONITORCARDIAPORTABLE-Philips-IntelliVue MP50 |  |  |  |  | Covered PM Repair - Biomedical | MHHS-Mem City
NO | YES |  |  |  | 041-12261 | 041-12261 | Philips Medical Systems Cardiac and Monitoring Syste | INTELLIVUE MP50 |  | DE82059832 | MEMORIAL CITY - PEDS - NURSERY | MHHS-Mem City |  | Monitor, Cardiac, Portable |  | 041-12261 | 041-12261 | West | Memorial Hermann Memorial City Medical Center | MEMORIAL CITY - PEDS - NURSERY | MEMORIAL CITY PEDS |  |  |  |  | MONITORS, PHYSIOLOGIC, VITAL SIGNS |  | MONITORCARDIAPORTABLE-Philips-IntelliVue MP50 | MONITORCARDIAPORTABLE | IntelliVue MP50 |  |  |  | Philips | Monitor, Cardiac, Portable |  | MONITORCARDIAPORTABLE-Philips-IntelliVue MP50 |  |  |  |  | Covered PM Repair - Radiology, Low End | MHHS-Mem City
NO | YES |  |  |  | 041-12289 | 041-12289 | Philips Medical Systems Cardiac and Monitoring Syste | INTELLIVUE MP50 |  | DE82059858 | MEMORIAL CITY - PEDIATRICS | MHHS-Mem City |  | Monitor, Cardiac, Portable |  | 041-12289 | 041-12289 | West | West | MEMORIAL CITY - PEDIATRICS | MH4:205 Room 4M13 |  |  |  |  | MONITORS, PHYSIOLOGIC, VITAL SIGNS |  | MONITORCARDIAPORTABLE-Philips-IntelliVue MP50 | MONITORCARDIAPORTABLE | IntelliVue MP50 |  |  |  | Philips | Monitor, Cardiac, Portable |  | MONITORCARDIAPORTABLE-Philips-IntelliVue MP50 |  |  |  |  | Covered PM Repair - Radiology, Low End | MHHS-Mem City
NO | YES |  |  |  | 041-12291 | 041-12291 | Philips Medical Systems Cardiac and Monitoring Syste | INTELLIVUE MP50 |  | DE82059833 | Memorial Hermann-Memorial City - Pediatrics | MHHS-Mem City |  | Monitor, Cardiac, Portable |  | 041-12291 | 041-12291 | West | Memorial Hermann Memorial City Medical Center | Memorial Hermann-Memorial City - Pediatrics | MH4 4M11 |  |  |  |  | MONITORS, PHYSIOLOGIC, VITAL SIGNS |  | MONITORCARDIAPORTABLE-Philips-IntelliVue MP50 | MONITORCARDIAPORTABLE | IntelliVue MP50 |  |  |  | Philips | Monitor, Cardiac, Portable |  | MONITORCARDIAPORTABLE-Philips-IntelliVue MP50 |  |  |  |  | Covered PM Repair - Radiology, Low End | MHHS-Mem City
NO | YES |  |  |  | 041-12292 | 041-12292 | Philips Medical Systems Cardiac and Monitoring Syste | INTELLIVUE MP50 |  | DE82059822 | MEMORIAL CITY - PEDS - NURSERY | MHHS-Mem City |  | Monitor, Cardiac, Portable |  | 041-12292 | 041-12292 | West | Memorial Hermann Memorial City Medical Center | MEMORIAL CITY - PEDS - NURSERY | MEMORIAL CITY PEDS |  |  |  |  | MONITORS, PHYSIOLOGIC, VITAL SIGNS |  | MONITORCARDIAPORTABLE-Philips-IntelliVue MP50 | MONITORCARDIAPORTABLE | IntelliVue MP50 |  |  |  | Philips | Monitor, Cardiac, Portable |  | MONITORCARDIAPORTABLE-Philips-IntelliVue MP50 |  |  |  |  | Covered PM Repair - Radiology, Low End | MHHS-Mem City
NO | YES |  |  |  | 133-02739 | 133-02739 | Philips Medical Systems Cardiac and Monitoring Syste | INTELLIVUE MP50 |  | DE44025301 | KATY - OR | MHHS-OPID |  | Monitor, Cardiac, Portable |  | 133-02739 | 133-02739 | TMC | Memorial Hermann Katy Hospital | KATY - OR | Bronchoscopy | 7/1/19 | 7/1/20 |  |  | MONITORS, PHYSIOLOGIC, VITAL SIGNS | Monitor, Cardiac, Portable | MONITORCARDIAPORTABLE-Philips-IntelliVue MP50 | MONITORCARDIAPORTABLE | IntelliVue MP50 |  |  |  | Philips | Monitor, Cardiac, Portable |  | MONITORCARDIAPORTABLE-Philips-IntelliVue MP50 |  |  |  | MCP-A | Covered PM Repair - Biomedical | MHHS-OPID | [8 empty] | MONITORCARDIAPORTABLE | Monitor, Cardiac, Portable | Philips
NO | YES |  |  |  | 005-08693 | 005-08693 | Philips Medical Systems Cardiac and Monitoring Syste | INTELLIVUE MP50 |  | de82092561 | SE-OR-Anesthesia | MHHS-Southeast |  | Monitor, Cardiac, Portable |  | 005-08693 | 005-08693 | Southeast | MHHS-Southeast | SE-OR-Anesthesia | OR - ANESTHESIA | 9/1/19 |  | 9/1/20 |  | MONITORS, PHYSIOLOGIC, VITAL SIGNS |  | MONITORCARDIAPORTABLE-Philips-IntelliVue MP50 | MONITORCARDIAPORTABLE | IntelliVue MP50 |  |  |  | Philips | Monitor, Cardiac, Portable |  | MONITORCARDIAPORTABLE-Philips-IntelliVue MP50 |  |  |  |  | Covered PM Repair - Radiology, Low End | MHHS-Southeast
NO | YES |  |  |  | 005-09429 | 005-09429 | Philips Medical Systems Cardiac and Monitoring Syste | INTELLIVUE MP50 |  | DE820A2561 | SE-OR | MHHS-Southeast |  | Monitor, Cardiac, Portable |  | 005-09429 | 005-09429 | Southeast | MHHS-Southeast | SE-OR | Anesthesia workroom | 1/1/20 |  | 1/1/21 |  | MONITORS, PHYSIOLOGIC, VITAL SIGNS |  | MONITORCARDIAPORTABLE-Philips-IntelliVue MP50 | MONITORCARDIAPORTABLE | IntelliVue MP50 |  |  |  | Philips | Monitor, Cardiac, Portable |  | MONITORCARDIAPORTABLE-Philips-IntelliVue MP50 |  |  |  |  | Covered PM Repair - Biomedical | MHHS-Southeast
NO | YES | [5 empty] | Philips Medical Systems Cardiac and Monitoring Syste | INTELLIVUE MP50 |  | DE34702110 | SW-OR | MHHS-Southwest |  | Monitor, Cardiac, Portable |  |  |  | Southwest | MHHS-Southwest | SW-OR | Endo | 5/1/19 |  | 5/1/20 |  | MONITORS, PHYSIOLOGIC, VITAL SIGNS | Monitor, Cardiac, Portable | MONITORCARDIAPORTABLE-Philips-IntelliVue MP50 | MONITORCARDIAPORTABLE | IntelliVue MP50 |  |  |  | Philips | Monitor, Cardiac, Portable |  | MONITORCARDIAPORTABLE-Philips-IntelliVue MP50 |  | 11/18/15 |  | MCP-A | Covered PM Repair - Biomedical | MHHS-Southwest | [8 empty] | MONITORCARDIAPORTABLE | Monitor, Cardiac, Portable | Philips
NO | YES |  |  |  | 013-08609 | 013-08609 | Philips Medical Systems Cardiac and Monitoring Syste | INTELLIVUE MP50 |  | DE34702089 | SW-Endoscopy | MHHS-Southwest |  | Monitor, Cardiac, Portable |  | 013-08609 | 013-08609 | Southwest | MHHS-Southwest | SW-Endoscopy | Bay 13 | 5/1/19 |  | 5/1/20 |  | MONITORS, PHYSIOLOGIC, VITAL SIGNS | Monitor, Cardiac, Portable | MONITORCARDIAPORTABLE-Philips-IntelliVue MP50 | MONITORCARDIAPORTABLE | IntelliVue MP50 |  |  |  | Philips | Monitor, Cardiac, Portable |  | MONITORCARDIAPORTABLE-Philips-IntelliVue MP50 |  | 11/18/15 |  | MCP-A | Covered PM Repair - Biomedical | MHHS-Southwest | [8 empty] | MONITORCARDIAPORTABLE | Monitor, Cardiac, Portable | Philips
NO | YES |  |  |  |  | 013-11791 | Philips Medical Systems Cardiac and Monitoring Syste | INTELLIVUE MP50 |  | DE44011122 | SW-Endoscopy | MHHS-Southwest |  | Monitor, Cardiac, Portable |  |  | 013-11791 | Southwest | MHHS-Southwest | SW-Endoscopy | Bay 33 |  |  |  |  | MONITORS, PHYSIOLOGIC, VITAL SIGNS | Monitor, Cardiac, Portable | MONITORCARDIAPORTABLE-Philips-IntelliVue MP50 | MONITORCARDIAPORTABLE | IntelliVue MP50 |  |  |  | Philips | Monitor, Cardiac, Portable |  | MONITORCARDIAPORTABLE-Philips-IntelliVue MP50 |  | 11/18/15 |  | MCP-A | Covered PM Repair - Biomedical | MHHS-Southwest | [8 empty] | MONITORCARDIAPORTABLE | Monitor, Cardiac, Portable | Philips
NO | YES | [5 empty] | Philips Medical Systems Cardiac and Monitoring Syste | INTELLIVUE MP50 |  | DE44011162 | SW-Endoscopy | MHHS-Southwest |  | Monitor, Cardiac, Portable |  |  |  | Southwest | MHHS-Southwest | SW-Endoscopy | Bay 35 | 5/1/19 |  | 5/1/20 |  | MONITORS, PHYSIOLOGIC, VITAL SIGNS | Monitor, Cardiac, Portable | MONITORCARDIAPORTABLE-Philips-IntelliVue MP50 | MONITORCARDIAPORTABLE | IntelliVue MP50 |  |  |  | Philips | Monitor, Cardiac, Portable |  | MONITORCARDIAPORTABLE-Philips-IntelliVue MP50 |  | 11/18/15 |  | MCP-A | Covered PM Repair - Biomedical | MHHS-Southwest | [8 empty] | MONITORCARDIAPORTABLE | Monitor, Cardiac, Portable | Philips
NO | YES | [5 empty] | Philips Medical Systems Cardiac and Monitoring Syste | INTELLIVUE MP50 |  | DE44011125 | SW-Endoscopy | MHHS-Southwest |  | Monitor, Cardiac, Portable |  |  |  | Southwest | MHHS-Southwest | SW-Endoscopy | Bay 41 | 5/1/19 |  | 5/1/20 |  | MONITORS, PHYSIOLOGIC, VITAL SIGNS | Monitor, Cardiac, Portable | MONITORCARDIAPORTABLE-Philips-IntelliVue MP50 | MONITORCARDIAPORTABLE | IntelliVue MP50 |  |  |  | Philips | Monitor, Cardiac, Portable |  | MONITORCARDIAPORTABLE-Philips-IntelliVue MP50 |  |  |  | MCP-A | Covered PM Repair - Biomedical | MHHS-Southwest | [8 empty] | MONITORCARDIAPORTABLE | Monitor, Cardiac, Portable | Philips
NO | YES |  |  |  |  | 013-11789 | Philips Medical Systems Cardiac and Monitoring Syste | INTELLIVUE MP50 |  | DE44011118 | SW-Endoscopy | MHHS-Southwest |  | Monitor, Cardiac, Portable |  |  | 013-11789 | Memorial Hermann Hospital - Southwest | MHHS-Southwest | SW-Endoscopy | Endo Pacu | 5/1/19 |  | 3/1/20 |  | MONITORS, PHYSIOLOGIC, VITAL SIGNS | Monitor, Cardiac, Portable | MONITORCARDIAPORTABLE-Philips-IntelliVue MP50 | MONITORCARDIAPORTABLE | IntelliVue MP50 |  |  |  | Philips | Monitor, Cardiac, Portable |  | MONITORCARDIAPORTABLE-Philips-IntelliVue MP50 |  | 9/25/27 |  | MCP-A | Not Covered Vendor Only - Biomedical | MHHS-Southwest | [8 empty] | MONITORCARDIAPORTABLE | Monitor, Cardiac, Portable | Philips
NO | YES | [5 empty] | Philips Medical Systems Cardiac and Monitoring Syste | INTELLIVUE MP50 |  | DE44011138 | SW-Endoscopy | MHHS-Southwest |  | Monitor, Cardiac, Portable |  |  |  | Memorial Hermann Hospital - Southwest | MHHS-Southwest | SW-Endoscopy | Endo Pacu | 5/1/19 |  |  |  | MONITORS, PHYSIOLOGIC, VITAL SIGNS | Monitor, Cardiac, Portable | MONITORCARDIAPORTABLE-Philips-IntelliVue MP50 | MONITORCARDIAPORTABLE | IntelliVue MP50 |  |  |  | Philips | Monitor, Cardiac, Portable |  | MONITORCARDIAPORTABLE-Philips-IntelliVue MP50 |  | 9/25/27 |  | MCP-A | Not Covered Vendor Only - Biomedical | MHHS-Southwest | [8 empty] | MONITORCARDIAPORTABLE | Monitor, Cardiac, Portable | Philips
NO | YES |  |  |  |  | 013-11734 | Philips Medical Systems Cardiac and Monitoring Syste | INTELLIVUE MP50 |  | DE44011127 | SW-Endoscopy | MHHS-Southwest |  | Monitor, Cardiac, Portable |  |  | 013-11734 | Memorial Hermann Hospital - Southwest | MHHS-Southwest | SW-Endoscopy | Endo Pacu | 5/1/19 |  |  |  | MONITORS, PHYSIOLOGIC, VITAL SIGNS | Monitor, Cardiac, Portable | MONITORCARDIAPORTABLE-Philips-IntelliVue MP50 | MONITORCARDIAPORTABLE | IntelliVue MP50 |  |  |  | Philips | Monitor, Cardiac, Portable |  | MONITORCARDIAPORTABLE-Philips-IntelliVue MP50 |  |  |  | MCP-A | Covered PM Repair - Biomedical | MHHS-Southwest | [8 empty] | MONITORCARDIAPORTABLE | Monitor, Cardiac, Portable | Philips
NO | YES |  |  |  |  | 013-11751 | Philips Medical Systems Cardiac and Monitoring Syste | INTELLIVUE MP50 |  | DE44011143 | SW-Endoscopy | MHHS-Southwest |  | Monitor, Cardiac, Portable |  |  | 013-11751 | Southwest | MHHS-Southwest | SW-Endoscopy | Bay 45 | 5/1/19 |  | 5/1/20 |  | MONITORS, PHYSIOLOGIC, VITAL SIGNS | Monitor, Cardiac, Portable | MONITORCARDIAPORTABLE-Philips-IntelliVue MP50 | MONITORCARDIAPORTABLE | IntelliVue MP50 |  |  |  | Philips | Monitor, Cardiac, Portable |  | MONITORCARDIAPORTABLE-Philips-IntelliVue MP50 |  |  |  | MCP-A | Covered PM Repair - Biomedical | MHHS-Southwest | [8 empty] | MONITORCARDIAPORTABLE | Monitor, Cardiac, Portable | Philips
NO | YES | [5 empty] | Philips Medical Systems Cardiac and Monitoring Syste | INTELLIVUE MP50 |  | DE34702114 | SW-Endoscopy | MHHS-Southwest |  | Monitor, Cardiac, Portable |  |  |  | Memorial Hermann Hospital - Southwest | MHHS-Southwest | SW-Endoscopy | Endo Pacu | 5/1/19 |  |  |  | MONITORS, PHYSIOLOGIC, VITAL SIGNS | Monitor, Cardiac, Portable | MONITORCARDIAPORTABLE-Philips-IntelliVue MP50 | MONITORCARDIAPORTABLE | IntelliVue MP50 |  |  |  | Philips | Monitor, Cardiac, Portable |  | MONITORCARDIAPORTABLE-Philips-IntelliVue MP50 |  |  |  | MCP-A | Covered PM Repair - Biomedical | MHHS-Southwest | [8 empty] | MONITORCARDIAPORTABLE | Monitor, Cardiac, Portable | Philips
NO | YES | [5 empty] | Philips Medical Systems Cardiac and Monitoring Syste | INTELLIVUE MP50 |  | DE34702103 | SW-Endoscopy | MHHS-Southwest |  | Monitor, Cardiac, Portable |  |  |  | Southwest | MHHS-Southwest | SW-Endoscopy | Bay 25 | 5/1/19 |  | 5/1/20 |  | MONITORS, PHYSIOLOGIC, VITAL SIGNS | Monitor, Cardiac, Portable | MONITORCARDIAPORTABLE-Philips-IntelliVue MP50 | MONITORCARDIAPORTABLE | IntelliVue MP50 |  |  |  | Philips | Monitor, Cardiac, Portable |  | MONITORCARDIAPORTABLE-Philips-IntelliVue MP50 |  |  |  | MCP-A | Covered PM Repair - Biomedical | MHHS-Southwest | [8 empty] | MONITORCARDIAPORTABLE | Monitor, Cardiac, Portable | Philips
NO | YES | [5 empty] | Philips Medical Systems Cardiac and Monitoring Syste | INTELLIVUE MP50 |  | DE44011120 | SW-Endoscopy | MHHS-Southwest |  | Monitor, Cardiac, Portable |  |  |  | Southwest | MHHS-Southwest | SW-Endoscopy | Bay 24 | 5/1/19 |  | 5/1/20 |  | MONITORS, PHYSIOLOGIC, VITAL SIGNS | Monitor, Cardiac, Portable | MONITORCARDIAPORTABLE-Philips-IntelliVue MP50 | MONITORCARDIAPORTABLE | IntelliVue MP50 |  |  |  | Philips | Monitor, Cardiac, Portable |  | MONITORCARDIAPORTABLE-Philips-IntelliVue MP50 |  |  |  | MCP-A | Covered PM Repair - Biomedical | MHHS-Southwest | [8 empty] | MONITORCARDIAPORTABLE | Monitor, Cardiac, Portable | Philips
NO | YES |  |  |  |  | 013-08618 | Philips Medical Systems Cardiac and Monitoring Syste | INTELLIVUE MP50 |  | DE34702094 | SW-Endoscopy | MHHS-Southwest |  | Monitor, Cardiac, Portable |  |  | 013-08618 | Memorial Hermann Hospital - Southwest | MHHS-Southwest | SW-Endoscopy | Endo Pacu | 5/1/19 |  | 3/1/20 |  | MONITORS, PHYSIOLOGIC, VITAL SIGNS | Monitor, Cardiac, Portable | MONITORCARDIAPORTABLE-Philips-IntelliVue MP50 | MONITORCARDIAPORTABLE | IntelliVue MP50 |  |  |  | Philips | Monitor, Cardiac, Portable |  | MONITORCARDIAPORTABLE-Philips-IntelliVue MP50 |  | 2/14/14 |  | MCP-A | Covered PM Repair - Biomedical | MHHS-Southwest | [8 empty] | MONITORCARDIAPORTABLE | Monitor, Cardiac, Portable | Philips
NO | YES | [5 empty] | Philips Medical Systems Cardiac and Monitoring Syste | INTELLIVUE MP50 |  | DE44011117 | SW-Endoscopy | MHHS-Southwest |  | Monitor, Cardiac, Portable |  |  |  | Southwest | MHHS-Southwest | SW-Endoscopy | Bay 14 | 5/1/19 |  | 5/1/20 |  | MONITORS, PHYSIOLOGIC, VITAL SIGNS | Monitor, Cardiac, Portable | MONITORCARDIAPORTABLE-Philips-IntelliVue MP50 | MONITORCARDIAPORTABLE | IntelliVue MP50 |  |  |  | Philips | Monitor, Cardiac, Portable |  | MONITORCARDIAPORTABLE-Philips-IntelliVue MP50 |  | 2/24/14 |  | MCP-A | Covered PM Repair - Biomedical | MHHS-Southwest | [8 empty] | MONITORCARDIAPORTABLE | Monitor, Cardiac, Portable | Philips
NO | YES |  |  |  |  | 013-11750 | Philips Medical Systems Cardiac and Monitoring Syste | INTELLIVUE MP50 |  | DE44011121 | SW-Endoscopy | MHHS-Southwest |  | Monitor, Cardiac, Portable |  |  | 013-11750 | Southwest | MHHS-Southwest | SW-Endoscopy | Bay 3 | 5/1/19 |  | 5/1/20 |  | MONITORS, PHYSIOLOGIC, VITAL SIGNS | Monitor, Cardiac, Portable | MONITORCARDIAPORTABLE-Philips-IntelliVue MP50 | MONITORCARDIAPORTABLE | IntelliVue MP50 |  |  |  | Philips | Monitor, Cardiac, Portable |  | MONITORCARDIAPORTABLE-Philips-IntelliVue MP50 |  | 2/24/14 |  | MCP-A | Covered PM Repair - Biomedical | MHHS-Southwest | [8 empty] | MONITORCARDIAPORTABLE | Monitor, Cardiac, Portable | Philips
NO | YES | [5 empty] | Philips Medical Systems Cardiac and Monitoring Syste | INTELLIVUE MP50 |  | DE34702086 | SW-Endoscopy | MHHS-Southwest |  | Monitor, Cardiac, Portable |  |  |  | Memorial Hermann Hospital - Southwest | MHHS-Southwest | SW-Endoscopy | Endo Pacy | 5/1/19 |  |  |  | MONITORS, PHYSIOLOGIC, VITAL SIGNS | Monitor, Cardiac, Portable | MONITORCARDIAPORTABLE-Philips-IntelliVue MP50 | MONITORCARDIAPORTABLE | IntelliVue MP50 |  |  |  | Philips | Monitor, Cardiac, Portable |  | MONITORCARDIAPORTABLE-Philips-IntelliVue MP50 |  | 2/14/14 |  | MCP-A | Covered PM Repair - Biomedical | MHHS-Southwest | [8 empty] | MONITORCARDIAPORTABLE | Monitor, Cardiac, Portable | Philips
NO | YES | [5 empty] | Philips Medical Systems Cardiac and Monitoring Syste | INTELLIVUE MP50 |  | DE34702091 | SW-OR | MHHS-Southwest |  | Monitor, Cardiac, Portable |  |  |  | Southwest | MHHS-Southwest | SW-OR | Endo | 5/1/19 |  | 5/1/20 |  | MONITORS, PHYSIOLOGIC, VITAL SIGNS | Monitor, Cardiac, Portable | MONITORCARDIAPORTABLE-Philips-IntelliVue MP50 | MONITORCARDIAPORTABLE | IntelliVue MP50 |  |  |  | Philips | Monitor, Cardiac, Portable |  | MONITORCARDIAPORTABLE-Philips-IntelliVue MP50 |  | 2/14/14 |  | MCP-A | Covered PM Repair - Biomedical | MHHS-Southwest | [8 empty] | MONITORCARDIAPORTABLE | Monitor, Cardiac, Portable | Philips
NO | YES |  |  |  |  | 013-11741 | Philips Medical Systems Cardiac and Monitoring Syste | INTELLIVUE MP50 |  | DE44011152 | SW-Endoscopy | MHHS-Southwest |  | Monitor, Cardiac, Portable |  |  | 013-11741 | Memorial Hermann Hospital - Southwest | MHHS-Southwest | SW-Endoscopy | Endo Pacu | 5/1/19 |  | 5/1/20 |  | MONITORS, PHYSIOLOGIC, VITAL SIGNS | Monitor, Cardiac, Portable | MONITORCARDIAPORTABLE-Philips-IntelliVue MP50 | MONITORCARDIAPORTABLE | IntelliVue MP50 |  |  |  | Philips | Monitor, Cardiac, Portable |  | MONITORCARDIAPORTABLE-Philips-IntelliVue MP50 |  | 2/24/14 |  | MCP-A | Covered PM Repair - Biomedical | MHHS-Southwest | [8 empty] | MONITORCARDIAPORTABLE | Monitor, Cardiac, Portable | Philips
NO | YES | [5 empty] | Philips Medical Systems Cardiac and Monitoring Syste | INTELLIVUE MP50 |  | DE34702101 | SW-OR | MHHS-Southwest |  | Monitor, Cardiac, Portable |  |  |  | Southwest | MHHS-Southwest | SW-OR | Endo | 5/1/19 |  | 5/1/20 |  | MONITORS, PHYSIOLOGIC, VITAL SIGNS | Monitor, Cardiac, Portable | MONITORCARDIAPORTABLE-Philips-IntelliVue MP50 | MONITORCARDIAPORTABLE | IntelliVue MP50 |  |  |  | Philips | Monitor, Cardiac, Portable |  | MONITORCARDIAPORTABLE-Philips-IntelliVue MP50 |  | 2/24/14 |  | MCP-A | Covered PM Repair - Biomedical | MHHS-Southwest | [8 empty] | MONITORCARDIAPORTABLE | Monitor, Cardiac, Portable | Philips
NO | YES | [5 empty] | Philips Medical Systems Cardiac and Monitoring Syste | INTELLIVUE MP50 |  | DE44011139 | SW-Endoscopy | MHHS-Southwest |  | Monitor, Cardiac, Portable |  |  |  | Southwest | MHHS-Southwest | SW-Endoscopy | Bay 40 | 5/1/19 |  | 5/1/20 |  | MONITORS, PHYSIOLOGIC, VITAL SIGNS | Monitor, Cardiac, Portable | MONITORCARDIAPORTABLE-Philips-IntelliVue MP50 | MONITORCARDIAPORTABLE | IntelliVue MP50 |  |  |  | Philips | Monitor, Cardiac, Portable |  | MONITORCARDIAPORTABLE-Philips-IntelliVue MP50 |  | 2/14/14 |  | MCP-A | Covered PM Repair - Biomedical | MHHS-Southwest | [8 empty] | MONITORCARDIAPORTABLE | Monitor, Cardiac, Portable | Philips
NO | YES | [5 empty] | Philips Medical Systems Cardiac and Monitoring Syste | INTELLIVUE MP50 |  | DE44011119 | SW-Endoscopy | MHHS-Southwest |  | Monitor, Cardiac, Portable |  |  |  | Southwest | MHHS-Southwest | SW-Endoscopy | Bay 39 | 5/1/19 |  | 5/1/20 |  | MONITORS, PHYSIOLOGIC, VITAL SIGNS | Monitor, Cardiac, Portable | MONITORCARDIAPORTABLE-Philips-IntelliVue MP50 | MONITORCARDIAPORTABLE | IntelliVue MP50 |  |  |  | Philips | Monitor, Cardiac, Portable |  | MONITORCARDIAPORTABLE-Philips-IntelliVue MP50 |  | 2/14/14 |  | MCP-A | Covered PM Repair - Biomedical | MHHS-Southwest | [8 empty] | MONITORCARDIAPORTABLE | Monitor, Cardiac, Portable | Philips
NO | YES | [5 empty] | Philips Medical Systems Cardiac and Monitoring Syste | INTELLIVUE MP50 |  | de44011167 | SW-OR | MHHS-Southwest |  | Monitor, Cardiac, Portable |  |  |  | Southwest | MHHS-Southwest | SW-OR | Endo | 5/1/19 |  | 5/1/20 |  | MONITORS, PHYSIOLOGIC, VITAL SIGNS | Monitor, Cardiac, Portable | MONITORCARDIAPORTABLE-Philips-IntelliVue MP50 | MONITORCARDIAPORTABLE | IntelliVue MP50 |  |  |  | Philips | Monitor, Cardiac, Portable |  | MONITORCARDIAPORTABLE-Philips-IntelliVue MP50 |  | 2/24/14 |  | MCP-A | Covered PM Repair - Biomedical | MHHS-Southwest | [8 empty] | MONITORCARDIAPORTABLE | Monitor, Cardiac, Portable | Philips
NO | YES | [5 empty] | Philips Medical Systems Cardiac and Monitoring Syste | INTELLIVUE MP50 |  | DE4401128 | SW-Endoscopy | MHHS-Southwest |  | Monitor, Cardiac, Portable |  |  |  | Southwest | MHHS-Southwest | SW-Endoscopy | Bay 37 | 5/1/19 |  | 5/1/20 |  | MONITORS, PHYSIOLOGIC, VITAL SIGNS | Monitor, Cardiac, Portable | MONITORCARDIAPORTABLE-Philips-IntelliVue MP50 | MONITORCARDIAPORTABLE | IntelliVue MP50 |  |  |  | Philips | Monitor, Cardiac, Portable |  | MONITORCARDIAPORTABLE-Philips-IntelliVue MP50 |  | 2/24/14 |  | MCP-A | Covered PM Repair - Biomedical | MHHS-Southwest | [8 empty] | MONITORCARDIAPORTABLE | Monitor, Cardiac, Portable | Philips
NO | YES |  |  |  |  | 013-11738 | Philips Medical Systems Cardiac and Monitoring Syste | INTELLIVUE MP50 |  | DE44011136 | SW-Biomedical Services | MHHS-Southwest |  | Monitor, Cardiac, Portable |  |  | 013-11738 | Southwest | MHHS-Southwest | SW-Biomedical Services | Biomed | 8/1/19 | 8/1/20 |  |  | MONITORS, PHYSIOLOGIC, VITAL SIGNS | Monitor, Cardiac, Portable | MONITORCARDIAPORTABLE-Philips-IntelliVue MP50 | MONITORCARDIAPORTABLE | IntelliVue MP50 |  |  |  | Philips | Monitor, Cardiac, Portable |  | MONITORCARDIAPORTABLE-Philips-IntelliVue MP50 |  | 1/20/17 |  | MCP-A | Covered PM Repair - Biomedical | MHHS-Southwest | [8 empty] | MONITORCARDIAPORTABLE | Monitor, Cardiac, Portable | Philips
NO | YES |  |  |  |  | 013-11739 | Philips Medical Systems Cardiac and Monitoring Syste | INTELLIVUE MP50 |  | DE44011130 | SW-Endoscopy | MHHS-Southwest |  | Monitor, Cardiac, Portable |  |  | 013-11739 | Southwest | MHHS-Southwest | SW-Endoscopy | Bay 34 |  |  |  |  | MONITORS, PHYSIOLOGIC, VITAL SIGNS | Monitor, Cardiac, Portable | MONITORCARDIAPORTABLE-Philips-IntelliVue MP50 | MONITORCARDIAPORTABLE | IntelliVue MP50 |  |  |  | Philips | Monitor, Cardiac, Portable |  | MONITORCARDIAPORTABLE-Philips-IntelliVue MP50 |  | 5/15/13 |  | MCP-A | Covered PM Repair - Biomedical | MHHS-Southwest | [8 empty] | MONITORCARDIAPORTABLE | Monitor, Cardiac, Portable | Philips
NO | YES | [5 empty] | Philips Medical Systems Cardiac and Monitoring Syste | INTELLIVUE MP50 |  | DE44011131 | SW-Endoscopy | MHHS-Southwest |  | Monitor, Cardiac, Portable |  |  |  | Southwest | MHHS-Southwest | SW-Endoscopy | Bay 36 | 5/1/19 |  | 5/1/20 |  | MONITORS, PHYSIOLOGIC, VITAL SIGNS | Monitor, Cardiac, Portable | MONITORCARDIAPORTABLE-Philips-IntelliVue MP50 | MONITORCARDIAPORTABLE | IntelliVue MP50 |  |  |  | Philips | Monitor, Cardiac, Portable |  | MONITORCARDIAPORTABLE-Philips-IntelliVue MP50 |  | 5/15/13 |  | MCP-A | Covered PM Repair - Biomedical | MHHS-Southwest | [8 empty] | MONITORCARDIAPORTABLE | Monitor, Cardiac, Portable | Philips
NO | YES | [5 empty] | Philips Medical Systems Cardiac and Monitoring Syste | INTELLIVUE MP50 |  | DE44011149 | SW-Endoscopy | MHHS-Southwest |  | Monitor, Cardiac, Portable |  |  |  | Memorial Hermann Hospital - Southwest | MHHS-Southwest | SW-Endoscopy | Endo Pacu | 5/1/19 |  | 5/1/20 |  | MONITORS, PHYSIOLOGIC, VITAL SIGNS | Monitor, Cardiac, Portable | MONITORCARDIAPORTABLE-Philips-IntelliVue MP50 | MONITORCARDIAPORTABLE | IntelliVue MP50 |  |  |  | Philips | Monitor, Cardiac, Portable |  | MONITORCARDIAPORTABLE-Philips-IntelliVue MP50 |  | 2/14/14 |  | MCP-A | Covered PM Repair - Biomedical | MHHS-Southwest | [8 empty] | MONITORCARDIAPORTABLE | Monitor, Cardiac, Portable | Philips
NO | YES | [5 empty] | Philips Medical Systems Cardiac and Monitoring Syste | INTELLIVUE MP50 |  | DE44011126 | SW-Endoscopy | MHHS-Southwest |  | Monitor, Cardiac, Portable |  |  |  | Southwest | MHHS-Southwest | SW-Endoscopy | Bay 2 | 5/1/19 |  | 5/1/20 |  | MONITORS, PHYSIOLOGIC, VITAL SIGNS | Monitor, Cardiac, Portable | MONITORCARDIAPORTABLE-Philips-IntelliVue MP50 | MONITORCARDIAPORTABLE | IntelliVue MP50 |  |  |  | Philips | Monitor, Cardiac, Portable |  | MONITORCARDIAPORTABLE-Philips-IntelliVue MP50 |  | 2/24/14 |  | MCP-A | Covered PM Repair - Biomedical | MHHS-Southwest | [8 empty] | MONITORCARDIAPORTABLE | Monitor, Cardiac, Portable | Philips
NO | YES |  |  |  |  | 013-08613 | Philips Medical Systems Cardiac and Monitoring Syste | INTELLIVUE MP50 |  | DE34702107 | SW-Endoscopy | MHHS-Southwest |  | Monitor, Cardiac, Portable |  |  | 013-08613 | Southwest | MHHS-Southwest | SW-Endoscopy | Bay 26 | 5/1/19 |  | 5/1/20 |  | MONITORS, PHYSIOLOGIC, VITAL SIGNS | Monitor, Cardiac, Portable | MONITORCARDIAPORTABLE-Philips-IntelliVue MP50 | MONITORCARDIAPORTABLE | IntelliVue MP50 |  |  |  | Philips | Monitor, Cardiac, Portable |  | MONITORCARDIAPORTABLE-Philips-IntelliVue MP50 |  | 2/24/14 |  | MCP-A | Covered PM Repair - Biomedical | MHHS-Southwest | [8 empty] | MONITORCARDIAPORTABLE | Monitor, Cardiac, Portable | Philips
NO | YES | [5 empty] | Philips Medical Systems Cardiac and Monitoring Syste | INTELLIVUE MP50 |  | DE34702116 | SW-OR | MHHS-Southwest |  | Monitor, Cardiac, Portable |  |  |  | Southwest | MHHS-Southwest | SW-OR | Endo | 5/1/19 |  | 5/1/20 |  | MONITORS, PHYSIOLOGIC, VITAL SIGNS | Monitor, Cardiac, Portable | MONITORCARDIAPORTABLE-Philips-IntelliVue MP50 | MONITORCARDIAPORTABLE | IntelliVue MP50 |  |  |  | Philips | Monitor, Cardiac, Portable |  | MONITORCARDIAPORTABLE-Philips-IntelliVue MP50 |  | 2/14/14 |  | MCP-A | Covered PM Repair - Biomedical | MHHS-Southwest | [8 empty] | MONITORCARDIAPORTABLE | Monitor, Cardiac, Portable | Philips
NO | YES | [5 empty] | Philips Medical Systems Cardiac and Monitoring Syste | INTELLIVUE MP50 |  | DE44011140 | SW-Endoscopy | MHHS-Southwest |  | Monitor, Cardiac, Portable |  |  |  | Southwest | MHHS-Southwest | SW-Endoscopy | Bay 38 | 5/1/19 |  | 5/1/20 |  | MONITORS, PHYSIOLOGIC, VITAL SIGNS | Monitor, Cardiac, Portable | MONITORCARDIAPORTABLE-Philips-IntelliVue MP50 | MONITORCARDIAPORTABLE | IntelliVue MP50 |  |  |  | Philips | Monitor, Cardiac, Portable |  | MONITORCARDIAPORTABLE-Philips-IntelliVue MP50 |  | 2/14/14 |  | MCP-A | Covered PM Repair - Biomedical | MHHS-Southwest | [8 empty] | MONITORCARDIAPORTABLE | Monitor, Cardiac, Portable | Philips
NO | YES | Serial Number DE34707381 |  |  |  | 013-11337 | Philips Medical Systems Cardiac and Monitoring Syste | INTELLIVUE MP50 |  | DE34707381 | SW-Endoscopy | MHHS-Southwest |  | Monitor, Cardiac, Portable |  |  | 013-11337 | Memorial Hermann Hospital - Southwest | MHHS-Southwest | SW-Endoscopy | Endoscopy | 5/1/19 |  |  |  | MONITORS, PHYSIOLOGIC, VITAL SIGNS | Monitor, Cardiac, Portable | MONITORCARDIAPORTABLE-Philips-IntelliVue MP50 | MONITORCARDIAPORTABLE | IntelliVue MP50 |  |  |  | Philips | Monitor, Cardiac, Portable |  | MONITORCARDIAPORTABLE-Philips-IntelliVue MP50 |  |  |  | MCP-A | Covered PM Repair - Biomedical | MHHS-Southwest | [8 empty] | MONITORCARDIAPORTABLE | Monitor, Cardiac, Portable | Philips
NO | YES |  |  |  | 013-11688 | 013-11688 | Philips Medical Systems Cardiac and Monitoring Syste | INTELLIVUE MP50 |  | DE44010955 | SW-Preop | MHHS-Southwest |  | Monitor, Cardiac, Portable |  | 013-11688 | 013-11688 | Southwest | MHHS-Southwest | SW-Preop | PACU | 6/1/19 |  | 6/1/20 |  | MONITORS, PHYSIOLOGIC, VITAL SIGNS | Monitor, Cardiac, Portable | MONITORCARDIAPORTABLE-Philips-IntelliVue MP50 | MONITORCARDIAPORTABLE | IntelliVue MP50 |  |  |  | Philips | Monitor, Cardiac, Portable |  | MONITORCARDIAPORTABLE-Philips-IntelliVue MP50 |  |  |  | MCP-A | Covered PM Repair - Respiratory/Steriliz | MHHS-Southwest | [8 empty] | MONITORCARDIAPORTABLE | Monitor, Cardiac, Portable | Philips
NO | YES |  |  |  | 013-11696 | 013-11696 | Philips Medical Systems Cardiac and Monitoring Syste | INTELLIVUE MP50 |  | DE44010944 | SW-Preop | MHHS-Southwest |  | Monitor, Cardiac, Portable |  | 013-11696 | 013-11696 | Southwest | MHHS-Southwest | SW-Preop | Bay 6 | 6/1/19 |  | 6/1/20 |  | MONITORS, PHYSIOLOGIC, VITAL SIGNS | Monitor, Cardiac, Portable | MONITORCARDIAPORTABLE-Philips-IntelliVue MP50 | MONITORCARDIAPORTABLE | IntelliVue MP50 |  |  |  | Philips | Monitor, Cardiac, Portable |  | MONITORCARDIAPORTABLE-Philips-IntelliVue MP50 |  | 11/2/16 |  | MCP-A | Covered PM Repair - Radiology, Low End | MHHS-Southwest | [8 empty] | MONITORCARDIAPORTABLE | Monitor, Cardiac, Portable | Philips
NO | YES |  |  |  |  | 013-11694 | Philips Medical Systems Cardiac and Monitoring Syste | INTELLIVUE MP50 |  | DE44010958 | SW-Preop | MHHS-Southwest |  | Monitor, Cardiac, Portable |  |  | 013-11694 | Southwest | MHHS-Southwest | SW-Preop | Bay 1 | 6/1/19 |  | 6/1/20 |  | MONITORS, PHYSIOLOGIC, VITAL SIGNS | Monitor, Cardiac, Portable | MONITORCARDIAPORTABLE-Philips-IntelliVue MP50 | MONITORCARDIAPORTABLE | IntelliVue MP50 |  |  |  | Philips | Monitor, Cardiac, Portable |  | MONITORCARDIAPORTABLE-Philips-IntelliVue MP50 |  | 1/24/17 |  | MCP-A | Covered PM Repair - Biomedical | MHHS-Southwest | [8 empty] | MONITORCARDIAPORTABLE | Monitor, Cardiac, Portable | Philips
NO | YES | [5 empty] | Philips Medical Systems Cardiac and Monitoring Syste | INTELLIVUE MP50 |  | DE44010999 | SW-Preop | MHHS-Southwest |  | Monitor, Cardiac, Portable |  |  |  | Southwest | MHHS-Southwest | SW-Preop | Bay 8 | 5/1/19 |  | 5/1/20 |  | MONITORS, PHYSIOLOGIC, VITAL SIGNS | Monitor, Cardiac, Portable | MONITORCARDIAPORTABLE-Philips-IntelliVue MP50 | MONITORCARDIAPORTABLE | IntelliVue MP50 |  |  |  | Philips | Monitor, Cardiac, Portable |  | MONITORCARDIAPORTABLE-Philips-IntelliVue MP50 |  | 1/20/17 |  | MCP-A | Covered PM Repair - Biomedical | MHHS-Southwest | [8 empty] | MONITORCARDIAPORTABLE | Monitor, Cardiac, Portable | Philips
NO | YES |  |  |  |  | 013-11695 | Philips Medical Systems Cardiac and Monitoring Syste | INTELLIVUE MP50 |  | DE44010950 | SW-Respiratory | MHHS-Southwest |  | Monitor, Cardiac, Portable |  |  | 013-11695 | Memorial Hermann Hospital - Southwest | MHHS-Southwest | SW-Respiratory | Endo pacu | 5/1/19 |  |  |  | MONITORS, PHYSIOLOGIC, VITAL SIGNS | Monitor, Cardiac, Portable | MONITORCARDIAPORTABLE-Philips-IntelliVue MP50 | MONITORCARDIAPORTABLE | IntelliVue MP50 |  |  |  | Philips | Monitor, Cardiac, Portable |  | MONITORCARDIAPORTABLE-Philips-IntelliVue MP50 |  | 1/20/17 |  | MCP-A | Covered PM Repair - Biomedical | MHHS-Southwest | [8 empty] | MONITORCARDIAPORTABLE | Monitor, Cardiac, Portable | Philips
NO | YES | [5 empty] | Philips Medical Systems Cardiac and Monitoring Syste | INTELLIVUE MP50 |  | DE44010973 | SW-Respiratory | MHHS-Southwest |  | Monitor, Cardiac, Portable |  |  |  | Memorial Hermann Hospital - Southwest | MHHS-Southwest | SW-Respiratory | Endo pacu | 5/1/19 |  |  |  | MONITORS, PHYSIOLOGIC, VITAL SIGNS | Monitor, Cardiac, Portable | MONITORCARDIAPORTABLE-Philips-IntelliVue MP50 | MONITORCARDIAPORTABLE | IntelliVue MP50 |  |  |  | Philips | Monitor, Cardiac, Portable |  | MONITORCARDIAPORTABLE-Philips-IntelliVue MP50 |  | 1/20/17 |  | MCP-A | Covered PM Repair - Biomedical | MHHS-Southwest | [8 empty] | MONITORCARDIAPORTABLE | Monitor, Cardiac, Portable | Philips
NO | YES | [5 empty] | Philips Medical Systems Cardiac and Monitoring Syste | INTELLIVUE MP50 |  | DE44011008 | SW-Preop | MHHS-Southwest |  | Monitor, Cardiac, Portable |  |  |  | Southwest | MHHS-Southwest | SW-Preop | Bay 10 | 5/1/19 |  | 5/1/20 |  | MONITORS, PHYSIOLOGIC, VITAL SIGNS | Monitor, Cardiac, Portable | MONITORCARDIAPORTABLE-Philips-IntelliVue MP50 | MONITORCARDIAPORTABLE | IntelliVue MP50 |  |  |  | Philips | Monitor, Cardiac, Portable |  | MONITORCARDIAPORTABLE-Philips-IntelliVue MP50 |  | 1/20/17 |  | MCP-A | Covered PM Repair - Biomedical | MHHS-Southwest | [8 empty] | MONITORCARDIAPORTABLE | Monitor, Cardiac, Portable | Philips
NO | YES |  |  |  |  | 013-11693 | Philips Medical Systems Cardiac and Monitoring Syste | INTELLIVUE MP50 |  | DE44010988 | SW-Respiratory | MHHS-Southwest |  | Monitor, Cardiac, Portable |  |  | 013-11693 | Memorial Hermann Hospital - Southwest | MHHS-Southwest | SW-Respiratory | Endo pacu | 6/1/19 |  |  |  | MONITORS, PHYSIOLOGIC, VITAL SIGNS | Monitor, Cardiac, Portable | MONITORCARDIAPORTABLE-Philips-IntelliVue MP50 | MONITORCARDIAPORTABLE | IntelliVue MP50 |  |  |  | Philips | Monitor, Cardiac, Portable |  | MONITORCARDIAPORTABLE-Philips-IntelliVue MP50 |  | 6/20/17 |  | MCP-A | Covered PM Repair - Biomedical | MHHS-Southwest | [8 empty] | MONITORCARDIAPORTABLE | Monitor, Cardiac, Portable | Philips
NO | YES | [5 empty] | Philips Medical Systems Cardiac and Monitoring Syste | INTELLIVUE MP50 |  | DE44010972 | SW-Preop | MHHS-Southwest |  | Monitor, Cardiac, Portable |  |  |  | Southwest | MHHS-Southwest | SW-Preop | PACU | 6/1/19 |  | 6/1/20 |  | MONITORS, PHYSIOLOGIC, VITAL SIGNS | Monitor, Cardiac, Portable | MONITORCARDIAPORTABLE-Philips-IntelliVue MP50 | MONITORCARDIAPORTABLE | IntelliVue MP50 |  |  |  | Philips | Monitor, Cardiac, Portable |  | MONITORCARDIAPORTABLE-Philips-IntelliVue MP50 |  | 6/20/17 |  | MCP-A | Covered PM Repair - Biomedical | MHHS-Southwest | [8 empty] | MONITORCARDIAPORTABLE | Monitor, Cardiac, Portable | Philips
NO | YES | [5 empty] | Philips Medical Systems Cardiac and Monitoring Syste | INTELLIVUE MP50 |  | DE44011147 | SW-OR | MHHS-Southwest |  | Monitor, Cardiac, Portable |  |  |  | Southwest | MHHS-Southwest | SW-OR | Endo | 5/1/19 |  | 5/1/16 |  | MONITORS, PHYSIOLOGIC, VITAL SIGNS | Monitor, Cardiac, Portable | MONITORCARDIAPORTABLE-Philips-IntelliVue MP50 | MONITORCARDIAPORTABLE | IntelliVue MP50 |  |  |  | Philips | Monitor, Cardiac, Portable |  | MONITORCARDIAPORTABLE-Philips-IntelliVue MP50 |  | 6/20/17 |  | MCP-A | Covered PM Repair - Biomedical | MHHS-Southwest | [8 empty] | MONITORCARDIAPORTABLE | Monitor, Cardiac, Portable | Philips
NO | YES | [5 empty] | Philips Medical Systems Cardiac and Monitoring Syste | INTELLIVUE MP50 |  | DE44011148 | SW-Endoscopy | MHHS-Southwest |  | Monitor, Cardiac, Portable |  |  |  | Southwest | MHHS-Southwest | SW-Endoscopy | Bay 15 |  |  |  |  | MONITORS, PHYSIOLOGIC, VITAL SIGNS | Monitor, Cardiac, Portable | MONITORCARDIAPORTABLE-Philips-IntelliVue MP50 | MONITORCARDIAPORTABLE | IntelliVue MP50 |  |  |  | Philips | Monitor, Cardiac, Portable |  | MONITORCARDIAPORTABLE-Philips-IntelliVue MP50 |  | 6/20/17 |  | MCP-A | Covered PM Repair - Biomedical | MHHS-Southwest | [8 empty] | MONITORCARDIAPORTABLE | Monitor, Cardiac, Portable | Philips
NO | YES |  |  |  |  | 013-11790 | Philips Medical Systems Cardiac and Monitoring Syste | INTELLIVUE MP50 |  | DE44011135 | SW-Endoscopy | MHHS-Southwest |  | Monitor, Cardiac, Portable |  |  | 013-11790 | Southwest | MHHS-Southwest | SW-Endoscopy | Bay 4 | 5/1/19 |  | 5/1/20 |  | MONITORS, PHYSIOLOGIC, VITAL SIGNS | Monitor, Cardiac, Portable | MONITORCARDIAPORTABLE-Philips-IntelliVue MP50 | MONITORCARDIAPORTABLE | IntelliVue MP50 |  |  |  | Philips | Monitor, Cardiac, Portable |  | MONITORCARDIAPORTABLE-Philips-IntelliVue MP50 |  | 1/12/18 |  | MCP-A | Covered PM Repair - Radiology, High End | MHHS-Southwest | [8 empty] | MONITORCARDIAPORTABLE | Monitor, Cardiac, Portable | Philips
NO | YES |  |  |  |  | 013-08620 | Philips Medical Systems Cardiac and Monitoring Syste | INTELLIVUE MP50 |  | DE34702104 | SW-Endoscopy | MHHS-Southwest |  | Monitor, Cardiac, Portable |  |  | 013-08620 | Southwest | MHHS-Southwest | SW-Endoscopy | Bay 27 | 5/1/19 |  | 5/1/20 |  | MONITORS, PHYSIOLOGIC, VITAL SIGNS | Monitor, Cardiac, Portable | MONITORCARDIAPORTABLE-Philips-IntelliVue MP50 | MONITORCARDIAPORTABLE | IntelliVue MP50 |  |  |  | Philips | Monitor, Cardiac, Portable |  | MONITORCARDIAPORTABLE-Philips-IntelliVue MP50 |  | 1/20/17 |  | MCP-A | Covered PM Repair - Biomedical | MHHS-Southwest | [8 empty] | MONITORCARDIAPORTABLE | Monitor, Cardiac, Portable | Philips
NO | YES |  |  |  | 129-02499 | 129-02499 | Philips Medical Systems Cardiac and Monitoring Syste | INTELLIVUE MP50 |  | DE44032164 | Sugar Land-Pedi IMU | MHHS-Sugarland |  | Monitor, Cardiac, Portable |  | 129-02499 | 129-02499 | Sugar Land | MHHS-Sugarland | Sugar Land-Pedi IMU |  | 10/1/19 |  |  |  | MONITORS, PHYSIOLOGIC, VITAL SIGNS | Monitor, Cardiac, Portable | MONITORCARDIAPORTABLE-Philips-IntelliVue MP50 | MONITORCARDIAPORTABLE | IntelliVue MP50 |  |  |  | Philips | Monitor, Cardiac, Portable |  | MONITORCARDIAPORTABLE-Philips-IntelliVue MP50 |  |  |  | MCP-A | Covered PM Repair - Biomedical | MHHS-Sugarland | [8 empty] | MONITORCARDIAPORTABLE | Monitor, Cardiac, Portable | Philips
NO | YES |  |  |  | 129-02459 | 129-02459 | Philips Medical Systems Cardiac and Monitoring Syste | INTELLIVUE MP50 |  | DE44032155 | SUGAR LAND - ER | MHHS-Sugarland |  | Monitor, Cardiac, Portable |  | 129-02459 | 129-02459 | Sugar Land | Memorial Hermann Sugar Land Hospital | SUGAR LAND - ER | ER | 10/1/19 |  | 10/1/20 |  | MONITORS, PHYSIOLOGIC, VITAL SIGNS | Monitor, Cardiac, Portable | MONITORCARDIAPORTABLE-Philips-IntelliVue MP50 | MONITORCARDIAPORTABLE | IntelliVue MP50 |  |  |  | Philips | Monitor, Cardiac, Portable |  | MONITORCARDIAPORTABLE-Philips-IntelliVue MP50 |  |  |  | MCP-A | Covered PM Repair - Biomedical | MHHS-Sugarland | [8 empty] | MONITORCARDIAPORTABLE | Monitor, Cardiac, Portable | Philips
NO | YES |  |  |  | 129-02311 | 129-02311 | Philips Medical Systems Cardiac and Monitoring Syste | INTELLIVUE MP50 |  | DE44032246 | Sugar Land-Nursery | MHHS-Sugarland |  | Monitor, Cardiac, Portable |  | 129-02311 | 129-02311 | Sugar Land | MHHS-Sugarland | Sugar Land-Nursery | Nursery | 7/1/19 |  | 7/1/20 |  | MONITORS, PHYSIOLOGIC, VITAL SIGNS | Monitor, Cardiac, Portable | MONITORCARDIAPORTABLE-Philips-IntelliVue MP50 | MONITORCARDIAPORTABLE | IntelliVue MP50 |  |  |  | Philips | Monitor, Cardiac, Portable |  | MONITORCARDIAPORTABLE-Philips-IntelliVue MP50 |  | 12/8/17 |  | MCP-A | Covered PM Repair - Biomedical | MHHS-Sugarland | [8 empty] | MONITORCARDIAPORTABLE | Monitor, Cardiac, Portable | Philips
NO | YES |  |  |  | 129-02435 | 129-02435 | Philips Medical Systems Cardiac and Monitoring Syste | INTELLIVUE MP50 |  | DE44032255 | Sugar Land-Nursery | MHHS-Sugarland |  | Monitor, Cardiac, Portable |  | 129-02435 | 129-02435 | Sugar Land | MHHS-Sugarland | Sugar Land-Nursery | Nursery | 7/1/19 |  | 7/1/20 |  | MONITORS, PHYSIOLOGIC, VITAL SIGNS | Monitor, Cardiac, Portable | MONITORCARDIAPORTABLE-Philips-IntelliVue MP50 | MONITORCARDIAPORTABLE | IntelliVue MP50 |  |  |  | Philips | Monitor, Cardiac, Portable |  | MONITORCARDIAPORTABLE-Philips-IntelliVue MP50 |  |  |  | MCP-A | Covered PM Repair - Biomedical | MHHS-Sugarland | [8 empty] | MONITORCARDIAPORTABLE | Monitor, Cardiac, Portable | Philips
NO | YES |  |  |  | 129-02436 | 129-02436 | Philips Medical Systems Cardiac and Monitoring Syste | INTELLIVUE MP50 |  | DE44032252 | Sugar Land-Nursery | MHHS-Sugarland |  | Monitor, Cardiac, Portable |  | 129-02436 | 129-02436 | Sugar Land | MHHS-Sugarland | Sugar Land-Nursery | NICU | 7/1/19 |  | 7/1/20 |  | MONITORS, PHYSIOLOGIC, VITAL SIGNS | Monitor, Cardiac, Portable | MONITORCARDIAPORTABLE-Philips-IntelliVue MP50 | MONITORCARDIAPORTABLE | IntelliVue MP50 |  |  |  | Philips | Monitor, Cardiac, Portable |  | MONITORCARDIAPORTABLE-Philips-IntelliVue MP50 |  |  |  | MCP-A | Covered PM Repair - Biomedical | MHHS-Sugarland | [8 empty] | MONITORCARDIAPORTABLE | Monitor, Cardiac, Portable | Philips
NO | YES |  |  |  | 129-02437 | 129-02437 | Philips Medical Systems Cardiac and Monitoring Syste | INTELLIVUE MP50 |  | DE44032244 | Sugar Land-Nursery | MHHS-Sugarland |  | Monitor, Cardiac, Portable |  | 129-02437 | 129-02437 | Sugar Land | MHHS-Sugarland | Sugar Land-Nursery | NICU | 7/1/19 |  |  |  | MONITORS, PHYSIOLOGIC, VITAL SIGNS | Monitor, Cardiac, Portable | MONITORCARDIAPORTABLE-Philips-IntelliVue MP50 | MONITORCARDIAPORTABLE | IntelliVue MP50 |  |  |  | Philips | Monitor, Cardiac, Portable |  | MONITORCARDIAPORTABLE-Philips-IntelliVue MP50 |  |  |  | MCP-A | Covered PM Repair - Biomedical | MHHS-Sugarland | [8 empty] | MONITORCARDIAPORTABLE | Monitor, Cardiac, Portable | Philips
NO | YES |  |  |  | 129-02438 | 129-02438 | Philips Medical Systems Cardiac and Monitoring Syste | INTELLIVUE MP50 |  | DE44032236 | Sugar Land-Nursery | MHHS-Sugarland |  | Monitor, Cardiac, Portable |  | 129-02438 | 129-02438 | Sugar Land | MHHS-Sugarland | Sugar Land-Nursery | Nursery | 7/1/19 |  | 7/1/20 |  | MONITORS, PHYSIOLOGIC, VITAL SIGNS | Monitor, Cardiac, Portable | MONITORCARDIAPORTABLE-Philips-IntelliVue MP50 | MONITORCARDIAPORTABLE | IntelliVue MP50 |  |  |  | Philips | Monitor, Cardiac, Portable |  | MONITORCARDIAPORTABLE-Philips-IntelliVue MP50 |  |  |  | MCP-A | Covered PM Repair - Biomedical | MHHS-Sugarland | [8 empty] | MONITORCARDIAPORTABLE | Monitor, Cardiac, Portable | Philips
NO | YES |  |  |  | 129-02489 | 129-02489 | Philips Medical Systems Cardiac and Monitoring Syste | INTELLIVUE MP50 |  | DE44032250 | Sugar Land-Nursery | MHHS-Sugarland |  | Monitor, Cardiac, Portable |  | 129-02489 | 129-02489 | Sugar Land | MHHS-Sugarland | Sugar Land-Nursery | NICU | 7/1/19 |  | 7/1/20 |  | MONITORS, PHYSIOLOGIC, VITAL SIGNS | Monitor, Cardiac, Portable | MONITORCARDIAPORTABLE-Philips-IntelliVue MP50 | MONITORCARDIAPORTABLE | IntelliVue MP50 |  |  |  | Philips | Monitor, Cardiac, Portable |  | MONITORCARDIAPORTABLE-Philips-IntelliVue MP50 |  |  |  | MCP-A | Covered PM Repair - Radiology, Low End | MHHS-Sugarland | [8 empty] | MONITORCARDIAPORTABLE | Monitor, Cardiac, Portable | Philips
NO | YES |  |  |  | 129-02496 | 129-02496 | Philips Medical Systems Cardiac and Monitoring Syste | INTELLIVUE MP50 |  | DE44032229 | Sugar Land-Nursery | MHHS-Sugarland |  | Monitor, Cardiac, Portable |  | 129-02496 | 129-02496 | Sugar Land | MHHS-Sugarland | Sugar Land-Nursery | Nursery | 7/1/19 |  | 7/1/20 | W | MONITORS, PHYSIOLOGIC, VITAL SIGNS | Monitor, Cardiac, Portable | MONITORCARDIAPORTABLE-Philips-IntelliVue MP50 | MONITORCARDIAPORTABLE | IntelliVue MP50 |  |  |  | Philips | Monitor, Cardiac, Portable |  | MONITORCARDIAPORTABLE-Philips-IntelliVue MP50 |  |  |  | MCP-A | Covered PM Repair - Radiology, Low End | MHHS-Sugarland | [8 empty] | MONITORCARDIAPORTABLE | Monitor, Cardiac, Portable | Philips
NO | YES |  |  |  | 129-02500 | 129-02500 | Philips Medical Systems Cardiac and Monitoring Syste | INTELLIVUE MP50 |  | DE44032247 | Sugar Land-Nursery | MHHS-Sugarland |  | Monitor, Cardiac, Portable |  | 129-02500 | 129-02500 | Sugar Land | MHHS-Sugarland | Sugar Land-Nursery | Nursery | 7/1/19 |  | 7/1/20 |  | MONITORS, PHYSIOLOGIC, VITAL SIGNS | Monitor, Cardiac, Portable | MONITORCARDIAPORTABLE-Philips-IntelliVue MP50 | MONITORCARDIAPORTABLE | IntelliVue MP50 |  |  |  | Philips | Monitor, Cardiac, Portable |  | MONITORCARDIAPORTABLE-Philips-IntelliVue MP50 |  |  |  | MCP-A | Covered PM Repair - Radiology, Low End | MHHS-Sugarland | [8 empty] | MONITORCARDIAPORTABLE | Monitor, Cardiac, Portable | Philips
NO | YES |  |  |  | 129-02296 | 129-02296 | Philips Medical Systems Cardiac and Monitoring Syste | INTELLIVUE MP50 |  | DE44032161 | Sugar Land-OR | MHHS-Sugarland |  | Monitor, Cardiac, Portable |  | 129-02296 | 129-02296 | Sugar Land | MHHS-Sugarland | Sugar Land-OR | OR 6 | 8/1/19 |  | 8/1/20 |  | MONITORS, PHYSIOLOGIC, VITAL SIGNS | Monitor, Cardiac, Portable | MONITORCARDIAPORTABLE-Philips-IntelliVue MP50 | MONITORCARDIAPORTABLE | IntelliVue MP50 |  |  |  | Philips | Monitor, Cardiac, Portable |  | MONITORCARDIAPORTABLE-Philips-IntelliVue MP50 |  |  |  | MCP-A | Covered PM Repair - Biomedical | MHHS-Sugarland | [8 empty] | MONITORCARDIAPORTABLE | Monitor, Cardiac, Portable | Philips
NO | YES |  |  |  | 129-02298 | 129-02298 | Philips Medical Systems Cardiac and Monitoring Syste | INTELLIVUE MP50 |  | DE44032177 | Sugar Land-OR | MHHS-Sugarland |  | Monitor, Cardiac, Portable |  | 129-02298 | 129-02298 | Sugar Land | MHHS-Sugarland | Sugar Land-OR | OR 4 | 7/1/19 |  |  |  | MONITORS, PHYSIOLOGIC, VITAL SIGNS | Monitor, Cardiac, Portable | MONITORCARDIAPORTABLE-Philips-IntelliVue MP50 | MONITORCARDIAPORTABLE | IntelliVue MP50 |  |  |  | Philips | Monitor, Cardiac, Portable |  | MONITORCARDIAPORTABLE-Philips-IntelliVue MP50 |  | 7/25/19 |  | MCP-A | Covered PM Repair - Radiology, Low End | MHHS-Sugarland | [8 empty] | MONITORCARDIAPORTABLE | Monitor, Cardiac, Portable | Philips
NO | YES |  |  |  | 129-02493 | 129-02493 | Philips Medical Systems Cardiac and Monitoring Syste | INTELLIVUE MP50 |  | DE44032156 | Sugar Land-OR | MHHS-Sugarland |  | Monitor, Cardiac, Portable |  | 129-02493 | 129-02493 | Sugar Land | MHHS-Sugarland | Sugar Land-OR | OR 1 | 8/1/19 |  | 8/1/20 |  | MONITORS, PHYSIOLOGIC, VITAL SIGNS | Monitor, Cardiac, Portable | MONITORCARDIAPORTABLE-Philips-IntelliVue MP50 | MONITORCARDIAPORTABLE | IntelliVue MP50 |  |  |  | Philips | Monitor, Cardiac, Portable |  | MONITORCARDIAPORTABLE-Philips-IntelliVue MP50 |  |  |  | MCP-A | Covered PM Repair - Biomedical | MHHS-Sugarland | [8 empty] | MONITORCARDIAPORTABLE | Monitor, Cardiac, Portable | Philips
NO | YES |  |  |  | 129-02495 | 129-02495 | Philips Medical Systems Cardiac and Monitoring Syste | INTELLIVUE MP50 |  | DE44032167 | Sugar Land-OR | MHHS-Sugarland |  | Monitor, Cardiac, Portable |  | 129-02495 | 129-02495 | Sugar Land | MHHS-Sugarland | Sugar Land-OR | OR 8 | 7/1/19 |  | 7/1/20 |  | MONITORS, PHYSIOLOGIC, VITAL SIGNS | Monitor, Cardiac, Portable | MONITORCARDIAPORTABLE-Philips-IntelliVue MP50 | MONITORCARDIAPORTABLE | IntelliVue MP50 |  |  |  | Philips | Monitor, Cardiac, Portable |  | MONITORCARDIAPORTABLE-Philips-IntelliVue MP50 |  | 10/6/14 |  | MCP-A | Covered PM Repair - Radiology, Low End | MHHS-Sugarland | [8 empty] | MONITORCARDIAPORTABLE | Monitor, Cardiac, Portable | Philips
NO | YES |  |  |  | 129-02498 | 129-02498 | Philips Medical Systems Cardiac and Monitoring Syste | INTELLIVUE MP50 |  | DE44032171 | Sugar Land-OR | MHHS-Sugarland |  | Monitor, Cardiac, Portable |  | 129-02498 | 129-02498 | Sugar Land | MHHS-Sugarland | Sugar Land-OR | Endo or | 7/1/19 |  | 7/1/20 |  | MONITORS, PHYSIOLOGIC, VITAL SIGNS | Monitor, Cardiac, Portable | MONITORCARDIAPORTABLE-Philips-IntelliVue MP50 | MONITORCARDIAPORTABLE | IntelliVue MP50 |  |  |  | Philips | Monitor, Cardiac, Portable |  | MONITORCARDIAPORTABLE-Philips-IntelliVue MP50 |  | 8/10/22 |  | MCP-A | Not Covered Vendor Only - Rad, Low End | MHHS-Sugarland | [8 empty] | MONITORCARDIAPORTABLE | Monitor, Cardiac, Portable | Philips
NO | YES |  |  |  | 129-04095 | 129-04095 | Philips Medical Systems Cardiac and Monitoring Syste | INTELLIVUE MP50 |  | DE82074927 | Sugar Land-OR | MHHS-Sugarland |  | Monitor, Cardiac, Portable |  | 129-04095 | 129-04095 | Sugar Land | MHHS-Sugarland | Sugar Land-OR | Room 2 | 10/1/19 |  |  |  | MONITORS, PHYSIOLOGIC, VITAL SIGNS | Monitor, Cardiac, Portable | MONITORCARDIAPORTABLE-Philips-IntelliVue MP50 | MONITORCARDIAPORTABLE | IntelliVue MP50 |  |  |  | Philips | Monitor, Cardiac, Portable |  | MONITORCARDIAPORTABLE-Philips-IntelliVue MP50 |  |  |  | MCP-A | Covered PM Repair - Biomedical | MHHS-Sugarland | [8 empty] | MONITORCARDIAPORTABLE | Monitor, Cardiac, Portable | Philips
NO | YES |  |  |  | 129-04322 | 129-04322 | Philips Medical Systems Cardiac and Monitoring Syste | INTELLIVUE MP50 |  | DE82080745 | Sugar Land-OR | MHHS-Sugarland |  | Monitor, Cardiac, Portable |  | 129-04322 | 129-04322 | Sugar Land | MHHS-Sugarland | Sugar Land-OR |  | 8/1/19 | 8/1/20 |  |  | MONITORS, PHYSIOLOGIC, VITAL SIGNS | Monitor, Cardiac, Portable | MONITORCARDIAPORTABLE-Philips-IntelliVue MP50 | MONITORCARDIAPORTABLE | IntelliVue MP50 |  |  |  | Philips | Monitor, Cardiac, Portable |  | MONITORCARDIAPORTABLE-Philips-IntelliVue MP50 |  |  |  | MCP-A | Covered PM Repair - Biomedical | MHHS-Sugarland | [8 empty] | MONITORCARDIAPORTABLE | Monitor, Cardiac, Portable | Philips
NO | YES |  |  |  | 129-04325 | 129-04325 | Philips Medical Systems Cardiac and Monitoring Syste | INTELLIVUE MP50 |  | DE82080714 | Sugar Land-OR | MHHS-Sugarland |  | Monitor, Cardiac, Portable |  | 129-04325 | 129-04325 | Sugar Land | MHHS-Sugarland | Sugar Land-OR | OR | 8/1/19 |  | 8/1/20 |  | MONITORS, PHYSIOLOGIC, VITAL SIGNS | Monitor, Cardiac, Portable | MONITORCARDIAPORTABLE-Philips-IntelliVue MP50 | MONITORCARDIAPORTABLE | IntelliVue MP50 |  |  |  | Philips | Monitor, Cardiac, Portable |  | MONITORCARDIAPORTABLE-Philips-IntelliVue MP50 |  |  |  | MCP-A | Covered PM Repair - Biomedical | MHHS-Sugarland | [8 empty] | MONITORCARDIAPORTABLE | Monitor, Cardiac, Portable | Philips
NO | YES |  |  |  | 077-06290 | 077-06290 | Philips Medical Systems Cardiac and Monitoring Syste | INTELLIVUE MP50 |  | DE44015479 | TMC-Children's-CSC (9Hp) | MHHS-TMC |  | Monitor, Cardiac, Portable |  | 077-06290 | 077-06290 | TMC | MHHS-TMC | TMC-Children's-CSC (9Hp) |  | 4/10/19 |  |  |  | MONITORS, PHYSIOLOGIC, VITAL SIGNS |  | MONITORCARDIAPORTABLE-Philips-IntelliVue MP50 | MONITORCARDIAPORTABLE | IntelliVue MP50 |  |  |  | Philips | Monitor, Cardiac, Portable |  | MONITORCARDIAPORTABLE-Philips-IntelliVue MP50 |  |  | Verified 3/30/2020 4:07pm (Central) |  | Clinical Miscellaneous | MHHS-TMC
NO | YES | [5 empty] | Philips Medical Systems Cardiac and Monitoring Syste | INTELLIVUE MP50 |  | DE44015441 | TMC-Children's-CSC (9Hp) | MHHS-TMC |  | Monitor, Cardiac, Portable |  |  |  | TMC | MHHS-TMC | TMC-Children's-CSC (9Hp) |  | 4/25/19 |  |  |  | MONITORS, PHYSIOLOGIC, VITAL SIGNS |  | MONITORCARDIAPORTABLE-Philips-IntelliVue MP50 | MONITORCARDIAPORTABLE | IntelliVue MP50 |  |  |  | Philips | Monitor, Cardiac, Portable |  | MONITORCARDIAPORTABLE-Philips-IntelliVue MP50 |  | 6/26/14 | Verified 3/30/2020 4:07pm (Central) |  | Covered PM Repair - Biomedical | MHHS-TMC
NO | YES |  |  |  | 099-02579 | 099-02579 | Philips Medical Systems Cardiac and Monitoring Syste | INTELLIVUE MP50 |  | DE44022539 | Katy-Nursery |  |  |  |  | 099-02579 | 099-02579 | Katy | MHHS-Katy | Katy-Nursery | 310A | 8/1/19 | 8/1/20 |  |  |  | Monitor, Cardiac, Portable | MONITORCARDIAPORTABLE-Philips-IntelliVue MP50 | [12 empty] | MCP-A | [10 empty] | MONITORCARDIAPORTABLE | Monitor, Cardiac, Portable | Philips
NO | YES |  |  |  |  | 013-08612 | Philips Medical Systems Cardiac and Monitoring Syste | INTELLIVUE MP50 |  | DE34702117 | SW-Endoscopy | [5 empty] | 013-08612 | Southwest | MHHS-Southwest | SW-Endoscopy | Bay 30 | 5/1/19 |  | 5/1/20 | New Add
NO | YES |  |  |  | 041-12267 | 041-12267 | Philips Medical Systems Cardiac and Monitoring Syste | INTELLIVUE MP50 |  | DE82059778 | MEMORIAL CITY - MHT - NICU |  |  |  |  | 041-12267 | 041-12267 | West | Memorial Hermann Memorial City Medical Center | MEMORIAL CITY - MHT - NICU | MEMORIAL CITY- MHT - NICU
NO | YES |  |  |  | 041-12262 | 041-12262 | Philips Medical Systems Cardiac and Monitoring Syste | INTELLIVUE MP50 |  | DE82059811 | Memorial City - NICU |  |  |  |  | 041-12262 | 041-12262 | West | Memorial City - Memorial Hermann Hospital | Memorial City - NICU | MH4:304 |  |  |  |  | MONITORS, PHYSIOLOGIC, VITAL SIGNS
NO | NO | [5 empty] | Philips Medical Systems Cardiac and Monitoring Syste | INTELLIVUE MP50 |  | DE44011145 | GH - PACU | MHHS-Greater Heights |  | Monitor, Cardiac, Portable |  |  |  | Central & Greater Heights |  | GH - PACU | [5 empty] | MONITORS, PHYSIOLOGIC, VITAL SIGNS |  | MONITORCARDIAPORTABLE-Philips-IntelliVue MP50 | MONITORCARDIAPORTABLE | IntelliVue MP50 |  |  |  | Philips | Monitor, Cardiac, Portable |  | MONITORCARDIAPORTABLE-Philips-IntelliVue MP50 |  |  |  |  | Covered PM Repair - Biomedical | MHHS-Greater Heights
NO | NO |  |  |  | 133-08955 |  | Philips Medical Systems Cardiac and Monitoring Syste | INTELLIVUE MP50 |  | DE44034570 | KATY - POSTPARTUM - 2W | MHHS-Katy |  | Monitor, Cardiac, Portable |  | 133-08955 |  | Katy |  | KATY - POSTPARTUM - 2W | [5 empty] | MONITORS, PHYSIOLOGIC, VITAL SIGNS |  | MONITORCARDIAPORTABLE-Philips-IntelliVue MP50 | MONITORCARDIAPORTABLE | IntelliVue MP50 |  |  |  | Philips | Monitor, Cardiac, Portable |  | MONITORCARDIAPORTABLE-Philips-IntelliVue MP50 |  |  |  |  | Covered PM Repair - Biomedical | MHHS-Katy
NO | NO |  |  |  | 041-12290 |  | Philips Medical Systems Cardiac and Monitoring Syste | INTELLIVUE MP50 |  | DE82059821 | MEMORIAL CITY - PEDIATRICS | MHHS-Mem City |  | Monitor, Cardiac, Portable |  | 041-12290 |  | West & Memorial City |  | MEMORIAL CITY - PEDIATRICS | [5 empty] | MONITORS, PHYSIOLOGIC, VITAL SIGNS |  | MONITORCARDIAPORTABLE-Philips-IntelliVue MP50 | MONITORCARDIAPORTABLE | IntelliVue MP50 |  |  |  | Philips | Monitor, Cardiac, Portable |  | MONITORCARDIAPORTABLE-Philips-IntelliVue MP50 |  |  |  |  | Covered PM Repair - Radiology, Low End | MHHS-Mem City
NO | NO | [5 empty] | Philips Medical Systems Cardiac and Monitoring Syste | INTELLIVUE MP50 |  | DE34702105 | SW - ENDOSCOPY | MHHS-Southwest |  | Monitor, Cardiac, Portable |  |  |  | Southwest |  | SW - ENDOSCOPY | [5 empty] | MONITORS, PHYSIOLOGIC, VITAL SIGNS |  | MONITORCARDIAPORTABLE-Philips-IntelliVue MP50 | MONITORCARDIAPORTABLE | IntelliVue MP50 |  |  |  | Philips | Monitor, Cardiac, Portable |  | MONITORCARDIAPORTABLE-Philips-IntelliVue MP50 |  |  |  |  | Covered PM Repair - Biomedical | MHHS-Southwest
NO | NO | [5 empty] | Philips Medical Systems Cardiac and Monitoring Syste | INTELLIVUE MP50 |  | DE34702095 | SW - ENDOSCOPY | MHHS-Southwest |  | Monitor, Cardiac, Portable |  |  |  | Southwest |  | SW - ENDOSCOPY | [5 empty] | MONITORS, PHYSIOLOGIC, VITAL SIGNS |  | MONITORCARDIAPORTABLE-Philips-IntelliVue MP50 | MONITORCARDIAPORTABLE | IntelliVue MP50 |  |  |  | Philips | Monitor, Cardiac, Portable |  | MONITORCARDIAPORTABLE-Philips-IntelliVue MP50 |  |  |  |  | Covered PM Repair - Biomedical | MHHS-Southwest
NO | NO | [5 empty] | Philips Medical Systems Cardiac and Monitoring Syste | INTELLIVUE MP50 |  | DE44019755 | SW - ENDOSCOPY | MHHS-Southwest |  | Monitor, Cardiac, Portable |  |  |  | Southwest |  | SW - ENDOSCOPY | [5 empty] | MONITORS, PHYSIOLOGIC, VITAL SIGNS |  | MONITORCARDIAPORTABLE-Philips-IntelliVue MP50 | MONITORCARDIAPORTABLE | IntelliVue MP50 |  |  |  | Philips | Monitor, Cardiac, Portable |  | MONITORCARDIAPORTABLE-Philips-IntelliVue MP50 |  |  |  |  | Covered PM Repair - Biomedical | MHHS-Southwest
NO | NO |  |  |  | 013-12783 |  | Philips Medical Systems Cardiac and Monitoring Syste | INTELLIVUE MP50 |  | DE44022630 | SW - LABOR & DELIVERY | MHHS-Southwest |  | Monitor, Cardiac, Portable |  | 013-12783 |  | Southwest |  | SW - LABOR & DELIVERY | [5 empty] | MONITORS, PHYSIOLOGIC, VITAL SIGNS |  | MONITORCARDIAPORTABLE-Philips-IntelliVue MP50 | MONITORCARDIAPORTABLE | IntelliVue MP50 |  |  |  | Philips | Monitor, Cardiac, Portable |  | MONITORCARDIAPORTABLE-Philips-IntelliVue MP50 |  |  |  |  | Covered PM Repair - Biomedical | MHHS-Southwest
NO | NO | [5 empty] | Philips Medical Systems Cardiac and Monitoring Syste | INTELLIVUE MP50 |  | de44022616 | SW - LABOR & DELIVERY | MHHS-Southwest |  | Monitor, Cardiac, Portable |  |  |  | Southwest |  | SW - LABOR & DELIVERY | [5 empty] | MONITORS, PHYSIOLOGIC, VITAL SIGNS |  | MONITORCARDIAPORTABLE-Philips-IntelliVue MP50 | MONITORCARDIAPORTABLE | IntelliVue MP50 |  |  |  | Philips | Monitor, Cardiac, Portable |  | MONITORCARDIAPORTABLE-Philips-IntelliVue MP50 |  |  |  |  | Covered PM Repair - Biomedical | MHHS-Southwest
NO | NO | [5 empty] | Philips Medical Systems Cardiac and Monitoring Syste | INTELLIVUE MP50 |  | DE44010965 | SW - PREOP | MHHS-Southwest |  | Monitor, Cardiac, Portable |  |  |  | Southwest |  | SW - PREOP | [5 empty] | MONITORS, PHYSIOLOGIC, VITAL SIGNS |  | MONITORCARDIAPORTABLE-Philips-IntelliVue MP50 | MONITORCARDIAPORTABLE | IntelliVue MP50 |  |  |  | Philips | Monitor, Cardiac, Portable |  | MONITORCARDIAPORTABLE-Philips-IntelliVue MP50 |  |  |  |  | Covered PM Repair - Radiology, Low End | MHHS-Southwest
NO | NO | [5 empty] | Philips Medical Systems Cardiac and Monitoring Syste | INTELLIVUE MP50 |  | DE44015437 | TMC - CHILDRENS - CSC (9HP) | MHHS-TMC |  | Monitor, Cardiac, Portable |  |  |  | TMC |  | TMC - CHILDRENS - CSC (9HP) | [5 empty] | MONITORS, PHYSIOLOGIC, VITAL SIGNS |  | MONITORCARDIAPORTABLE-Philips-IntelliVue MP50 | MONITORCARDIAPORTABLE | IntelliVue MP50 |  |  |  | Philips | Monitor, Cardiac, Portable |  | MONITORCARDIAPORTABLE-Philips-IntelliVue MP50 |  |  |  |  | Not Covered Vendor Only - Biomedical | MHHS-TMC
NO | NO | [5 empty] | Philips Medical Systems Cardiac and Monitoring Syste | INTELLIVUE MP50 |  | DE44015447 | TMC - CHILDRENS - CSC (9HP) | MHHS-TMC |  | Monitor, Cardiac, Portable |  |  |  | TMC |  | TMC - CHILDRENS - CSC (9HP) | [5 empty] | MONITORS, PHYSIOLOGIC, VITAL SIGNS |  | MONITORCARDIAPORTABLE-Philips-IntelliVue MP50 | MONITORCARDIAPORTABLE | IntelliVue MP50 |  |  |  | Philips | Monitor, Cardiac, Portable |  | MONITORCARDIAPORTABLE-Philips-IntelliVue MP50 |  |  |  |  | Covered PM Repair - Biomedical | MHHS-TMC
NO | NO | [5 empty] | Philips Medical Systems Cardiac and Monitoring Syste | INTELLIVUE MP50 |  | DE44015444 | TMC - CHILDRENS - CSC (9HP) | MHHS-TMC |  | Monitor, Cardiac, Portable |  |  |  | TMC |  | TMC - CHILDRENS - CSC (9HP) | [5 empty] | MONITORS, PHYSIOLOGIC, VITAL SIGNS |  | MONITORCARDIAPORTABLE-Philips-IntelliVue MP50 | MONITORCARDIAPORTABLE | IntelliVue MP50 |  |  |  | Philips | Monitor, Cardiac, Portable |  | MONITORCARDIAPORTABLE-Philips-IntelliVue MP50 |  |  |  |  | Covered PM Repair - Biomedical | MHHS-TMC
NO | YES |  |  |  | 009-10072 | 009-10072 | Philips Medical Systems Cardiac and Monitoring Syste | INTELLIVUE MP70 |  | DE35015268 | GH-OR | MHHS-Greater Heights |  |  |  | 009-10072 | 009-10072 | Central Greater Heights | MHHS-Greater Heights | GH-OR | Room 5 | 6/1/19 |  | 6/1/20 |  | MONITORS, PHYSIOLOGIC, VITAL SIGNS | Monitor, Cardiac, Fixed | MONITORCARDIACFIXED-Philips-MP70 |  |  |  |  | MONITORCARDIACFIXED-Philips-MP70 | Philips | [6 empty] | MCH-A | Covered PM Repair Labor Only - Biomedica | MHHS-Greater Heights | [8 empty] | MONITORCARDIACFIXED | Monitor, Cardiac, Fixed | Philips
NO | YES |  |  |  | 009-33322 | 009-33322 | Philips Medical Systems Cardiac and Monitoring Syste | INTELLIVUE MP70 |  | DE35015272 | GH-OR Anesthesia | MHHS-Greater Heights |  |  |  | 009-33322 | 009-33322 | Central | MHHS-Greater Heights | GH-OR Anesthesia | OR | 6/1/19 |  | 6/1/20 |  | MONITORS, PHYSIOLOGIC, VITAL SIGNS | Monitor, Cardiac, Fixed | MONITORCARDIACFIXED-Philips-MP70 |  |  |  |  | MONITORCARDIACFIXED-Philips-MP70 | Philips | [6 empty] | MCH-A | Covered PM Repair Labor Only - Biomedica | MHHS-Greater Heights | [8 empty] | MONITORCARDIACFIXED | Monitor, Cardiac, Fixed | Philips
NO | YES | [5 empty] | Philips Medical Systems Cardiac and Monitoring Syste | INTELLIVUE MP70 |  | DE35017936 | GH-Cath Lab | MHHS-Greater Heights | [5 empty] | Central | MHHS-Greater Heights | GH-Cath Lab | Holding room 4 | 6/1/19 |  | 6/1/20 |  | MONITORS, PHYSIOLOGIC, VITAL SIGNS | Monitor, Cardiac, Fixed | MONITORCARDIACFIXED-Philips-MP70 |  |  |  |  | MONITORCARDIACFIXED-Philips-MP70 | Philips |  |  |  |  | 5/20/20 |  | MCH-A | Not Covered Vendor Only - Biomedical | MHHS-Greater Heights | [8 empty] | MONITORCARDIACFIXED | Monitor, Cardiac, Fixed | Philips
NO | YES |  |  |  |  | 009-04933 | Philips Medical Systems Cardiac and Monitoring Syste | INTELLIVUE MP70 |  | de35015274 | GH-OR Anesthesia | MHHS-Greater Heights |  |  |  |  | 009-04933 | Central | MHHS-Greater Heights | GH-OR Anesthesia | OR | 6/1/19 |  | 6/1/20 |  | MONITORS, PHYSIOLOGIC, VITAL SIGNS | Monitor, Cardiac, Fixed | MONITORCARDIACFIXED-Philips-MP70 |  |  |  |  | MONITORCARDIACFIXED-Philips-MP70 | Philips |  |  |  |  | 5/12/20 |  | MCH-A | Not Covered Vendor Only - Biomedical | MHHS-Greater Heights | [8 empty] | MONITORCARDIACFIXED | Monitor, Cardiac, Fixed | Philips
NO | YES |  |  |  | 133-09112 | 133-09112 | Philips Medical Systems Cardiac and Monitoring Syste | INTELLIVUE MP70 |  | DE61748463 | Katy-Cath Lab | MHHS-Katy |  |  |  | 133-09112 | 133-09112 | Katy | MHHS-Katy | Katy-Cath Lab | Outside Bay 1 | 10/1/19 | 10/1/20 |  |  | MONITORS, PHYSIOLOGIC, VITAL SIGNS | Monitor, Cardiac, Fixed | MONITORCARDIACFIXED-Philips-MP70 |  |  |  |  | MONITORCARDIACFIXED-Philips-MP70 | Philips |  |  |  |  | 5/20/20 |  | MCH-A | Not Covered Vendor Only - Biomedical | MHHS-Katy | [8 empty] | MONITORCARDIACFIXED | Monitor, Cardiac, Fixed | Philips
NO | YES |  |  |  | 133-07989 | 133-07989 | Philips Medical Systems Cardiac and Monitoring Syste | INTELLIVUE MP70 |  | DE843B5981 | Katy-OR | MHHS-Katy |  |  |  | 133-07989 | 133-07989 | Katy | MHHS-Katy | Katy-OR | Endoscopy | 10/1/19 | 10/1/20 |  |  | MONITORS, PHYSIOLOGIC, VITAL SIGNS | Monitor, Cardiac, Fixed | MONITORCARDIACFIXED-Philips-MP70 |  |  |  |  | MONITORCARDIACFIXED-Philips-MP70 | Philips |  |  |  |  | 12/12/17 |  | MCH-A | Covered PM Repair - Biomedical | MHHS-Katy | [8 empty] | MONITORCARDIACFIXED | Monitor, Cardiac, Fixed | Philips
NO | YES |  |  |  | 041-13008 | 041-13008 | Philips Medical Systems Cardiac and Monitoring Syste | INTELLIVUE MP70 |  | de731789319 | MEMORIAL CITY - MHT - NICU | MHHS-Mem City |  |  |  | 041-13008 | 041-13008 | West | Memorial Hermann Memorial City Medical Center | MEMORIAL CITY - MHT - NICU | Memorial City - MH4 106 Room 4M30 |  |  |  |  | MONITORS, PHYSIOLOGIC, VITAL SIGNS |  | MONITORCARDIACFIXED-Philips-MP70 |  |  |  |  | MONITORCARDIACFIXED-Philips-MP70 | Philips | [7 empty] | Covered PM Repair - Biomedical | MHHS-Mem City
NO | YES |  |  |  | 041-13012 | 041-13012 | Philips Medical Systems Cardiac and Monitoring Syste | INTELLIVUE MP70 |  | DE73178233 | MEMORIAL CITY - MHT - NICU | MHHS-Mem City |  |  |  | 041-13012 | 041-13012 | West | Memorial Hermann Memorial City Medical Center | MEMORIAL CITY - MHT - NICU | MEMORIAL CITY- MHT - NICU |  |  |  |  | MONITORS, PHYSIOLOGIC, VITAL SIGNS |  | MONITORCARDIACFIXED-Philips-MP70 |  |  |  |  | MONITORCARDIACFIXED-Philips-MP70 | Philips | [7 empty] | Covered PM Repair - Biomedical | MHHS-Mem City
NO | YES |  |  |  |  | 041-13000 | Philips Medical Systems Cardiac and Monitoring Syste | INTELLIVUE MP70 |  | DE73178320 | MEMORIAL CITY - MHT - NICU | MHHS-Mem City |  |  |  |  | 041-13000 | West | West | MEMORIAL CITY - MHT - NICU | MH4:117 Room4M20 |  |  |  |  | MONITORS, PHYSIOLOGIC, VITAL SIGNS |  | MONITORCARDIACFIXED-Philips-MP70 |  |  |  |  | MONITORCARDIACFIXED-Philips-MP70 | Philips | [7 empty] | Covered PM Repair - Biomedical | MHHS-Mem City
NO | YES |  |  |  |  | 041-12999 | Philips Medical Systems Cardiac and Monitoring Syste | INTELLIVUE MP70 |  | DE73178250 | MEMORIAL CITY - MHT - NICU | MHHS-Mem City |  |  |  |  | 041-12999 | West | West | MEMORIAL CITY - MHT - NICU | MH4:118 Room4M19 |  |  |  |  | MONITORS, PHYSIOLOGIC, VITAL SIGNS |  | MONITORCARDIACFIXED-Philips-MP70 |  |  |  |  | MONITORCARDIACFIXED-Philips-MP70 | Philips | [7 empty] | Covered PM Repair - Biomedical | MHHS-Mem City
NO | YES |  |  |  |  | 041-13005 | Philips Medical Systems Cardiac and Monitoring Syste | INTELLIVUE MP70 |  | DE73178238 | MEMORIAL CITY - MHT - NICU | MHHS-Mem City |  |  |  |  | 041-13005 | West | West | MEMORIAL CITY - MHT - NICU | MH4:118 Room4M19 |  |  |  |  | MONITORS, PHYSIOLOGIC, VITAL SIGNS |  | MONITORCARDIACFIXED-Philips-MP70 |  |  |  |  | MONITORCARDIACFIXED-Philips-MP70 | Philips | [7 empty] | Covered PM Repair - Biomedical | MHHS-Mem City
NO | YES |  |  |  |  | 041-13009 | Philips Medical Systems Cardiac and Monitoring Syste | INTELLIVUE MP70 |  | DE73178243 | Memorial City - NICU | MHHS-Mem City |  |  |  |  | 041-13009 | West | Memorial City - Memorial Hermann Hospital | Memorial City - NICU | MH4:112 |  |  |  |  | MONITORS, PHYSIOLOGIC, VITAL SIGNS |  | MONITORCARDIACFIXED-Philips-MP70 |  |  |  |  | MONITORCARDIACFIXED-Philips-MP70 | Philips | [7 empty] | Covered PM Repair - Biomedical | MHHS-Mem City
NO | YES |  |  |  |  | 041-13017 | Philips Medical Systems Cardiac and Monitoring Syste | INTELLIVUE MP70 |  | DE73178318 | MEMORIAL CITY - MHT - NICU | MHHS-Mem City |  |  |  |  | 041-13017 | West | West | MEMORIAL CITY - MHT - NICU | MH4:103 4M32 |  |  |  |  | MONITORS, PHYSIOLOGIC, VITAL SIGNS |  | MONITORCARDIACFIXED-Philips-MP70 |  |  |  |  | MONITORCARDIACFIXED-Philips-MP70 | Philips | [7 empty] | Covered PM Repair - Biomedical | MHHS-Mem City
NO | YES | [5 empty] | Philips Medical Systems Cardiac and Monitoring Syste | INTELLIVUE MP70 |  | DE73178222 | Memorial City - Neonatal | MHHS-Mem City | [5 empty] | West | Memorial Hermann - Memorial City | Memorial City - Neonatal | MH4 103 Room 4M32 |  |  |  |  | MONITORS, PHYSIOLOGIC, VITAL SIGNS |  | MONITORCARDIACFIXED-Philips-MP70 |  |  |  |  | MONITORCARDIACFIXED-Philips-MP70 | Philips | [7 empty] | Covered PM Repair - Biomedical | MHHS-Mem City
NO | YES |  |  |  |  | 041-13015 | Philips Medical Systems Cardiac and Monitoring Syste | INTELLIVUE MP70 |  | DE73178212 | MEMORIAL CITY - MHT - NICU | MHHS-Mem City |  |  |  |  | 041-13015 | West | West | MEMORIAL CITY - MHT - NICU | MH4:110 Room4M26 |  |  |  |  | MONITORS, PHYSIOLOGIC, VITAL SIGNS |  | MONITORCARDIACFIXED-Philips-MP70 |  |  |  |  | MONITORCARDIACFIXED-Philips-MP70 | Philips | [7 empty] | Covered PM Repair - Biomedical | MHHS-Mem City
NO | YES |  |  |  |  | 041-13016 | Philips Medical Systems Cardiac and Monitoring Syste | INTELLIVUE MP70 |  | DE73178317 | Memorial City - NICU | MHHS-Mem City |  |  |  |  | 041-13016 | West | Memorial City - Memorial Hermann Hospital | Memorial City - NICU | MH4:109 |  |  |  |  | MONITORS, PHYSIOLOGIC, VITAL SIGNS |  | MONITORCARDIACFIXED-Philips-MP70 |  |  |  |  | MONITORCARDIACFIXED-Philips-MP70 | Philips | [7 empty] | Covered PM Repair - Biomedical | MHHS-Mem City
NO | YES |  |  |  |  | 041-13020 | Philips Medical Systems Cardiac and Monitoring Syste | INTELLIVUE MP70 |  | DE73178312 | Memorial City - NICU | MHHS-Mem City |  |  |  |  | 041-13020 | West | Memorial City - Memorial Hermann Hospital | Memorial City - NICU | MH4:107 Control Room |  |  |  |  | MONITORS, PHYSIOLOGIC, VITAL SIGNS |  | MONITORCARDIACFIXED-Philips-MP70 |  |  |  |  | MONITORCARDIACFIXED-Philips-MP70 | Philips | [7 empty] | Covered PM Repair - Biomedical | MHHS-Mem City
NO | YES |  |  |  |  | 041-13003 | Philips Medical Systems Cardiac and Monitoring Syste | INTELLIVUE MP70 |  | DE73178276 | MEMORIAL CITY - MHT - NICU | MHHS-Mem City |  |  |  |  | 041-13003 | West | Memorial Hermann Memorial City Medical Center | MEMORIAL CITY - MHT - NICU | MEMORIAL CITY- MHT - NICU |  |  |  |  | MONITORS, PHYSIOLOGIC, VITAL SIGNS |  | MONITORCARDIACFIXED-Philips-MP70 |  |  |  |  | MONITORCARDIACFIXED-Philips-MP70 | Philips | [7 empty] | Covered PM Repair - Biomedical | MHHS-Mem City
NO | YES |  |  |  |  | 041-12998 | Philips Medical Systems Cardiac and Monitoring Syste | INTELLIVUE MP70 |  | DE73178247 | MEMORIAL CITY - MHT - NICU | MHHS-Mem City |  |  |  |  | 041-12998 | West | Memorial Hermann Memorial City Medical Center | MEMORIAL CITY - MHT - NICU | MEMORIAL CITY- MHT - NICU |  |  |  |  | MONITORS, PHYSIOLOGIC, VITAL SIGNS |  | MONITORCARDIACFIXED-Philips-MP70 |  |  |  |  | MONITORCARDIACFIXED-Philips-MP70 | Philips | [7 empty] | Covered PM Repair - Biomedical | MHHS-Mem City
NO | YES |  |  |  |  | 041-13014 | Philips Medical Systems Cardiac and Monitoring Syste | INTELLIVUE MP70 |  | DE73178311 | MEMORIAL CITY - MHT - NICU | MHHS-Mem City |  |  |  |  | 041-13014 | West | West | MEMORIAL CITY - MHT - NICU | MH4:104 Room4M31 |  |  |  |  | MONITORS, PHYSIOLOGIC, VITAL SIGNS |  | MONITORCARDIACFIXED-Philips-MP70 |  |  |  |  | MONITORCARDIACFIXED-Philips-MP70 | Philips | [7 empty] | Covered PM Repair - Biomedical | MHHS-Mem City
NO | YES |  |  |  |  | 041-13010 | Philips Medical Systems Cardiac and Monitoring Syste | INTELLIVUE MP70 |  | DE73178326 | MEMORIAL CITY - MHT - NICU | MHHS-Mem City |  |  |  |  | 041-13010 | West | West | MEMORIAL CITY - MHT - NICU | MH4:104 Room4M31 |  |  |  |  | MONITORS, PHYSIOLOGIC, VITAL SIGNS |  | MONITORCARDIACFIXED-Philips-MP70 |  |  |  |  | MONITORCARDIACFIXED-Philips-MP70 | Philips | [7 empty] | Covered PM Repair - Biomedical | MHHS-Mem City
NO | YES |  |  |  |  | 041-13011 | Philips Medical Systems Cardiac and Monitoring Syste | INTELLIVUE MP70 |  | DE73178252 | MEMORIAL CITY - MHT - NICU | MHHS-Mem City |  |  |  |  | 041-13011 | West | Memorial Hermann Memorial City Medical Center | MEMORIAL CITY - MHT - NICU | MEMORIAL CITY MHT NICU |  |  |  |  | MONITORS, PHYSIOLOGIC, VITAL SIGNS |  | MONITORCARDIACFIXED-Philips-MP70 |  |  |  |  | MONITORCARDIACFIXED-Philips-MP70 | Philips | [7 empty] | Covered PM Repair - Biomedical | MHHS-Mem City
NO | YES |  |  |  |  | 041-13006 | Philips Medical Systems Cardiac and Monitoring Syste | INTELLIVUE MP70 |  | DE73178321 | MEMORIAL CITY - MHT - NICU | MHHS-Mem City |  |  |  |  | 041-13006 | West | Memorial Hermann Memorial City Medical Center | MEMORIAL CITY - MHT - NICU | MEMORIAL CITY MHT NICU |  |  |  |  | MONITORS, PHYSIOLOGIC, VITAL SIGNS |  | MONITORCARDIACFIXED-Philips-MP70 |  |  |  |  | MONITORCARDIACFIXED-Philips-MP70 | Philips | [7 empty] | Covered PM Repair - Biomedical | MHHS-Mem City
NO | YES |  |  |  | 005-05078 | 005-05078 | Philips Medical Systems Cardiac and Monitoring Syste | INTELLIVUE MP70 |  | DE54938817 | Memorial Hermann- South East OR | MHHS-Southeast |  |  |  | 005-05078 | 005-05078 | Southeast & Bay Area | Memorial Hermann- South East | Memorial Hermann- South East OR | OR3 | 4/1/19 |  | 4/1/20 |  | MONITORS, PHYSIOLOGIC, VITAL SIGNS |  | MONITORCARDIACFIXED-Philips-MP70 |  |  |  |  | MONITORCARDIACFIXED-Philips-MP70 | Philips |  |  |  |  | 1/20/17 |  |  | Covered PM Repair - Biomedical | MHHS-Southeast
NO | YES |  |  |  | 005-05140 | 005-05140 | Philips Medical Systems Cardiac and Monitoring Syste | INTELLIVUE MP70 |  | DE54938809 | SE-Labor & Delivery | MHHS-Southeast |  |  |  | 005-05140 | 005-05140 | Southeast | MHHS-Southeast | SE-Labor & Delivery | Or 1 | 2/1/20 |  | 2/1/21 |  | MONITORS, PHYSIOLOGIC, VITAL SIGNS |  | MONITORCARDIACFIXED-Philips-MP70 |  |  |  |  | MONITORCARDIACFIXED-Philips-MP70 | Philips |  |  |  |  | 1/20/17 |  |  | Covered PM Repair - Biomedical | MHHS-Southeast
NO | YES |  |  |  | 005-04080 | 005-04080 | Philips Medical Systems Cardiac and Monitoring Syste | INTELLIVUE MP70 |  | DE35022724 | SE-OR-Anesthesia | MHHS-Southeast |  |  |  | 005-04080 | 005-04080 | Southeast | MHHS-Southeast | SE-OR-Anesthesia | OR 7 | 4/1/20 |  | 4/1/21 |  | MONITORS, PHYSIOLOGIC, VITAL SIGNS |  | MONITORCARDIACFIXED-Philips-MP70 |  |  |  |  | MONITORCARDIACFIXED-Philips-MP70 | Philips |  |  |  |  | 1/20/17 |  |  | Covered PM Repair - Biomedical | MHHS-Southeast
NO | YES |  |  |  | 005-05133 | 005-05133 | Philips Medical Systems Cardiac and Monitoring Syste | INTELLIVUE MP70 |  | DE54938816 | SE-OR | MHHS-Southeast |  |  |  | 005-05133 | 005-05133 | Southeast | MHHS-Southeast | SE-OR | Anesthesia workroom | 3/1/19 |  | 3/1/20 |  | MONITORS, PHYSIOLOGIC, VITAL SIGNS |  | MONITORCARDIACFIXED-Philips-MP70 |  |  |  |  | MONITORCARDIACFIXED-Philips-MP70 | Philips |  |  |  |  | 1/20/17 |  |  | Covered PM Repair - Biomedical | MHHS-Southeast
NO | YES |  |  |  | 005-05231 | 005-05231 | Philips Medical Systems Cardiac and Monitoring Syste | INTELLIVUE MP70 |  | DE35022726 | SE-OR | MHHS-Southeast |  |  |  | 005-05231 | 005-05231 | Southeast | MHHS-Southeast | SE-OR | SE -OR | 4/1/19 |  | 4/1/20 |  | MONITORS, PHYSIOLOGIC, VITAL SIGNS |  | MONITORCARDIACFIXED-Philips-MP70 |  |  |  |  | MONITORCARDIACFIXED-Philips-MP70 | Philips |  |  |  |  | 1/20/17 |  |  | Covered PM Repair - Biomedical | MHHS-Southeast
NO | YES |  |  |  | 005-05235 | 005-05235 | Philips Medical Systems Cardiac and Monitoring Syste | INTELLIVUE MP70 |  | DE35022730 | SE-OR | MHHS-Southeast |  |  |  | 005-05235 | 005-05235 | Southeast | MHHS-Southeast | SE-OR | Or 5 | 4/1/19 |  | 4/1/20 |  | MONITORS, PHYSIOLOGIC, VITAL SIGNS |  | MONITORCARDIACFIXED-Philips-MP70 |  |  |  |  | MONITORCARDIACFIXED-Philips-MP70 | Philips |  |  |  |  | 10/1/14 |  |  | Covered PM Repair - Biomedical | MHHS-Southeast
NO | YES |  |  |  | 005-05267 | 005-05267 | Philips Medical Systems Cardiac and Monitoring Syste | INTELLIVUE MP70 |  | DE44027345 | SE-Esophageal Disease Center | MHHS-Southeast |  |  |  | 005-05267 | 005-05267 | Southeast | MHHS-Southeast | SE-Esophageal Disease Center | Procedure 5 | 3/1/19 |  | 3/1/20 |  | MONITORS, PHYSIOLOGIC, VITAL SIGNS |  | MONITORCARDIACFIXED-Philips-MP70 |  |  |  |  | MONITORCARDIACFIXED-Philips-MP70 | Philips |  |  |  |  | 10/1/14 |  |  | Covered PM Repair - Biomedical | MHHS-Southeast
NO | YES |  |  |  | 005-05268 | 005-05268 | Philips Medical Systems Cardiac and Monitoring Syste | INTELLIVUE MP70 |  | DE35022729 | SE-OR | MHHS-Southeast |  |  |  | 005-05268 | 005-05268 | Southeast | MHHS-Southeast | SE-OR | SE -OR | 3/1/19 |  | 3/1/20 |  | MONITORS, PHYSIOLOGIC, VITAL SIGNS |  | MONITORCARDIACFIXED-Philips-MP70 |  |  |  |  | MONITORCARDIACFIXED-Philips-MP70 | Philips | [7 empty] | Covered PM Repair - Radiology, Low End | MHHS-Southeast
NO | YES |  |  |  | 005-05270 | 005-05270 | Philips Medical Systems Cardiac and Monitoring Syste | INTELLIVUE MP70 |  | DE35022735 | SE-Esophageal Disease Center | MHHS-Southeast |  |  |  | 005-05270 | 005-05270 | Southeast | MHHS-Southeast | SE-Esophageal Disease Center | Endo procesure 1 | 5/1/19 |  |  |  | MONITORS, PHYSIOLOGIC, VITAL SIGNS |  | MONITORCARDIACFIXED-Philips-MP70 |  |  |  |  | MONITORCARDIACFIXED-Philips-MP70 | Philips |  |  |  |  | 5/20/20 |  |  | Not Covered Vendor Only - Biomedical | MHHS-Southeast
NO | YES |  |  |  | 005-05600 | 005-05600 | Philips Medical Systems Cardiac and Monitoring Syste | INTELLIVUE MP70 |  | DE61745612 | SE-OR | MHHS-Southeast |  |  |  | 005-05600 | 005-05600 | Southeast | MHHS-Southeast | SE-OR | OR4 | 4/1/19 |  | 4/1/20 |  | MONITORS, PHYSIOLOGIC, VITAL SIGNS |  | MONITORCARDIACFIXED-Philips-MP70 |  |  |  |  | MONITORCARDIACFIXED-Philips-MP70 | Philips | [7 empty] | Covered PM Repair Labor Only - Biomedica | MHHS-Southeast
NO | YES |  |  |  | 005-09261 | 005-09261 | Philips Medical Systems Cardiac and Monitoring Syste | INTELLIVUE MP70 |  | DE843B6854 | SE-OR-Anesthesia | MHHS-Southeast |  |  |  | 005-09261 | 005-09261 | Southeast | MHHS-Southeast | SE-OR-Anesthesia | Hybrid OR | 4/1/19 |  | 4/1/20 |  | MONITORS, PHYSIOLOGIC, VITAL SIGNS |  | MONITORCARDIACFIXED-Philips-MP70 |  |  |  |  | MONITORCARDIACFIXED-Philips-MP70 | Philips | [7 empty] | Covered PM Repair Labor Only - Biomedica | MHHS-Southeast
NO | YES |  |  |  | 005-09288 | 005-09288 | Philips Medical Systems Cardiac and Monitoring Syste | INTELLIVUE MP70 |  | DE843B6848 | SE-OR | MHHS-Southeast |  |  |  | 005-09288 | 005-09288 | Southeast | MHHS-Southeast | SE-OR |  | 10/1/19 |  | 10/1/20 |  | MONITORS, PHYSIOLOGIC, VITAL SIGNS |  | MONITORCARDIACFIXED-Philips-MP70 |  |  |  |  | MONITORCARDIACFIXED-Philips-MP70 | Philips | [7 empty] | Covered PM Repair Labor Only - Biomedica | MHHS-Southeast
NO | YES |  |  |  | 005-09291 | 005-09291 | Philips Medical Systems Cardiac and Monitoring Syste | INTELLIVUE MP70 |  | DE843B6874 | SE-OR | MHHS-Southeast |  |  |  | 005-09291 | 005-09291 | Southeast | MHHS-Southeast | SE-OR | Or 11 | 4/1/20 |  | 4/1/21 |  | MONITORS, PHYSIOLOGIC, VITAL SIGNS |  | MONITORCARDIACFIXED-Philips-MP70 |  |  |  |  | MONITORCARDIACFIXED-Philips-MP70 | Philips | [7 empty] | Covered PM Repair Labor Only - Biomedica | MHHS-Southeast
NO | YES |  |  |  | 005-09292 | 005-09292 | Philips Medical Systems Cardiac and Monitoring Syste | INTELLIVUE MP70 |  | DE843B6856 | SE-OR-Anesthesia | MHHS-Southeast |  |  |  | 005-09292 | 005-09292 | Southeast | MHHS-Southeast | SE-OR-Anesthesia | OR 1 | 4/1/19 |  | 4/1/20 |  | MONITORS, PHYSIOLOGIC, VITAL SIGNS |  | MONITORCARDIACFIXED-Philips-MP70 |  |  |  |  | MONITORCARDIACFIXED-Philips-MP70 | Philips | [7 empty] | Covered PM Repair Labor Only - Biomedica | MHHS-Southeast
NO | YES |  |  |  |  | 077-09455 | Philips Medical Systems Cardiac and Monitoring Syste | INTELLIVUE MP70 |  | DE843B5689 | TMC-Children's-NICU (7Hp) | MHHS-TMC |  |  |  |  | 077-09455 | TMC | MHHS-TMC | TMC-Children's-NICU (7Hp) |  | 4/3/19 |  |  |  | MONITORS, PHYSIOLOGIC, VITAL SIGNS |  | MONITORCARDIACFIXED-Philips-MP70 |  |  |  |  | MONITORCARDIACFIXED-Philips-MP70 | Philips | [7 empty] | Covered PM Repair - Biomedical | MHHS-TMC
NO | YES |  |  |  | 077-09001 | 077-09001 | Philips Medical Systems Cardiac and Monitoring Syste | INTELLIVUE MP70 |  | DE52033364 | TMC-Children's-PICU (9Hp) | MHHS-TMC |  |  |  | 077-09001 | 077-09001 | TMC | MHHS-TMC | TMC-Children's-PICU (9Hp) |  | 4/3/19 |  |  |  | MONITORS, PHYSIOLOGIC, VITAL SIGNS |  | MONITORCARDIACFIXED-Philips-MP70 |  |  |  |  | MONITORCARDIACFIXED-Philips-MP70 | Philips |  |  |  |  | 2/24/14 | Verified 3/30/2020 4:07pm (Central) |  | Covered PM Repair - Biomedical | MHHS-TMC
NO | YES |  |  |  | 077-09002 | 077-09002 | Philips Medical Systems Cardiac and Monitoring Syste | INTELLIVUE MP70 |  | DE27712230 | TMC-Children's-PICU (9Hp) | MHHS-TMC |  |  |  | 077-09002 | 077-09002 | TMC | MHHS-TMC | TMC-Children's-PICU (9Hp) |  | 4/4/19 |  |  |  | MONITORS, PHYSIOLOGIC, VITAL SIGNS |  | MONITORCARDIACFIXED-Philips-MP70 |  |  |  |  | MONITORCARDIACFIXED-Philips-MP70 | Philips |  |  |  |  | 2/24/14 | Verified 3/30/2020 4:07pm (Central) |  | Covered PM Repair - Biomedical | MHHS-TMC
NO | YES |  |  |  | 077-09004 | 077-09004 | Philips Medical Systems Cardiac and Monitoring Syste | INTELLIVUE MP70 |  | DE22712219 | TMC-Children's-PICU (9Hp) | MHHS-TMC |  |  |  | 077-09004 | 077-09004 | TMC | MHHS-TMC | TMC-Children's-PICU (9Hp) |  | 4/18/19 |  |  |  | MONITORS, PHYSIOLOGIC, VITAL SIGNS |  | MONITORCARDIACFIXED-Philips-MP70 |  |  |  |  | MONITORCARDIACFIXED-Philips-MP70 | Philips |  |  |  |  | 2/24/14 | Verified 3/30/2020 4:07pm (Central) |  | Covered PM Repair - Biomedical | MHHS-TMC
NO | YES |  |  |  | 077-09007 | 077-09007 | Philips Medical Systems Cardiac and Monitoring Syste | INTELLIVUE MP70 |  | DE52033367 | TMC-Children's-PICU (9Hp) | MHHS-TMC |  |  |  | 077-09007 | 077-09007 | TMC | MHHS-TMC | TMC-Children's-PICU (9Hp) |  | 4/17/19 |  |  |  | MONITORS, PHYSIOLOGIC, VITAL SIGNS |  | MONITORCARDIACFIXED-Philips-MP70 |  |  |  |  | MONITORCARDIACFIXED-Philips-MP70 | Philips |  |  |  |  | 1/20/10 | Verified 3/30/2020 4:07pm (Central) |  | Covered PM Repair - Biomedical | MHHS-TMC
NO | YES |  |  |  | 077-09008 | 077-09008 | Philips Medical Systems Cardiac and Monitoring Syste | INTELLIVUE MP70 |  | DE52033358 | TMC-Children's-PICU (9Hp) | MHHS-TMC |  |  |  | 077-09008 | 077-09008 | TMC | MHHS-TMC | TMC-Children's-PICU (9Hp) |  | 4/18/19 |  |  |  | MONITORS, PHYSIOLOGIC, VITAL SIGNS |  | MONITORCARDIACFIXED-Philips-MP70 |  |  |  |  | MONITORCARDIACFIXED-Philips-MP70 | Philips | [5 empty] | Verified 3/30/2020 4:07pm (Central) |  | Covered PM Repair - Biomedical | MHHS-TMC
NO | YES |  |  |  | 077-09009 | 077-09009 | Philips Medical Systems Cardiac and Monitoring Syste | INTELLIVUE MP70 |  | DE52033357 | TMC-Children's-PICU (9Hp) | MHHS-TMC |  |  |  | 077-09009 | 077-09009 | TMC | MHHS-TMC | TMC-Children's-PICU (9Hp) |  | 4/9/19 |  |  |  | MONITORS, PHYSIOLOGIC, VITAL SIGNS |  | MONITORCARDIACFIXED-Philips-MP70 |  |  |  |  | MONITORCARDIACFIXED-Philips-MP70 | Philips | [5 empty] | Verified 3/30/2020 4:07pm (Central) |  | Covered PM Repair Labor Only - Biomedica | MHHS-TMC
NO | YES |  |  |  | 077-09010 | 077-09010 | Philips Medical Systems Cardiac and Monitoring Syste | INTELLIVUE MP70 |  | DE52033356 | TMC-Children's-PICU (9Hp) | MHHS-TMC |  |  |  | 077-09010 | 077-09010 | TMC | MHHS-TMC | TMC-Children's-PICU (9Hp) |  | 4/11/19 |  |  |  | MONITORS, PHYSIOLOGIC, VITAL SIGNS |  | MONITORCARDIACFIXED-Philips-MP70 |  |  |  |  | MONITORCARDIACFIXED-Philips-MP70 | Philips | [5 empty] | Verified 3/30/2020 4:07pm (Central) |  | Covered PM Repair Labor Only - Biomedica | MHHS-TMC
NO | YES |  |  |  | 077-09011 | 077-09011 | Philips Medical Systems Cardiac and Monitoring Syste | INTELLIVUE MP70 |  | DE52033370 | TMC-Children's-PICU (9Hp) | MHHS-TMC |  |  |  | 077-09011 | 077-09011 | TMC | MHHS-TMC | TMC-Children's-PICU (9Hp) |  | 4/5/19 |  |  |  | MONITORS, PHYSIOLOGIC, VITAL SIGNS |  | MONITORCARDIACFIXED-Philips-MP70 |  |  |  |  | MONITORCARDIACFIXED-Philips-MP70 | Philips | [5 empty] | Verified 3/30/2020 4:07pm (Central) |  | Covered PM Repair Labor Only - Biomedica | MHHS-TMC
NO | YES |  |  |  | 077-09012 | 077-09012 | Philips Medical Systems Cardiac and Monitoring Syste | INTELLIVUE MP70 |  | DE52033355 | TMC-Children's-PICU (9Hp) | MHHS-TMC |  |  |  | 077-09012 | 077-09012 | TMC | MHHS-TMC | TMC-Children's-PICU (9Hp) |  | 4/18/19 |  |  |  | MONITORS, PHYSIOLOGIC, VITAL SIGNS |  | MONITORCARDIACFIXED-Philips-MP70 |  |  |  |  | MONITORCARDIACFIXED-Philips-MP70 | Philips | [5 empty] | Verified 3/30/2020 4:07pm (Central) |  | Covered PM Repair Labor Only - Biomedica | MHHS-TMC
NO | YES |  |  |  | 077-09013 | 077-09013 | Philips Medical Systems Cardiac and Monitoring Syste | INTELLIVUE MP70 |  | DE22712249 | TMC-Children's-PICU (9Hp) | MHHS-TMC |  |  |  | 077-09013 | 077-09013 | TMC | MHHS-TMC | TMC-Children's-PICU (9Hp) |  | 4/9/19 |  |  |  | MONITORS, PHYSIOLOGIC, VITAL SIGNS |  | MONITORCARDIACFIXED-Philips-MP70 |  |  |  |  | MONITORCARDIACFIXED-Philips-MP70 | Philips | [5 empty] | Verified 3/30/2020 4:07pm (Central) |  | Covered PM Repair Labor Only - Biomedica | MHHS-TMC
NO | YES |  |  |  | 077-09015 | 077-09015 | Philips Medical Systems Cardiac and Monitoring Syste | INTELLIVUE MP70 |  | DE22712220 | TMC-Children's-PICU (9Hp) | MHHS-TMC |  |  |  | 077-09015 | 077-09015 | TMC | MHHS-TMC | TMC-Children's-PICU (9Hp) |  | 4/9/19 |  |  |  | MONITORS, PHYSIOLOGIC, VITAL SIGNS |  | MONITORCARDIACFIXED-Philips-MP70 |  |  |  |  | MONITORCARDIACFIXED-Philips-MP70 | Philips |  |  |  |  | 4/10/18 | Verified 3/30/2020 4:07pm (Central) |  | Covered PM Repair - Biomedical | MHHS-TMC
NO | YES |  |  |  | 151-05026 | 151-05026 | Philips Medical Systems Cardiac and Monitoring Syste | INTELLIVUE MP70 |  | DE52033369 | TMC-Children's-PICU (9Hp) | MHHS-TMC |  |  |  | 151-05026 | 151-05026 | TMC | MHHS-TMC | TMC-Children's-PICU (9Hp) |  | 4/24/19 |  |  |  | MONITORS, PHYSIOLOGIC, VITAL SIGNS |  | MONITORCARDIACFIXED-Philips-MP70 |  |  |  |  | MONITORCARDIACFIXED-Philips-MP70 | Philips |  |  |  |  | 11/6/19 |  |  | Covered PM Repair - Biomedical | MHHS-TMC
NO | YES |  |  |  | 077-09019 | 077-09019 | Philips Medical Systems Cardiac and Monitoring Syste | INTELLIVUE MP70 |  | DE22712228 | TMC-Children's-PICU (9Hp) | MHHS-TMC |  |  |  | 077-09019 | 077-09019 | TMC | MHHS-TMC | TMC-Children's-PICU (9Hp) |  | 4/15/19 |  |  |  | MONITORS, PHYSIOLOGIC, VITAL SIGNS |  | MONITORCARDIACFIXED-Philips-MP70 |  |  |  |  | MONITORCARDIACFIXED-Philips-MP70 | Philips | [7 empty] | Covered PM Repair - Biomedical | MHHS-TMC
NO | YES |  |  |  | 077-09020 | 077-09020 | Philips Medical Systems Cardiac and Monitoring Syste | INTELLIVUE MP70 |  | DE52033371 | TMC-Children's-PICU (9Hp) | MHHS-TMC |  |  |  | 077-09020 | 077-09020 | TMC | MHHS-TMC | TMC-Children's-PICU (9Hp) |  | 4/4/19 |  |  |  | MONITORS, PHYSIOLOGIC, VITAL SIGNS |  | MONITORCARDIACFIXED-Philips-MP70 |  |  |  |  | MONITORCARDIACFIXED-Philips-MP70 | Philips | [5 empty] | Verified 3/30/2020 4:07pm (Central) |  | Covered PM Repair - Biomedical | MHHS-TMC
NO | YES |  |  |  | 077-09193 | 077-09193 | Philips Medical Systems Cardiac and Monitoring Syste | INTELLIVUE MP70 |  | DE52033361 | TMC-Children's-PICU (9Hp) | MHHS-TMC |  |  |  | 077-09193 | 077-09193 | TMC | MHHS-TMC | TMC-Children's-PICU (9Hp) |  | 4/18/19 |  |  |  | MONITORS, PHYSIOLOGIC, VITAL SIGNS |  | MONITORCARDIACFIXED-Philips-MP70 |  |  |  |  | MONITORCARDIACFIXED-Philips-MP70 | Philips | [5 empty] | Verified 3/30/2020 4:07pm (Central) |  | Covered PM Repair - Biomedical | MHHS-TMC
NO | YES |  |  |  | 077-07600 | 077-07600 | Philips Medical Systems Cardiac and Monitoring Syste | INTELLIVUE MP70 |  | DE843B5694 | TMC-Children's-RCW (8Hp) | MHHS-TMC |  |  |  | 077-07600 | 077-07600 | TMC | MHHS-TMC | TMC-Children's-RCW (8Hp) |  | 4/3/19 |  |  |  | MONITORS, PHYSIOLOGIC, VITAL SIGNS |  | MONITORCARDIACFIXED-Philips-MP70 |  |  |  |  | MONITORCARDIACFIXED-Philips-MP70 | Philips | [5 empty] | Verified 3/30/2020 4:07pm (Central) |  | Covered PM Repair - Biomedical | MHHS-TMC
NO | NO | [5 empty] | Philips Medical Systems Cardiac and Monitoring Syste | INTELLIVUE MP70 |  | de35015276 | GH - OR ANESTHESIA | MHHS-Greater Heights | [5 empty] | Central & Greater Heights |  | GH - OR ANESTHESIA | [5 empty] | MONITORS, PHYSIOLOGIC, VITAL SIGNS |  | MONITORCARDIACFIXED-Philips-MP70 |  |  |  |  | MONITORCARDIACFIXED-Philips-MP70 | Philips | [7 empty] | Not Covered Vendor Only - Biomedical | MHHS-Greater Heights
NO | NO | [5 empty] | Philips Medical Systems Cardiac and Monitoring Syste | INTELLIVUE MP70 |  | de843a7652 | MEMORIAL CITY - ER | MHHS-Mem City | [5 empty] | West & Memorial City |  | MEMORIAL CITY - ER | [5 empty] | MONITORS, PHYSIOLOGIC, VITAL SIGNS |  | MONITORCARDIACFIXED-Philips-MP70 |  |  |  |  | MONITORCARDIACFIXED-Philips-MP70 | Philips | [7 empty] | Covered PM Repair - Biomedical | MHHS-Mem City
NO | NO | [5 empty] | Philips Medical Systems Cardiac and Monitoring Syste | INTELLIVUE MP70 |  | de843a7618 | MEMORIAL CITY - ER | MHHS-Mem City | [5 empty] | West & Memorial City |  | MEMORIAL CITY - ER | [5 empty] | MONITORS, PHYSIOLOGIC, VITAL SIGNS |  | MONITORCARDIACFIXED-Philips-MP70 |  |  |  |  | MONITORCARDIACFIXED-Philips-MP70 | Philips | [7 empty] | Covered PM Repair - Biomedical | MHHS-Mem City
NO | NO | [5 empty] | Philips Medical Systems Cardiac and Monitoring Syste | INTELLIVUE MP70 |  | de843a7637 | MEMORIAL CITY - ER | MHHS-Mem City | [5 empty] | West & Memorial City |  | MEMORIAL CITY - ER | [5 empty] | MONITORS, PHYSIOLOGIC, VITAL SIGNS |  | MONITORCARDIACFIXED-Philips-MP70 |  |  |  |  | MONITORCARDIACFIXED-Philips-MP70 | Philips | [7 empty] | Covered PM Repair - Biomedical | MHHS-Mem City
NO | NO | [5 empty] | Philips Medical Systems Cardiac and Monitoring Syste | INTELLIVUE MP70 |  | de843a7643 | MEMORIAL CITY - ER | MHHS-Mem City | [5 empty] | West & Memorial City |  | MEMORIAL CITY - ER | [5 empty] | MONITORS, PHYSIOLOGIC, VITAL SIGNS |  | MONITORCARDIACFIXED-Philips-MP70 |  |  |  |  | MONITORCARDIACFIXED-Philips-MP70 | Philips | [7 empty] | Covered PM Repair - Biomedical | MHHS-Mem City
NO | NO | [5 empty] | Philips Medical Systems Cardiac and Monitoring Syste | INTELLIVUE MP70 |  |  | MEMORIAL CITY - LDR - OR | MHHS-Mem City | [5 empty] | West & Memorial City |  | MEMORIAL CITY - LDR - OR | [5 empty] | MONITORS, PHYSIOLOGIC, VITAL SIGNS |  | MONITORCARDIACFIXED-Philips-MP70 |  |  |  |  | MONITORCARDIACFIXED-Philips-MP70 | Philips | [7 empty] | Covered PM Repair - Biomedical | MHHS-Mem City
NO | NO | [5 empty] | Philips Medical Systems Cardiac and Monitoring Syste | INTELLIVUE MP70 |  | DE73178323 | MEMORIAL CITY - MHT - NICU | MHHS-Mem City | [5 empty] | West & Memorial City |  | MEMORIAL CITY - MHT - NICU | [5 empty] | MONITORS, PHYSIOLOGIC, VITAL SIGNS |  | MONITORCARDIACFIXED-Philips-MP70 |  |  |  |  | MONITORCARDIACFIXED-Philips-MP70 | Philips | [7 empty] | Not Covered Vendor Only - Biomedical | MHHS-Mem City
NO | NO | [5 empty] | Philips Medical Systems Cardiac and Monitoring Syste | INTELLIVUE MP70 |  | DE73178209 | MEMORIAL CITY - MHT - NICU | MHHS-Mem City | [5 empty] | West & Memorial City |  | MEMORIAL CITY - MHT - NICU | [5 empty] | MONITORS, PHYSIOLOGIC, VITAL SIGNS |  | MONITORCARDIACFIXED-Philips-MP70 |  |  |  |  | MONITORCARDIACFIXED-Philips-MP70 | Philips | [7 empty] | Not Covered Vendor Only - Rad, Low End | MHHS-Mem City
NO | NO | [5 empty] | Philips Medical Systems Cardiac and Monitoring Syste | INTELLIVUE MP70 |  | DE73178271 | MEMORIAL CITY - MHT - NICU | MHHS-Mem City | [5 empty] | West & Memorial City |  | MEMORIAL CITY - MHT - NICU | [5 empty] | MONITORS, PHYSIOLOGIC, VITAL SIGNS |  | MONITORCARDIACFIXED-Philips-MP70 |  |  |  |  | MONITORCARDIACFIXED-Philips-MP70 | Philips | [7 empty] | Covered PM Repair - Biomedical | MHHS-Mem City
NO | NO | [5 empty] | Philips Medical Systems Cardiac and Monitoring Syste | INTELLIVUE MP70 |  | DE73178324 | MEMORIAL CITY - MHT - NICU | MHHS-Mem City | [5 empty] | West & Memorial City |  | MEMORIAL CITY - MHT - NICU | [5 empty] | MONITORS, PHYSIOLOGIC, VITAL SIGNS |  | MONITORCARDIACFIXED-Philips-MP70 |  |  |  |  | MONITORCARDIACFIXED-Philips-MP70 | Philips | [7 empty] | Covered PM Repair - Biomedical | MHHS-Mem City
NO | NO | [5 empty] | Philips Medical Systems Cardiac and Monitoring Syste | INTELLIVUE MP70 |  | DE73178242 | MEMORIAL CITY - MHT - NICU | MHHS-Mem City | [5 empty] | West & Memorial City |  | MEMORIAL CITY - MHT - NICU | [5 empty] | MONITORS, PHYSIOLOGIC, VITAL SIGNS |  | MONITORCARDIACFIXED-Philips-MP70 |  |  |  |  | MONITORCARDIACFIXED-Philips-MP70 | Philips | [7 empty] | Covered PM Repair - Biomedical | MHHS-Mem City
NO | NO |  |  |  | 041-17173 |  | Philips Medical Systems Cardiac and Monitoring Syste | INTELLIVUE MP70 |  | de843b1784 | MEMORIAL CITY - SICU | MHHS-Mem City |  |  |  | 041-17173 |  | West & Memorial City |  | MEMORIAL CITY - SICU | [5 empty] | MONITORS, PHYSIOLOGIC, VITAL SIGNS |  | MONITORCARDIACFIXED-Philips-MP70 |  |  |  |  | MONITORCARDIACFIXED-Philips-MP70 | Philips | [7 empty] | Covered PM Repair - Biomedical | MHHS-Mem City
NO | NO | [5 empty] | Philips Medical Systems Cardiac and Monitoring Syste | INTELLIVUE MP70 |  | de843b1809 | MEMORIAL CITY - SICU | MHHS-Mem City | [5 empty] | West & Memorial City |  | MEMORIAL CITY - SICU | [5 empty] | MONITORS, PHYSIOLOGIC, VITAL SIGNS |  | MONITORCARDIACFIXED-Philips-MP70 |  |  |  |  | MONITORCARDIACFIXED-Philips-MP70 | Philips | [7 empty] | Covered PM Repair - Biomedical | MHHS-Mem City
NO | NO | [5 empty] | Philips Medical Systems Cardiac and Monitoring Syste | INTELLIVUE MP70 |  | de843b1755 | MEMORIAL CITY - SICU | MHHS-Mem City | [5 empty] | West & Memorial City |  | MEMORIAL CITY - SICU | [5 empty] | MONITORS, PHYSIOLOGIC, VITAL SIGNS |  | MONITORCARDIACFIXED-Philips-MP70 |  |  |  |  | MONITORCARDIACFIXED-Philips-MP70 | Philips | [7 empty] | Covered PM Repair - Biomedical | MHHS-Mem City
NO | NO | [5 empty] | Philips Medical Systems Cardiac and Monitoring Syste | INTELLIVUE MP70 |  | de843b1783 | MEMORIAL CITY - SICU | MHHS-Mem City | [5 empty] | West & Memorial City |  | MEMORIAL CITY - SICU | [5 empty] | MONITORS, PHYSIOLOGIC, VITAL SIGNS |  | MONITORCARDIACFIXED-Philips-MP70 |  |  |  |  | MONITORCARDIACFIXED-Philips-MP70 | Philips | [7 empty] | Covered PM Repair - Biomedical | MHHS-Mem City
NO | NO | [5 empty] | Philips Medical Systems Cardiac and Monitoring Syste | INTELLIVUE MP70 |  | DE843B1751 | MEMORIAL CITY - SICU | MHHS-Mem City | [5 empty] | West & Memorial City |  | MEMORIAL CITY - SICU | [5 empty] | MONITORS, PHYSIOLOGIC, VITAL SIGNS |  | MONITORCARDIACFIXED-Philips-MP70 |  |  |  |  | MONITORCARDIACFIXED-Philips-MP70 | Philips | [7 empty] | Covered PM Repair - Biomedical | MHHS-Mem City
NO | NO | [5 empty] | Philips Medical Systems Cardiac and Monitoring Syste | INTELLIVUE MP70 |  | DE843B1780 | MEMORIAL CITY - SICU | MHHS-Mem City | [5 empty] | West & Memorial City |  | MEMORIAL CITY - SICU | [5 empty] | MONITORS, PHYSIOLOGIC, VITAL SIGNS |  | MONITORCARDIACFIXED-Philips-MP70 |  |  |  |  | MONITORCARDIACFIXED-Philips-MP70 | Philips | [7 empty] | Covered PM Repair - Biomedical | MHHS-Mem City
NO | NO | [5 empty] | Philips Medical Systems Cardiac and Monitoring Syste | INTELLIVUE MP70 |  | de843b1781 | MEMORIAL CITY - SICU | MHHS-Mem City | [5 empty] | West & Memorial City |  | MEMORIAL CITY - SICU | [5 empty] | MONITORS, PHYSIOLOGIC, VITAL SIGNS |  | MONITORCARDIACFIXED-Philips-MP70 |  |  |  |  | MONITORCARDIACFIXED-Philips-MP70 | Philips | [7 empty] | Covered PM Repair - Biomedical | MHHS-Mem City
NO | NO | [5 empty] | Philips Medical Systems Cardiac and Monitoring Syste | INTELLIVUE MP70 |  | de843b1770 | MEMORIAL CITY - SICU | MHHS-Mem City | [5 empty] | West & Memorial City |  | MEMORIAL CITY - SICU | [5 empty] | MONITORS, PHYSIOLOGIC, VITAL SIGNS |  | MONITORCARDIACFIXED-Philips-MP70 |  |  |  |  | MONITORCARDIACFIXED-Philips-MP70 | Philips | [7 empty] | Covered PM Repair - Biomedical | MHHS-Mem City
NO | NO | [5 empty] | Philips Medical Systems Cardiac and Monitoring Syste | INTELLIVUE MP70 |  | DE843B1788 | MEMORIAL CITY - SICU | MHHS-Mem City | [5 empty] | West & Memorial City |  | MEMORIAL CITY - SICU | [5 empty] | MONITORS, PHYSIOLOGIC, VITAL SIGNS |  | MONITORCARDIACFIXED-Philips-MP70 |  |  |  |  | MONITORCARDIACFIXED-Philips-MP70 | Philips | [7 empty] | Covered PM Repair - Biomedical | MHHS-Mem City
NO | NO | [5 empty] | Philips Medical Systems Cardiac and Monitoring Syste | INTELLIVUE MP70 |  | de843b1762 | MEMORIAL CITY - SICU | MHHS-Mem City | [5 empty] | West & Memorial City |  | MEMORIAL CITY - SICU | [5 empty] | MONITORS, PHYSIOLOGIC, VITAL SIGNS |  | MONITORCARDIACFIXED-Philips-MP70 |  |  |  |  | MONITORCARDIACFIXED-Philips-MP70 | Philips | [7 empty] | Covered PM Repair - Biomedical | MHHS-Mem City
NO | NO | [5 empty] | Philips Medical Systems Cardiac and Monitoring Syste | INTELLIVUE MP70 |  | de843b1776 | MEMORIAL CITY - SICU | MHHS-Mem City | [5 empty] | West & Memorial City |  | MEMORIAL CITY - SICU | [5 empty] | MONITORS, PHYSIOLOGIC, VITAL SIGNS |  | MONITORCARDIACFIXED-Philips-MP70 |  |  |  |  | MONITORCARDIACFIXED-Philips-MP70 | Philips | [7 empty] | Covered PM Repair - Biomedical | MHHS-Mem City
NO | NO | [5 empty] | Philips Medical Systems Cardiac and Monitoring Syste | INTELLIVUE MP70 |  | de843b1772 | MEMORIAL CITY - SICU | MHHS-Mem City | [5 empty] | West & Memorial City |  | MEMORIAL CITY - SICU | [5 empty] | MONITORS, PHYSIOLOGIC, VITAL SIGNS |  | MONITORCARDIACFIXED-Philips-MP70 |  |  |  |  | MONITORCARDIACFIXED-Philips-MP70 | Philips | [7 empty] | Covered PM Repair - Biomedical | MHHS-Mem City
NO | NO | [5 empty] | Philips Medical Systems Cardiac and Monitoring Syste | INTELLIVUE MP70 |  | de843b1768 | MEMORIAL CITY - SICU | MHHS-Mem City | [5 empty] | West & Memorial City |  | MEMORIAL CITY - SICU | [5 empty] | MONITORS, PHYSIOLOGIC, VITAL SIGNS |  | MONITORCARDIACFIXED-Philips-MP70 |  |  |  |  | MONITORCARDIACFIXED-Philips-MP70 | Philips | [7 empty] | Covered PM Repair - Biomedical | MHHS-Mem City
NO | NO | [5 empty] | Philips Medical Systems Cardiac and Monitoring Syste | INTELLIVUE MP70 |  | de843b1767 | MEMORIAL CITY - SICU | MHHS-Mem City | [5 empty] | West & Memorial City |  | MEMORIAL CITY - SICU | [5 empty] | MONITORS, PHYSIOLOGIC, VITAL SIGNS |  | MONITORCARDIACFIXED-Philips-MP70 |  |  |  |  | MONITORCARDIACFIXED-Philips-MP70 | Philips | [7 empty] | Covered PM Repair - Biomedical | MHHS-Mem City
NO | NO | [5 empty] | Philips Medical Systems Cardiac and Monitoring Syste | INTELLIVUE MP70 |  | DE843B1777 | MEMORIAL CITY - SICU | MHHS-Mem City | [5 empty] | West & Memorial City |  | MEMORIAL CITY - SICU | [5 empty] | MONITORS, PHYSIOLOGIC, VITAL SIGNS |  | MONITORCARDIACFIXED-Philips-MP70 |  |  |  |  | MONITORCARDIACFIXED-Philips-MP70 | Philips | [7 empty] | Covered PM Repair - Biomedical | MHHS-Mem City
NO | NO | [5 empty] | Philips Medical Systems Cardiac and Monitoring Syste | INTELLIVUE MP70 |  | de843b1787 | MEMORIAL CITY - SICU | MHHS-Mem City | [5 empty] | West & Memorial City |  | MEMORIAL CITY - SICU | [5 empty] | MONITORS, PHYSIOLOGIC, VITAL SIGNS |  | MONITORCARDIACFIXED-Philips-MP70 |  |  |  |  | MONITORCARDIACFIXED-Philips-MP70 | Philips | [7 empty] | Covered PM Repair - Biomedical | MHHS-Mem City
NO | NO | [5 empty] | Philips Medical Systems Cardiac and Monitoring Syste | INTELLIVUE MP70 |  | de843b1769 | MEMORIAL CITY - SICU | MHHS-Mem City | [5 empty] | West & Memorial City |  | MEMORIAL CITY - SICU | [5 empty] | MONITORS, PHYSIOLOGIC, VITAL SIGNS |  | MONITORCARDIACFIXED-Philips-MP70 |  |  |  |  | MONITORCARDIACFIXED-Philips-MP70 | Philips | [7 empty] | Covered PM Repair - Biomedical | MHHS-Mem City
NO | NO |  |  |  | 005-08564 |  | Philips Medical Systems Cardiac and Monitoring Syste | INTELLIVUE MP70 |  | de843a1777 | SE - ICU | MHHS-Southeast |  |  |  | 005-08564 |  | Southeast & Bay Area |  | SE - ICU | [5 empty] | MONITORS, PHYSIOLOGIC, VITAL SIGNS |  | MONITORCARDIACFIXED-Philips-MP70 |  |  |  |  | MONITORCARDIACFIXED-Philips-MP70 | Philips | [7 empty] | Covered PM Repair - Biomedical | MHHS-Southeast
NO | NO |  |  |  | 005-08575 |  | Philips Medical Systems Cardiac and Monitoring Syste | INTELLIVUE MP70 |  | de84382664 | SE - ICU | MHHS-Southeast |  |  |  | 005-08575 |  | Southeast & Bay Area |  | SE - ICU | [5 empty] | MONITORS, PHYSIOLOGIC, VITAL SIGNS |  | MONITORCARDIACFIXED-Philips-MP70 |  |  |  |  | MONITORCARDIACFIXED-Philips-MP70 | Philips | [7 empty] | Covered PM Repair - Biomedical | MHHS-Southeast
NO | NO |  |  |  | 005-08576 |  | Philips Medical Systems Cardiac and Monitoring Syste | INTELLIVUE MP70 |  | de843a2649 | SE - ICU | MHHS-Southeast |  |  |  | 005-08576 |  | Southeast & Bay Area |  | SE - ICU | [5 empty] | MONITORS, PHYSIOLOGIC, VITAL SIGNS |  | MONITORCARDIACFIXED-Philips-MP70 |  |  |  |  | MONITORCARDIACFIXED-Philips-MP70 | Philips | [7 empty] | Covered PM Repair - Biomedical | MHHS-Southeast
NO | NO | [5 empty] | Philips Medical Systems Cardiac and Monitoring Syste | INTELLIVUE MP70 |  | de84392639 | SW - ICU - CCU | MHHS-Southwest | [5 empty] | Southwest |  | SW - ICU - CCU | [5 empty] | MONITORS, PHYSIOLOGIC, VITAL SIGNS |  | MONITORCARDIACFIXED-Philips-MP70 |  |  |  |  | MONITORCARDIACFIXED-Philips-MP70 | Philips | [7 empty] | Not Covered Vendor Only - Biomedical | MHHS-Southwest
NO | NO | [5 empty] | Philips Medical Systems Cardiac and Monitoring Syste | INTELLIVUE MP70 |  | deb4392636 | SW - RESPIRATORY | MHHS-Southwest | [5 empty] | Southwest |  | SW - RESPIRATORY | [5 empty] | MONITORS, PHYSIOLOGIC, VITAL SIGNS |  | MONITORCARDIACFIXED-Philips-MP70 |  |  |  |  | MONITORCARDIACFIXED-Philips-MP70 | Philips | [7 empty] | Not Covered Vendor Only - Biomedical | MHHS-Southwest
NO | NO | [5 empty] | Philips Medical Systems Cardiac and Monitoring Syste | INTELLIVUE MP70 |  | DE843B5685 | TMC - CHILDRENS - CSC (9HP) | MHHS-TMC | [5 empty] | TMC |  | TMC - CHILDRENS - CSC (9HP) | [5 empty] | MONITORS, PHYSIOLOGIC, VITAL SIGNS |  | MONITORCARDIACFIXED-Philips-MP70 |  |  |  |  | MONITORCARDIACFIXED-Philips-MP70 | Philips | [7 empty] | Covered PM Repair - Biomedical | MHHS-TMC
NO | NO | [5 empty] | Philips Medical Systems Cardiac and Monitoring Syste | INTELLIVUE MP70 |  | DE843B5692 | TMC - CHILDRENS - NICU (7HP) | MHHS-TMC | [5 empty] | TMC |  | TMC - CHILDRENS - NICU (7HP) | [5 empty] | MONITORS, PHYSIOLOGIC, VITAL SIGNS |  | MONITORCARDIACFIXED-Philips-MP70 |  |  |  |  | MONITORCARDIACFIXED-Philips-MP70 | Philips | [7 empty] | Covered PM Repair - Biomedical | MHHS-TMC
NO | NO |  |  |  | 077-09005 |  | Philips Medical Systems Cardiac and Monitoring Syste | INTELLIVUE MP70 |  | DE52033365 | TMC - CHILDRENS - PICU (9HP) | MHHS-TMC |  |  |  | 077-09005 |  | TMC |  | TMC - CHILDRENS - PICU (9HP) | [5 empty] | MONITORS, PHYSIOLOGIC, VITAL SIGNS |  | MONITORCARDIACFIXED-Philips-MP70 |  |  |  |  | MONITORCARDIACFIXED-Philips-MP70 | Philips | [7 empty] | Covered PM Repair - Biomedical | MHHS-TMC
NO | NO |  |  |  | 077-09014 |  | Philips Medical Systems Cardiac and Monitoring Syste | INTELLIVUE MP70 |  | DE52033363 | TMC - CHILDRENS - PICU (9HP) | MHHS-TMC |  |  |  | 077-09014 |  | TMC |  | TMC - CHILDRENS - PICU (9HP) | [5 empty] | MONITORS, PHYSIOLOGIC, VITAL SIGNS |  | MONITORCARDIACFIXED-Philips-MP70 |  |  |  |  | MONITORCARDIACFIXED-Philips-MP70 | Philips | [7 empty] | Not Covered Vendor Only - Biomedical | MHHS-TMC
NO | NO | [5 empty] | Philips Medical Systems Cardiac and Monitoring Syste | INTELLIVUE MP70 |  | DE843B5691 | TMC - CHILDRENS - RCW (8HP) | MHHS-TMC | [5 empty] | TMC |  | TMC - CHILDRENS - RCW (8HP) | [5 empty] | MONITORS, PHYSIOLOGIC, VITAL SIGNS |  | MONITORCARDIACFIXED-Philips-MP70 |  |  |  |  | MONITORCARDIACFIXED-Philips-MP70 | Philips | [7 empty] | Covered PM Repair - Biomedical | MHHS-TMC
NO | YES |  |  |  |  | 009-04661 | Philips Medical Systems Cardiac and Monitoring Syste | INTELLIVUE MP90 |  | DE52003590 | GH-OR Anesthesia | MHHS-Greater Heights |  |  |  |  | 009-04661 | Central | MHHS-Greater Heights | GH-OR Anesthesia | OR | 6/1/19 |  | 6/1/20 |  | MONITORS, PHYSIOLOGIC, VITAL SIGNS | Monitor, Cardiac, Fixed | MONITORCARDIACFIXED-Philips-MP70 |  |  |  |  | MONITORCARDIACFIXED-Philips-MP70 | Philips |  |  |  |  | 12/10/14 |  | MCH-A | Covered PM Repair - Biomedical | MHHS-Greater Heights | [8 empty] | MONITORCARDIACFIXED | Monitor, Cardiac, Fixed | Philips
NO | YES |  |  |  |  | 009-04660 | Philips Medical Systems Cardiac and Monitoring Syste | INTELLIVUE MP90 |  | DE52003589 | GH-OR Anesthesia | MHHS-Greater Heights |  |  |  |  | 009-04660 | Central | MHHS-Greater Heights | GH-OR Anesthesia | OR | 6/1/19 |  | 6/1/20 |  | MONITORS, PHYSIOLOGIC, VITAL SIGNS | Monitor, Cardiac, Fixed | MONITORCARDIACFIXED-Philips-MP70 |  |  |  |  | MONITORCARDIACFIXED-Philips-MP70 | Philips | [6 empty] | MCH-A | Covered PM Repair - Biomedical | MHHS-Greater Heights | [8 empty] | MONITORCARDIACFIXED | Monitor, Cardiac, Fixed | Philips
NO | YES |  |  |  |  | 041-13573 | Philips Medical Systems Cardiac and Monitoring Syste | INTELLIVUE MP90 |  | DE84310419 | MEMORIAL CITY - MOR | MHHS-Mem City |  |  |  |  | 041-13573 | West | Memorial city -memorial herman hospital center | MEMORIAL CITY - MOR | Procedure room 2 |  |  |  |  | MONITORS, PHYSIOLOGIC, VITAL SIGNS |  | MONITORCARDIACFIXED-Philips-MP70 |  |  |  |  | MONITORCARDIACFIXED-Philips-MP70 | Philips | [7 empty] | Covered PM Repair - Biomedical | MHHS-Mem City
NO | NO | [5 empty] | Philips Medical Systems Cardiac and Monitoring Syste | INTELLIVUE MP90 |  | de84310421 | MEMORIAL CITY - MOR | MHHS-Mem City | [5 empty] | West & Memorial City |  | MEMORIAL CITY - MOR | [5 empty] | MONITORS, PHYSIOLOGIC, VITAL SIGNS |  | MONITORCARDIACFIXED-Philips-MP70 |  |  |  |  | MONITORCARDIACFIXED-Philips-MP70 | Philips | [7 empty] | Covered PM Repair - Biomedical | MHHS-Mem City
NO | YES |  |  |  | 142-08269 | 142-08269 | Philips Medical Systems Cardiac and Monitoring Syste | INTELLIVUE MX100 |  | DE61162474 | NE-NICU | MHHS-Northeast |  | Monitor, Cardiac, Portable |  | 142-08269 | 142-08269 | Katy | MHHS-Northeast | NE-NICU | Hall | 7/1/19 | 7/1/20 |  |  | MONITORS, BEDSIDE, FETAL | Monitor, Cardiac, Portable | MONITORCARDIAPORTABLE-Philips-Intellivue MX100 | MONITORCARDIAPORTABLE | Intellivue MX100 |  |  |  | Philips | Monitor, Cardiac, Portable |  | MONITORCARDIAPORTABLE-Philips-Intellivue MX100 |  |  |  | MCP-A | Covered PM Repair - Biomedical | MHHS-Northeast | [8 empty] | MONITORCARDIAPORTABLE | Monitor, Cardiac, Portable | Philips
NO | YES |  |  |  | 029-32221 | 029-32221 | Philips Medical Systems Cardiac and Monitoring Syste | INTELLIVUE MX100 |  | DE61129178 | Woodlands-Birth Center | MHHS-Woodlands |  | Monitor, Cardiac, Portable |  | 029-32221 | 029-32221 | Woodlands | MHHS-Woodlands | Woodlands-Birth Center | OR 2 | 12/1/19 |  | 6/1/20 |  | MONITORS, BEDSIDE, FETAL | Monitor, Cardiac, Portable | MONITORCARDIAPORTABLE-Philips-Intellivue MX100 | MONITORCARDIAPORTABLE | Intellivue MX100 |  |  |  | Philips | Monitor, Cardiac, Portable |  | MONITORCARDIAPORTABLE-Philips-Intellivue MX100 |  |  |  | MCP-A | Covered PM Repair - Biomedical | MHHS-Woodlands | [8 empty] | MONITORCARDIAPORTABLE | Monitor, Cardiac, Portable | Philips
NO | YES |  |  |  | 029-32222 | 029-32222 | Philips Medical Systems Cardiac and Monitoring Syste | INTELLIVUE MX100 |  | DE61129056 | Woodlands-NICU | MHHS-Woodlands |  | Monitor, Cardiac, Portable |  | 029-32222 | 029-32222 | Woodlands | MHHS-Woodlands | Woodlands-NICU |  | 11/1/19 |  | 5/1/20 |  | MONITORS, BEDSIDE, FETAL | Monitor, Cardiac, Portable | MONITORCARDIAPORTABLE-Philips-Intellivue MX100 | MONITORCARDIAPORTABLE | Intellivue MX100 |  |  |  | Philips | Monitor, Cardiac, Portable |  | MONITORCARDIAPORTABLE-Philips-Intellivue MX100 |  |  |  | MCP-A | Covered PM Repair - Biomedical | MHHS-Woodlands | [8 empty] | MONITORCARDIAPORTABLE | Monitor, Cardiac, Portable | Philips
NO | YES |  |  |  | 029-32223 | 029-32223 | Philips Medical Systems Cardiac and Monitoring Syste | INTELLIVUE MX100 |  | DE61129209 | Woodlands-Birth Center | MHHS-Woodlands |  | Monitor, Cardiac, Portable |  | 029-32223 | 029-32223 | Woodlands | MHHS-Woodlands | Woodlands-Birth Center | OR 2 | 12/1/19 |  | 6/1/20 |  | MONITORS, BEDSIDE, FETAL | Monitor, Cardiac, Portable | MONITORCARDIAPORTABLE-Philips-Intellivue MX100 | MONITORCARDIAPORTABLE | Intellivue MX100 |  |  |  | Philips | Monitor, Cardiac, Portable |  | MONITORCARDIAPORTABLE-Philips-Intellivue MX100 |  |  |  | MCP-A | Covered PM Repair - Biomedical | MHHS-Woodlands | [8 empty] | MONITORCARDIAPORTABLE | Monitor, Cardiac, Portable | Philips
NO | YES |  |  |  | 029-12729 | 029-12729 | Philips Medical Systems Cardiac and Monitoring Syste | INTELLIVUE MX100 |  | DE61163629 | Woodlands-Birth Center | MHHS-Woodlands |  | Monitor, Cardiac, Portable |  | 029-12729 | 029-12729 | Woodlands | MHHS-Woodlands | Woodlands-Birth Center | OR 1 | 8/1/19 |  | 8/1/20 |  | MONITORS, BEDSIDE, FETAL | Monitor, Cardiac, Portable | MONITORCARDIAPORTABLE-Philips-Intellivue MX100 | MONITORCARDIAPORTABLE | Intellivue MX100 |  |  |  | Philips | Monitor, Cardiac, Portable |  | MONITORCARDIAPORTABLE-Philips-Intellivue MX100 |  |  |  | MCP-A | Covered PM Repair - Biomedical | MHHS-Woodlands | [8 empty] | MONITORCARDIAPORTABLE | Monitor, Cardiac, Portable | Philips
NO | NO |  |  |  | 029-12728 |  | Philips Medical Systems Cardiac and Monitoring Syste | INTELLIVUE MX100 |  | DE61163628 | WOODLANDS - NICU (NEW) | MHHS-Woodlands |  | Monitor, Cardiac, Portable |  | 029-12728 |  | Woodlands |  | WOODLANDS - NICU (NEW) | [5 empty] | MONITORS, BEDSIDE, FETAL |  | MONITORCARDIAPORTABLE-Philips-Intellivue MX100 | MONITORCARDIAPORTABLE | Intellivue MX100 |  |  |  | Philips | Monitor, Cardiac, Portable |  | MONITORCARDIAPORTABLE-Philips-Intellivue MX100 |  |  |  |  | Covered PM Repair - Biomedical | MHHS-Woodlands
NO | NO |  |  |  | 029-12650 |  | Philips Medical Systems Cardiac and Monitoring Syste | INTELLIVUE MX100 |  | DE61163639 | WOODLANDS - NICU (NEW) | MHHS-Woodlands |  | Monitor, Cardiac, Portable |  | 029-12650 |  | Woodlands |  | WOODLANDS - NICU (NEW) | [5 empty] | MONITORS, BEDSIDE, FETAL |  | MONITORCARDIAPORTABLE-Philips-Intellivue MX100 | MONITORCARDIAPORTABLE | Intellivue MX100 |  |  |  | Philips | Monitor, Cardiac, Portable |  | MONITORCARDIAPORTABLE-Philips-Intellivue MX100 |  |  |  |  | Covered PM Repair - Biomedical | MHHS-Woodlands
NO | NO |  |  |  | 029-12651 |  | Philips Medical Systems Cardiac and Monitoring Syste | INTELLIVUE MX100 |  | DE61163637 | WOODLANDS - NICU (NEW) | MHHS-Woodlands |  | Monitor, Cardiac, Portable |  | 029-12651 |  | Woodlands |  | WOODLANDS - NICU (NEW) | [5 empty] | MONITORS, BEDSIDE, FETAL |  | MONITORCARDIAPORTABLE-Philips-Intellivue MX100 | MONITORCARDIAPORTABLE | Intellivue MX100 |  |  |  | Philips | Monitor, Cardiac, Portable |  | MONITORCARDIAPORTABLE-Philips-Intellivue MX100 |  |  |  |  | Covered PM Repair - Biomedical | MHHS-Woodlands
NO | YES |  |  |  | 151-02768 | 151-02768 | Philips Medical Systems Cardiac and Monitoring Syste | INTELLIVUE MX40 |  | US097D8497 | CY-ER | MHHS-Cypress |  | Transmitter, Telemetry |  | 151-02768 | 151-02768 | Northwest | MHHS-Cypress | CY-ER | Trauma 2 |  |  |  |  | MONITORS, TELEMETRIC, TRANSMITTER | Transmitter, Telemetry | TRANSMITTERTELEMETRY-Philips-IntelliVue MX40 | TRANSMITTERTELEMETRY | IntelliVue MX40 |  |  |  | Philips | Transmitter, Telemetry |  | TRANSMITTERTELEMETRY-Philips-IntelliVue MX40 |  |  |  |  | Covered PM Repair - Biomedical | MHHS-Cypress | [8 empty] | TRANSMITTERTELEMETRY | Transmitter, Telemetry | Philips
NO | YES |  |  |  | 151-02769 | 151-02769 | Philips Medical Systems Cardiac and Monitoring Syste | INTELLIVUE MX40 |  | US097D8504 | CY - COU | MHHS-Cypress |  | Transmitter, Telemetry |  | 151-02769 | 151-02769 | Northwest | Cypress | CY - COU |  | 12/1/18 |  |  |  | MONITORS, TELEMETRIC, TRANSMITTER | Transmitter, Telemetry | TRANSMITTERTELEMETRY-Philips-IntelliVue MX40 | TRANSMITTERTELEMETRY | IntelliVue MX40 |  |  |  | Philips | Transmitter, Telemetry |  | TRANSMITTERTELEMETRY-Philips-IntelliVue MX40 |  |  |  |  | Covered PM Repair - Biomedical | MHHS-Cypress | [8 empty] | TRANSMITTERTELEMETRY | Transmitter, Telemetry | Philips
NO | YES |  |  |  | 151-02770 | 151-02770 | Philips Medical Systems Cardiac and Monitoring Syste | INTELLIVUE MX40 |  | US097D8505 | CY-ER | MHHS-Cypress |  | Transmitter, Telemetry |  | 151-02770 | 151-02770 | Northwest | MHHS-Cypress | CY-ER | Trauma 2 |  |  |  |  | MONITORS, TELEMETRIC, TRANSMITTER | Transmitter, Telemetry | TRANSMITTERTELEMETRY-Philips-IntelliVue MX40 | TRANSMITTERTELEMETRY | IntelliVue MX40 |  |  |  | Philips | Transmitter, Telemetry |  | TRANSMITTERTELEMETRY-Philips-IntelliVue MX40 |  |  |  |  | Covered PM Repair - Biomedical | MHHS-Cypress | [8 empty] | TRANSMITTERTELEMETRY | Transmitter, Telemetry | Philips
NO | YES |  |  |  | 151-02771 | 151-02771 | Philips Medical Systems Cardiac and Monitoring Syste | INTELLIVUE MX40 |  | US097D8500 | CY - COU | MHHS-Cypress |  | Transmitter, Telemetry |  | 151-02771 | 151-02771 | Northwest | Cypress | CY - COU |  | 12/1/18 |  |  |  | MONITORS, TELEMETRIC, TRANSMITTER | Transmitter, Telemetry | TRANSMITTERTELEMETRY-Philips-IntelliVue MX40 | TRANSMITTERTELEMETRY | IntelliVue MX40 |  |  |  | Philips | Transmitter, Telemetry |  | TRANSMITTERTELEMETRY-Philips-IntelliVue MX40 |  |  |  |  | Covered PM Repair - Biomedical | MHHS-Cypress | [8 empty] | TRANSMITTERTELEMETRY | Transmitter, Telemetry | Philips
NO | YES |  |  |  | 151-02773 | 151-02773 | Philips Medical Systems Cardiac and Monitoring Syste | INTELLIVUE MX40 |  | US097D8506 | CY - COU | MHHS-Cypress |  | Transmitter, Telemetry |  | 151-02773 | 151-02773 | Northwest | Cypress | CY - COU |  | 12/1/18 |  |  |  | MONITORS, TELEMETRIC, TRANSMITTER | Transmitter, Telemetry | TRANSMITTERTELEMETRY-Philips-IntelliVue MX40 | TRANSMITTERTELEMETRY | IntelliVue MX40 |  |  |  | Philips | Transmitter, Telemetry |  | TRANSMITTERTELEMETRY-Philips-IntelliVue MX40 |  |  |  |  | Covered PM Repair - Biomedical | MHHS-Cypress | [8 empty] | TRANSMITTERTELEMETRY | Transmitter, Telemetry | Philips
NO | YES |  |  |  | 151-02774 | 151-02774 | Philips Medical Systems Cardiac and Monitoring Syste | INTELLIVUE MX40 |  | US097D8501 | CY-ER | MHHS-Cypress |  | Transmitter, Telemetry |  | 151-02774 | 151-02774 | Northwest | MHHS-Cypress | CY-ER | Trauma 2 |  |  |  |  | MONITORS, TELEMETRIC, TRANSMITTER | Transmitter, Telemetry | TRANSMITTERTELEMETRY-Philips-IntelliVue MX40 | TRANSMITTERTELEMETRY | IntelliVue MX40 |  |  |  | Philips | Transmitter, Telemetry |  | TRANSMITTERTELEMETRY-Philips-IntelliVue MX40 |  | 6/20/13 |  |  | Covered PM Repair - Biomedical | MHHS-Cypress | [8 empty] | TRANSMITTERTELEMETRY | Transmitter, Telemetry | Philips
NO | YES | Asset Tag 151-02776 |  |  | 151-02776 | 151-02776 | Philips Medical Systems Cardiac and Monitoring Syste | INTELLIVUE MX40 |  | US097D8503 | CY - COU | MHHS-Cypress |  | Transmitter, Telemetry |  | 151-02776 | 151-02776 | Northwest & Cypress |  | CY - COU |  | 12/19/18 |  |  |  | MONITORS, TELEMETRIC, TRANSMITTER | Transmitter, Telemetry | TRANSMITTERTELEMETRY-Philips-IntelliVue MX40 | TRANSMITTERTELEMETRY | IntelliVue MX40 |  |  |  | Philips | Transmitter, Telemetry |  | TRANSMITTERTELEMETRY-Philips-IntelliVue MX40 |  |  | Finished from Script 3/27/2020 12:11:52pm (Central) |  | Covered PM Repair - Biomedical | MHHS-Cypress | [8 empty] | TRANSMITTERTELEMETRY | Transmitter, Telemetry | Philips
NO | YES |  |  |  | 151-02777 | 151-02777 | Philips Medical Systems Cardiac and Monitoring Syste | INTELLIVUE MX40 |  | US097D8489 | CY - COU | MHHS-Cypress |  | Transmitter, Telemetry |  | 151-02777 | 151-02777 | Northwest | Cypress | CY - COU |  | 12/1/18 |  |  |  | MONITORS, TELEMETRIC, TRANSMITTER | Transmitter, Telemetry | TRANSMITTERTELEMETRY-Philips-IntelliVue MX40 | TRANSMITTERTELEMETRY | IntelliVue MX40 |  |  |  | Philips | Transmitter, Telemetry |  | TRANSMITTERTELEMETRY-Philips-IntelliVue MX40 |  | 4/13/16 |  |  | Covered PM Repair - Biomedical | MHHS-Cypress | [8 empty] | TRANSMITTERTELEMETRY | Transmitter, Telemetry | Philips
NO | YES |  |  |  | 151-01623 | 151-01623 | Philips Medical Systems Cardiac and Monitoring Syste | INTELLIVUE MX40 |  | US09691920 | CY-Telemetry | MHHS-Cypress |  | Transmitter, Telemetry |  | 151-01623 | 151-01623 | Northwest | MHHS-Cypress | CY-Telemetry |  | 2/1/17 |  |  |  | MONITORS, TELEMETRIC, TRANSMITTER | Transmitter, Telemetry | TRANSMITTERTELEMETRY-Philips-IntelliVue MX40 | TRANSMITTERTELEMETRY | IntelliVue MX40 |  |  |  | Philips | Transmitter, Telemetry |  | TRANSMITTERTELEMETRY-Philips-IntelliVue MX40 |  |  |  |  | Covered PM Repair - Biomedical | MHHS-Cypress | [8 empty] | TRANSMITTERTELEMETRY | Transmitter, Telemetry | Philips
NO | YES |  |  |  | 151-01625 | 151-01625 | Philips Medical Systems Cardiac and Monitoring Syste | INTELLIVUE MX40 |  | US09691909 | CY-Telemetry | MHHS-Cypress |  | Transmitter, Telemetry |  | 151-01625 | 151-01625 | Northwest | MHHS-Cypress | CY-Telemetry |  | 2/1/17 |  |  |  | MONITORS, TELEMETRIC, TRANSMITTER | Transmitter, Telemetry | TRANSMITTERTELEMETRY-Philips-IntelliVue MX40 | TRANSMITTERTELEMETRY | IntelliVue MX40 |  |  |  | Philips | Transmitter, Telemetry |  | TRANSMITTERTELEMETRY-Philips-IntelliVue MX40 |  | 6/28/13 |  |  | Covered PM Repair - Biomedical | MHHS-Cypress | [8 empty] | TRANSMITTERTELEMETRY | Transmitter, Telemetry | Philips
NO | YES |  |  |  | 151-01626 | 151-01626 | Philips Medical Systems Cardiac and Monitoring Syste | INTELLIVUE MX40 |  | US09691915 | CY-Telemetry | MHHS-Cypress |  | Transmitter, Telemetry |  | 151-01626 | 151-01626 | Northwest | MHHS-Cypress | CY-Telemetry |  | 2/1/17 |  |  |  | MONITORS, TELEMETRIC, TRANSMITTER | Transmitter, Telemetry | TRANSMITTERTELEMETRY-Philips-IntelliVue MX40 | TRANSMITTERTELEMETRY | IntelliVue MX40 |  |  |  | Philips | Transmitter, Telemetry |  | TRANSMITTERTELEMETRY-Philips-IntelliVue MX40 |  | 4/1/17 |  |  | Covered PM Repair - Biomedical | MHHS-Cypress | [8 empty] | TRANSMITTERTELEMETRY | Transmitter, Telemetry | Philips
NO | YES |  |  |  | 151-01639 | 151-01639 | Philips Medical Systems Cardiac and Monitoring Syste | INTELLIVUE MX40 |  | US09691913 | CY-Telemetry | MHHS-Cypress |  | Transmitter, Telemetry |  | 151-01639 | 151-01639 | Northwest | MHHS-Cypress | CY-Telemetry |  | 2/1/17 |  |  |  | MONITORS, TELEMETRIC, TRANSMITTER | Transmitter, Telemetry | TRANSMITTERTELEMETRY-Philips-IntelliVue MX40 | TRANSMITTERTELEMETRY | IntelliVue MX40 |  |  |  | Philips | Transmitter, Telemetry |  | TRANSMITTERTELEMETRY-Philips-IntelliVue MX40 |  | 4/1/17 |  |  | Covered PM Repair - Biomedical | MHHS-Cypress | [8 empty] | TRANSMITTERTELEMETRY | Transmitter, Telemetry | Philips
NO | YES |  |  |  | 151-01640 | 151-01640 | Philips Medical Systems Cardiac and Monitoring Syste | INTELLIVUE MX40 |  | US09691902 | CY-Telemetry | MHHS-Cypress |  | Transmitter, Telemetry |  | 151-01640 | 151-01640 | Northwest | MHHS-Cypress | CY-Telemetry | 406 room | 2/1/17 | 2/1/17 |  |  | MONITORS, TELEMETRIC, TRANSMITTER | Transmitter, Telemetry | TRANSMITTERTELEMETRY-Philips-IntelliVue MX40 | TRANSMITTERTELEMETRY | IntelliVue MX40 |  |  |  | Philips | Transmitter, Telemetry |  | TRANSMITTERTELEMETRY-Philips-IntelliVue MX40 |  | 6/1/17 |  |  | Covered PM Repair - Biomedical | MHHS-Cypress | [8 empty] | TRANSMITTERTELEMETRY | Transmitter, Telemetry | Philips
NO | YES |  |  |  | 151-01641 | 151-01641 | Philips Medical Systems Cardiac and Monitoring Syste | INTELLIVUE MX40 |  | US09691926 | CY-Telemetry | MHHS-Cypress |  | Transmitter, Telemetry |  | 151-01641 | 151-01641 | Northwest | MHHS-Cypress | CY-Telemetry |  | 2/1/17 |  |  |  | MONITORS, TELEMETRIC, TRANSMITTER | Transmitter, Telemetry | TRANSMITTERTELEMETRY-Philips-IntelliVue MX40 | TRANSMITTERTELEMETRY | IntelliVue MX40 |  |  |  | Philips | Transmitter, Telemetry |  | TRANSMITTERTELEMETRY-Philips-IntelliVue MX40 |  |  |  |  | Covered PM Repair - Biomedical | MHHS-Cypress | [8 empty] | TRANSMITTERTELEMETRY | Transmitter, Telemetry | Philips
NO | YES |  |  |  | 151-01642 | 151-01642 | Philips Medical Systems Cardiac and Monitoring Syste | INTELLIVUE MX40 |  | US09691903 | CY-Telemetry | MHHS-Cypress |  | Transmitter, Telemetry |  | 151-01642 | 151-01642 | Northwest | MHHS-Cypress | CY-Telemetry |  | 2/1/17 |  |  |  | MONITORS, TELEMETRIC, TRANSMITTER | Transmitter, Telemetry | TRANSMITTERTELEMETRY-Philips-IntelliVue MX40 | TRANSMITTERTELEMETRY | IntelliVue MX40 |  |  |  | Philips | Transmitter, Telemetry |  | TRANSMITTERTELEMETRY-Philips-IntelliVue MX40 |  |  |  |  | Covered PM Repair - Biomedical | MHHS-Cypress | [8 empty] | TRANSMITTERTELEMETRY | Transmitter, Telemetry | Philips
NO | YES |  |  |  | 151-01643 | 151-01643 | Philips Medical Systems Cardiac and Monitoring Syste | INTELLIVUE MX40 |  | US09691922 | CY-Telemetry | MHHS-Cypress |  | Transmitter, Telemetry |  | 151-01643 | 151-01643 | Northwest | MHHS-Cypress | CY-Telemetry | Room 417 |  |  |  | No pm sticker | MONITORS, TELEMETRIC, TRANSMITTER | Transmitter, Telemetry | TRANSMITTERTELEMETRY-Philips-IntelliVue MX40 | TRANSMITTERTELEMETRY | IntelliVue MX40 |  |  |  | Philips | Transmitter, Telemetry |  | TRANSMITTERTELEMETRY-Philips-IntelliVue MX40 |  |  |  |  | Covered PM Repair - Biomedical | MHHS-Cypress | [8 empty] | TRANSMITTERTELEMETRY | Transmitter, Telemetry | Philips
NO | YES |  |  |  | 151-01644 | 151-01644 | Philips Medical Systems Cardiac and Monitoring Syste | INTELLIVUE MX40 |  | US09691923 | CY-Telemetry | MHHS-Cypress |  | Transmitter, Telemetry |  | 151-01644 | 151-01644 | Northwest | MHHS-Cypress | CY-Telemetry |  | 2/1/17 |  |  |  | MONITORS, TELEMETRIC, TRANSMITTER | Transmitter, Telemetry | TRANSMITTERTELEMETRY-Philips-IntelliVue MX40 | TRANSMITTERTELEMETRY | IntelliVue MX40 |  |  |  | Philips | Transmitter, Telemetry |  | TRANSMITTERTELEMETRY-Philips-IntelliVue MX40 |  |  |  |  | Covered PM Repair - Biomedical | MHHS-Cypress | [8 empty] | TRANSMITTERTELEMETRY | Transmitter, Telemetry | Philips
NO | YES |  |  |  | 151-01645 | 151-01645 | Philips Medical Systems Cardiac and Monitoring Syste | INTELLIVUE MX40 |  | US09691910 | CY-Telemetry | MHHS-Cypress |  | Transmitter, Telemetry |  | 151-01645 | 151-01645 | Northwest | MHHS-Cypress | CY-Telemetry |  | 2/1/17 |  |  |  | MONITORS, TELEMETRIC, TRANSMITTER | Transmitter, Telemetry | TRANSMITTERTELEMETRY-Philips-IntelliVue MX40 | TRANSMITTERTELEMETRY | IntelliVue MX40 |  |  |  | Philips | Transmitter, Telemetry |  | TRANSMITTERTELEMETRY-Philips-IntelliVue MX40 |  | 1/1/11 |  |  | Covered PM Repair - Biomedical | MHHS-Cypress | [8 empty] | TRANSMITTERTELEMETRY | Transmitter, Telemetry | Philips
NO | YES |  |  |  | 151-01646 | 151-01646 | Philips Medical Systems Cardiac and Monitoring Syste | INTELLIVUE MX40 |  | US09691906 | CY-Telemetry | MHHS-Cypress |  | Transmitter, Telemetry |  | 151-01646 | 151-01646 | Northwest | MHHS-Cypress | CY-Telemetry |  | 2/1/17 |  |  |  | MONITORS, TELEMETRIC, TRANSMITTER | Transmitter, Telemetry | TRANSMITTERTELEMETRY-Philips-IntelliVue MX40 | TRANSMITTERTELEMETRY | IntelliVue MX40 |  |  |  | Philips | Transmitter, Telemetry |  | TRANSMITTERTELEMETRY-Philips-IntelliVue MX40 |  |  |  |  | Covered PM Repair - Biomedical | MHHS-Cypress | [8 empty] | TRANSMITTERTELEMETRY | Transmitter, Telemetry | Philips
NO | YES |  |  |  | 151-01647 | 151-01647 | Philips Medical Systems Cardiac and Monitoring Syste | INTELLIVUE MX40 |  | UC09691898 | CY-Telemetry | MHHS-Cypress |  | Transmitter, Telemetry |  | 151-01647 | 151-01647 | Northwest | MHHS-Cypress | CY-Telemetry | Nurses station | 2/1/17 |  |  |  | MONITORS, TELEMETRIC, TRANSMITTER | Transmitter, Telemetry | TRANSMITTERTELEMETRY-Philips-IntelliVue MX40 | TRANSMITTERTELEMETRY | IntelliVue MX40 |  |  |  | Philips | Transmitter, Telemetry |  | TRANSMITTERTELEMETRY-Philips-IntelliVue MX40 |  |  |  |  | Covered PM Repair - Biomedical | MHHS-Cypress | [8 empty] | TRANSMITTERTELEMETRY | Transmitter, Telemetry | Philips
NO | YES |  |  |  | 151-01648 | 151-01648 | Philips Medical Systems Cardiac and Monitoring Syste | INTELLIVUE MX40 |  | US09691918 | CY-Telemetry | MHHS-Cypress |  | Transmitter, Telemetry |  | 151-01648 | 151-01648 | Northwest | MHHS-Cypress | CY-Telemetry |  | 2/1/17 |  |  |  | MONITORS, TELEMETRIC, TRANSMITTER | Transmitter, Telemetry | TRANSMITTERTELEMETRY-Philips-IntelliVue MX40 | TRANSMITTERTELEMETRY | IntelliVue MX40 |  |  |  | Philips | Transmitter, Telemetry |  | TRANSMITTERTELEMETRY-Philips-IntelliVue MX40 |  |  |  |  | Covered PM Repair - Biomedical | MHHS-Cypress | [8 empty] | TRANSMITTERTELEMETRY | Transmitter, Telemetry | Philips
NO | YES |  |  |  | 151-01649 | 151-01649 | Philips Medical Systems Cardiac and Monitoring Syste | INTELLIVUE MX40 |  | US09691919 | CY-Telemetry | MHHS-Cypress |  | Transmitter, Telemetry |  | 151-01649 | 151-01649 | Northwest | MHHS-Cypress | CY-Telemetry |  | 2/1/17 |  |  |  | MONITORS, TELEMETRIC, TRANSMITTER | Transmitter, Telemetry | TRANSMITTERTELEMETRY-Philips-IntelliVue MX40 | TRANSMITTERTELEMETRY | IntelliVue MX40 |  |  |  | Philips | Transmitter, Telemetry |  | TRANSMITTERTELEMETRY-Philips-IntelliVue MX40 |  | 10/9/20 |  |  | Not Covered Vendor Only - Biomedical | MHHS-Cypress | [8 empty] | TRANSMITTERTELEMETRY | Transmitter, Telemetry | Philips
NO | YES |  |  |  | 151-01650 | 151-01650 | Philips Medical Systems Cardiac and Monitoring Syste | INTELLIVUE MX40 |  | US09691914 | CY-Telemetry | MHHS-Cypress |  | Transmitter, Telemetry |  | 151-01650 | 151-01650 | Northwest | MHHS-Cypress | CY-Telemetry |  | 2/1/17 |  |  |  | MONITORS, TELEMETRIC, TRANSMITTER | Transmitter, Telemetry | TRANSMITTERTELEMETRY-Philips-IntelliVue MX40 | TRANSMITTERTELEMETRY | IntelliVue MX40 |  |  |  | Philips | Transmitter, Telemetry |  | TRANSMITTERTELEMETRY-Philips-IntelliVue MX40 |  |  |  |  | Covered PM Repair - Biomedical | MHHS-Cypress | [8 empty] | TRANSMITTERTELEMETRY | Transmitter, Telemetry | Philips
NO | YES |  |  |  | 151-01651 | 151-01651 | Philips Medical Systems Cardiac and Monitoring Syste | INTELLIVUE MX40 |  | US09691905 | CY-Telemetry | MHHS-Cypress |  | Transmitter, Telemetry |  | 151-01651 | 151-01651 | Northwest | MHHS-Cypress | CY-Telemetry |  | 2/1/17 |  |  |  | MONITORS, TELEMETRIC, TRANSMITTER | Transmitter, Telemetry | TRANSMITTERTELEMETRY-Philips-IntelliVue MX40 | TRANSMITTERTELEMETRY | IntelliVue MX40 |  |  |  | Philips | Transmitter, Telemetry |  | TRANSMITTERTELEMETRY-Philips-IntelliVue MX40 |  |  |  |  | Covered PM Repair - Biomedical | MHHS-Cypress | [8 empty] | TRANSMITTERTELEMETRY | Transmitter, Telemetry | Philips
NO | YES |  |  |  | 151-01659 | 151-01659 | Philips Medical Systems Cardiac and Monitoring Syste | INTELLIVUE MX40 |  | US09691900 | CY-Telemetry | MHHS-Cypress |  | Transmitter, Telemetry |  | 151-01659 | 151-01659 | Northwest | MHHS-Cypress | CY-Telemetry |  | 2/1/17 |  |  |  | MONITORS, TELEMETRIC, TRANSMITTER | Transmitter, Telemetry | TRANSMITTERTELEMETRY-Philips-IntelliVue MX40 | TRANSMITTERTELEMETRY | IntelliVue MX40 |  |  |  | Philips | Transmitter, Telemetry |  | TRANSMITTERTELEMETRY-Philips-IntelliVue MX40 |  |  |  |  | Covered PM Repair - Biomedical | MHHS-Cypress | [8 empty] | TRANSMITTERTELEMETRY | Transmitter, Telemetry | Philips
NO | YES |  |  |  | 151-01660 | 151-01660 | Philips Medical Systems Cardiac and Monitoring Syste | INTELLIVUE MX40 |  | US09691895 | CY-Telemetry | MHHS-Cypress |  | Transmitter, Telemetry |  | 151-01660 | 151-01660 | Northwest | MHHS-Cypress | CY-Telemetry |  | 2/1/17 |  |  |  | MONITORS, TELEMETRIC, TRANSMITTER | Transmitter, Telemetry | TRANSMITTERTELEMETRY-Philips-IntelliVue MX40 | TRANSMITTERTELEMETRY | IntelliVue MX40 |  |  |  | Philips | Transmitter, Telemetry |  | TRANSMITTERTELEMETRY-Philips-IntelliVue MX40 |  |  |  |  | Covered PM Repair - Biomedical | MHHS-Cypress | [8 empty] | TRANSMITTERTELEMETRY | Transmitter, Telemetry | Philips
NO | YES |  |  |  | 151-01661 | 151-01661 | Philips Medical Systems Cardiac and Monitoring Syste | INTELLIVUE MX40 |  | US09691897 | CY-Telemetry | MHHS-Cypress |  | Transmitter, Telemetry |  | 151-01661 | 151-01661 | Northwest | MHHS-Cypress | CY-Telemetry |  | 2/1/17 |  |  |  | MONITORS, TELEMETRIC, TRANSMITTER | Transmitter, Telemetry | TRANSMITTERTELEMETRY-Philips-IntelliVue MX40 | TRANSMITTERTELEMETRY | IntelliVue MX40 |  |  |  | Philips | Transmitter, Telemetry |  | TRANSMITTERTELEMETRY-Philips-IntelliVue MX40 |  |  |  |  | Covered PM Repair - Biomedical | MHHS-Cypress | [8 empty] | TRANSMITTERTELEMETRY | Transmitter, Telemetry | Philips
NO | YES |  |  |  | 151-01662 | 151-01662 | Philips Medical Systems Cardiac and Monitoring Syste | INTELLIVUE MX40 |  | US09691892 | CY-Telemetry | MHHS-Cypress |  | Transmitter, Telemetry |  | 151-01662 | 151-01662 | Northwest | MHHS-Cypress | CY-Telemetry |  | 2/1/17 |  |  |  | MONITORS, TELEMETRIC, TRANSMITTER | Transmitter, Telemetry | TRANSMITTERTELEMETRY-Philips-IntelliVue MX40 | TRANSMITTERTELEMETRY | IntelliVue MX40 |  |  |  | Philips | Transmitter, Telemetry |  | TRANSMITTERTELEMETRY-Philips-IntelliVue MX40 |  |  |  |  | Not Covered Vendor Only - Biomedical | MHHS-Cypress | [8 empty] | TRANSMITTERTELEMETRY | Transmitter, Telemetry | Philips
NO | YES |  |  |  | 151-01664 | 151-01664 | Philips Medical Systems Cardiac and Monitoring Syste | INTELLIVUE MX40 |  | US09691893 | CY-Telemetry | MHHS-Cypress |  | Transmitter, Telemetry |  | 151-01664 | 151-01664 | Northwest | MHHS-Cypress | CY-Telemetry | Room s414 |  |  |  | No pm sticker | MONITORS, TELEMETRIC, TRANSMITTER | Transmitter, Telemetry | TRANSMITTERTELEMETRY-Philips-IntelliVue MX40 | TRANSMITTERTELEMETRY | IntelliVue MX40 |  |  |  | Philips | Transmitter, Telemetry |  | TRANSMITTERTELEMETRY-Philips-IntelliVue MX40 |  | 10/8/13 |  |  | Covered PM Repair - Biomedical | MHHS-Cypress | [8 empty] | TRANSMITTERTELEMETRY | Transmitter, Telemetry | Philips
NO | YES |  |  |  | 151-01665 | 151-01665 | Philips Medical Systems Cardiac and Monitoring Syste | INTELLIVUE MX40 |  | US09691911 | CY-Telemetry | MHHS-Cypress |  | Transmitter, Telemetry |  | 151-01665 | 151-01665 | Northwest | MHHS-Cypress | CY-Telemetry | Room 415 |  |  |  | No pm sticker | MONITORS, TELEMETRIC, TRANSMITTER | Transmitter, Telemetry | TRANSMITTERTELEMETRY-Philips-IntelliVue MX40 | TRANSMITTERTELEMETRY | IntelliVue MX40 |  |  |  | Philips | Transmitter, Telemetry |  | TRANSMITTERTELEMETRY-Philips-IntelliVue MX40 |  | 12/10/14 |  |  | Covered PM Repair - Biomedical | MHHS-Cypress | [8 empty] | TRANSMITTERTELEMETRY | Transmitter, Telemetry | Philips
NO | YES |  |  |  | 151-01666 | 151-01666 | Philips Medical Systems Cardiac and Monitoring Syste | INTELLIVUE MX40 |  | US09691904 | CY-Telemetry | MHHS-Cypress |  | Transmitter, Telemetry |  | 151-01666 | 151-01666 | Northwest | MHHS-Cypress | CY-Telemetry |  | 2/1/17 |  |  |  | MONITORS, TELEMETRIC, TRANSMITTER | Transmitter, Telemetry | TRANSMITTERTELEMETRY-Philips-IntelliVue MX40 | TRANSMITTERTELEMETRY | IntelliVue MX40 |  |  |  | Philips | Transmitter, Telemetry |  | TRANSMITTERTELEMETRY-Philips-IntelliVue MX40 |  | 5/28/16 |  |  | Covered PM Repair - Biomedical | MHHS-Cypress | [8 empty] | TRANSMITTERTELEMETRY | Transmitter, Telemetry | Philips
NO | YES |  |  |  | 151-03283 | 151-03283 | Philips Medical Systems Cardiac and Monitoring Syste | INTELLIVUE MX40 |  | US099F0844 | CY-Telemetry | MHHS-Cypress |  | Transmitter, Telemetry |  | 151-03283 | 151-03283 | Northwest | MHHS-Cypress | CY-Telemetry |  | 7/1/19 |  |  |  | MONITORS, TELEMETRIC, TRANSMITTER | Transmitter, Telemetry | TRANSMITTERTELEMETRY-Philips-IntelliVue MX40 | TRANSMITTERTELEMETRY | IntelliVue MX40 |  |  |  | Philips | Transmitter, Telemetry |  | TRANSMITTERTELEMETRY-Philips-IntelliVue MX40 |  | 5/28/16 |  |  | Covered PM Repair - Biomedical | MHHS-Cypress | [8 empty] | TRANSMITTERTELEMETRY | Transmitter, Telemetry | Philips
NO | YES |  |  |  | 151-03284 | 151-03284 | Philips Medical Systems Cardiac and Monitoring Syste | INTELLIVUE MX40 |  | US099F0837 | CY-Telemetry | MHHS-Cypress |  | Transmitter, Telemetry |  | 151-03284 | 151-03284 | Northwest | MHHS-Cypress | CY-Telemetry | Room 306 |  |  |  |  | MONITORS, TELEMETRIC, TRANSMITTER | Transmitter, Telemetry | TRANSMITTERTELEMETRY-Philips-IntelliVue MX40 | TRANSMITTERTELEMETRY | IntelliVue MX40 |  |  |  | Philips | Transmitter, Telemetry |  | TRANSMITTERTELEMETRY-Philips-IntelliVue MX40 |  | 7/1/19 |  |  | Covered PM Repair - Biomedical | MHHS-Cypress | [8 empty] | TRANSMITTERTELEMETRY | Transmitter, Telemetry | Philips
NO | YES |  |  |  | 151-03285 | 151-03285 | Philips Medical Systems Cardiac and Monitoring Syste | INTELLIVUE MX40 |  | US099F0847 | CY-Telemetry | MHHS-Cypress |  | Transmitter, Telemetry |  | 151-03285 | 151-03285 | Northwest | MHHS-Cypress | CY-Telemetry |  | 7/1/19 |  |  |  | MONITORS, TELEMETRIC, TRANSMITTER | Transmitter, Telemetry | TRANSMITTERTELEMETRY-Philips-IntelliVue MX40 | TRANSMITTERTELEMETRY | IntelliVue MX40 |  |  |  | Philips | Transmitter, Telemetry |  | TRANSMITTERTELEMETRY-Philips-IntelliVue MX40 |  | 7/1/19 |  |  | Covered PM Repair - Biomedical | MHHS-Cypress | [8 empty] | TRANSMITTERTELEMETRY | Transmitter, Telemetry | Philips
NO | YES |  |  |  | 151-03286 | 151-03286 | Philips Medical Systems Cardiac and Monitoring Syste | INTELLIVUE MX40 |  | US099F0835 | CY-Telemetry | MHHS-Cypress |  | Transmitter, Telemetry |  | 151-03286 | 151-03286 | Northwest | MHHS-Cypress | CY-Telemetry |  | 7/1/19 |  |  |  | MONITORS, TELEMETRIC, TRANSMITTER | Transmitter, Telemetry | TRANSMITTERTELEMETRY-Philips-IntelliVue MX40 | TRANSMITTERTELEMETRY | IntelliVue MX40 |  |  |  | Philips | Transmitter, Telemetry |  | TRANSMITTERTELEMETRY-Philips-IntelliVue MX40 |  |  |  |  | Covered PM Repair - Biomedical | MHHS-Cypress | [8 empty] | TRANSMITTERTELEMETRY | Transmitter, Telemetry | Philips
NO | YES |  |  |  | 151-03288 | 151-03288 | Philips Medical Systems Cardiac and Monitoring Syste | INTELLIVUE MX40 |  | US099F0827 | CY - ER | MHHS-Cypress |  | Transmitter, Telemetry |  | 151-03288 | 151-03288 | Northwest | Cypress | CY - ER | COU 6 | 7/1/19 |  |  |  | MONITORS, TELEMETRIC, TRANSMITTER | Transmitter, Telemetry | TRANSMITTERTELEMETRY-Philips-IntelliVue MX40 | TRANSMITTERTELEMETRY | IntelliVue MX40 |  |  |  | Philips | Transmitter, Telemetry |  | TRANSMITTERTELEMETRY-Philips-IntelliVue MX40 |  |  |  |  | Covered PM Repair - Biomedical | MHHS-Cypress | [8 empty] | TRANSMITTERTELEMETRY | Transmitter, Telemetry | Philips
NO | YES |  |  |  | 151-03289 | 151-03289 | Philips Medical Systems Cardiac and Monitoring Syste | INTELLIVUE MX40 |  | US099F0857 | CY-Telemetry | MHHS-Cypress |  | Transmitter, Telemetry |  | 151-03289 | 151-03289 | Northwest | MHHS-Cypress | CY-Telemetry | Room 303 |  |  |  |  | MONITORS, TELEMETRIC, TRANSMITTER | Transmitter, Telemetry | TRANSMITTERTELEMETRY-Philips-IntelliVue MX40 | TRANSMITTERTELEMETRY | IntelliVue MX40 |  |  |  | Philips | Transmitter, Telemetry |  | TRANSMITTERTELEMETRY-Philips-IntelliVue MX40 |  |  |  |  | Covered PM Repair - Biomedical | MHHS-Cypress | [8 empty] | TRANSMITTERTELEMETRY | Transmitter, Telemetry | Philips
NO | YES |  |  |  | 151-03290 | 151-03290 | Philips Medical Systems Cardiac and Monitoring Syste | INTELLIVUE MX40 |  | US099F0869 | CY-Telemetry | MHHS-Cypress |  | Transmitter, Telemetry |  | 151-03290 | 151-03290 | Northwest | MHHS-Cypress | CY-Telemetry |  | 7/1/19 |  |  |  | MONITORS, TELEMETRIC, TRANSMITTER | Transmitter, Telemetry | TRANSMITTERTELEMETRY-Philips-IntelliVue MX40 | TRANSMITTERTELEMETRY | IntelliVue MX40 |  |  |  | Philips | Transmitter, Telemetry |  | TRANSMITTERTELEMETRY-Philips-IntelliVue MX40 |  |  |  |  | Covered PM Repair - Biomedical | MHHS-Cypress | [8 empty] | TRANSMITTERTELEMETRY | Transmitter, Telemetry | Philips
NO | YES |  |  |  | 151-03291 | 151-03291 | Philips Medical Systems Cardiac and Monitoring Syste | INTELLIVUE MX40 |  | US099F0872 | CY-Telemetry | MHHS-Cypress |  | Transmitter, Telemetry |  | 151-03291 | 151-03291 | Northwest | MHHS-Cypress | CY-Telemetry |  | 7/1/19 |  |  |  | MONITORS, TELEMETRIC, TRANSMITTER | Transmitter, Telemetry | TRANSMITTERTELEMETRY-Philips-IntelliVue MX40 | TRANSMITTERTELEMETRY | IntelliVue MX40 |  |  |  | Philips | Transmitter, Telemetry |  | TRANSMITTERTELEMETRY-Philips-IntelliVue MX40 |  |  |  |  | Covered PM Repair - Biomedical | MHHS-Cypress | [8 empty] | TRANSMITTERTELEMETRY | Transmitter, Telemetry | Philips
NO | YES |  |  |  | 151-03292 | 151-03292 | Philips Medical Systems Cardiac and Monitoring Syste | INTELLIVUE MX40 |  | US099F0848 | CY-Telemetry | MHHS-Cypress |  | Transmitter, Telemetry |  | 151-03292 | 151-03292 | Northwest | MHHS-Cypress | CY-Telemetry | Room 418 |  |  |  | No pm sticker | MONITORS, TELEMETRIC, TRANSMITTER | Transmitter, Telemetry | TRANSMITTERTELEMETRY-Philips-IntelliVue MX40 | TRANSMITTERTELEMETRY | IntelliVue MX40 |  |  |  | Philips | Transmitter, Telemetry |  | TRANSMITTERTELEMETRY-Philips-IntelliVue MX40 |  |  |  |  | Covered PM Repair - Biomedical | MHHS-Cypress | [8 empty] | TRANSMITTERTELEMETRY | Transmitter, Telemetry | Philips
NO | YES |  |  |  | 151-03293 | 151-03293 | Philips Medical Systems Cardiac and Monitoring Syste | INTELLIVUE MX40 |  | US099F0863 | CY-Telemetry | MHHS-Cypress |  | Transmitter, Telemetry |  | 151-03293 | 151-03293 | Northwest | MHHS-Cypress | CY-Telemetry |  | 7/1/19 |  |  |  | MONITORS, TELEMETRIC, TRANSMITTER | Transmitter, Telemetry | TRANSMITTERTELEMETRY-Philips-IntelliVue MX40 | TRANSMITTERTELEMETRY | IntelliVue MX40 |  |  |  | Philips | Transmitter, Telemetry |  | TRANSMITTERTELEMETRY-Philips-IntelliVue MX40 |  |  |  |  | Covered PM Repair - Biomedical | MHHS-Cypress | [8 empty] | TRANSMITTERTELEMETRY | Transmitter, Telemetry | Philips
NO | YES |  |  |  | 151-03294 | 151-03294 | Philips Medical Systems Cardiac and Monitoring Syste | INTELLIVUE MX40 |  | US099F0861 | CY-Telemetry | MHHS-Cypress |  | Transmitter, Telemetry |  | 151-03294 | 151-03294 | Northwest | MHHS-Cypress | CY-Telemetry |  | 7/1/19 |  |  |  | MONITORS, TELEMETRIC, TRANSMITTER | Transmitter, Telemetry | TRANSMITTERTELEMETRY-Philips-IntelliVue MX40 | TRANSMITTERTELEMETRY | IntelliVue MX40 |  |  |  | Philips | Transmitter, Telemetry |  | TRANSMITTERTELEMETRY-Philips-IntelliVue MX40 |  |  |  |  | Covered PM Repair - Biomedical | MHHS-Cypress | [8 empty] | TRANSMITTERTELEMETRY | Transmitter, Telemetry | Philips
NO | YES |  |  |  | 151-03295 | 151-03295 | Philips Medical Systems Cardiac and Monitoring Syste | INTELLIVUE MX40 |  | US099F0851 | CY - 3 SOUTH | MHHS-Cypress |  | Transmitter, Telemetry |  | 151-03295 | 151-03295 | Northwest | Cypress | CY - 3 SOUTH | S3307 | 7/1/19 |  |  |  | MONITORS, TELEMETRIC, TRANSMITTER | Transmitter, Telemetry | TRANSMITTERTELEMETRY-Philips-IntelliVue MX40 | TRANSMITTERTELEMETRY | IntelliVue MX40 |  |  |  | Philips | Transmitter, Telemetry |  | TRANSMITTERTELEMETRY-Philips-IntelliVue MX40 |  |  |  |  | Covered PM Repair - Biomedical | MHHS-Cypress | [8 empty] | TRANSMITTERTELEMETRY | Transmitter, Telemetry | Philips
NO | YES |  |  |  | 151-03296 | 151-03296 | Philips Medical Systems Cardiac and Monitoring Syste | INTELLIVUE MX40 |  | US099F0824 | CY-Telemetry | MHHS-Cypress |  | Transmitter, Telemetry |  | 151-03296 | 151-03296 | Northwest | MHHS-Cypress | CY-Telemetry |  | 7/1/19 |  |  |  | MONITORS, TELEMETRIC, TRANSMITTER | Transmitter, Telemetry | TRANSMITTERTELEMETRY-Philips-IntelliVue MX40 | TRANSMITTERTELEMETRY | IntelliVue MX40 |  |  |  | Philips | Transmitter, Telemetry |  | TRANSMITTERTELEMETRY-Philips-IntelliVue MX40 |  |  |  |  | Covered PM Repair - Biomedical | MHHS-Cypress | [8 empty] | TRANSMITTERTELEMETRY | Transmitter, Telemetry | Philips
NO | YES |  |  |  | 151-03297 | 151-03297 | Philips Medical Systems Cardiac and Monitoring Syste | INTELLIVUE MX40 |  | US099F0853 | CY-Telemetry | MHHS-Cypress |  | Transmitter, Telemetry |  | 151-03297 | 151-03297 | Northwest | MHHS-Cypress | CY-Telemetry |  | 7/1/19 |  |  |  | MONITORS, TELEMETRIC, TRANSMITTER | Transmitter, Telemetry | TRANSMITTERTELEMETRY-Philips-IntelliVue MX40 | TRANSMITTERTELEMETRY | IntelliVue MX40 |  |  |  | Philips | Transmitter, Telemetry |  | TRANSMITTERTELEMETRY-Philips-IntelliVue MX40 |  |  |  |  | Covered PM Repair - Biomedical | MHHS-Cypress | [8 empty] | TRANSMITTERTELEMETRY | Transmitter, Telemetry | Philips
NO | YES |  |  |  | 151-03298 | 151-03298 | Philips Medical Systems Cardiac and Monitoring Syste | INTELLIVUE MX40 |  | US099F0858 | 3 south | MHHS-Cypress |  | Transmitter, Telemetry |  | 151-03298 | 151-03298 | Northwest | Cypress | 3 south | S310 | 7/1/19 |  |  |  | MONITORS, TELEMETRIC, TRANSMITTER | Transmitter, Telemetry | TRANSMITTERTELEMETRY-Philips-IntelliVue MX40 | TRANSMITTERTELEMETRY | IntelliVue MX40 |  |  |  | Philips | Transmitter, Telemetry |  | TRANSMITTERTELEMETRY-Philips-IntelliVue MX40 |  |  |  |  | Covered PM Repair - Biomedical | MHHS-Cypress | [8 empty] | TRANSMITTERTELEMETRY | Transmitter, Telemetry | Philips
NO | YES |  |  |  | 151-03299 | 151-03299 | Philips Medical Systems Cardiac and Monitoring Syste | INTELLIVUE MX40 |  | US099F0828 | CY-Telemetry | MHHS-Cypress |  | Transmitter, Telemetry |  | 151-03299 | 151-03299 | Northwest | MHHS-Cypress | CY-Telemetry |  | 7/1/19 |  |  |  | MONITORS, TELEMETRIC, TRANSMITTER | Transmitter, Telemetry | TRANSMITTERTELEMETRY-Philips-IntelliVue MX40 | TRANSMITTERTELEMETRY | IntelliVue MX40 |  |  |  | Philips | Transmitter, Telemetry |  | TRANSMITTERTELEMETRY-Philips-IntelliVue MX40 |  |  |  |  | Covered PM Repair - Biomedical | MHHS-Cypress | [8 empty] | TRANSMITTERTELEMETRY | Transmitter, Telemetry | Philips
NO | YES |  |  |  | 151-03300 | 151-03300 | Philips Medical Systems Cardiac and Monitoring Syste | INTELLIVUE MX40 |  | US099F0839 | 3 south | MHHS-Cypress |  | Transmitter, Telemetry |  | 151-03300 | 151-03300 | Northwest | Cypress | 3 south | S312 | 7/1/19 |  |  |  | MONITORS, TELEMETRIC, TRANSMITTER | Transmitter, Telemetry | TRANSMITTERTELEMETRY-Philips-IntelliVue MX40 | TRANSMITTERTELEMETRY | IntelliVue MX40 |  |  |  | Philips | Transmitter, Telemetry |  | TRANSMITTERTELEMETRY-Philips-IntelliVue MX40 |  |  |  |  | Covered PM Repair - Biomedical | MHHS-Cypress | [8 empty] | TRANSMITTERTELEMETRY | Transmitter, Telemetry | Philips
NO | YES |  |  |  | 151-03301 | 151-03301 | Philips Medical Systems Cardiac and Monitoring Syste | INTELLIVUE MX40 |  | US099F0829 | CY-Telemetry | MHHS-Cypress |  | Transmitter, Telemetry |  | 151-03301 | 151-03301 | Northwest | MHHS-Cypress | CY-Telemetry | Room 301 |  |  |  | Could not get pictures, patient in bad shape. | MONITORS, TELEMETRIC, TRANSMITTER | Transmitter, Telemetry | TRANSMITTERTELEMETRY-Philips-IntelliVue MX40 | TRANSMITTERTELEMETRY | IntelliVue MX40 |  |  |  | Philips | Transmitter, Telemetry |  | TRANSMITTERTELEMETRY-Philips-IntelliVue MX40 |  |  |  |  | Covered PM Repair - Biomedical | MHHS-Cypress | [8 empty] | TRANSMITTERTELEMETRY | Transmitter, Telemetry | Philips
NO | YES |  |  |  | 009-33566 | 009-33566 | Philips Medical Systems Cardiac and Monitoring Syste | INTELLIVUE MX40 |  | US097C9594 | GH - CLINICAL DECISION UNIT (CDU) | MHHS-Greater Heights |  | Transmitter, Telemetry |  | 009-33566 | 009-33566 | Central | Memorial Hermann Greater Heights Hospital | GH - CLINICAL DECISION UNIT (CDU) | CDU nurses station |  |  |  | No pm sticker | MONITORS, TELEMETRIC, TRANSMITTER |  | TRANSMITTERTELEMETRY-Philips-IntelliVue MX40 | TRANSMITTERTELEMETRY | IntelliVue MX40 |  |  |  | Philips | Transmitter, Telemetry |  | TRANSMITTERTELEMETRY-Philips-IntelliVue MX40 |  |  |  |  | Not Covered Vendor Only - Biomedical | MHHS-Greater Heights
NO | YES |  |  |  | 009-33567 | 009-33567 | Philips Medical Systems Cardiac and Monitoring Syste | INTELLIVUE MX40 |  | US097C9593 | GH - CLINICAL DECISION UNIT (CDU) | MHHS-Greater Heights |  | Transmitter, Telemetry |  | 009-33567 | 009-33567 | Central | Memorial Hermann Greater Heights Hospital | GH - CLINICAL DECISION UNIT (CDU) | CDU nurses station |  |  |  | No pm sticker | MONITORS, TELEMETRIC, TRANSMITTER |  | TRANSMITTERTELEMETRY-Philips-IntelliVue MX40 | TRANSMITTERTELEMETRY | IntelliVue MX40 |  |  |  | Philips | Transmitter, Telemetry |  | TRANSMITTERTELEMETRY-Philips-IntelliVue MX40 |  |  |  |  | Not Covered Vendor Only - Biomedical | MHHS-Greater Heights
NO | YES |  |  |  | 009-33568 | 009-33568 | Philips Medical Systems Cardiac and Monitoring Syste | INTELLIVUE MX40 |  | US097C9591 | GH - CLINICAL DECISION UNIT (CDU) | MHHS-Greater Heights |  | Transmitter, Telemetry |  | 009-33568 | 009-33568 | Central | Memorial Hermann Greater Heights Hospital | GH - CLINICAL DECISION UNIT (CDU) | CDU nurses station |  |  |  | No pm sticker | MONITORS, TELEMETRIC, TRANSMITTER |  | TRANSMITTERTELEMETRY-Philips-IntelliVue MX40 | TRANSMITTERTELEMETRY | IntelliVue MX40 |  |  |  | Philips | Transmitter, Telemetry |  | TRANSMITTERTELEMETRY-Philips-IntelliVue MX40 |  |  |  |  | Not Covered Vendor Only - Biomedical | MHHS-Greater Heights
NO | YES |  |  |  | 009-33569 | 009-33569 | Philips Medical Systems Cardiac and Monitoring Syste | INTELLIVUE MX40 |  | US097C9592 | GH - CLINICAL DECISION UNIT (CDU) | MHHS-Greater Heights |  | Transmitter, Telemetry |  | 009-33569 | 009-33569 | Central | Memorial Hermann Greater Heights Hospital | GH - CLINICAL DECISION UNIT (CDU) | CDU nurses station |  |  |  | No pm sticker | MONITORS, TELEMETRIC, TRANSMITTER |  | TRANSMITTERTELEMETRY-Philips-IntelliVue MX40 | TRANSMITTERTELEMETRY | IntelliVue MX40 |  |  |  | Philips | Transmitter, Telemetry |  | TRANSMITTERTELEMETRY-Philips-IntelliVue MX40 |  |  |  |  | Not Covered Vendor Only - Biomedical | MHHS-Greater Heights
NO | YES |  |  |  | 009-33570 | 009-33570 | Philips Medical Systems Cardiac and Monitoring Syste | INTELLIVUE MX40 |  | US097C9590 | GH - CLINICAL DECISION UNIT (CDU) | MHHS-Greater Heights |  | Transmitter, Telemetry |  | 009-33570 | 009-33570 | Central | Memorial Hermann Greater Heights Hospital | GH - CLINICAL DECISION UNIT (CDU) | CDU nurses station |  |  |  | No pm sticker | MONITORS, TELEMETRIC, TRANSMITTER |  | TRANSMITTERTELEMETRY-Philips-IntelliVue MX40 | TRANSMITTERTELEMETRY | IntelliVue MX40 |  |  |  | Philips | Transmitter, Telemetry |  | TRANSMITTERTELEMETRY-Philips-IntelliVue MX40 |  |  |  |  | Not Covered Vendor Only - Biomedical | MHHS-Greater Heights
NO | YES |  |  |  | 009-33572 | 009-33572 | Philips Medical Systems Cardiac and Monitoring Syste | INTELLIVUE MX40 |  | US097C9596 | GH - CLINICAL DECISION UNIT (CDU) | MHHS-Greater Heights |  | Transmitter, Telemetry |  | 009-33572 | 009-33572 | Central | Memorial Hermann Greater Heights Hospital | GH - CLINICAL DECISION UNIT (CDU) | CDU nurses station |  |  |  | No pm sticker | MONITORS, TELEMETRIC, TRANSMITTER |  | TRANSMITTERTELEMETRY-Philips-IntelliVue MX40 | TRANSMITTERTELEMETRY | IntelliVue MX40 |  |  |  | Philips | Transmitter, Telemetry |  | TRANSMITTERTELEMETRY-Philips-IntelliVue MX40 |  |  |  |  | Not Covered Vendor Only - Biomedical | MHHS-Greater Heights
NO | YES |  |  |  | 009-33573 | 009-33573 | Philips Medical Systems Cardiac and Monitoring Syste | INTELLIVUE MX40 |  | US097C9599 | GH - CLINICAL DECISION UNIT (CDU) | MHHS-Greater Heights |  | Transmitter, Telemetry |  | 009-33573 | 009-33573 | Central | Memorial Hermann Greater Heights Hospital | GH - CLINICAL DECISION UNIT (CDU) | CDU nurses station |  |  |  | No pm sticker | MONITORS, TELEMETRIC, TRANSMITTER |  | TRANSMITTERTELEMETRY-Philips-IntelliVue MX40 | TRANSMITTERTELEMETRY | IntelliVue MX40 |  |  |  | Philips | Transmitter, Telemetry |  | TRANSMITTERTELEMETRY-Philips-IntelliVue MX40 |  |  |  |  | Covered PM Repair - Biomedical | MHHS-Greater Heights
NO | YES |  |  |  | 009-33574 | 009-33574 | Philips Medical Systems Cardiac and Monitoring Syste | INTELLIVUE MX40 |  | US097C9603 | GH - CLINICAL DECISION UNIT (CDU) | MHHS-Greater Heights |  | Transmitter, Telemetry |  | 009-33574 | 009-33574 | Central | Memorial Hermann Greater Heights Hospital | GH - CLINICAL DECISION UNIT (CDU) | CDU nurses station |  |  |  | No pm sticker | MONITORS, TELEMETRIC, TRANSMITTER |  | TRANSMITTERTELEMETRY-Philips-IntelliVue MX40 | TRANSMITTERTELEMETRY | IntelliVue MX40 |  |  |  | Philips | Transmitter, Telemetry |  | TRANSMITTERTELEMETRY-Philips-IntelliVue MX40 |  |  |  |  | Covered PM Repair - Biomedical | MHHS-Greater Heights
NO | YES |  |  |  | 009-33575 | 009-33575 | Philips Medical Systems Cardiac and Monitoring Syste | INTELLIVUE MX40 |  | US097C9608 | GH - CLINICAL DECISION UNIT (CDU) | MHHS-Greater Heights |  | Transmitter, Telemetry |  | 009-33575 | 009-33575 | Central | Memorial Hermann Greater Heights Hospital | GH - CLINICAL DECISION UNIT (CDU) | CDU nurses station |  |  |  | No pm sticker | MONITORS, TELEMETRIC, TRANSMITTER |  | TRANSMITTERTELEMETRY-Philips-IntelliVue MX40 | TRANSMITTERTELEMETRY | IntelliVue MX40 |  |  |  | Philips | Transmitter, Telemetry |  | TRANSMITTERTELEMETRY-Philips-IntelliVue MX40 |  |  |  |  | Covered PM Repair - Biomedical | MHHS-Greater Heights
NO | YES |  |  |  | 009-33577 | 009-33577 | Philips Medical Systems Cardiac and Monitoring Syste | INTELLIVUE MX40 |  | US097C9601 | GH - CLINICAL DECISION UNIT (CDU) | MHHS-Greater Heights |  | Transmitter, Telemetry |  | 009-33577 | 009-33577 | Central | Memorial Hermann Greater Heights Hospital | GH - CLINICAL DECISION UNIT (CDU) | CDU nurses station |  |  |  | No pm sticker | MONITORS, TELEMETRIC, TRANSMITTER |  | TRANSMITTERTELEMETRY-Philips-IntelliVue MX40 | TRANSMITTERTELEMETRY | IntelliVue MX40 |  |  |  | Philips | Transmitter, Telemetry |  | TRANSMITTERTELEMETRY-Philips-IntelliVue MX40 |  |  |  |  | Covered PM Repair - Biomedical | MHHS-Greater Heights
NO | YES |  |  |  | 009-33578 | 009-33578 | Philips Medical Systems Cardiac and Monitoring Syste | INTELLIVUE MX40 |  | US097C9600 | GH - CDU | MHHS-Greater Heights |  | Transmitter, Telemetry |  | 009-33578 | 009-33578 | Central | Memorial Hermann Greater Heights Hospital | GH - CDU | CDU Nurses Station |  |  |  | No pm sticker | MONITORS, TELEMETRIC, TRANSMITTER |  | TRANSMITTERTELEMETRY-Philips-IntelliVue MX40 | TRANSMITTERTELEMETRY | IntelliVue MX40 |  |  |  | Philips | Transmitter, Telemetry |  | TRANSMITTERTELEMETRY-Philips-IntelliVue MX40 |  |  |  |  | Covered PM Repair - Biomedical | MHHS-Greater Heights
NO | YES |  |  |  | 009-33579 | 009-33579 | Philips Medical Systems Cardiac and Monitoring Syste | INTELLIVUE MX40 |  | US097C9597 | GH - CLINICAL DECISION UNIT (CDU) | MHHS-Greater Heights |  | Transmitter, Telemetry |  | 009-33579 | 009-33579 | Central | Memorial Hermann Greater Heights Hospital | GH - CLINICAL DECISION UNIT (CDU) | CDU nurses station |  |  |  | No pm sticker | MONITORS, TELEMETRIC, TRANSMITTER |  | TRANSMITTERTELEMETRY-Philips-IntelliVue MX40 | TRANSMITTERTELEMETRY | IntelliVue MX40 |  |  |  | Philips | Transmitter, Telemetry |  | TRANSMITTERTELEMETRY-Philips-IntelliVue MX40 |  |  |  |  | Covered PM Repair - Biomedical | MHHS-Greater Heights
NO | YES |  |  |  | 009-33580 | 009-33580 | Philips Medical Systems Cardiac and Monitoring Syste | INTELLIVUE MX40 |  | US097C9606 | GH - CLINICAL DECISION UNIT (CDU) | MHHS-Greater Heights |  | Transmitter, Telemetry |  | 009-33580 | 009-33580 | Central | Memorial Hermann Greater Heights Hospital | GH - CLINICAL DECISION UNIT (CDU) | CDU nurses station |  |  |  | No pm sticker | MONITORS, TELEMETRIC, TRANSMITTER |  | TRANSMITTERTELEMETRY-Philips-IntelliVue MX40 | TRANSMITTERTELEMETRY | IntelliVue MX40 |  |  |  | Philips | Transmitter, Telemetry |  | TRANSMITTERTELEMETRY-Philips-IntelliVue MX40 |  |  |  |  | Covered PM Repair - Biomedical | MHHS-Greater Heights
NO | YES |  |  |  | 009-33584 | 009-33584 | Philips Medical Systems Cardiac and Monitoring Syste | INTELLIVUE MX40 |  | US097C9595 | GH - CLINICAL DECISION UNIT (CDU) | MHHS-Greater Heights |  | Transmitter, Telemetry |  | 009-33584 | 009-33584 | Central | Memorial Hermann Greater Heights Hospital | GH - CLINICAL DECISION UNIT (CDU) | CDU nurses station |  |  |  | No pm sticker | MONITORS, TELEMETRIC, TRANSMITTER |  | TRANSMITTERTELEMETRY-Philips-IntelliVue MX40 | TRANSMITTERTELEMETRY | IntelliVue MX40 |  |  |  | Philips | Transmitter, Telemetry |  | TRANSMITTERTELEMETRY-Philips-IntelliVue MX40 |  |  |  |  | Covered PM Repair - Biomedical | MHHS-Greater Heights
NO | YES |  |  |  | 009-33585 | 009-33585 | Philips Medical Systems Cardiac and Monitoring Syste | INTELLIVUE MX40 |  | US097C9598 | GH - CLINICAL DECISION UNIT (CDU) | MHHS-Greater Heights |  | Transmitter, Telemetry |  | 009-33585 | 009-33585 | Central | Memorial Hermann Greater Heights Hospital | GH - CLINICAL DECISION UNIT (CDU) | CDU nurses station |  |  |  | No pm sticker | MONITORS, TELEMETRIC, TRANSMITTER |  | TRANSMITTERTELEMETRY-Philips-IntelliVue MX40 | TRANSMITTERTELEMETRY | IntelliVue MX40 |  |  |  | Philips | Transmitter, Telemetry |  | TRANSMITTERTELEMETRY-Philips-IntelliVue MX40 |  |  |  |  | Covered PM Repair - Biomedical | MHHS-Greater Heights
NO | YES |  |  |  | 009-33588 | 009-33588 | Philips Medical Systems Cardiac and Monitoring Syste | INTELLIVUE MX40 |  | US097C9605 | GH - CLINICAL DECISION UNIT (CDU) | MHHS-Greater Heights |  | Transmitter, Telemetry |  | 009-33588 | 009-33588 | Central | Memorial Hermann Greater Heights Hospital | GH - CLINICAL DECISION UNIT (CDU) | CDU nurses station |  |  |  | No pm sticker | MONITORS, TELEMETRIC, TRANSMITTER |  | TRANSMITTERTELEMETRY-Philips-IntelliVue MX40 | TRANSMITTERTELEMETRY | IntelliVue MX40 |  |  |  | Philips | Transmitter, Telemetry |  | TRANSMITTERTELEMETRY-Philips-IntelliVue MX40 |  |  |  |  | Covered PM Repair - Biomedical | MHHS-Greater Heights
NO | YES |  |  |  | 009-08419 | 009-08419 | Philips Medical Systems Cardiac and Monitoring Syste | INTELLIVUE MX40 |  | US01324231 | Memorial Hermann Greater Heights Emergency | MHHS-Greater Heights |  | Transmitter, Telemetry |  | 009-08419 | 009-08419 | Central | Memorial Hermann Greater Heights Hospital | Memorial Hermann Greater Heights Emergency | Memorial Hermann Greater Heights Emergency Nurses Station |  |  |  | No pm sticker. Screen cracked | MONITORS, TELEMETRIC, TRANSMITTER |  | TRANSMITTERTELEMETRY-Philips-IntelliVue MX40 | TRANSMITTERTELEMETRY | IntelliVue MX40 |  |  |  | Philips | Transmitter, Telemetry |  | TRANSMITTERTELEMETRY-Philips-IntelliVue MX40 |  |  |  |  | Not Covered Vendor Only - Biomedical | MHHS-Greater Heights
NO | YES |  |  |  | 009-09712 | 009-09712 | Philips Medical Systems Cardiac and Monitoring Syste | INTELLIVUE MX40 |  | US01849359 | Memorial Hermann - Radiology | MHHS-Greater Heights |  | Transmitter, Telemetry |  | 009-09712 | 009-09712 | Central | Memorial Hermann Greater Heights Hospital | Memorial Hermann - Radiology | GH- Radiology CT |  |  |  | 1 Time pm sticker | MONITORS, TELEMETRIC, TRANSMITTER |  | TRANSMITTERTELEMETRY-Philips-IntelliVue MX40 | TRANSMITTERTELEMETRY | IntelliVue MX40 |  |  |  | Philips | Transmitter, Telemetry |  | TRANSMITTERTELEMETRY-Philips-IntelliVue MX40 |  |  |  |  | Covered PM Repair - Biomedical | MHHS-Greater Heights
NO | YES |  |  |  | 009-09198 | 009-09198 | Philips Medical Systems Cardiac and Monitoring Syste | INTELLIVUE MX40 |  | US00700065 | Memorial Hermann Greater Heights Emergency | MHHS-Greater Heights |  | Transmitter, Telemetry |  | 009-09198 | 009-09198 | Central | Memorial Hermann Greater Heights Hospital | Memorial Hermann Greater Heights Emergency | Memorial Hermann Greater Heights Emergency Nurses Station |  |  |  | No pm sticker | MONITORS, TELEMETRIC, TRANSMITTER |  | TRANSMITTERTELEMETRY-Philips-IntelliVue MX40 | TRANSMITTERTELEMETRY | IntelliVue MX40 |  |  |  | Philips | Transmitter, Telemetry |  | TRANSMITTERTELEMETRY-Philips-IntelliVue MX40 |  |  |  |  | Covered PM Repair - Biomedical | MHHS-Greater Heights
NO | YES |  |  |  | 009-09444 | 009-09444 | Philips Medical Systems Cardiac and Monitoring Syste | INTELLIVUE MX40 |  | US01015853 | GH-Telemetry | MHHS-Greater Heights |  | Transmitter, Telemetry |  | 009-09444 | 009-09444 | Central & Greater Heights | MHHS-Greater Heights | GH-Telemetry | 5th north | 11/1/15 |  |  |  | MONITORS, TELEMETRIC, TRANSMITTER | Transmitter, Telemetry | TRANSMITTERTELEMETRY-Philips-IntelliVue MX40 | TRANSMITTERTELEMETRY | IntelliVue MX40 |  |  |  | Philips | Transmitter, Telemetry |  | TRANSMITTERTELEMETRY-Philips-IntelliVue MX40 |  |  |  |  | Covered PM Repair - Biomedical | MHHS-Greater Heights | [8 empty] | TRANSMITTERTELEMETRY | Transmitter, Telemetry | Philips
NO | YES |  |  |  | 009-09558 | 009-09558 | Philips Medical Systems Cardiac and Monitoring Syste | INTELLIVUE MX40 |  | US01440242 | Memorial Hermann Greater Heights Emergency | MHHS-Greater Heights |  | Transmitter, Telemetry |  | 009-09558 | 009-09558 | Central | Memorial Hermann Greater Heights Hospital | Memorial Hermann Greater Heights Emergency | Memorial Hermann Greater Heights Emergency Nurses Station |  |  |  | No pm sticker | MONITORS, TELEMETRIC, TRANSMITTER |  | TRANSMITTERTELEMETRY-Philips-IntelliVue MX40 | TRANSMITTERTELEMETRY | IntelliVue MX40 |  |  |  | Philips | Transmitter, Telemetry |  | TRANSMITTERTELEMETRY-Philips-IntelliVue MX40 |  |  |  |  | Covered PM Repair - Biomedical | MHHS-Greater Heights
NO | YES |  |  |  | 009-09688 | 009-09688 | Philips Medical Systems Cardiac and Monitoring Syste | INTELLIVUE MX40 |  | us096A9252 | GH-Telemetry | MHHS-Greater Heights |  | Transmitter, Telemetry |  | 009-09688 | 009-09688 | Central & Greater Heights | MHHS-Greater Heights | GH-Telemetry | 5th north |  |  |  |  | MONITORS, TELEMETRIC, TRANSMITTER | Transmitter, Telemetry | TRANSMITTERTELEMETRY-Philips-IntelliVue MX40 | TRANSMITTERTELEMETRY | IntelliVue MX40 |  |  |  | Philips | Transmitter, Telemetry |  | TRANSMITTERTELEMETRY-Philips-IntelliVue MX40 |  |  |  |  | Covered PM Repair - Biomedical | MHHS-Greater Heights | [8 empty] | TRANSMITTERTELEMETRY | Transmitter, Telemetry | Philips
NO | YES |  |  |  | 009-10124 | 009-10124 | Philips Medical Systems Cardiac and Monitoring Syste | INTELLIVUE MX40 |  | US01016710 | Memorial Hermann Greater Heights Emergency | MHHS-Greater Heights |  | Transmitter, Telemetry |  | 009-10124 | 009-10124 | Central | Memorial Hermann Greater Heights Hospital | Memorial Hermann Greater Heights Emergency | Memorial Hermann Greater Heights Emergency Nurses Station |  |  |  | No pm sticker | MONITORS, TELEMETRIC, TRANSMITTER |  | TRANSMITTERTELEMETRY-Philips-IntelliVue MX40 | TRANSMITTERTELEMETRY | IntelliVue MX40 |  |  |  | Philips | Transmitter, Telemetry |  | TRANSMITTERTELEMETRY-Philips-IntelliVue MX40 |  |  |  |  | Covered PM Repair - Biomedical | MHHS-Greater Heights
NO | YES |  |  |  | 009-10295 | 009-10295 | Philips Medical Systems Cardiac and Monitoring Syste | INTELLIVUE MX40 |  | US01441213 | GH-Telemetry | MHHS-Greater Heights |  | Transmitter, Telemetry |  | 009-10295 | 009-10295 | Central & Greater Heights | MHHS-Greater Heights | GH-Telemetry | 5th north | 2/1/17 |  |  |  | MONITORS, TELEMETRIC, TRANSMITTER | Transmitter, Telemetry | TRANSMITTERTELEMETRY-Philips-IntelliVue MX40 | TRANSMITTERTELEMETRY | IntelliVue MX40 |  |  |  | Philips | Transmitter, Telemetry |  | TRANSMITTERTELEMETRY-Philips-IntelliVue MX40 |  |  |  |  | Covered PM Repair - Biomedical | MHHS-Greater Heights | [8 empty] | TRANSMITTERTELEMETRY | Transmitter, Telemetry | Philips
NO | YES |  |  |  | 009-10459 | 009-10459 | Philips Medical Systems Cardiac and Monitoring Syste | INTELLIVUE MX40 |  | US01015836 | GH-Telemetry | MHHS-Greater Heights |  | Transmitter, Telemetry |  | 009-10459 | 009-10459 | Central & Greater Heights | MHHS-Greater Heights | GH-Telemetry | 5th north | 11/1/15 |  |  |  | MONITORS, TELEMETRIC, TRANSMITTER | Transmitter, Telemetry | TRANSMITTERTELEMETRY-Philips-IntelliVue MX40 | TRANSMITTERTELEMETRY | IntelliVue MX40 |  |  |  | Philips | Transmitter, Telemetry |  | TRANSMITTERTELEMETRY-Philips-IntelliVue MX40 |  |  |  |  | Covered PM Repair - Biomedical | MHHS-Greater Heights | [8 empty] | TRANSMITTERTELEMETRY | Transmitter, Telemetry | Philips
NO | YES |  |  |  | 009-10788 | 009-10788 | Philips Medical Systems Cardiac and Monitoring Syste | INTELLIVUE MX40 |  | US01324243 | GH-Telemetry | MHHS-Greater Heights |  | Transmitter, Telemetry |  | 009-10788 | 009-10788 | Central & Greater Heights | MHHS-Greater Heights | GH-Telemetry | 5th north | 2/1/18 |  |  |  | MONITORS, TELEMETRIC, TRANSMITTER | Transmitter, Telemetry | TRANSMITTERTELEMETRY-Philips-IntelliVue MX40 | TRANSMITTERTELEMETRY | IntelliVue MX40 |  |  |  | Philips | Transmitter, Telemetry |  | TRANSMITTERTELEMETRY-Philips-IntelliVue MX40 |  |  |  |  | Covered PM Repair - Respiratory/Steriliz | MHHS-Greater Heights | [8 empty] | TRANSMITTERTELEMETRY | Transmitter, Telemetry | Philips
NO | YES |  |  |  | 009-34325 | 009-34325 | Philips Medical Systems Cardiac and Monitoring Syste | INTELLIVUE MX40 |  | US01433579 | Memorial Hermann Greater Heights Emergency | MHHS-Greater Heights |  | Transmitter, Telemetry |  | 009-34325 | 009-34325 | Central | Memorial Hermann Greater Heights Hospital | Memorial Hermann Greater Heights Emergency | Memorial Hermann Greater Heights Emergency Nurses Station |  |  |  | No pm sticker | MONITORS, TELEMETRIC, TRANSMITTER |  | TRANSMITTERTELEMETRY-Philips-IntelliVue MX40 | TRANSMITTERTELEMETRY | IntelliVue MX40 |  |  |  | Philips | Transmitter, Telemetry |  | TRANSMITTERTELEMETRY-Philips-IntelliVue MX40 |  |  |  |  | Covered PM Repair - Biomedical | MHHS-Greater Heights
NO | YES |  |  |  | 009-34435 | 009-34435 | Philips Medical Systems Cardiac and Monitoring Syste | INTELLIVUE MX40 |  | US01015820 | GH-Telemetry | MHHS-Greater Heights |  | Transmitter, Telemetry |  | 009-34435 | 009-34435 | Central & Greater Heights | MHHS-Greater Heights | GH-Telemetry | 5th north | 11/1/15 |  |  |  | MONITORS, TELEMETRIC, TRANSMITTER | Transmitter, Telemetry | TRANSMITTERTELEMETRY-Philips-IntelliVue MX40 | TRANSMITTERTELEMETRY | IntelliVue MX40 |  |  |  | Philips | Transmitter, Telemetry |  | TRANSMITTERTELEMETRY-Philips-IntelliVue MX40 |  |  |  |  | Covered PM Repair - Biomedical | MHHS-Greater Heights | [8 empty] | TRANSMITTERTELEMETRY | Transmitter, Telemetry | Philips
NO | YES |  |  |  | 009-34495 | 009-34495 | Philips Medical Systems Cardiac and Monitoring Syste | INTELLIVUE MX40 |  | US01015807 | GH-Telemetry | MHHS-Greater Heights |  | Transmitter, Telemetry |  | 009-34495 | 009-34495 | Central & Greater Heights | MHHS-Greater Heights | GH-Telemetry | 5th north | 11/1/15 |  |  |  | MONITORS, TELEMETRIC, TRANSMITTER | Transmitter, Telemetry | TRANSMITTERTELEMETRY-Philips-IntelliVue MX40 | TRANSMITTERTELEMETRY | IntelliVue MX40 |  |  |  | Philips | Transmitter, Telemetry |  | TRANSMITTERTELEMETRY-Philips-IntelliVue MX40 |  |  |  |  | Covered PM Repair - Biomedical | MHHS-Greater Heights | [8 empty] | TRANSMITTERTELEMETRY | Transmitter, Telemetry | Philips
NO | YES |  |  |  | 009-34503 | 009-34503 | Philips Medical Systems Cardiac and Monitoring Syste | INTELLIVUE MX40 |  | US01015847 | GH-Telemetry | MHHS-Greater Heights |  | Transmitter, Telemetry |  | 009-34503 | 009-34503 | Central & Greater Heights | MHHS-Greater Heights | GH-Telemetry |  | 11/1/15 |  |  |  | MONITORS, TELEMETRIC, TRANSMITTER | Transmitter, Telemetry | TRANSMITTERTELEMETRY-Philips-IntelliVue MX40 | TRANSMITTERTELEMETRY | IntelliVue MX40 |  |  |  | Philips | Transmitter, Telemetry |  | TRANSMITTERTELEMETRY-Philips-IntelliVue MX40 |  |  |  |  | Covered PM Repair - Biomedical | MHHS-Greater Heights | [8 empty] | TRANSMITTERTELEMETRY | Transmitter, Telemetry | Philips
NO | YES |  |  |  | 009-34508 | 009-34508 | Philips Medical Systems Cardiac and Monitoring Syste | INTELLIVUE MX40 |  | US01015873 | GH-Telemetry | MHHS-Greater Heights |  | Transmitter, Telemetry |  | 009-34508 | 009-34508 | Central & Greater Heights | MHHS-Greater Heights | GH-Telemetry | 5th north | 11/1/15 |  |  |  | MONITORS, TELEMETRIC, TRANSMITTER | Transmitter, Telemetry | TRANSMITTERTELEMETRY-Philips-IntelliVue MX40 | TRANSMITTERTELEMETRY | IntelliVue MX40 |  |  |  | Philips | Transmitter, Telemetry |  | TRANSMITTERTELEMETRY-Philips-IntelliVue MX40 |  |  |  |  | Covered PM Repair - Biomedical | MHHS-Greater Heights | [8 empty] | TRANSMITTERTELEMETRY | Transmitter, Telemetry | Philips
NO | YES |  |  |  | 009-34510 | 009-34510 | Philips Medical Systems Cardiac and Monitoring Syste | INTELLIVUE MX40 |  | US099F5105 | GH-Telemetry | MHHS-Greater Heights |  | Transmitter, Telemetry |  | 009-34510 | 009-34510 | Central & Greater Heights | MHHS-Greater Heights | GH-Telemetry | 5th north | 9/1/19 |  |  |  | MONITORS, TELEMETRIC, TRANSMITTER | Transmitter, Telemetry | TRANSMITTERTELEMETRY-Philips-IntelliVue MX40 | TRANSMITTERTELEMETRY | IntelliVue MX40 |  |  |  | Philips | Transmitter, Telemetry |  | TRANSMITTERTELEMETRY-Philips-IntelliVue MX40 |  | 1/22/15 |  |  | Covered PM Repair - Biomedical | MHHS-Greater Heights | [8 empty] | TRANSMITTERTELEMETRY | Transmitter, Telemetry | Philips
NO | YES |  |  |  | 009-34611 | 009-34611 | Philips Medical Systems Cardiac and Monitoring Syste | INTELLIVUE MX40 |  | US01015809 | GH - TELEMETRY | MHHS-Greater Heights |  | Transmitter, Telemetry |  | 009-34611 | 009-34611 | Central | Memorial Hermann Greater Heights Hospital ER nurce station | GH - TELEMETRY |  |  |  |  | No pm found | MONITORS, TELEMETRIC, TRANSMITTER |  | TRANSMITTERTELEMETRY-Philips-IntelliVue MX40 | TRANSMITTERTELEMETRY | IntelliVue MX40 |  |  |  | Philips | Transmitter, Telemetry |  | TRANSMITTERTELEMETRY-Philips-IntelliVue MX40 |  |  |  |  | Covered PM Repair - Biomedical | MHHS-Greater Heights
NO | YES |  |  |  | 009-34615 | 009-34615 | Philips Medical Systems Cardiac and Monitoring Syste | INTELLIVUE MX40 |  | US01015825 | GH - CLINICAL DECISION UNIT (CDU) | MHHS-Greater Heights |  | Transmitter, Telemetry |  | 009-34615 | 009-34615 | Central | Memorial Hermann Greater Heights Hospital | GH - CLINICAL DECISION UNIT (CDU) | CDU nurses station |  |  |  | No pm sticker | MONITORS, TELEMETRIC, TRANSMITTER |  | TRANSMITTERTELEMETRY-Philips-IntelliVue MX40 | TRANSMITTERTELEMETRY | IntelliVue MX40 |  |  |  | Philips | Transmitter, Telemetry |  | TRANSMITTERTELEMETRY-Philips-IntelliVue MX40 |  |  |  |  | Covered PM Repair - Biomedical | MHHS-Greater Heights
NO | YES |  |  |  | 009-34631 | 009-34631 | Philips Medical Systems Cardiac and Monitoring Syste | INTELLIVUE MX40 |  | US01016709 | GH-Telemetry | MHHS-Greater Heights |  | Transmitter, Telemetry |  | 009-34631 | 009-34631 | Central & Greater Heights | MHHS-Greater Heights | GH-Telemetry | 5th noth | 11/1/15 |  |  |  | MONITORS, TELEMETRIC, TRANSMITTER | Transmitter, Telemetry | TRANSMITTERTELEMETRY-Philips-IntelliVue MX40 | TRANSMITTERTELEMETRY | IntelliVue MX40 |  |  |  | Philips | Transmitter, Telemetry |  | TRANSMITTERTELEMETRY-Philips-IntelliVue MX40 |  |  |  |  | Covered PM Repair - Biomedical | MHHS-Greater Heights | [8 empty] | TRANSMITTERTELEMETRY | Transmitter, Telemetry | Philips
NO | YES |  |  |  | 133-09334 | 133-09334 | Philips Medical Systems Cardiac and Monitoring Syste | INTELLIVUE MX40 |  | US03569714 | Katy-Telemetry | MHHS-Katy |  | Transmitter, Telemetry |  | 133-09334 | 133-09334 | Katy | MHHS-Katy | Katy-Telemetry | ER | 12/1/15 | 2/1/20 |  |  | MONITORS, TELEMETRIC, TRANSMITTER | Transmitter, Telemetry | TRANSMITTERTELEMETRY-Philips-IntelliVue MX40 | TRANSMITTERTELEMETRY | IntelliVue MX40 |  |  |  | Philips | Transmitter, Telemetry |  | TRANSMITTERTELEMETRY-Philips-IntelliVue MX40 |  |  |  |  | Covered PM Repair - Biomedical | MHHS-Katy | [8 empty] | TRANSMITTERTELEMETRY | Transmitter, Telemetry | Philips
NO | YES |  |  |  | 133-09335 | 133-09335 | Philips Medical Systems Cardiac and Monitoring Syste | INTELLIVUE MX40 |  | US03569715 | Katy-Med/Surg 5th Floor | MHHS-Katy |  | Transmitter, Telemetry |  | 133-09335 | 133-09335 | Katy | MHHS-Katy | Katy-Med/Surg 5th Floor | Room 516 | 12/1/15 |  |  |  | MONITORS, TELEMETRIC, TRANSMITTER | Transmitter, Telemetry | TRANSMITTERTELEMETRY-Philips-IntelliVue MX40 | TRANSMITTERTELEMETRY | IntelliVue MX40 |  |  |  | Philips | Transmitter, Telemetry |  | TRANSMITTERTELEMETRY-Philips-IntelliVue MX40 |  |  |  |  | Covered PM Repair - Biomedical | MHHS-Katy | [8 empty] | TRANSMITTERTELEMETRY | Transmitter, Telemetry | Philips
NO | YES |  |  |  | 133-09336 | 133-09336 | Philips Medical Systems Cardiac and Monitoring Syste | INTELLIVUE MX40 |  | US03569716 | Katy-ER | MHHS-Katy |  | Transmitter, Telemetry |  | 133-09336 | 133-09336 | Katy | MHHS-Katy | Katy-ER | Nurse station |  |  |  |  | MONITORS, TELEMETRIC, TRANSMITTER | Transmitter, Telemetry | TRANSMITTERTELEMETRY-Philips-IntelliVue MX40 | TRANSMITTERTELEMETRY | IntelliVue MX40 |  |  |  | Philips | Transmitter, Telemetry |  | TRANSMITTERTELEMETRY-Philips-IntelliVue MX40 |  |  |  |  | Not Covered Vendor Only - Lab Ana/Anes | MHHS-Katy | [8 empty] | TRANSMITTERTELEMETRY | Transmitter, Telemetry | Philips
NO | YES |  |  |  | 133-09340 | W09340 | Philips Medical Systems Cardiac and Monitoring Syste | INTELLIVUE MX40 |  | US03569720 | Katy-Telemetry | MHHS-Katy |  | Transmitter, Telemetry |  | 133-09340 | W09340 | Katy | MHHS-Katy | Katy-Telemetry | [5 empty] | MONITORS, TELEMETRIC, TRANSMITTER | Transmitter, Telemetry | TRANSMITTERTELEMETRY-Philips-IntelliVue MX40 | TRANSMITTERTELEMETRY | IntelliVue MX40 |  |  |  | Philips | Transmitter, Telemetry |  | TRANSMITTERTELEMETRY-Philips-IntelliVue MX40 |  | 5/8/14 |  |  | Covered PM Repair - Biomedical | MHHS-Katy | [8 empty] | TRANSMITTERTELEMETRY | Transmitter, Telemetry | Philips
NO | YES |  |  |  | 133-09341 | 133-09341 | Philips Medical Systems Cardiac and Monitoring Syste | INTELLIVUE MX40 |  | US03569721 | Katy-Med/Surg 7th Floor | MHHS-Katy |  | Transmitter, Telemetry |  | 133-09341 | 133-09341 | Katy | MHHS-Katy | Katy-Med/Surg 7th Floor | Room 726 |  |  |  |  | MONITORS, TELEMETRIC, TRANSMITTER | Transmitter, Telemetry | TRANSMITTERTELEMETRY-Philips-IntelliVue MX40 | TRANSMITTERTELEMETRY | IntelliVue MX40 |  |  |  | Philips | Transmitter, Telemetry |  | TRANSMITTERTELEMETRY-Philips-IntelliVue MX40 |  | 10/2/20 |  |  | Not Covered Vendor Only - Biomedical | MHHS-Katy | [8 empty] | TRANSMITTERTELEMETRY | Transmitter, Telemetry | Philips
NO | YES |  |  |  | 133-09550 | 133-09550 | Philips Medical Systems Cardiac and Monitoring Syste | INTELLIVUE MX40 |  | US03571566 | Katy-Med/Surg 5th Floor | MHHS-Katy |  | Transmitter, Telemetry |  | 133-09550 | 133-09550 | Katy | MHHS-Katy | Katy-Med/Surg 5th Floor | Room 511 | 12/1/15 |  |  |  | MONITORS, TELEMETRIC, TRANSMITTER | Transmitter, Telemetry | TRANSMITTERTELEMETRY-Philips-IntelliVue MX40 | TRANSMITTERTELEMETRY | IntelliVue MX40 |  |  |  | Philips | Transmitter, Telemetry |  | TRANSMITTERTELEMETRY-Philips-IntelliVue MX40 |  |  |  |  | Not Covered Vendor Only - Lab Ana/Anes | MHHS-Katy | [8 empty] | TRANSMITTERTELEMETRY | Transmitter, Telemetry | Philips
NO | YES |  |  |  | 133-09551 | 133-09551 | Philips Medical Systems Cardiac and Monitoring Syste | INTELLIVUE MX40 |  | US03571564 | Katy-Telemetry | MHHS-Katy |  | Transmitter, Telemetry |  | 133-09551 | 133-09551 | Katy | MHHS-Katy | Katy-Telemetry | Telemetry IMU | 12/1/15 |  |  |  | MONITORS, TELEMETRIC, TRANSMITTER | Transmitter, Telemetry | TRANSMITTERTELEMETRY-Philips-IntelliVue MX40 | TRANSMITTERTELEMETRY | IntelliVue MX40 |  |  |  | Philips | Transmitter, Telemetry |  | TRANSMITTERTELEMETRY-Philips-IntelliVue MX40 |  | 1/17/14 |  |  | Covered PM Repair - Biomedical | MHHS-Katy | [8 empty] | TRANSMITTERTELEMETRY | Transmitter, Telemetry | Philips
NO | YES |  |  |  | 133-09556 | 133-09556 | Philips Medical Systems Cardiac and Monitoring Syste | INTELLIVUE MX40 |  | US03571573 | Katy-Telemetry | MHHS-Katy |  | Transmitter, Telemetry |  | 133-09556 | 133-09556 | Katy | MHHS-Katy | Katy-Telemetry | Room 703 |  |  |  |  | MONITORS, TELEMETRIC, TRANSMITTER | Transmitter, Telemetry | TRANSMITTERTELEMETRY-Philips-IntelliVue MX40 | TRANSMITTERTELEMETRY | IntelliVue MX40 |  |  |  | Philips | Transmitter, Telemetry |  | TRANSMITTERTELEMETRY-Philips-IntelliVue MX40 |  | 12/8/14 |  |  | Covered PM Repair - Biomedical | MHHS-Katy | [8 empty] | TRANSMITTERTELEMETRY | Transmitter, Telemetry | Philips
NO | YES | Serial Number US01440745 |  |  | US01440745 | 099-02220 | Philips Medical Systems Cardiac and Monitoring Syste | INTELLIVUE MX40 |  | US01440745 | Katy-Telemetry | MHHS-Katy |  | Transmitter, Telemetry |  | US01440745 | 099-02220 | Katy | MHHS-Katy | Katy-Telemetry |  |  |  |  | No pm | MONITORS, TELEMETRIC, TRANSMITTER | Transmitter, Telemetry | TRANSMITTERTELEMETRY-Philips-IntelliVue MX40 | TRANSMITTERTELEMETRY | IntelliVue MX40 |  |  |  | Philips | Transmitter, Telemetry |  | TRANSMITTERTELEMETRY-Philips-IntelliVue MX40 |  |  |  |  | Not Covered Vendor Only - Lab Ana/Anes | MHHS-Katy | [8 empty] | TRANSMITTERTELEMETRY | Transmitter, Telemetry | Philips
NO | YES | Serial Number US01442305 |  |  | US01442305 | 099-03796 | Philips Medical Systems Cardiac and Monitoring Syste | INTELLIVUE MX40 |  | US01442305 | Katy-Med/Surg 7th Floor | MHHS-Katy |  | Transmitter, Telemetry |  | US01442305 | 099-03796 | Katy | MHHS-Katy | Katy-Med/Surg 7th Floor | Room 715 |  |  |  |  | MONITORS, TELEMETRIC, TRANSMITTER | Transmitter, Telemetry | TRANSMITTERTELEMETRY-Philips-IntelliVue MX40 | TRANSMITTERTELEMETRY | IntelliVue MX40 |  |  |  | Philips | Transmitter, Telemetry |  | TRANSMITTERTELEMETRY-Philips-IntelliVue MX40 |  |  |  |  | Covered PM Repair - Biomedical | MHHS-Katy | [8 empty] | TRANSMITTERTELEMETRY | Transmitter, Telemetry | Philips
NO | YES |  |  |  | US01442316 | 099-03788 | Philips Medical Systems Cardiac and Monitoring Syste | INTELLIVUE MX40 |  | US01442316 | Katy-Med/Surg 5th Floor | MHHS-Katy |  | Transmitter, Telemetry |  | US01442316 | 099-03788 | Katy | MHHS-Katy | Katy-Med/Surg 5th Floor | Room 521 |  |  |  | No pm | MONITORS, TELEMETRIC, TRANSMITTER | Transmitter, Telemetry | TRANSMITTERTELEMETRY-Philips-IntelliVue MX40 | TRANSMITTERTELEMETRY | IntelliVue MX40 |  |  |  | Philips | Transmitter, Telemetry |  | TRANSMITTERTELEMETRY-Philips-IntelliVue MX40 |  | 8/29/12 |  |  | Not Covered Vendor Only - Lab Ana/Anes | MHHS-Katy | [8 empty] | TRANSMITTERTELEMETRY | Transmitter, Telemetry | Philips
NO | YES | Serial Number US01442327 |  |  | US01442327 | 099-02200 | Philips Medical Systems Cardiac and Monitoring Syste | INTELLIVUE MX40 |  | US01442327 | Katy-Telemetry | MHHS-Katy |  | Transmitter, Telemetry |  | US01442327 | 099-02200 | Katy | MHHS-Katy | Katy-Telemetry |  |  |  |  | No pm | MONITORS, TELEMETRIC, TRANSMITTER | Transmitter, Telemetry | TRANSMITTERTELEMETRY-Philips-IntelliVue MX40 | TRANSMITTERTELEMETRY | IntelliVue MX40 |  |  |  | Philips | Transmitter, Telemetry |  | TRANSMITTERTELEMETRY-Philips-IntelliVue MX40 |  |  |  |  | Not Covered Vendor Only - Biomedical | MHHS-Katy | [8 empty] | TRANSMITTERTELEMETRY | Transmitter, Telemetry | Philips
NO | YES |  |  |  | 041-17290 | 041-17290 | Philips Medical Systems Cardiac and Monitoring Syste | INTELLIVUE MX40 |  | US03561666 | MEMORIAL CITY - Neuroscience | MHHS-Mem City |  | Transmitter, Telemetry |  | 041-17290 | 041-17290 | West | Memorial City - Memorial East Tower | MEMORIAL CITY - Neuroscience | Hallway |  |  |  | No PM sticker | MONITORS, TELEMETRIC, TRANSMITTER |  | TRANSMITTERTELEMETRY-Philips-IntelliVue MX40 | TRANSMITTERTELEMETRY | IntelliVue MX40 |  |  |  | Philips | Transmitter, Telemetry |  | TRANSMITTERTELEMETRY-Philips-IntelliVue MX40 |  |  |  |  | Covered PM Repair - Biomedical | MHHS-Mem City
NO | YES |  |  |  | 041-17291 | 041-17291 | Philips Medical Systems Cardiac and Monitoring Syste | INTELLIVUE MX40 |  | US03561669 | MEMORIAL CITY - CARDIOLOGY | MHHS-Mem City |  | Transmitter, Telemetry |  | 041-17291 | 041-17291 | West | Memorial City - Memorial Cardiology East | MEMORIAL CITY - CARDIOLOGY | Telemetry |  |  |  | No PM sticker | MONITORS, TELEMETRIC, TRANSMITTER |  | TRANSMITTERTELEMETRY-Philips-IntelliVue MX40 | TRANSMITTERTELEMETRY | IntelliVue MX40 |  |  |  | Philips | Transmitter, Telemetry |  | TRANSMITTERTELEMETRY-Philips-IntelliVue MX40 |  |  |  |  | Covered PM Repair - Biomedical | MHHS-Mem City
NO | YES |  |  |  | 041-17302 | 041-17302 | Philips Medical Systems Cardiac and Monitoring Syste | INTELLIVUE MX40 |  | US01856162 | MEMORIAL CITY - CARDIOLOGY | MHHS-Mem City |  | Transmitter, Telemetry |  | 041-17302 | 041-17302 | West | Memorial City - Memorial Cardiology East | MEMORIAL CITY - CARDIOLOGY | Telemetry |  |  |  | No PM sticker | MONITORS, TELEMETRIC, TRANSMITTER |  | TRANSMITTERTELEMETRY-Philips-IntelliVue MX40 | TRANSMITTERTELEMETRY | IntelliVue MX40 |  |  |  | Philips | Transmitter, Telemetry |  | TRANSMITTERTELEMETRY-Philips-IntelliVue MX40 |  |  |  |  | Covered PM Repair - Biomedical | MHHS-Mem City
NO | YES |  |  |  | 041-17405 | 041-17405 | Philips Medical Systems Cardiac and Monitoring Syste | INTELLIVUE MX40 |  | US01748346 | MEMORIAL CITY - CARDIOLOGY | MHHS-Mem City |  | Transmitter, Telemetry |  | 041-17405 | 041-17405 | West | Memorial City - Memorial Cardiology East | MEMORIAL CITY - CARDIOLOGY | Telemetry |  |  |  | No PM sticker | MONITORS, TELEMETRIC, TRANSMITTER |  | TRANSMITTERTELEMETRY-Philips-IntelliVue MX40 | TRANSMITTERTELEMETRY | IntelliVue MX40 |  |  |  | Philips | Transmitter, Telemetry |  | TRANSMITTERTELEMETRY-Philips-IntelliVue MX40 |  |  |  |  | Covered PM Repair - Biomedical | MHHS-Mem City
NO | YES |  |  |  | 041-18441 | 041-18441 | Philips Medical Systems Cardiac and Monitoring Syste | INTELLIVUE MX40 |  | US01748357 | Emergency center | MHHS-Mem City |  | Transmitter, Telemetry |  | 041-18441 | 041-18441 | West | Memorial Hermann Memorial city medical center emergency center | Emergency center | Nirse Station |  |  |  | No p.m. | MONITORS, TELEMETRIC, TRANSMITTER |  | TRANSMITTERTELEMETRY-Philips-IntelliVue MX40 | TRANSMITTERTELEMETRY | IntelliVue MX40 |  |  |  | Philips | Transmitter, Telemetry |  | TRANSMITTERTELEMETRY-Philips-IntelliVue MX40 |  |  |  |  | Covered PM Repair - Biomedical | MHHS-Mem City
NO | YES |  |  |  | 041-18444 | 041-18444 | Philips Medical Systems Cardiac and Monitoring Syste | INTELLIVUE MX40 |  | US01748365 | Cardiology | MHHS-Mem City |  | Transmitter, Telemetry |  | 041-18444 | 041-18444 | West and memorial city | Cardiolgy 7 east | Cardiology | Telementry |  |  |  | No pm sticker found | MONITORS, TELEMETRIC, TRANSMITTER |  | TRANSMITTERTELEMETRY-Philips-IntelliVue MX40 | TRANSMITTERTELEMETRY | IntelliVue MX40 |  |  |  | Philips | Transmitter, Telemetry |  | TRANSMITTERTELEMETRY-Philips-IntelliVue MX40 |  |  |  |  | Covered PM Repair - Biomedical | MHHS-Mem City
NO | YES |  |  |  | 041-18446 | 041-18446 | Philips Medical Systems Cardiac and Monitoring Syste | INTELLIVUE MX40 |  | US01748382 | MEMORIAL CITY - CARDIOLOGY | MHHS-Mem City |  | Transmitter, Telemetry |  | 041-18446 | 041-18446 | West | Memorial City - Memorial Cardiology East | MEMORIAL CITY - CARDIOLOGY | Telemetry |  |  |  | No PM sticker | MONITORS, TELEMETRIC, TRANSMITTER |  | TRANSMITTERTELEMETRY-Philips-IntelliVue MX40 | TRANSMITTERTELEMETRY | IntelliVue MX40 |  |  |  | Philips | Transmitter, Telemetry |  | TRANSMITTERTELEMETRY-Philips-IntelliVue MX40 |  |  |  |  | Covered PM Repair - Biomedical | MHHS-Mem City
NO | YES |  |  |  | 041-18447 | 041-18447 | Philips Medical Systems Cardiac and Monitoring Syste | INTELLIVUE MX40 |  | US01748377 | Cardiology | MHHS-Mem City |  | Transmitter, Telemetry |  | 041-18447 | 041-18447 | West and memorial city | Cardiolgy 7 east | Cardiology | Telementry |  |  |  | No pm sticker found | MONITORS, TELEMETRIC, TRANSMITTER |  | TRANSMITTERTELEMETRY-Philips-IntelliVue MX40 | TRANSMITTERTELEMETRY | IntelliVue MX40 |  |  |  | Philips | Transmitter, Telemetry |  | TRANSMITTERTELEMETRY-Philips-IntelliVue MX40 |  |  |  |  | Covered PM Repair - Biomedical | MHHS-Mem City
NO | YES |  |  |  | 041-18470 | 041-18470 | Philips Medical Systems Cardiac and Monitoring Syste | INTELLIVUE MX40 |  | US01748387 | MEMORIAL CITY - CARDIOLOGY | MHHS-Mem City |  | Transmitter, Telemetry |  | 041-18470 | 041-18470 | West | Memorial City - Memorial Cardiology East | MEMORIAL CITY - CARDIOLOGY | Telemetry |  |  |  | No PM sticker | MONITORS, TELEMETRIC, TRANSMITTER |  | TRANSMITTERTELEMETRY-Philips-IntelliVue MX40 | TRANSMITTERTELEMETRY | IntelliVue MX40 |  |  |  | Philips | Transmitter, Telemetry |  | TRANSMITTERTELEMETRY-Philips-IntelliVue MX40 |  |  |  |  | Covered PM Repair - Biomedical | MHHS-Mem City
NO | YES |  |  |  | 041-18473 | 041-18473 | Philips Medical Systems Cardiac and Monitoring Syste | INTELLIVUE MX40 |  | US01748338 | Cardiology | MHHS-Mem City |  | Transmitter, Telemetry |  | 041-18473 | 041-18473 | West and memorial city | Cardiolgy 7 east | Cardiology | Telementry |  |  |  | No pm sticker found | MONITORS, TELEMETRIC, TRANSMITTER |  | TRANSMITTERTELEMETRY-Philips-IntelliVue MX40 | TRANSMITTERTELEMETRY | IntelliVue MX40 |  |  |  | Philips | Transmitter, Telemetry |  | TRANSMITTERTELEMETRY-Philips-IntelliVue MX40 |  |  |  |  | Covered PM Repair - Biomedical | MHHS-Mem City
NO | YES |  |  |  | 041-18537 | 041-18537 | Philips Medical Systems Cardiac and Monitoring Syste | INTELLIVUE MX40 |  | US01748358 | Cardiology | MHHS-Mem City |  | Transmitter, Telemetry |  | 041-18537 | 041-18537 | West and memorial city | Cardiolgy 7 east | Cardiology | Telementry |  |  |  | No pm sticker found | MONITORS, TELEMETRIC, TRANSMITTER |  | TRANSMITTERTELEMETRY-Philips-IntelliVue MX40 | TRANSMITTERTELEMETRY | IntelliVue MX40 |  |  |  | Philips | Transmitter, Telemetry |  | TRANSMITTERTELEMETRY-Philips-IntelliVue MX40 |  |  |  |  | Covered PM Repair - Biomedical | MHHS-Mem City
NO | YES |  |  |  | 041-18541 | 041-18541 | Philips Medical Systems Cardiac and Monitoring Syste | INTELLIVUE MX40 |  | US01748336 | Emergency center | MHHS-Mem City |  | Transmitter, Telemetry |  | 041-18541 | 041-18541 | West | Memorial Hermann Memorial city medical center emergency center | Emergency center | Nirse Station |  |  |  | No p.m. | MONITORS, TELEMETRIC, TRANSMITTER |  | TRANSMITTERTELEMETRY-Philips-IntelliVue MX40 | TRANSMITTERTELEMETRY | IntelliVue MX40 |  |  |  | Philips | Transmitter, Telemetry |  | TRANSMITTERTELEMETRY-Philips-IntelliVue MX40 |  |  |  |  | Covered PM Repair - Biomedical | MHHS-Mem City
NO | YES |  |  |  | 041-18548 | 041-18548 | Philips Medical Systems Cardiac and Monitoring Syste | INTELLIVUE MX40 |  | US01748396 | Cardiology | MHHS-Mem City |  | Transmitter, Telemetry |  | 041-18548 | 041-18548 | West and memorial city | Cardiolgy 7 east | Cardiology | Telementry |  |  |  | No pm sticker found | MONITORS, TELEMETRIC, TRANSMITTER |  | TRANSMITTERTELEMETRY-Philips-IntelliVue MX40 | TRANSMITTERTELEMETRY | IntelliVue MX40 |  |  |  | Philips | Transmitter, Telemetry |  | TRANSMITTERTELEMETRY-Philips-IntelliVue MX40 |  |  |  |  | Covered PM Repair - Biomedical | MHHS-Mem City
NO | YES |  |  |  | 041-18551 | 041-18551 | Philips Medical Systems Cardiac and Monitoring Syste | INTELLIVUE MX40 |  | US01748349 | Emergency center | MHHS-Mem City |  | Transmitter, Telemetry |  | 041-18551 | 041-18551 | West | Memorial Hermann Memorial city medical center emergency center | Emergency center | Nirse Station |  |  |  | No p.m. | MONITORS, TELEMETRIC, TRANSMITTER |  | TRANSMITTERTELEMETRY-Philips-IntelliVue MX40 | TRANSMITTERTELEMETRY | IntelliVue MX40 |  |  |  | Philips | Transmitter, Telemetry |  | TRANSMITTERTELEMETRY-Philips-IntelliVue MX40 |  |  |  |  | Covered PM Repair - Biomedical | MHHS-Mem City
NO | YES |  |  |  | 041-18553 | 041-18553 | Philips Medical Systems Cardiac and Monitoring Syste | INTELLIVUE MX40 |  | US01748370 | MEMORIAL CITY - TELEMETRY | MHHS-Mem City |  | Transmitter, Telemetry |  | 041-18553 | 041-18553 | West | Memorial City- Memorial Hermann Hospital | MEMORIAL CITY - TELEMETRY | Biomed Shop |  |  |  | No PM sticker | MONITORS, TELEMETRIC, TRANSMITTER |  | TRANSMITTERTELEMETRY-Philips-IntelliVue MX40 | TRANSMITTERTELEMETRY | IntelliVue MX40 |  |  |  | Philips | Transmitter, Telemetry |  | TRANSMITTERTELEMETRY-Philips-IntelliVue MX40 |  |  |  |  | Covered PM Repair - Biomedical | MHHS-Mem City
NO | YES |  |  |  | 041-18554 | 041-18554 | Philips Medical Systems Cardiac and Monitoring Syste | INTELLIVUE MX40 |  | US01748388 | MEMORIAL CITY - TELEMETRY | MHHS-Mem City |  | Transmitter, Telemetry |  | 041-18554 | 041-18554 | West | Memorial City-Memorial City Hospital | MEMORIAL CITY - TELEMETRY | Biomed Shop |  |  |  | No PM date found | MONITORS, TELEMETRIC, TRANSMITTER |  | TRANSMITTERTELEMETRY-Philips-IntelliVue MX40 | TRANSMITTERTELEMETRY | IntelliVue MX40 |  |  |  | Philips | Transmitter, Telemetry |  | TRANSMITTERTELEMETRY-Philips-IntelliVue MX40 |  |  |  |  | Covered PM Repair - Biomedical | MHHS-Mem City
NO | YES |  |  |  | 041-18563 | 041-18563 | Philips Medical Systems Cardiac and Monitoring Syste | INTELLIVUE MX40 |  | US01748391 | Cardiology | MHHS-Mem City |  | Transmitter, Telemetry |  | 041-18563 | 041-18563 | West and memorial city | Cardiolgy 7 east | Cardiology | Telementry |  |  |  | No pm sticker found | MONITORS, TELEMETRIC, TRANSMITTER |  | TRANSMITTERTELEMETRY-Philips-IntelliVue MX40 | TRANSMITTERTELEMETRY | IntelliVue MX40 |  |  |  | Philips | Transmitter, Telemetry |  | TRANSMITTERTELEMETRY-Philips-IntelliVue MX40 |  |  |  |  | Covered PM Repair - Biomedical | MHHS-Mem City
NO | YES |  |  |  | 041-18564 | 041-18564 | Philips Medical Systems Cardiac and Monitoring Syste | INTELLIVUE MX40 |  | US01748360 | Cardiology | MHHS-Mem City |  | Transmitter, Telemetry |  | 041-18564 | 041-18564 | West and memorial city | Cardiolgy 7 east | Cardiology | Telementry |  |  |  | No pm sticker found | MONITORS, TELEMETRIC, TRANSMITTER |  | TRANSMITTERTELEMETRY-Philips-IntelliVue MX40 | TRANSMITTERTELEMETRY | IntelliVue MX40 |  |  |  | Philips | Transmitter, Telemetry |  | TRANSMITTERTELEMETRY-Philips-IntelliVue MX40 |  |  |  |  | Covered PM Repair - Biomedical | MHHS-Mem City
NO | YES |  |  |  | 041-18565 | 041-18565 | Philips Medical Systems Cardiac and Monitoring Syste | INTELLIVUE MX40 |  | US01748385 | Emergency center | MHHS-Mem City |  | Transmitter, Telemetry |  | 041-18565 | 041-18565 | West | Memorial Hermann Memorial city medical center emergency center | Emergency center | Nirse Station |  |  |  | No p.m. | MONITORS, TELEMETRIC, TRANSMITTER |  | TRANSMITTERTELEMETRY-Philips-IntelliVue MX40 | TRANSMITTERTELEMETRY | IntelliVue MX40 |  |  |  | Philips | Transmitter, Telemetry |  | TRANSMITTERTELEMETRY-Philips-IntelliVue MX40 |  |  |  |  | Covered PM Repair - Biomedical | MHHS-Mem City
NO | YES |  |  |  | 041-18567 | 041-18567 | Philips Medical Systems Cardiac and Monitoring Syste | INTELLIVUE MX40 |  | US01748344 | MEMORIAL CITY - TELEMETRY | MHHS-Mem City |  | Transmitter, Telemetry |  | 041-18567 | 041-18567 | West | Memorial Hermann Memorial City Medical Center | MEMORIAL CITY - TELEMETRY | Biomed |  |  |  |  | MONITORS, TELEMETRIC, TRANSMITTER |  | TRANSMITTERTELEMETRY-Philips-IntelliVue MX40 | TRANSMITTERTELEMETRY | IntelliVue MX40 |  |  |  | Philips | Transmitter, Telemetry |  | TRANSMITTERTELEMETRY-Philips-IntelliVue MX40 |  |  |  |  | Covered PM Repair - Biomedical | MHHS-Mem City
NO | YES | Asset Tag 041-20786 |  |  | 041-20786 | 041-20786 | Philips Medical Systems Cardiac and Monitoring Syste | INTELLIVUE MX40 |  | US01748353 | (null) | MHHS-Mem City |  | Transmitter, Telemetry |  | 041-20786 | 041-20786 | (null) | (null) | (null) | (null) | (null) |  | (null) | (null) | MONITORS, TELEMETRIC, TRANSMITTER |  | TRANSMITTERTELEMETRY-Philips-IntelliVue MX40 | TRANSMITTERTELEMETRY | IntelliVue MX40 |  |  |  | Philips | Transmitter, Telemetry | (null) | TRANSMITTERTELEMETRY-Philips-IntelliVue MX40 |  |  | (null) |  | Covered PM Repair - Biomedical | MHHS-Mem City
NO | YES |  |  |  | 041-18579 | 041-18579 | Philips Medical Systems Cardiac and Monitoring Syste | INTELLIVUE MX40 |  | US01748351 | Emergency center | MHHS-Mem City |  | Transmitter, Telemetry |  | 041-18579 | 041-18579 | West | Memorial Hermann Memorial city medical center emergency center | Emergency center | Nirse Station |  |  |  | No p.m. | MONITORS, TELEMETRIC, TRANSMITTER |  | TRANSMITTERTELEMETRY-Philips-IntelliVue MX40 | TRANSMITTERTELEMETRY | IntelliVue MX40 |  |  |  | Philips | Transmitter, Telemetry |  | TRANSMITTERTELEMETRY-Philips-IntelliVue MX40 |  |  |  |  | Covered PM Repair - Biomedical | MHHS-Mem City
NO | YES | Asset Tag 041-08698 |  |  | 041-08698 | 041-08698 | Philips Medical Systems Cardiac and Monitoring Syste | INTELLIVUE MX40 |  | US01324247 | (null) | MHHS-Mem City |  | Transmitter, Telemetry |  | 041-08698 | 041-08698 | (null) | (null) | (null) | (null) | (null) | (null) | (null) | (null) | MONITORS, TELEMETRIC, TRANSMITTER |  | TRANSMITTERTELEMETRY-Philips-IntelliVue MX40 | TRANSMITTERTELEMETRY | IntelliVue MX40 |  |  |  | Philips | Transmitter, Telemetry |  | TRANSMITTERTELEMETRY-Philips-IntelliVue MX40 |  |  |  |  | Covered PM Repair - Biomedical | MHHS-Mem City
NO | YES |  |  |  | 041-32559 | 041-32559 | Philips Medical Systems Cardiac and Monitoring Syste | INTELLIVUE MX40 |  | US01014196 | MEMORIAL CITY - MHT - NICU | MHHS-Mem City |  | Transmitter, Telemetry |  | 041-32559 | 041-32559 | West | Memorial City-Memorial Hermann Hospital | MEMORIAL CITY - MHT - NICU | Biomed Shop |  |  |  |  | MONITORS, TELEMETRIC, TRANSMITTER |  | TRANSMITTERTELEMETRY-Philips-IntelliVue MX40 | TRANSMITTERTELEMETRY | IntelliVue MX40 |  |  |  | Philips | Transmitter, Telemetry |  | TRANSMITTERTELEMETRY-Philips-IntelliVue MX40 |  |  |  |  | Covered PM Repair - Biomedical | MHHS-Mem City
NO | YES |  |  |  | 041-32961 | 041-32961 | Philips Medical Systems Cardiac and Monitoring Syste | INTELLIVUE MX40 |  | US01748371 | Cardiology | MHHS-Mem City |  | Transmitter, Telemetry |  | 041-32961 | 041-32961 | West and memorial city | Cardiolgy 7 east | Cardiology | Telementry |  |  |  | No pm sticker found | MONITORS, TELEMETRIC, TRANSMITTER |  | TRANSMITTERTELEMETRY-Philips-IntelliVue MX40 | TRANSMITTERTELEMETRY | IntelliVue MX40 |  |  |  | Philips | Transmitter, Telemetry |  | TRANSMITTERTELEMETRY-Philips-IntelliVue MX40 |  |  |  |  | Not Covered Vendor Only - Biomedical | MHHS-Mem City
NO | YES |  |  |  | 041-34201 | 041-34201 | Philips Medical Systems Cardiac and Monitoring Syste | INTELLIVUE MX40 |  | US01856166 | Emergency center | MHHS-Mem City |  | Transmitter, Telemetry |  | 041-34201 | 041-34201 | West | Memorial Hermann Memorial city medical center emergency center | Emergency center | Nirse Station |  |  |  | No p.m. | MONITORS, TELEMETRIC, TRANSMITTER |  | TRANSMITTERTELEMETRY-Philips-IntelliVue MX40 | TRANSMITTERTELEMETRY | IntelliVue MX40 |  |  |  | Philips | Transmitter, Telemetry |  | TRANSMITTERTELEMETRY-Philips-IntelliVue MX40 |  |  |  |  | Not Covered Vendor Only - Biomedical | MHHS-Mem City
NO | YES |  |  |  | 041-34356 | 041-34356 | Philips Medical Systems Cardiac and Monitoring Syste | INTELLIVUE MX40 |  | US01748375 | Cardiology | MHHS-Mem City |  | Transmitter, Telemetry |  | 041-34356 | 041-34356 | West and memorial city | Cardiolgy 7 east | Cardiology | Telementry |  |  |  | No pm sticker found | MONITORS, TELEMETRIC, TRANSMITTER |  | TRANSMITTERTELEMETRY-Philips-IntelliVue MX40 | TRANSMITTERTELEMETRY | IntelliVue MX40 |  |  |  | Philips | Transmitter, Telemetry |  | TRANSMITTERTELEMETRY-Philips-IntelliVue MX40 |  |  |  |  | Covered PM Repair - Biomedical | MHHS-Mem City
NO | YES | [5 empty] | Philips Medical Systems Cardiac and Monitoring Syste | INTELLIVUE MX40 |  | US01856140 | MEMORIAL CITY - MHT - MED/SURG 6 | MHHS-Mem City |  | Transmitter, Telemetry |  |  |  | West | Memorial Hermann Memorial City Medical Center | MEMORIAL CITY - MHT - MED/SURG 6 | MEMORIAL CITY - MHT - MED/SURG 6 Nursestation |  |  |  | No pm sticker | MONITORS, TELEMETRIC, TRANSMITTER |  | TRANSMITTERTELEMETRY-Philips-IntelliVue MX40 | TRANSMITTERTELEMETRY | IntelliVue MX40 |  |  |  | Philips | Transmitter, Telemetry |  | TRANSMITTERTELEMETRY-Philips-IntelliVue MX40 |  |  |  |  | Covered PM Repair - Biomedical | MHHS-Mem City
NO | YES | [5 empty] | Philips Medical Systems Cardiac and Monitoring Syste | INTELLIVUE MX40 |  | US01856142 | MEMORIAL CITY - CARDIOLOGY | MHHS-Mem City |  | Transmitter, Telemetry |  |  |  | West | Memorial City - Memorial Cardiology East | MEMORIAL CITY - CARDIOLOGY | Telemetry |  |  |  | No PM sticker | MONITORS, TELEMETRIC, TRANSMITTER |  | TRANSMITTERTELEMETRY-Philips-IntelliVue MX40 | TRANSMITTERTELEMETRY | IntelliVue MX40 |  |  |  | Philips | Transmitter, Telemetry |  | TRANSMITTERTELEMETRY-Philips-IntelliVue MX40 |  |  |  |  | Covered PM Repair - Biomedical | MHHS-Mem City
NO | YES | [5 empty] | Philips Medical Systems Cardiac and Monitoring Syste | INTELLIVUE MX40 |  | US01856152 | Cardiology | MHHS-Mem City |  | Transmitter, Telemetry |  |  |  | West and memorial city | Cardiolgy 7 east | Cardiology | Telementry |  |  |  | No pm sticker found | MONITORS, TELEMETRIC, TRANSMITTER |  | TRANSMITTERTELEMETRY-Philips-IntelliVue MX40 | TRANSMITTERTELEMETRY | IntelliVue MX40 |  |  |  | Philips | Transmitter, Telemetry |  | TRANSMITTERTELEMETRY-Philips-IntelliVue MX40 |  |  |  |  | Covered PM Repair - Biomedical | MHHS-Mem City
NO | YES |  |  |  |  | 099-13267 | Philips Medical Systems Cardiac and Monitoring Syste | INTELLIVUE MX40 |  | US01856163 | MEMORIAL CITY - TELEMETRY | MHHS-Mem City |  | Transmitter, Telemetry |  |  | 099-13267 | West |  | MEMORIAL CITY - TELEMETRY | Biomed shop soutwest memorial herman |  | 3/1/20 |  | No PM Stucker | MONITORS, TELEMETRIC, TRANSMITTER | Transmitter, Telemetry | TRANSMITTERTELEMETRY-Philips-IntelliVue MX40 | TRANSMITTERTELEMETRY | IntelliVue MX40 |  |  |  | Philips | Transmitter, Telemetry |  | TRANSMITTERTELEMETRY-Philips-IntelliVue MX40 |  |  |  |  | Covered PM Repair - Biomedical | MHHS-Mem City | [8 empty] | TRANSMITTERTELEMETRY | Transmitter, Telemetry | Philips
NO | YES |  |  |  | 005-11466 | 005-11466 | Philips Medical Systems Cardiac and Monitoring Syste | INTELLIVUE MX40 |  | US03573683 | Pearland-Telemetry | MHHS-Pearland Hospital |  | Transmitter, Telemetry |  | 005-11466 | 005-11466 | Memorial Hermann Hospital - Pearland | MHHS-Pearland Hospital | Pearland-Telemetry | Tele |  |  |  |  | MONITORS, TELEMETRIC, TRANSMITTER | Transmitter, Telemetry | TRANSMITTERTELEMETRY-Philips-IntelliVue MX40 | TRANSMITTERTELEMETRY | IntelliVue MX40 |  |  |  | Philips | Transmitter, Telemetry |  | TRANSMITTERTELEMETRY-Philips-IntelliVue MX40 |  |  |  |  | Covered PM Repair - Biomedical | MHHS-Pearland Hospital | [8 empty] | TRANSMITTERTELEMETRY | Transmitter, Telemetry | Philips
NO | YES |  |  |  | 005-11467 | 005-11467 | Philips Medical Systems Cardiac and Monitoring Syste | INTELLIVUE MX40 |  | US03573689 | Pearland-Telemetry | MHHS-Pearland Hospital |  | Transmitter, Telemetry |  | 005-11467 | 005-11467 | Pearland | MHHS-Pearland Hospital | Pearland-Telemetry | Room 402 | 4/1/16 |  |  |  | MONITORS, TELEMETRIC, TRANSMITTER | Transmitter, Telemetry | TRANSMITTERTELEMETRY-Philips-IntelliVue MX40 | TRANSMITTERTELEMETRY | IntelliVue MX40 |  |  |  | Philips | Transmitter, Telemetry |  | TRANSMITTERTELEMETRY-Philips-IntelliVue MX40 |  | 6/1/14 |  |  | Covered PM Repair - Biomedical | MHHS-Pearland Hospital | [8 empty] | TRANSMITTERTELEMETRY | Transmitter, Telemetry | Philips
NO | YES |  |  |  | 005-11469 | 005-11469 | Philips Medical Systems Cardiac and Monitoring Syste | INTELLIVUE MX40 |  | US03573691 | Pearland-Telemetry | MHHS-Pearland Hospital |  | Transmitter, Telemetry |  | 005-11469 | 005-11469 | Pearland | MHHS-Pearland Hospital | Pearland-Telemetry | N306 | 4/1/16 |  |  |  | MONITORS, TELEMETRIC, TRANSMITTER | Transmitter, Telemetry | TRANSMITTERTELEMETRY-Philips-IntelliVue MX40 | TRANSMITTERTELEMETRY | IntelliVue MX40 |  |  |  | Philips | Transmitter, Telemetry |  | TRANSMITTERTELEMETRY-Philips-IntelliVue MX40 |  |  |  |  | Covered PM Repair - Biomedical | MHHS-Pearland Hospital | [8 empty] | TRANSMITTERTELEMETRY | Transmitter, Telemetry | Philips
NO | YES |  |  |  | 005-11474 | 005-11474 | Philips Medical Systems Cardiac and Monitoring Syste | INTELLIVUE MX40 |  | US03573693 | Pearland-Telemetry | MHHS-Pearland Hospital |  | Transmitter, Telemetry |  | 005-11474 | 005-11474 | Pearland | MHHS-Pearland Hospital | Pearland-Telemetry | Telemetry room |  |  |  |  | MONITORS, TELEMETRIC, TRANSMITTER | Transmitter, Telemetry | TRANSMITTERTELEMETRY-Philips-IntelliVue MX40 | TRANSMITTERTELEMETRY | IntelliVue MX40 |  |  |  | Philips | Transmitter, Telemetry |  | TRANSMITTERTELEMETRY-Philips-IntelliVue MX40 |  | 11/20/18 |  |  | Covered PM Repair - Radiology, Low End | MHHS-Pearland Hospital | [8 empty] | TRANSMITTERTELEMETRY | Transmitter, Telemetry | Philips
NO | YES |  |  |  | 005-11479 | 005-11479 | Philips Medical Systems Cardiac and Monitoring Syste | INTELLIVUE MX40 |  | US03573680 | Pearland-Telemetry | MHHS-Pearland Hospital |  | Transmitter, Telemetry |  | 005-11479 | 005-11479 | Pearland | MHHS-Pearland Hospital | Pearland-Telemetry |  | 4/1/16 |  |  |  | MONITORS, TELEMETRIC, TRANSMITTER | Transmitter, Telemetry | TRANSMITTERTELEMETRY-Philips-IntelliVue MX40 | TRANSMITTERTELEMETRY | IntelliVue MX40 |  |  |  | Philips | Transmitter, Telemetry |  | TRANSMITTERTELEMETRY-Philips-IntelliVue MX40 |  |  |  |  | Covered PM Repair - Biomedical | MHHS-Pearland Hospital | [8 empty] | TRANSMITTERTELEMETRY | Transmitter, Telemetry | Philips
NO | YES |  |  |  | 005-11480 | 005-11480 | Philips Medical Systems Cardiac and Monitoring Syste | INTELLIVUE MX40 |  | US03573700 | Pearland-Telemetry | MHHS-Pearland Hospital |  | Transmitter, Telemetry |  | 005-11480 | 005-11480 | Pearland | MHHS-Pearland Hospital | Pearland-Telemetry | Telemetry | 4/1/16 |  |  |  | MONITORS, TELEMETRIC, TRANSMITTER | Transmitter, Telemetry | TRANSMITTERTELEMETRY-Philips-IntelliVue MX40 | TRANSMITTERTELEMETRY | IntelliVue MX40 |  |  |  | Philips | Transmitter, Telemetry |  | TRANSMITTERTELEMETRY-Philips-IntelliVue MX40 |  |  |  |  | Covered PM Repair - Biomedical | MHHS-Pearland Hospital | [8 empty] | TRANSMITTERTELEMETRY | Transmitter, Telemetry | Philips
NO | YES |  |  |  | 145-00006 | 145-00006 | Philips Medical Systems Cardiac and Monitoring Syste | INTELLIVUE MX40 |  | US03573677 | Pearland-Telemetry | MHHS-Pearland Hospital |  | Transmitter, Telemetry |  | 145-00006 | 145-00006 | Pearland | MHHS-Pearland Hospital | Pearland-Telemetry | Telemetry room |  |  |  |  | MONITORS, TELEMETRIC, TRANSMITTER | Transmitter, Telemetry | TRANSMITTERTELEMETRY-Philips-IntelliVue MX40 | TRANSMITTERTELEMETRY | IntelliVue MX40 |  |  |  | Philips | Transmitter, Telemetry |  | TRANSMITTERTELEMETRY-Philips-IntelliVue MX40 |  | 6/5/20 |  |  | Not Covered Vendor Only - Biomedical | MHHS-Pearland Hospital | [8 empty] | TRANSMITTERTELEMETRY | Transmitter, Telemetry | Philips
NO | YES | Asset Tag 145-00016 |  |  | 145-00016 | 145-00016 | Philips Medical Systems Cardiac and Monitoring Syste | INTELLIVUE MX40 |  | US03573660 | Pearland-Telemetry | MHHS-Pearland Hospital |  | Transmitter, Telemetry |  | 145-00016 | 145-00016 | Pearland | MHHS-Pearland Hospital | Pearland-Telemetry |  | 4/8/16 |  |  |  | MONITORS, TELEMETRIC, TRANSMITTER | Transmitter, Telemetry | TRANSMITTERTELEMETRY-Philips-IntelliVue MX40 | TRANSMITTERTELEMETRY | IntelliVue MX40 |  |  |  | Philips | Transmitter, Telemetry |  | TRANSMITTERTELEMETRY-Philips-IntelliVue MX40 |  |  | Finished from Script 3/27/2020 12:11:52pm (Central) |  | Covered PM Repair - Biomedical | MHHS-Pearland Hospital | [8 empty] | TRANSMITTERTELEMETRY | Transmitter, Telemetry | Philips
NO | YES |  |  |  | 145-00018 | 145-00018 | Philips Medical Systems Cardiac and Monitoring Syste | INTELLIVUE MX40 |  | US03573657 | Pearland-Telemetry | MHHS-Pearland Hospital |  | Transmitter, Telemetry |  | 145-00018 | 145-00018 | Pearland | MHHS-Pearland Hospital | Pearland-Telemetry | Tele |  |  |  |  | MONITORS, TELEMETRIC, TRANSMITTER | Transmitter, Telemetry | TRANSMITTERTELEMETRY-Philips-IntelliVue MX40 | TRANSMITTERTELEMETRY | IntelliVue MX40 |  |  |  | Philips | Transmitter, Telemetry |  | TRANSMITTERTELEMETRY-Philips-IntelliVue MX40 |  |  |  |  | Covered PM Repair - Biomedical | MHHS-Pearland Hospital | [8 empty] | TRANSMITTERTELEMETRY | Transmitter, Telemetry | Philips
NO | YES |  |  |  | 145-00019 | 145-00019 | Philips Medical Systems Cardiac and Monitoring Syste | INTELLIVUE MX40 |  | US03573659 | Pearland-Telemetry | MHHS-Pearland Hospital |  | Transmitter, Telemetry |  | 145-00019 | 145-00019 | Pearland | MHHS-Pearland Hospital | Pearland-Telemetry | Room 319 | 4/1/19 | 4/1/20 |  |  | MONITORS, TELEMETRIC, TRANSMITTER | Transmitter, Telemetry | TRANSMITTERTELEMETRY-Philips-IntelliVue MX40 | TRANSMITTERTELEMETRY | IntelliVue MX40 |  |  |  | Philips | Transmitter, Telemetry |  | TRANSMITTERTELEMETRY-Philips-IntelliVue MX40 |  |  |  |  | Covered PM Repair - Biomedical | MHHS-Pearland Hospital | [8 empty] | TRANSMITTERTELEMETRY | Transmitter, Telemetry | Philips
NO | YES |  |  |  | 145-00021 | 145-00021 | Philips Medical Systems Cardiac and Monitoring Syste | INTELLIVUE MX40 |  | US03573653 | Pearland-Telemetry | MHHS-Pearland Hospital |  | Transmitter, Telemetry |  | 145-00021 | 145-00021 | Pearland | MHHS-Pearland Hospital | Pearland-Telemetry | Telemetry Department | 9/1/19 |  |  |  | MONITORS, TELEMETRIC, TRANSMITTER | Transmitter, Telemetry | TRANSMITTERTELEMETRY-Philips-IntelliVue MX40 | TRANSMITTERTELEMETRY | IntelliVue MX40 |  |  |  | Philips | Transmitter, Telemetry |  | TRANSMITTERTELEMETRY-Philips-IntelliVue MX40 |  |  |  |  | Covered PM Repair - Biomedical | MHHS-Pearland Hospital | [8 empty] | TRANSMITTERTELEMETRY | Transmitter, Telemetry | Philips
NO | YES |  |  |  | 145-00027 | 145-00027 | Philips Medical Systems Cardiac and Monitoring Syste | INTELLIVUE MX40 |  | US03573647 | Pearland-Telemetry | MHHS-Pearland Hospital |  | Transmitter, Telemetry |  | 145-00027 | 145-00027 | Pearland | MHHS-Pearland Hospital | Pearland-Telemetry | Tele | 4/1/16 |  |  |  | MONITORS, TELEMETRIC, TRANSMITTER | Transmitter, Telemetry | TRANSMITTERTELEMETRY-Philips-IntelliVue MX40 | TRANSMITTERTELEMETRY | IntelliVue MX40 |  |  |  | Philips | Transmitter, Telemetry |  | TRANSMITTERTELEMETRY-Philips-IntelliVue MX40 |  |  |  |  | Covered PM Repair - Biomedical | MHHS-Pearland Hospital | [8 empty] | TRANSMITTERTELEMETRY | Transmitter, Telemetry | Philips
NO | YES |  |  |  | 145-00029 | 145-00029 | Philips Medical Systems Cardiac and Monitoring Syste | INTELLIVUE MX40 |  | US03573629 | Pearland-4N-Med/Surg | MHHS-Pearland Hospital |  | Transmitter, Telemetry |  | 145-00029 | 145-00029 | Pearland | MHHS-Pearland Hospital | Pearland-4N-Med/Surg | Rooom N415 | 4/1/16 |  |  |  | MONITORS, TELEMETRIC, TRANSMITTER | Transmitter, Telemetry | TRANSMITTERTELEMETRY-Philips-IntelliVue MX40 | TRANSMITTERTELEMETRY | IntelliVue MX40 |  |  |  | Philips | Transmitter, Telemetry |  | TRANSMITTERTELEMETRY-Philips-IntelliVue MX40 |  |  |  |  | Covered PM Repair - Biomedical | MHHS-Pearland Hospital | [8 empty] | TRANSMITTERTELEMETRY | Transmitter, Telemetry | Philips
NO | YES |  |  |  | 145-00351 | 145-00351 | Philips Medical Systems Cardiac and Monitoring Syste | INTELLIVUE MX40 |  | US03573682 | Pearland-Telemetry | MHHS-Pearland Hospital |  | Transmitter, Telemetry |  | 145-00351 | 145-00351 | Pearland | MHHS-Pearland Hospital | Pearland-Telemetry | Tele | 4/1/16 |  |  |  | MONITORS, TELEMETRIC, TRANSMITTER | Transmitter, Telemetry | TRANSMITTERTELEMETRY-Philips-IntelliVue MX40 | TRANSMITTERTELEMETRY | IntelliVue MX40 |  |  |  | Philips | Transmitter, Telemetry |  | TRANSMITTERTELEMETRY-Philips-IntelliVue MX40 |  |  |  |  | Covered PM Repair - Biomedical | MHHS-Pearland Hospital | [8 empty] | TRANSMITTERTELEMETRY | Transmitter, Telemetry | Philips
NO | YES |  |  |  | 145-00421 | 145-00421 | Philips Medical Systems Cardiac and Monitoring Syste | INTELLIVUE MX40 |  | US03573694 | Pearland-3N-Med/Surg | MHHS-Pearland Hospital |  | Transmitter, Telemetry |  | 145-00421 | 145-00421 | Pearland | MHHS-Pearland Hospital | Pearland-3N-Med/Surg | Rm 301 |  |  |  |  | MONITORS, TELEMETRIC, TRANSMITTER | Transmitter, Telemetry | TRANSMITTERTELEMETRY-Philips-IntelliVue MX40 | TRANSMITTERTELEMETRY | IntelliVue MX40 |  |  |  | Philips | Transmitter, Telemetry |  | TRANSMITTERTELEMETRY-Philips-IntelliVue MX40 |  |  |  |  | Covered PM Repair - Biomedical | MHHS-Pearland Hospital | [8 empty] | TRANSMITTERTELEMETRY | Transmitter, Telemetry | Philips
NO | YES |  |  |  | 145-00554 | 145-00554 | Philips Medical Systems Cardiac and Monitoring Syste | INTELLIVUE MX40 |  | US03573650 | Pearland-3N-Med/Surg | MHHS-Pearland Hospital |  | Transmitter, Telemetry |  | 145-00554 | 145-00554 | Pearland | MHHS-Pearland Hospital | Pearland-3N-Med/Surg | N322 | 11/1/19 |  |  |  | MONITORS, TELEMETRIC, TRANSMITTER | Transmitter, Telemetry | TRANSMITTERTELEMETRY-Philips-IntelliVue MX40 | TRANSMITTERTELEMETRY | IntelliVue MX40 |  |  |  | Philips | Transmitter, Telemetry |  | TRANSMITTERTELEMETRY-Philips-IntelliVue MX40 |  |  |  |  | Covered PM Repair - Biomedical | MHHS-Pearland Hospital | [8 empty] | TRANSMITTERTELEMETRY | Transmitter, Telemetry | Philips
NO | YES |  |  |  | 145-00662 | 145-00662 | Philips Medical Systems Cardiac and Monitoring Syste | INTELLIVUE MX40 |  | US03573658 | Pearland-3N-Med/Surg | MHHS-Pearland Hospital |  | Transmitter, Telemetry |  | 145-00662 | 145-00662 | Pearland | MHHS-Pearland Hospital | Pearland-3N-Med/Surg | N305 |  |  |  |  | MONITORS, TELEMETRIC, TRANSMITTER | Transmitter, Telemetry | TRANSMITTERTELEMETRY-Philips-IntelliVue MX40 | TRANSMITTERTELEMETRY | IntelliVue MX40 |  |  |  | Philips | Transmitter, Telemetry |  | TRANSMITTERTELEMETRY-Philips-IntelliVue MX40 |  |  |  |  | Covered PM Repair - Biomedical | MHHS-Pearland Hospital | [8 empty] | TRANSMITTERTELEMETRY | Transmitter, Telemetry | Philips
NO | YES |  |  |  | 145-00789 | 145-00789 | Philips Medical Systems Cardiac and Monitoring Syste | INTELLIVUE MX40 |  | US03573684 | Pearland-Telemetry | MHHS-Pearland Hospital |  | Transmitter, Telemetry |  | 145-00789 | 145-00789 | Pearland | MHHS-Pearland Hospital | Pearland-Telemetry | Room 406 | 4/1/16 |  |  | No pm sticker | MONITORS, TELEMETRIC, TRANSMITTER | Transmitter, Telemetry | TRANSMITTERTELEMETRY-Philips-IntelliVue MX40 | TRANSMITTERTELEMETRY | IntelliVue MX40 |  |  |  | Philips | Transmitter, Telemetry |  | TRANSMITTERTELEMETRY-Philips-IntelliVue MX40 |  |  |  |  | Covered PM Repair - Biomedical | MHHS-Pearland Hospital | [8 empty] | TRANSMITTERTELEMETRY | Transmitter, Telemetry | Philips
NO | YES |  |  |  | 145-00805 | 145-00805 | Philips Medical Systems Cardiac and Monitoring Syste | INTELLIVUE MX40 |  | US03573685 | Pearland-Telemetry | MHHS-Pearland Hospital |  | Transmitter, Telemetry |  | 145-00805 | 145-00805 | Pearland | MHHS-Pearland Hospital | Pearland-Telemetry | Room 411 | 4/1/16 |  |  | No pm sticker | MONITORS, TELEMETRIC, TRANSMITTER | Transmitter, Telemetry | TRANSMITTERTELEMETRY-Philips-IntelliVue MX40 | TRANSMITTERTELEMETRY | IntelliVue MX40 |  |  |  | Philips | Transmitter, Telemetry |  | TRANSMITTERTELEMETRY-Philips-IntelliVue MX40 |  |  |  |  | Covered PM Repair - Biomedical | MHHS-Pearland Hospital | [8 empty] | TRANSMITTERTELEMETRY | Transmitter, Telemetry | Philips
NO | YES |  |  |  | 145-00811 | 145-00811 | Philips Medical Systems Cardiac and Monitoring Syste | INTELLIVUE MX40 |  | US03573645 | Pearland-Telemetry | MHHS-Pearland Hospital |  | Transmitter, Telemetry |  | 145-00811 | 145-00811 | Pearland | MHHS-Pearland Hospital | Pearland-Telemetry | RM 417 | 4/1/16 |  |  |  | MONITORS, TELEMETRIC, TRANSMITTER | Transmitter, Telemetry | TRANSMITTERTELEMETRY-Philips-IntelliVue MX40 | TRANSMITTERTELEMETRY | IntelliVue MX40 |  |  |  | Philips | Transmitter, Telemetry |  | TRANSMITTERTELEMETRY-Philips-IntelliVue MX40 |  |  |  |  | Covered PM Repair - Biomedical | MHHS-Pearland Hospital | [8 empty] | TRANSMITTERTELEMETRY | Transmitter, Telemetry | Philips
NO | YES |  |  |  | 145-01367 | 145-01367 | Philips Medical Systems Cardiac and Monitoring Syste | INTELLIVUE MX40 |  | US03573690 | Pearland-Labor & Delivery | MHHS-Pearland Hospital |  | Transmitter, Telemetry |  | 145-01367 | 145-01367 | Pearland | MHHS-Pearland Hospital | Pearland-Labor & Delivery | Room 330 |  |  |  | No pm sticker | MONITORS, TELEMETRIC, TRANSMITTER | Transmitter, Telemetry | TRANSMITTERTELEMETRY-Philips-IntelliVue MX40 | TRANSMITTERTELEMETRY | IntelliVue MX40 |  |  |  | Philips | Transmitter, Telemetry |  | TRANSMITTERTELEMETRY-Philips-IntelliVue MX40 |  |  |  |  | Covered PM Repair - Biomedical | MHHS-Pearland Hospital | [8 empty] | TRANSMITTERTELEMETRY | Transmitter, Telemetry | Philips
NO | YES |  |  |  | 145-01380 | 145-01380 | Philips Medical Systems Cardiac and Monitoring Syste | INTELLIVUE MX40 |  | US03570297 | Pearland-3N-Med/Surg | MHHS-Pearland Hospital |  | Transmitter, Telemetry |  | 145-01380 | 145-01380 | Pearland | MHHS-Pearland Hospital | Pearland-3N-Med/Surg | N329 | 12/1/16 |  |  |  | MONITORS, TELEMETRIC, TRANSMITTER | Transmitter, Telemetry | TRANSMITTERTELEMETRY-Philips-IntelliVue MX40 | TRANSMITTERTELEMETRY | IntelliVue MX40 |  |  |  | Philips | Transmitter, Telemetry |  | TRANSMITTERTELEMETRY-Philips-IntelliVue MX40 |  |  |  |  | Covered PM Repair - Biomedical | MHHS-Pearland Hospital | [8 empty] | TRANSMITTERTELEMETRY | Transmitter, Telemetry | Philips
NO | YES |  |  |  | us01006245 | 099-07843 | Philips Medical Systems Cardiac and Monitoring Syste | INTELLIVUE MX40 |  | US01006245 | SE-Telemetry | MHHS-Southeast |  | Transmitter, Telemetry |  | us01006245 | 099-07843 | Southeast | MHHS-Southeast | SE-Telemetry | Tele | 5/1/16 |  |  |  | MONITORS, TELEMETRIC, TRANSMITTER |  | TRANSMITTERTELEMETRY-Philips-IntelliVue MX40 | TRANSMITTERTELEMETRY | IntelliVue MX40 |  |  |  | Philips | Transmitter, Telemetry |  | TRANSMITTERTELEMETRY-Philips-IntelliVue MX40 |  |  |  |  | Covered PM Repair - Biomedical | MHHS-Southeast
NO | YES |  |  |  | us01008362 | 099-07842 | Philips Medical Systems Cardiac and Monitoring Syste | INTELLIVUE MX40 |  | US01008362 | SE-Telemetry | MHHS-Southeast |  | Transmitter, Telemetry |  | us01008362 | 099-07842 | Southeast | MHHS-Southeast | SE-Telemetry | Tele | 12/1/15 |  |  |  | MONITORS, TELEMETRIC, TRANSMITTER |  | TRANSMITTERTELEMETRY-Philips-IntelliVue MX40 | TRANSMITTERTELEMETRY | IntelliVue MX40 |  |  |  | Philips | Transmitter, Telemetry |  | TRANSMITTERTELEMETRY-Philips-IntelliVue MX40 |  |  |  |  | Covered PM Repair - Biomedical | MHHS-Southeast
NO | YES |  |  |  | 099-07380 | 099-07380 | Philips Medical Systems Cardiac and Monitoring Syste | INTELLIVUE MX40 |  | US01009992 | SE-Telemetry | MHHS-Southeast |  | Transmitter, Telemetry |  | 099-07380 | 099-07380 | Southeast | MHHS-Southeast | SE-Telemetry | Tele | 12/1/15 |  |  |  | MONITORS, TELEMETRIC, TRANSMITTER |  | TRANSMITTERTELEMETRY-Philips-IntelliVue MX40 | TRANSMITTERTELEMETRY | IntelliVue MX40 |  |  |  | Philips | Transmitter, Telemetry |  | TRANSMITTERTELEMETRY-Philips-IntelliVue MX40 |  | 9/1/16 |  |  | Covered PM Repair - Biomedical | MHHS-Southeast
NO | YES |  |  |  | us01010005 | 099-07848 | Philips Medical Systems Cardiac and Monitoring Syste | INTELLIVUE MX40 |  | US01010005 | SE-Telemetry | MHHS-Southeast |  | Transmitter, Telemetry |  | us01010005 | 099-07848 | Southeast | MHHS-Southeast | SE-Telemetry | Tele | 12/1/15 |  |  |  | MONITORS, TELEMETRIC, TRANSMITTER |  | TRANSMITTERTELEMETRY-Philips-IntelliVue MX40 | TRANSMITTERTELEMETRY | IntelliVue MX40 |  |  |  | Philips | Transmitter, Telemetry |  | TRANSMITTERTELEMETRY-Philips-IntelliVue MX40 |  |  |  |  | Covered PM Repair - Biomedical | MHHS-Southeast
NO | YES |  |  |  | us01010008 | 099-07838 | Philips Medical Systems Cardiac and Monitoring Syste | INTELLIVUE MX40 |  | US01010008 | SE-Telemetry | MHHS-Southeast |  | Transmitter, Telemetry |  | us01010008 | 099-07838 | Southeast | MHHS-Southeast | SE-Telemetry | Tele | 12/1/15 |  |  |  | MONITORS, TELEMETRIC, TRANSMITTER |  | TRANSMITTERTELEMETRY-Philips-IntelliVue MX40 | TRANSMITTERTELEMETRY | IntelliVue MX40 |  |  |  | Philips | Transmitter, Telemetry |  | TRANSMITTERTELEMETRY-Philips-IntelliVue MX40 |  |  |  |  | Covered PM Repair - Biomedical | MHHS-Southeast
NO | YES |  |  |  | us01010021 | 099-07411 | Philips Medical Systems Cardiac and Monitoring Syste | INTELLIVUE MX40 |  | US01010021 | SE-Telemetry | MHHS-Southeast |  | Transmitter, Telemetry |  | us01010021 | 099-07411 | Southeast | MHHS-Southeast | SE-Telemetry | Tele | 12/1/15 |  |  |  | MONITORS, TELEMETRIC, TRANSMITTER |  | TRANSMITTERTELEMETRY-Philips-IntelliVue MX40 | TRANSMITTERTELEMETRY | IntelliVue MX40 |  |  |  | Philips | Transmitter, Telemetry |  | TRANSMITTERTELEMETRY-Philips-IntelliVue MX40 |  |  |  |  | Covered PM Repair - Biomedical | MHHS-Southeast
NO | YES |  |  |  | us01010028 | 099-07847 | Philips Medical Systems Cardiac and Monitoring Syste | INTELLIVUE MX40 |  | US01010028 | SE-Telemetry | MHHS-Southeast |  | Transmitter, Telemetry |  | us01010028 | 099-07847 | Southeast | MHHS-Southeast | SE-Telemetry | Tele | 12/1/15 |  |  |  | MONITORS, TELEMETRIC, TRANSMITTER |  | TRANSMITTERTELEMETRY-Philips-IntelliVue MX40 | TRANSMITTERTELEMETRY | IntelliVue MX40 |  |  |  | Philips | Transmitter, Telemetry |  | TRANSMITTERTELEMETRY-Philips-IntelliVue MX40 |  |  |  |  | Covered PM Repair - Biomedical | MHHS-Southeast
NO | YES |  |  |  | 099-07379 | 099-07379 | Philips Medical Systems Cardiac and Monitoring Syste | INTELLIVUE MX40 |  | US01010034 | SE-Telemetry | MHHS-Southeast |  | Transmitter, Telemetry |  | 099-07379 | 099-07379 | Southeast | MHHS-Southeast | SE-Telemetry | Tele | 12/1/15 |  |  |  | MONITORS, TELEMETRIC, TRANSMITTER |  | TRANSMITTERTELEMETRY-Philips-IntelliVue MX40 | TRANSMITTERTELEMETRY | IntelliVue MX40 |  |  |  | Philips | Transmitter, Telemetry |  | TRANSMITTERTELEMETRY-Philips-IntelliVue MX40 |  | 6/20/21 |  |  | Not Covered Vendor Only - Rad, Low End | MHHS-Southeast
NO | YES |  |  |  | us01010126 | 099-07844 | Philips Medical Systems Cardiac and Monitoring Syste | INTELLIVUE MX40 |  | US01010126 | SE-Telemetry | MHHS-Southeast |  | Transmitter, Telemetry |  | us01010126 | 099-07844 | Southeast | MHHS-Southeast | SE-Telemetry | Tele |  |  |  |  | MONITORS, TELEMETRIC, TRANSMITTER |  | TRANSMITTERTELEMETRY-Philips-IntelliVue MX40 | TRANSMITTERTELEMETRY | IntelliVue MX40 |  |  |  | Philips | Transmitter, Telemetry |  | TRANSMITTERTELEMETRY-Philips-IntelliVue MX40 |  | 2/16/17 |  |  | Covered PM Repair - Radiology, Low End | MHHS-Southeast
NO | YES |  |  |  | 099-07377 | 099-07377 | Philips Medical Systems Cardiac and Monitoring Syste | INTELLIVUE MX40 |  | US01010132 | SE-Telemetry | MHHS-Southeast |  | Transmitter, Telemetry |  | 099-07377 | 099-07377 | Southeast | MHHS-Southeast | SE-Telemetry | Tele |  |  |  |  | MONITORS, TELEMETRIC, TRANSMITTER |  | TRANSMITTERTELEMETRY-Philips-IntelliVue MX40 | TRANSMITTERTELEMETRY | IntelliVue MX40 |  |  |  | Philips | Transmitter, Telemetry |  | TRANSMITTERTELEMETRY-Philips-IntelliVue MX40 |  |  |  |  | Covered PM Repair - Biomedical | MHHS-Southeast
NO | YES |  |  |  | us01010135 | 099-07839 | Philips Medical Systems Cardiac and Monitoring Syste | INTELLIVUE MX40 |  | US01010135 | SE-Telemetry | MHHS-Southeast |  | Transmitter, Telemetry |  | us01010135 | 099-07839 | Southeast | MHHS-Southeast | SE-Telemetry | Tele | 12/1/15 |  |  |  | MONITORS, TELEMETRIC, TRANSMITTER |  | TRANSMITTERTELEMETRY-Philips-IntelliVue MX40 | TRANSMITTERTELEMETRY | IntelliVue MX40 |  |  |  | Philips | Transmitter, Telemetry |  | TRANSMITTERTELEMETRY-Philips-IntelliVue MX40 |  |  |  |  | Covered PM Repair - Biomedical | MHHS-Southeast
NO | YES |  |  |  | us01010149 | 099-07387 | Philips Medical Systems Cardiac and Monitoring Syste | INTELLIVUE MX40 |  | US01010149 | SE-Telemetry | MHHS-Southeast |  | Transmitter, Telemetry |  | us01010149 | 099-07387 | Southeast | MHHS-Southeast | SE-Telemetry | Tele | 7/1/16 |  |  |  | MONITORS, TELEMETRIC, TRANSMITTER |  | TRANSMITTERTELEMETRY-Philips-IntelliVue MX40 | TRANSMITTERTELEMETRY | IntelliVue MX40 |  |  |  | Philips | Transmitter, Telemetry |  | TRANSMITTERTELEMETRY-Philips-IntelliVue MX40 |  | 1/1/08 |  |  | Covered PM Repair - Biomedical | MHHS-Southeast
NO | YES |  |  |  | us01010154 | 099-07845 | Philips Medical Systems Cardiac and Monitoring Syste | INTELLIVUE MX40 |  | US01010154 | SE-Telemetry | MHHS-Southeast |  | Transmitter, Telemetry |  | us01010154 | 099-07845 | Southeast | MHHS-Southeast | SE-Telemetry | Tele | 12/1/15 |  |  |  | MONITORS, TELEMETRIC, TRANSMITTER |  | TRANSMITTERTELEMETRY-Philips-IntelliVue MX40 | TRANSMITTERTELEMETRY | IntelliVue MX40 |  |  |  | Philips | Transmitter, Telemetry |  | TRANSMITTERTELEMETRY-Philips-IntelliVue MX40 |  |  |  |  | Covered PM Repair - Biomedical | MHHS-Southeast
NO | YES |  |  |  | us01010160 | 099-07383 | Philips Medical Systems Cardiac and Monitoring Syste | INTELLIVUE MX40 |  | US01010160 | SE-Telemetry | MHHS-Southeast |  | Transmitter, Telemetry |  | us01010160 | 099-07383 | Southeast | MHHS-Southeast | SE-Telemetry | Tele |  |  |  |  | MONITORS, TELEMETRIC, TRANSMITTER |  | TRANSMITTERTELEMETRY-Philips-IntelliVue MX40 | TRANSMITTERTELEMETRY | IntelliVue MX40 |  |  |  | Philips | Transmitter, Telemetry |  | TRANSMITTERTELEMETRY-Philips-IntelliVue MX40 |  |  |  |  | Covered PM Repair - Biomedical | MHHS-Southeast
NO | YES |  |  |  | us01010164 | 099-07390 | Philips Medical Systems Cardiac and Monitoring Syste | INTELLIVUE MX40 |  | US01010164 | SE-Telemetry | MHHS-Southeast |  | Transmitter, Telemetry |  | us01010164 | 099-07390 | Southeast | MHHS-Southeast | SE-Telemetry | Tele | 12/1/15 |  |  |  | MONITORS, TELEMETRIC, TRANSMITTER |  | TRANSMITTERTELEMETRY-Philips-IntelliVue MX40 | TRANSMITTERTELEMETRY | IntelliVue MX40 |  |  |  | Philips | Transmitter, Telemetry |  | TRANSMITTERTELEMETRY-Philips-IntelliVue MX40 |  |  |  |  | Covered PM Repair - Biomedical | MHHS-Southeast
NO | YES |  |  |  | us01010169 | 099-07385 | Philips Medical Systems Cardiac and Monitoring Syste | INTELLIVUE MX40 |  | US01010169 | SE-Telemetry | MHHS-Southeast |  | Transmitter, Telemetry |  | us01010169 | 099-07385 | Southeast | MHHS-Southeast | SE-Telemetry | Tele | 12/1/15 |  |  |  | MONITORS, TELEMETRIC, TRANSMITTER |  | TRANSMITTERTELEMETRY-Philips-IntelliVue MX40 | TRANSMITTERTELEMETRY | IntelliVue MX40 |  |  |  | Philips | Transmitter, Telemetry |  | TRANSMITTERTELEMETRY-Philips-IntelliVue MX40 |  |  |  |  | Covered PM Repair - Biomedical | MHHS-Southeast
NO | YES |  |  |  | us01010173 | 099-07408 | Philips Medical Systems Cardiac and Monitoring Syste | INTELLIVUE MX40 |  | US01010173 | SE-Telemetry | MHHS-Southeast |  | Transmitter, Telemetry |  | us01010173 | 099-07408 | Southeast | MHHS-Southeast | SE-Telemetry | Tele | 12/1/15 |  |  |  | MONITORS, TELEMETRIC, TRANSMITTER |  | TRANSMITTERTELEMETRY-Philips-IntelliVue MX40 | TRANSMITTERTELEMETRY | IntelliVue MX40 |  |  |  | Philips | Transmitter, Telemetry |  | TRANSMITTERTELEMETRY-Philips-IntelliVue MX40 |  |  |  |  | Covered PM Repair - Biomedical | MHHS-Southeast
NO | YES |  |  |  | us01010180 | 099-07384 | Philips Medical Systems Cardiac and Monitoring Syste | INTELLIVUE MX40 |  | US01010180 | SE-Telemetry | MHHS-Southeast |  | Transmitter, Telemetry |  | us01010180 | 099-07384 | Southeast | MHHS-Southeast | SE-Telemetry | Tele | 12/1/14 |  |  |  | MONITORS, TELEMETRIC, TRANSMITTER |  | TRANSMITTERTELEMETRY-Philips-IntelliVue MX40 | TRANSMITTERTELEMETRY | IntelliVue MX40 |  |  |  | Philips | Transmitter, Telemetry |  | TRANSMITTERTELEMETRY-Philips-IntelliVue MX40 |  |  |  |  | Covered PM Repair - Biomedical | MHHS-Southeast
NO | YES |  |  |  | us01010188 | 099-07381 | Philips Medical Systems Cardiac and Monitoring Syste | INTELLIVUE MX40 |  | US01010188 | SE-Telemetry | MHHS-Southeast |  | Transmitter, Telemetry |  | us01010188 | 099-07381 | Southeast | MHHS-Southeast | SE-Telemetry | Tele |  |  |  |  | MONITORS, TELEMETRIC, TRANSMITTER |  | TRANSMITTERTELEMETRY-Philips-IntelliVue MX40 | TRANSMITTERTELEMETRY | IntelliVue MX40 |  |  |  | Philips | Transmitter, Telemetry |  | TRANSMITTERTELEMETRY-Philips-IntelliVue MX40 |  |  |  |  | Covered PM Repair - Biomedical | MHHS-Southeast
NO | YES |  |  |  | us01010191 | 099-07386 | Philips Medical Systems Cardiac and Monitoring Syste | INTELLIVUE MX40 |  | US01010191 | SE-Telemetry | MHHS-Southeast |  | Transmitter, Telemetry |  | us01010191 | 099-07386 | Southeast | MHHS-Southeast | SE-Telemetry | Tele | 12/1/15 |  |  |  | MONITORS, TELEMETRIC, TRANSMITTER |  | TRANSMITTERTELEMETRY-Philips-IntelliVue MX40 | TRANSMITTERTELEMETRY | IntelliVue MX40 |  |  |  | Philips | Transmitter, Telemetry |  | TRANSMITTERTELEMETRY-Philips-IntelliVue MX40 |  |  |  |  | Covered PM Repair - Biomedical | MHHS-Southeast
NO | YES |  |  |  | us01010194 | 099-07382 | Philips Medical Systems Cardiac and Monitoring Syste | INTELLIVUE MX40 |  | US01010194 | SE-Telemetry | MHHS-Southeast |  | Transmitter, Telemetry |  | us01010194 | 099-07382 | Southeast | MHHS-Southeast | SE-Telemetry | Tele |  |  |  |  | MONITORS, TELEMETRIC, TRANSMITTER |  | TRANSMITTERTELEMETRY-Philips-IntelliVue MX40 | TRANSMITTERTELEMETRY | IntelliVue MX40 |  |  |  | Philips | Transmitter, Telemetry |  | TRANSMITTERTELEMETRY-Philips-IntelliVue MX40 |  |  |  |  | Covered PM Repair - Biomedical | MHHS-Southeast
NO | YES |  |  |  | us01011087 | 099-07841 | Philips Medical Systems Cardiac and Monitoring Syste | INTELLIVUE MX40 |  | US01011087 | SE-Telemetry | MHHS-Southeast |  | Transmitter, Telemetry |  | us01011087 | 099-07841 | Southeast | MHHS-Southeast | SE-Telemetry | Tele | 12/1/15 |  |  |  | MONITORS, TELEMETRIC, TRANSMITTER |  | TRANSMITTERTELEMETRY-Philips-IntelliVue MX40 | TRANSMITTERTELEMETRY | IntelliVue MX40 |  |  |  | Philips | Transmitter, Telemetry |  | TRANSMITTERTELEMETRY-Philips-IntelliVue MX40 |  |  |  |  | Covered PM Repair - Biomedical | MHHS-Southeast
NO | YES |  |  |  | us01012197 | 099-07840 | Philips Medical Systems Cardiac and Monitoring Syste | INTELLIVUE MX40 |  | US01012197 | SE-Telemetry | MHHS-Southeast |  | Transmitter, Telemetry |  | us01012197 | 099-07840 | Southeast | MHHS-Southeast | SE-Telemetry | Tele | 12/1/15 |  |  |  | MONITORS, TELEMETRIC, TRANSMITTER |  | TRANSMITTERTELEMETRY-Philips-IntelliVue MX40 | TRANSMITTERTELEMETRY | IntelliVue MX40 |  |  |  | Philips | Transmitter, Telemetry |  | TRANSMITTERTELEMETRY-Philips-IntelliVue MX40 |  |  |  |  | Covered PM Repair - Biomedical | MHHS-Southeast
NO | YES |  |  |  | us01013147 | 099-07391 | Philips Medical Systems Cardiac and Monitoring Syste | INTELLIVUE MX40 |  | US01013147 | SE-Telemetry | MHHS-Southeast |  | Transmitter, Telemetry |  | us01013147 | 099-07391 | Southeast | MHHS-Southeast | SE-Telemetry | Tele | 12/1/15 |  |  |  | MONITORS, TELEMETRIC, TRANSMITTER |  | TRANSMITTERTELEMETRY-Philips-IntelliVue MX40 | TRANSMITTERTELEMETRY | IntelliVue MX40 |  |  |  | Philips | Transmitter, Telemetry |  | TRANSMITTERTELEMETRY-Philips-IntelliVue MX40 |  |  |  |  | Covered PM Repair Labor Only - Biomedica | MHHS-Southeast
NO | YES |  |  |  | us01014419 | 099-07846 | Philips Medical Systems Cardiac and Monitoring Syste | INTELLIVUE MX40 |  | US01014419 | SE-Telemetry | MHHS-Southeast |  | Transmitter, Telemetry |  | us01014419 | 099-07846 | Southeast | MHHS-Southeast | SE-Telemetry | Tele | 12/1/15 |  |  |  | MONITORS, TELEMETRIC, TRANSMITTER |  | TRANSMITTERTELEMETRY-Philips-IntelliVue MX40 | TRANSMITTERTELEMETRY | IntelliVue MX40 |  |  |  | Philips | Transmitter, Telemetry |  | TRANSMITTERTELEMETRY-Philips-IntelliVue MX40 |  |  |  |  | Covered PM Repair Labor Only - Biomedica | MHHS-Southeast
NO | YES |  |  |  | us01320925 | 099-07389 | Philips Medical Systems Cardiac and Monitoring Syste | INTELLIVUE MX40 |  | US01320925 | SE-Telemetry | MHHS-Southeast |  | Transmitter, Telemetry |  | us01320925 | 099-07389 | Southeast | MHHS-Southeast | SE-Telemetry | Tele | 12/1/15 |  |  |  | MONITORS, TELEMETRIC, TRANSMITTER |  | TRANSMITTERTELEMETRY-Philips-IntelliVue MX40 | TRANSMITTERTELEMETRY | IntelliVue MX40 |  |  |  | Philips | Transmitter, Telemetry |  | TRANSMITTERTELEMETRY-Philips-IntelliVue MX40 |  | 9/30/20 |  |  | Not Covered Vendor Only - Biomedical | MHHS-Southeast
NO | YES |  |  |  | us01321328 | 099-07388 | Philips Medical Systems Cardiac and Monitoring Syste | INTELLIVUE MX40 |  | US01321328 | SE-Telemetry | MHHS-Southeast |  | Transmitter, Telemetry |  | us01321328 | 099-07388 | Southeast | MHHS-Southeast | SE-Telemetry | Tele | 12/1/15 |  |  |  | MONITORS, TELEMETRIC, TRANSMITTER |  | TRANSMITTERTELEMETRY-Philips-IntelliVue MX40 | TRANSMITTERTELEMETRY | IntelliVue MX40 |  |  |  | Philips | Transmitter, Telemetry |  | TRANSMITTERTELEMETRY-Philips-IntelliVue MX40 |  | 7/1/17 |  |  | Covered PM Repair - Biomedical | MHHS-Southeast
NO | YES |  |  |  | us03568659 | 099-07409 | Philips Medical Systems Cardiac and Monitoring Syste | INTELLIVUE MX40 |  | US03568659 | SE-Telemetry | MHHS-Southeast |  | Transmitter, Telemetry |  | us03568659 | 099-07409 | Southeast | MHHS-Southeast | SE-Telemetry | Tele | 1/1/16 |  |  |  | MONITORS, TELEMETRIC, TRANSMITTER |  | TRANSMITTERTELEMETRY-Philips-IntelliVue MX40 | TRANSMITTERTELEMETRY | IntelliVue MX40 |  |  |  | Philips | Transmitter, Telemetry |  | TRANSMITTERTELEMETRY-Philips-IntelliVue MX40 |  | 12/12/17 |  |  | Covered PM Repair - Biomedical | MHHS-Southeast
NO | YES |  |  |  | us09699574 | 099-07837 | Philips Medical Systems Cardiac and Monitoring Syste | INTELLIVUE MX40 |  | US09699574 | SE-Telemetry | MHHS-Southeast |  | Transmitter, Telemetry |  | us09699574 | 099-07837 | Southeast | MHHS-Southeast | SE-Telemetry | Tele |  |  |  |  | MONITORS, TELEMETRIC, TRANSMITTER |  | TRANSMITTERTELEMETRY-Philips-IntelliVue MX40 | TRANSMITTERTELEMETRY | IntelliVue MX40 |  |  |  | Philips | Transmitter, Telemetry |  | TRANSMITTERTELEMETRY-Philips-IntelliVue MX40 |  | 9/30/20 |  |  | Not Covered Vendor Only - Biomedical | MHHS-Southeast
NO | YES |  |  |  | 099-07378 | 099-07378 | Philips Medical Systems Cardiac and Monitoring Syste | INTELLIVUE MX40 |  | US09699580 | SE-Telemetry | MHHS-Southeast |  | Transmitter, Telemetry |  | 099-07378 | 099-07378 | Southeast | MHHS-Southeast | SE-Telemetry | Tele |  |  |  |  | MONITORS, TELEMETRIC, TRANSMITTER |  | TRANSMITTERTELEMETRY-Philips-IntelliVue MX40 | TRANSMITTERTELEMETRY | IntelliVue MX40 |  |  |  | Philips | Transmitter, Telemetry |  | TRANSMITTERTELEMETRY-Philips-IntelliVue MX40 |  | 9/30/20 |  |  | Not Covered Vendor Only - Biomedical | MHHS-Southeast
NO | YES |  |  |  | us096c2367 | 099-07410 | Philips Medical Systems Cardiac and Monitoring Syste | INTELLIVUE MX40 |  | US096C2367 | SE-Telemetry | MHHS-Southeast |  | Transmitter, Telemetry |  | us096c2367 | 099-07410 | Southeast | MHHS-Southeast | SE-Telemetry | Tele | 5/1/18 |  |  |  | MONITORS, TELEMETRIC, TRANSMITTER |  | TRANSMITTERTELEMETRY-Philips-IntelliVue MX40 | TRANSMITTERTELEMETRY | IntelliVue MX40 |  |  |  | Philips | Transmitter, Telemetry |  | TRANSMITTERTELEMETRY-Philips-IntelliVue MX40 |  | 9/30/20 |  |  | Not Covered Vendor Only - Biomedical | MHHS-Southeast
NO | YES |  |  |  | us096c2393 | 099-07412 | Philips Medical Systems Cardiac and Monitoring Syste | INTELLIVUE MX40 |  | US096C2393 | SE-Telemetry | MHHS-Southeast |  | Transmitter, Telemetry |  | us096c2393 | 099-07412 | Southeast | MHHS-Southeast | SE-Telemetry | Tele | 5/1/18 |  |  |  | MONITORS, TELEMETRIC, TRANSMITTER |  | TRANSMITTERTELEMETRY-Philips-IntelliVue MX40 | TRANSMITTERTELEMETRY | IntelliVue MX40 |  |  |  | Philips | Transmitter, Telemetry |  | TRANSMITTERTELEMETRY-Philips-IntelliVue MX40 |  | 7/1/17 |  |  | Covered PM Repair - Biomedical | MHHS-Southeast
NO | YES |  |  |  | 013-37080 | 013-37080 | Philips Medical Systems Cardiac and Monitoring Syste | INTELLIVUE MX40 |  | US03570547 | SW-Telemetry | MHHS-Southwest |  | Transmitter, Telemetry |  | 013-37080 | 013-37080 | Southwest | MHHS-Southwest | SW-Telemetry | Wing B nurse station |  |  |  |  | MONITORS, TELEMETRIC, TRANSMITTER | Transmitter, Telemetry | TRANSMITTERTELEMETRY-Philips-IntelliVue MX40 | TRANSMITTERTELEMETRY | IntelliVue MX40 |  |  |  | Philips | Transmitter, Telemetry |  | TRANSMITTERTELEMETRY-Philips-IntelliVue MX40 |  |  |  |  | Covered PM Repair - Biomedical | MHHS-Southwest | [8 empty] | TRANSMITTERTELEMETRY | Transmitter, Telemetry | Philips
NO | YES |  |  |  | 013-37082 | 013-37082 | Philips Medical Systems Cardiac and Monitoring Syste | INTELLIVUE MX40 |  | US03570542 | SW-Telemetry | MHHS-Southwest |  | Transmitter, Telemetry |  | 013-37082 | 013-37082 | Southwest | MHHS-Southwest | SW-Telemetry | Tele 5 | 12/1/15 |  |  |  | MONITORS, TELEMETRIC, TRANSMITTER | Transmitter, Telemetry | TRANSMITTERTELEMETRY-Philips-IntelliVue MX40 | TRANSMITTERTELEMETRY | IntelliVue MX40 |  |  |  | Philips | Transmitter, Telemetry |  | TRANSMITTERTELEMETRY-Philips-IntelliVue MX40 |  |  |  |  | Covered PM Repair - Biomedical | MHHS-Southwest | [8 empty] | TRANSMITTERTELEMETRY | Transmitter, Telemetry | Philips
NO | YES |  |  |  | 013-37083 | 013-37083 | Philips Medical Systems Cardiac and Monitoring Syste | INTELLIVUE MX40 |  | US03570549 | SW-Telemetry | MHHS-Southwest |  | Transmitter, Telemetry |  | 013-37083 | 013-37083 | Southwest | MHHS-Southwest | SW-Telemetry | Tele 06 | 12/1/15 |  |  |  | MONITORS, TELEMETRIC, TRANSMITTER | Transmitter, Telemetry | TRANSMITTERTELEMETRY-Philips-IntelliVue MX40 | TRANSMITTERTELEMETRY | IntelliVue MX40 |  |  |  | Philips | Transmitter, Telemetry |  | TRANSMITTERTELEMETRY-Philips-IntelliVue MX40 |  |  |  |  | Covered PM Repair - Biomedical | MHHS-Southwest | [8 empty] | TRANSMITTERTELEMETRY | Transmitter, Telemetry | Philips
NO | YES |  |  |  | 013-37086 | 013-37086 | Philips Medical Systems Cardiac and Monitoring Syste | INTELLIVUE MX40 |  | US03570557 | SW-Telemetry | MHHS-Southwest |  | Transmitter, Telemetry |  | 013-37086 | 013-37086 | Southwest | MHHS-Southwest | SW-Telemetry | Tele Box 9 | 12/1/15 |  |  |  | MONITORS, TELEMETRIC, TRANSMITTER | Transmitter, Telemetry | TRANSMITTERTELEMETRY-Philips-IntelliVue MX40 | TRANSMITTERTELEMETRY | IntelliVue MX40 |  |  |  | Philips | Transmitter, Telemetry |  | TRANSMITTERTELEMETRY-Philips-IntelliVue MX40 |  | 3/1/16 |  |  | Covered PM Repair - Biomedical | MHHS-Southwest | [8 empty] | TRANSMITTERTELEMETRY | Transmitter, Telemetry | Philips
NO | YES |  |  |  | 013-37091 | 013-37091 | Philips Medical Systems Cardiac and Monitoring Syste | INTELLIVUE MX40 |  | US03570466 | SW-Telemetry | MHHS-Southwest |  | Transmitter, Telemetry |  | 013-37091 | 013-37091 | Southwest | MHHS-Southwest | SW-Telemetry | Tele Box 14 | 12/1/15 |  |  |  | MONITORS, TELEMETRIC, TRANSMITTER | Transmitter, Telemetry | TRANSMITTERTELEMETRY-Philips-IntelliVue MX40 | TRANSMITTERTELEMETRY | IntelliVue MX40 |  |  |  | Philips | Transmitter, Telemetry |  | TRANSMITTERTELEMETRY-Philips-IntelliVue MX40 |  | 3/1/16 |  |  | Covered PM Repair - Biomedical | MHHS-Southwest | [8 empty] | TRANSMITTERTELEMETRY | Transmitter, Telemetry | Philips
NO | YES |  |  |  | 013-37096 | 013-37096 | Philips Medical Systems Cardiac and Monitoring Syste | INTELLIVUE MX40 |  | US03570497 | SW-Telemetry | MHHS-Southwest |  | Transmitter, Telemetry |  | 013-37096 | 013-37096 | Southwest | MHHS-Southwest | SW-Telemetry | 4th floor telemetry |  |  |  |  | MONITORS, TELEMETRIC, TRANSMITTER | Transmitter, Telemetry | TRANSMITTERTELEMETRY-Philips-IntelliVue MX40 | TRANSMITTERTELEMETRY | IntelliVue MX40 |  |  |  | Philips | Transmitter, Telemetry |  | TRANSMITTERTELEMETRY-Philips-IntelliVue MX40 |  | 6/30/16 |  |  | Covered PM Repair - Biomedical | MHHS-Southwest | [8 empty] | TRANSMITTERTELEMETRY | Transmitter, Telemetry | Philips
NO | YES |  |  |  | 013-37101 | 013-37101 | Philips Medical Systems Cardiac and Monitoring Syste | INTELLIVUE MX40 |  | US03570595 | SW-Telemetry | MHHS-Southwest |  | Transmitter, Telemetry |  | 013-37101 | 013-37101 | Southwest | MHHS-Southwest | SW-Telemetry | Tele 24 | 12/1/15 |  |  |  | MONITORS, TELEMETRIC, TRANSMITTER | Transmitter, Telemetry | TRANSMITTERTELEMETRY-Philips-IntelliVue MX40 | TRANSMITTERTELEMETRY | IntelliVue MX40 |  |  |  | Philips | Transmitter, Telemetry |  | TRANSMITTERTELEMETRY-Philips-IntelliVue MX40 |  |  |  |  | Covered PM Repair - Biomedical | MHHS-Southwest | [8 empty] | TRANSMITTERTELEMETRY | Transmitter, Telemetry | Philips
NO | YES |  |  |  | 013-37102 | 013-37102 | Philips Medical Systems Cardiac and Monitoring Syste | INTELLIVUE MX40 |  | US03570614 | SW-Telemetry | MHHS-Southwest |  | Transmitter, Telemetry |  | 013-37102 | 013-37102 | Southwest | MHHS-Southwest | SW-Telemetry | Tele Box 25 | 12/1/15 |  |  |  | MONITORS, TELEMETRIC, TRANSMITTER | Transmitter, Telemetry | TRANSMITTERTELEMETRY-Philips-IntelliVue MX40 | TRANSMITTERTELEMETRY | IntelliVue MX40 |  |  |  | Philips | Transmitter, Telemetry |  | TRANSMITTERTELEMETRY-Philips-IntelliVue MX40 |  | 9/1/10 |  |  | Covered PM Repair - Biomedical | MHHS-Southwest | [8 empty] | TRANSMITTERTELEMETRY | Transmitter, Telemetry | Philips
NO | YES |  |  |  | 013-37104 | 013-37104 | Philips Medical Systems Cardiac and Monitoring Syste | INTELLIVUE MX40 |  | US03570628 | SW-Telemetry | MHHS-Southwest |  | Transmitter, Telemetry |  | 013-37104 | 013-37104 | Southwest | MHHS-Southwest | SW-Telemetry | Tele office | 12/1/15 |  |  |  | MONITORS, TELEMETRIC, TRANSMITTER | Transmitter, Telemetry | TRANSMITTERTELEMETRY-Philips-IntelliVue MX40 | TRANSMITTERTELEMETRY | IntelliVue MX40 |  |  |  | Philips | Transmitter, Telemetry |  | TRANSMITTERTELEMETRY-Philips-IntelliVue MX40 |  | 9/12/19 |  |  | Covered PM Repair - Radiology, Low End | MHHS-Southwest | [8 empty] | TRANSMITTERTELEMETRY | Transmitter, Telemetry | Philips
NO | YES |  |  |  | 013-37106 | 013-37106 | Philips Medical Systems Cardiac and Monitoring Syste | INTELLIVUE MX40 |  | US03570452 | SW-Telemetry | MHHS-Southwest |  | Transmitter, Telemetry |  | 013-37106 | 013-37106 | Southwest | MHHS-Southwest | SW-Telemetry | Tele 29 |  |  |  |  | MONITORS, TELEMETRIC, TRANSMITTER | Transmitter, Telemetry | TRANSMITTERTELEMETRY-Philips-IntelliVue MX40 | TRANSMITTERTELEMETRY | IntelliVue MX40 |  |  |  | Philips | Transmitter, Telemetry |  | TRANSMITTERTELEMETRY-Philips-IntelliVue MX40 |  |  |  |  | Covered PM Repair - Biomedical | MHHS-Southwest | [8 empty] | TRANSMITTERTELEMETRY | Transmitter, Telemetry | Philips
NO | YES |  |  |  | 013-37107 | 013-37107 | Philips Medical Systems Cardiac and Monitoring Syste | INTELLIVUE MX40 |  | US03570458 | SW - TELEMETRY | MHHS-Southwest |  | Transmitter, Telemetry |  | 013-37107 | 013-37107 | Southwest | Memorial Hermann Southwest Hospital | SW - TELEMETRY | Telly 30 |  |  |  |  | MONITORS, TELEMETRIC, TRANSMITTER |  | TRANSMITTERTELEMETRY-Philips-IntelliVue MX40 | TRANSMITTERTELEMETRY | IntelliVue MX40 |  |  |  | Philips | Transmitter, Telemetry |  | TRANSMITTERTELEMETRY-Philips-IntelliVue MX40 |  |  |  |  | Covered PM Repair - Biomedical | MHHS-Southwest
NO | YES |  |  |  | 013-37112 | 013-37112 | Philips Medical Systems Cardiac and Monitoring Syste | INTELLIVUE MX40 |  | US03570559 | SW-Telemetry | MHHS-Southwest |  | Transmitter, Telemetry |  | 013-37112 | 013-37112 | Southwest | MHHS-Southwest | SW-Telemetry | 4th floor telemetry |  |  |  |  | MONITORS, TELEMETRIC, TRANSMITTER | Transmitter, Telemetry | TRANSMITTERTELEMETRY-Philips-IntelliVue MX40 | TRANSMITTERTELEMETRY | IntelliVue MX40 |  |  |  | Philips | Transmitter, Telemetry |  | TRANSMITTERTELEMETRY-Philips-IntelliVue MX40 |  | 2/15/19 |  |  | Covered PM Repair - Biomedical | MHHS-Southwest | [8 empty] | TRANSMITTERTELEMETRY | Transmitter, Telemetry | Philips
NO | YES |  |  |  | 013-37113 | 013-37113 | Philips Medical Systems Cardiac and Monitoring Syste | INTELLIVUE MX40 |  | US03570573 | SW-Med/Surg 6 | MHHS-Southwest |  | Transmitter, Telemetry |  | 013-37113 | 013-37113 | Southwest | MHHS-Southwest | SW-Med/Surg 6 | Hallway |  |  |  |  | MONITORS, TELEMETRIC, TRANSMITTER | Transmitter, Telemetry | TRANSMITTERTELEMETRY-Philips-IntelliVue MX40 | TRANSMITTERTELEMETRY | IntelliVue MX40 |  |  |  | Philips | Transmitter, Telemetry |  | TRANSMITTERTELEMETRY-Philips-IntelliVue MX40 |  |  |  |  | Covered PM Repair - Biomedical | MHHS-Southwest | [8 empty] | TRANSMITTERTELEMETRY | Transmitter, Telemetry | Philips
NO | YES |  |  |  | 013-37114 | 013-37114 | Philips Medical Systems Cardiac and Monitoring Syste | INTELLIVUE MX40 |  | US03570464 | SW-Telemetry | MHHS-Southwest |  | Transmitter, Telemetry |  | 013-37114 | 013-37114 | Southwest | MHHS-Southwest | SW-Telemetry | Biomed shop |  |  |  | No PM stiker | MONITORS, TELEMETRIC, TRANSMITTER | Transmitter, Telemetry | TRANSMITTERTELEMETRY-Philips-IntelliVue MX40 | TRANSMITTERTELEMETRY | IntelliVue MX40 |  |  |  | Philips | Transmitter, Telemetry |  | TRANSMITTERTELEMETRY-Philips-IntelliVue MX40 |  |  |  |  | Covered PM Repair - Biomedical | MHHS-Southwest | [8 empty] | TRANSMITTERTELEMETRY | Transmitter, Telemetry | Philips
NO | YES |  |  |  | 013-37115 | 013-37115 | Philips Medical Systems Cardiac and Monitoring Syste | INTELLIVUE MX40 |  | US03570483 | SW-Telemetry | MHHS-Southwest |  | Transmitter, Telemetry |  | 013-37115 | 013-37115 | Southwest | MHHS-Southwest | SW-Telemetry | Tele office | 12/1/15 |  |  |  | MONITORS, TELEMETRIC, TRANSMITTER | Transmitter, Telemetry | TRANSMITTERTELEMETRY-Philips-IntelliVue MX40 | TRANSMITTERTELEMETRY | IntelliVue MX40 |  |  |  | Philips | Transmitter, Telemetry |  | TRANSMITTERTELEMETRY-Philips-IntelliVue MX40 |  |  |  |  | Covered PM Repair - Biomedical | MHHS-Southwest | [8 empty] | TRANSMITTERTELEMETRY | Transmitter, Telemetry | Philips
NO | YES |  |  |  | 013-37116 | 013-37116 | Philips Medical Systems Cardiac and Monitoring Syste | INTELLIVUE MX40 |  | US03570486 | SW-Telemetry | MHHS-Southwest |  | Transmitter, Telemetry |  | 013-37116 | 013-37116 | Southwest | MHHS-Southwest | SW-Telemetry | Biomed shop |  | 3/1/20 |  | No PM Sticker | MONITORS, TELEMETRIC, TRANSMITTER | Transmitter, Telemetry | TRANSMITTERTELEMETRY-Philips-IntelliVue MX40 | TRANSMITTERTELEMETRY | IntelliVue MX40 |  |  |  | Philips | Transmitter, Telemetry |  | TRANSMITTERTELEMETRY-Philips-IntelliVue MX40 |  |  |  |  | Covered PM Repair - Biomedical | MHHS-Southwest | [8 empty] | TRANSMITTERTELEMETRY | Transmitter, Telemetry | Philips
NO | YES |  |  |  | 013-37127 | 013-37127 | Philips Medical Systems Cardiac and Monitoring Syste | INTELLIVUE MX40 |  | US03570548 | SW-HVI-Telemetry | MHHS-Southwest |  | Transmitter, Telemetry |  | 013-37127 | 013-37127 | Southwest | MHHS-Southwest | SW-HVI-Telemetry | HVI Nurse?Aos Station | 12/1/15 |  |  | Tele 50 | MONITORS, TELEMETRIC, TRANSMITTER | Transmitter, Telemetry | TRANSMITTERTELEMETRY-Philips-IntelliVue MX40 | TRANSMITTERTELEMETRY | IntelliVue MX40 |  |  |  | Philips | Transmitter, Telemetry |  | TRANSMITTERTELEMETRY-Philips-IntelliVue MX40 |  |  |  |  | Covered PM Repair - Biomedical | MHHS-Southwest | [8 empty] | TRANSMITTERTELEMETRY | Transmitter, Telemetry | Philips
NO | YES |  |  |  | 013-37128 | 013-37128 | Philips Medical Systems Cardiac and Monitoring Syste | INTELLIVUE MX40 |  | US03570551 | SW-Telemetry | MHHS-Southwest |  | Transmitter, Telemetry |  | 013-37128 | 013-37128 | Southwest | MHHS-Southwest | SW-Telemetry | Tele 51 | 12/1/15 |  |  |  | MONITORS, TELEMETRIC, TRANSMITTER | Transmitter, Telemetry | TRANSMITTERTELEMETRY-Philips-IntelliVue MX40 | TRANSMITTERTELEMETRY | IntelliVue MX40 |  |  |  | Philips | Transmitter, Telemetry |  | TRANSMITTERTELEMETRY-Philips-IntelliVue MX40 |  |  |  |  | Covered PM Repair - Biomedical | MHHS-Southwest | [8 empty] | TRANSMITTERTELEMETRY | Transmitter, Telemetry | Philips
NO | YES |  |  |  | 013-37133 | 013-37133 | Philips Medical Systems Cardiac and Monitoring Syste | INTELLIVUE MX40 |  | US03570524 | SW - TELEMETRY | MHHS-Southwest |  | Transmitter, Telemetry |  | 013-37133 | 013-37133 | Southwest | Memorial Hermann Southwest Hospital | SW - TELEMETRY | Nurse Station /Telly 56 |  |  |  |  | MONITORS, TELEMETRIC, TRANSMITTER |  | TRANSMITTERTELEMETRY-Philips-IntelliVue MX40 | TRANSMITTERTELEMETRY | IntelliVue MX40 |  |  |  | Philips | Transmitter, Telemetry |  | TRANSMITTERTELEMETRY-Philips-IntelliVue MX40 |  |  |  |  | Covered PM Repair - Biomedical | MHHS-Southwest
NO | YES |  |  |  | 013-37135 | 013-37135 | Philips Medical Systems Cardiac and Monitoring Syste | INTELLIVUE MX40 |  | US03570601 | SW-Telemetry | MHHS-Southwest |  | Transmitter, Telemetry |  | 013-37135 | 013-37135 | Southwest | MHHS-Southwest | SW-Telemetry | Tele 58 | 12/1/15 |  |  |  | MONITORS, TELEMETRIC, TRANSMITTER | Transmitter, Telemetry | TRANSMITTERTELEMETRY-Philips-IntelliVue MX40 | TRANSMITTERTELEMETRY | IntelliVue MX40 |  |  |  | Philips | Transmitter, Telemetry |  | TRANSMITTERTELEMETRY-Philips-IntelliVue MX40 |  |  |  |  | Covered PM Repair - Biomedical | MHHS-Southwest | [8 empty] | TRANSMITTERTELEMETRY | Transmitter, Telemetry | Philips
NO | YES |  |  |  | 013-37136 | 013-37136 | Philips Medical Systems Cardiac and Monitoring Syste | INTELLIVUE MX40 |  | US03570605 | SW-Telemetry | MHHS-Southwest |  | Transmitter, Telemetry |  | 013-37136 | 013-37136 | Southwest | MHHS-Southwest | SW-Telemetry | Tele Box 59 | 12/1/15 |  |  |  | MONITORS, TELEMETRIC, TRANSMITTER | Transmitter, Telemetry | TRANSMITTERTELEMETRY-Philips-IntelliVue MX40 | TRANSMITTERTELEMETRY | IntelliVue MX40 |  |  |  | Philips | Transmitter, Telemetry |  | TRANSMITTERTELEMETRY-Philips-IntelliVue MX40 |  |  |  |  | Covered PM Repair - Biomedical | MHHS-Southwest | [8 empty] | TRANSMITTERTELEMETRY | Transmitter, Telemetry | Philips
NO | YES |  |  |  | 013-37140 | 013-37140 | Philips Medical Systems Cardiac and Monitoring Syste | INTELLIVUE MX40 |  | US03570544 | SW-HVI-Telemetry | MHHS-Southwest |  | Transmitter, Telemetry |  | 013-37140 | 013-37140 | Southwest | MHHS-Southwest | SW-HVI-Telemetry | HVI Nurse?Aos Station | 12/1/15 |  |  | Tele 63 | MONITORS, TELEMETRIC, TRANSMITTER | Transmitter, Telemetry | TRANSMITTERTELEMETRY-Philips-IntelliVue MX40 | TRANSMITTERTELEMETRY | IntelliVue MX40 |  |  |  | Philips | Transmitter, Telemetry |  | TRANSMITTERTELEMETRY-Philips-IntelliVue MX40 |  |  |  |  | Covered PM Repair - Biomedical | MHHS-Southwest | [8 empty] | TRANSMITTERTELEMETRY | Transmitter, Telemetry | Philips
NO | YES |  |  |  | 013-37142 | 013-37142 | Philips Medical Systems Cardiac and Monitoring Syste | INTELLIVUE MX40 |  | US03570565 | SW-HVI-Telemetry | MHHS-Southwest |  | Transmitter, Telemetry |  | 013-37142 | 013-37142 | Southwest | MHHS-Southwest | SW-HVI-Telemetry | HVI Nurse?Aos Station | 12/1/15 |  |  | Tele 65 | MONITORS, TELEMETRIC, TRANSMITTER | Transmitter, Telemetry | TRANSMITTERTELEMETRY-Philips-IntelliVue MX40 | TRANSMITTERTELEMETRY | IntelliVue MX40 |  |  |  | Philips | Transmitter, Telemetry |  | TRANSMITTERTELEMETRY-Philips-IntelliVue MX40 |  |  |  |  | Covered PM Repair - Biomedical | MHHS-Southwest | [8 empty] | TRANSMITTERTELEMETRY | Transmitter, Telemetry | Philips
NO | YES |  |  |  | 013-37144 | 013-37144 | Philips Medical Systems Cardiac and Monitoring Syste | INTELLIVUE MX40 |  | US03570578 | SW-Telemetry | MHHS-Southwest |  | Transmitter, Telemetry |  | 013-37144 | 013-37144 | Southwest | MHHS-Southwest | SW-Telemetry | 4th floor telemetry |  |  |  |  | MONITORS, TELEMETRIC, TRANSMITTER | Transmitter, Telemetry | TRANSMITTERTELEMETRY-Philips-IntelliVue MX40 | TRANSMITTERTELEMETRY | IntelliVue MX40 |  |  |  | Philips | Transmitter, Telemetry |  | TRANSMITTERTELEMETRY-Philips-IntelliVue MX40 |  |  |  |  | Covered PM Repair - Biomedical | MHHS-Southwest | [8 empty] | TRANSMITTERTELEMETRY | Transmitter, Telemetry | Philips
NO | YES |  |  |  | 013-37148 | 013-37148 | Philips Medical Systems Cardiac and Monitoring Syste | INTELLIVUE MX40 |  | US03570523 | SW-HVI-Telemetry | MHHS-Southwest |  | Transmitter, Telemetry |  | 013-37148 | 013-37148 | Southwest | MHHS-Southwest | SW-HVI-Telemetry | HVI Nurse?Aos Station | 12/1/15 |  |  | Tele 71 | MONITORS, TELEMETRIC, TRANSMITTER | Transmitter, Telemetry | TRANSMITTERTELEMETRY-Philips-IntelliVue MX40 | TRANSMITTERTELEMETRY | IntelliVue MX40 |  |  |  | Philips | Transmitter, Telemetry |  | TRANSMITTERTELEMETRY-Philips-IntelliVue MX40 |  |  |  |  | Covered PM Repair - Biomedical | MHHS-Southwest | [8 empty] | TRANSMITTERTELEMETRY | Transmitter, Telemetry | Philips
NO | YES |  |  |  | 013-37158 | 013-37158 | Philips Medical Systems Cardiac and Monitoring Syste | INTELLIVUE MX40 |  | US03570581 | SW-Biomedical Services | MHHS-Southwest |  | Transmitter, Telemetry |  | 013-37158 | 013-37158 | Southwest | MHHS-Southwest | SW-Biomedical Services | [5 empty] | MONITORS, TELEMETRIC, TRANSMITTER | Transmitter, Telemetry | TRANSMITTERTELEMETRY-Philips-IntelliVue MX40 | TRANSMITTERTELEMETRY | IntelliVue MX40 |  |  |  | Philips | Transmitter, Telemetry |  | TRANSMITTERTELEMETRY-Philips-IntelliVue MX40 |  |  |  |  | Covered PM Repair - Biomedical | MHHS-Southwest | [8 empty] | TRANSMITTERTELEMETRY | Transmitter, Telemetry | Philips
NO | YES |  |  |  | 013-37159 | 013-37159 | Philips Medical Systems Cardiac and Monitoring Syste | INTELLIVUE MX40 |  | US03570599 | SW-Telemetry | MHHS-Southwest |  | Transmitter, Telemetry |  | 013-37159 | 013-37159 | Southwest | MHHS-Southwest | SW-Telemetry | Tele office | 12/1/15 |  |  |  | MONITORS, TELEMETRIC, TRANSMITTER | Transmitter, Telemetry | TRANSMITTERTELEMETRY-Philips-IntelliVue MX40 | TRANSMITTERTELEMETRY | IntelliVue MX40 |  |  |  | Philips | Transmitter, Telemetry |  | TRANSMITTERTELEMETRY-Philips-IntelliVue MX40 |  |  |  |  | Covered PM Repair - Biomedical | MHHS-Southwest | [8 empty] | TRANSMITTERTELEMETRY | Transmitter, Telemetry | Philips
NO | YES |  |  |  | 013-37164 | 013-37164 | Philips Medical Systems Cardiac and Monitoring Syste | INTELLIVUE MX40 |  | US03570481 | SW-Telemetry | MHHS-Southwest |  | Transmitter, Telemetry |  | 013-37164 | 013-37164 | Southwest | MHHS-Southwest | SW-Telemetry | Tele office | 12/1/15 |  |  |  | MONITORS, TELEMETRIC, TRANSMITTER | Transmitter, Telemetry | TRANSMITTERTELEMETRY-Philips-IntelliVue MX40 | TRANSMITTERTELEMETRY | IntelliVue MX40 |  |  |  | Philips | Transmitter, Telemetry |  | TRANSMITTERTELEMETRY-Philips-IntelliVue MX40 |  | 12/1/17 |  |  | Covered PM Repair - Biomedical | MHHS-Southwest | [8 empty] | TRANSMITTERTELEMETRY | Transmitter, Telemetry | Philips
NO | YES |  |  |  | 013-37169 | 013-37169 | Philips Medical Systems Cardiac and Monitoring Syste | INTELLIVUE MX40 |  | US03570504 | SW-Telemetry | MHHS-Southwest |  | Transmitter, Telemetry |  | 013-37169 | 013-37169 | Southwest | MHHS-Southwest | SW-Telemetry | Tele office | 12/1/15 |  |  |  | MONITORS, TELEMETRIC, TRANSMITTER | Transmitter, Telemetry | TRANSMITTERTELEMETRY-Philips-IntelliVue MX40 | TRANSMITTERTELEMETRY | IntelliVue MX40 |  |  |  | Philips | Transmitter, Telemetry |  | TRANSMITTERTELEMETRY-Philips-IntelliVue MX40 |  | 12/1/17 |  |  | Covered PM Repair - Biomedical | MHHS-Southwest | [8 empty] | TRANSMITTERTELEMETRY | Transmitter, Telemetry | Philips
NO | YES |  |  |  | 013-37177 | 013-37177 | Philips Medical Systems Cardiac and Monitoring Syste | INTELLIVUE MX40 |  | US03570616 | SW-Telemetry | MHHS-Southwest |  | Transmitter, Telemetry |  | 013-37177 | 013-37177 | Southwest | MHHS-Southwest | SW-Telemetry | Tele 100 | 12/1/15 |  |  |  | MONITORS, TELEMETRIC, TRANSMITTER | Transmitter, Telemetry | TRANSMITTERTELEMETRY-Philips-IntelliVue MX40 | TRANSMITTERTELEMETRY | IntelliVue MX40 |  |  |  | Philips | Transmitter, Telemetry |  | TRANSMITTERTELEMETRY-Philips-IntelliVue MX40 |  | 12/1/17 |  |  | Covered PM Repair - Biomedical | MHHS-Southwest | [8 empty] | TRANSMITTERTELEMETRY | Transmitter, Telemetry | Philips
NO | YES |  |  |  | 013-37181 | 013-37181 | Philips Medical Systems Cardiac and Monitoring Syste | INTELLIVUE MX40 |  | US03570484 | SW-Telemetry | MHHS-Southwest |  | Transmitter, Telemetry |  | 013-37181 | 013-37181 | Southwest | MHHS-Southwest | SW-Telemetry | Tele office | 12/1/15 |  |  |  | MONITORS, TELEMETRIC, TRANSMITTER | Transmitter, Telemetry | TRANSMITTERTELEMETRY-Philips-IntelliVue MX40 | TRANSMITTERTELEMETRY | IntelliVue MX40 |  |  |  | Philips | Transmitter, Telemetry |  | TRANSMITTERTELEMETRY-Philips-IntelliVue MX40 |  |  |  |  | Covered PM Repair - Biomedical | MHHS-Southwest | [8 empty] | TRANSMITTERTELEMETRY | Transmitter, Telemetry | Philips
NO | YES |  |  |  | 013-37183 | 013-37183 | Philips Medical Systems Cardiac and Monitoring Syste | INTELLIVUE MX40 |  | US03570493 | SW-Telemetry | MHHS-Southwest |  | Transmitter, Telemetry |  | 013-37183 | 013-37183 | Southwest | MHHS-Southwest | SW-Telemetry | Tele 106 | 12/1/15 |  |  |  | MONITORS, TELEMETRIC, TRANSMITTER | Transmitter, Telemetry | TRANSMITTERTELEMETRY-Philips-IntelliVue MX40 | TRANSMITTERTELEMETRY | IntelliVue MX40 |  |  |  | Philips | Transmitter, Telemetry |  | TRANSMITTERTELEMETRY-Philips-IntelliVue MX40 |  |  |  |  | Covered PM Repair - Biomedical | MHHS-Southwest | [8 empty] | TRANSMITTERTELEMETRY | Transmitter, Telemetry | Philips
NO | YES |  |  |  | 013-37187 | 013-37187 | Philips Medical Systems Cardiac and Monitoring Syste | INTELLIVUE MX40 |  | US03570592 | SW-Telemetry | MHHS-Southwest |  | Transmitter, Telemetry |  | 013-37187 | 013-37187 | Southwest | MHHS-Southwest | SW-Telemetry | 4th floor telemetry |  |  |  |  | MONITORS, TELEMETRIC, TRANSMITTER | Transmitter, Telemetry | TRANSMITTERTELEMETRY-Philips-IntelliVue MX40 | TRANSMITTERTELEMETRY | IntelliVue MX40 |  |  |  | Philips | Transmitter, Telemetry |  | TRANSMITTERTELEMETRY-Philips-IntelliVue MX40 |  |  |  |  | Covered PM Repair - Biomedical | MHHS-Southwest | [8 empty] | TRANSMITTERTELEMETRY | Transmitter, Telemetry | Philips
NO | YES |  |  |  | 013-37188 | 013-37188 | Philips Medical Systems Cardiac and Monitoring Syste | INTELLIVUE MX40 |  | US03570603 | SW-Telemetry | MHHS-Southwest |  | Transmitter, Telemetry |  | 013-37188 | 013-37188 | Southwest | MHHS-Southwest | SW-Telemetry | Biomed shop | 12/1/15 |  |  |  | MONITORS, TELEMETRIC, TRANSMITTER | Transmitter, Telemetry | TRANSMITTERTELEMETRY-Philips-IntelliVue MX40 | TRANSMITTERTELEMETRY | IntelliVue MX40 |  |  |  | Philips | Transmitter, Telemetry |  | TRANSMITTERTELEMETRY-Philips-IntelliVue MX40 |  | 3/12/16 |  |  | Covered PM Repair - Radiology, Low End | MHHS-Southwest | [8 empty] | TRANSMITTERTELEMETRY | Transmitter, Telemetry | Philips
NO | YES |  |  |  | 013-37194 | 013-37194 | Philips Medical Systems Cardiac and Monitoring Syste | INTELLIVUE MX40 |  | US03570431 | SW-Telemetry | MHHS-Southwest |  | Transmitter, Telemetry |  | 013-37194 | 013-37194 | Southwest | MHHS-Southwest | SW-Telemetry | Tele Box 117 | 12/1/15 |  |  |  | MONITORS, TELEMETRIC, TRANSMITTER | Transmitter, Telemetry | TRANSMITTERTELEMETRY-Philips-IntelliVue MX40 | TRANSMITTERTELEMETRY | IntelliVue MX40 |  |  |  | Philips | Transmitter, Telemetry |  | TRANSMITTERTELEMETRY-Philips-IntelliVue MX40 |  | 1/1/01 |  |  | Covered PM Repair - Biomedical | MHHS-Southwest | [8 empty] | TRANSMITTERTELEMETRY | Transmitter, Telemetry | Philips
NO | YES |  |  |  | 013-37195 | 013-37195 | Philips Medical Systems Cardiac and Monitoring Syste | INTELLIVUE MX40 |  | US03570445 | SW-Telemetry | MHHS-Southwest |  | Transmitter, Telemetry |  | 013-37195 | 013-37195 | Southwest | MHHS-Southwest | SW-Telemetry | 4th floor telemetry |  |  |  |  | MONITORS, TELEMETRIC, TRANSMITTER | Transmitter, Telemetry | TRANSMITTERTELEMETRY-Philips-IntelliVue MX40 | TRANSMITTERTELEMETRY | IntelliVue MX40 |  |  |  | Philips | Transmitter, Telemetry |  | TRANSMITTERTELEMETRY-Philips-IntelliVue MX40 |  | 7/1/09 |  |  | Covered PM Repair - Biomedical | MHHS-Southwest | [8 empty] | TRANSMITTERTELEMETRY | Transmitter, Telemetry | Philips
NO | YES |  |  |  | 013-37200 | 013-37200 | Philips Medical Systems Cardiac and Monitoring Syste | INTELLIVUE MX40 |  | US03570453 | SW-HVI-Telemetry | MHHS-Southwest |  | Transmitter, Telemetry |  | 013-37200 | 013-37200 | Southwest | MHHS-Southwest | SW-HVI-Telemetry | HVI Nurse?Aos Station | 12/1/15 |  |  | Tele 123 | MONITORS, TELEMETRIC, TRANSMITTER | Transmitter, Telemetry | TRANSMITTERTELEMETRY-Philips-IntelliVue MX40 | TRANSMITTERTELEMETRY | IntelliVue MX40 |  |  |  | Philips | Transmitter, Telemetry |  | TRANSMITTERTELEMETRY-Philips-IntelliVue MX40 |  |  |  |  | Covered PM Repair - Biomedical | MHHS-Southwest | [8 empty] | TRANSMITTERTELEMETRY | Transmitter, Telemetry | Philips
NO | YES |  |  |  | 013-37202 | 013-37202 | Philips Medical Systems Cardiac and Monitoring Syste | INTELLIVUE MX40 |  | US03570475 | SW-Telemetry | MHHS-Southwest |  | Transmitter, Telemetry |  | 013-37202 | 013-37202 | Southwest | MHHS-Southwest | SW-Telemetry | Tele 125 | 12/1/15 |  |  |  | MONITORS, TELEMETRIC, TRANSMITTER | Transmitter, Telemetry | TRANSMITTERTELEMETRY-Philips-IntelliVue MX40 | TRANSMITTERTELEMETRY | IntelliVue MX40 |  |  |  | Philips | Transmitter, Telemetry |  | TRANSMITTERTELEMETRY-Philips-IntelliVue MX40 |  |  |  |  | Covered PM Repair - Biomedical | MHHS-Southwest | [8 empty] | TRANSMITTERTELEMETRY | Transmitter, Telemetry | Philips
NO | YES |  |  |  | 013-37207 | 013-37207 | Philips Medical Systems Cardiac and Monitoring Syste | INTELLIVUE MX40 |  | US03570618 | SW-HVI-CV ICU | MHHS-Southwest |  | Transmitter, Telemetry |  | 013-37207 | 013-37207 | Southwest | MHHS-Southwest | SW-HVI-CV ICU | CVIMU | 12/1/15 |  |  |  | MONITORS, TELEMETRIC, TRANSMITTER | Transmitter, Telemetry | TRANSMITTERTELEMETRY-Philips-IntelliVue MX40 | TRANSMITTERTELEMETRY | IntelliVue MX40 |  |  |  | Philips | Transmitter, Telemetry |  | TRANSMITTERTELEMETRY-Philips-IntelliVue MX40 |  | 4/30/21 |  |  | Not Covered Vendor Only - Biomedical | MHHS-Southwest | [8 empty] | TRANSMITTERTELEMETRY | Transmitter, Telemetry | Philips
NO | YES |  |  |  | 013-37211 | 013-37211 | Philips Medical Systems Cardiac and Monitoring Syste | INTELLIVUE MX40 |  | US03570459 | SW-Telemetry | MHHS-Southwest |  | Transmitter, Telemetry |  | 013-37211 | 013-37211 | Southwest | MHHS-Southwest | SW-Telemetry | Tele 134 | 12/1/15 |  |  |  | MONITORS, TELEMETRIC, TRANSMITTER | Transmitter, Telemetry | TRANSMITTERTELEMETRY-Philips-IntelliVue MX40 | TRANSMITTERTELEMETRY | IntelliVue MX40 |  |  |  | Philips | Transmitter, Telemetry |  | TRANSMITTERTELEMETRY-Philips-IntelliVue MX40 |  |  |  |  | Covered PM Repair - Biomedical | MHHS-Southwest | [8 empty] | TRANSMITTERTELEMETRY | Transmitter, Telemetry | Philips
NO | YES |  |  |  | 013-37214 | 013-37214 | Philips Medical Systems Cardiac and Monitoring Syste | INTELLIVUE MX40 |  | US03570514 | SW-Telemetry | MHHS-Southwest |  | Transmitter, Telemetry |  | 013-37214 | 013-37214 | Southwest | MHHS-Southwest | SW-Telemetry | Tele office | 12/1/15 |  |  |  | MONITORS, TELEMETRIC, TRANSMITTER | Transmitter, Telemetry | TRANSMITTERTELEMETRY-Philips-IntelliVue MX40 | TRANSMITTERTELEMETRY | IntelliVue MX40 |  |  |  | Philips | Transmitter, Telemetry |  | TRANSMITTERTELEMETRY-Philips-IntelliVue MX40 |  |  |  |  | Covered PM Repair - Biomedical | MHHS-Southwest | [8 empty] | TRANSMITTERTELEMETRY | Transmitter, Telemetry | Philips
NO | YES |  |  |  | 013-37215 | 013-37215 | Philips Medical Systems Cardiac and Monitoring Syste | INTELLIVUE MX40 |  | US03570516 | SW-Telemetry | MHHS-Southwest |  | Transmitter, Telemetry |  | 013-37215 | 013-37215 | Southwest | MHHS-Southwest | SW-Telemetry | Tele Box 138 | 12/1/15 |  |  |  | MONITORS, TELEMETRIC, TRANSMITTER | Transmitter, Telemetry | TRANSMITTERTELEMETRY-Philips-IntelliVue MX40 | TRANSMITTERTELEMETRY | IntelliVue MX40 |  |  |  | Philips | Transmitter, Telemetry |  | TRANSMITTERTELEMETRY-Philips-IntelliVue MX40 |  |  |  |  | Covered PM Repair - Biomedical | MHHS-Southwest | [8 empty] | TRANSMITTERTELEMETRY | Transmitter, Telemetry | Philips
NO | YES |  |  |  | 013-37225 | 013-37225 | Philips Medical Systems Cardiac and Monitoring Syste | INTELLIVUE MX40 |  | US03570617 | SW-Telemetry | MHHS-Southwest |  | Transmitter, Telemetry |  | 013-37225 | 013-37225 | Southwest | MHHS-Southwest | SW-Telemetry | Tele office | 12/1/15 |  |  |  | MONITORS, TELEMETRIC, TRANSMITTER | Transmitter, Telemetry | TRANSMITTERTELEMETRY-Philips-IntelliVue MX40 | TRANSMITTERTELEMETRY | IntelliVue MX40 |  |  |  | Philips | Transmitter, Telemetry |  | TRANSMITTERTELEMETRY-Philips-IntelliVue MX40 |  |  |  |  | Covered PM Repair - Biomedical | MHHS-Southwest | [8 empty] | TRANSMITTERTELEMETRY | Transmitter, Telemetry | Philips
NO | YES |  |  |  | 013-37226 | 013-37226 | Philips Medical Systems Cardiac and Monitoring Syste | INTELLIVUE MX40 |  | US03570541 | SW-HVI-Telemetry | MHHS-Southwest |  | Transmitter, Telemetry |  | 013-37226 | 013-37226 | Southwest | MHHS-Southwest | SW-HVI-Telemetry | HVI Nurse?Aos Station | 6/1/16 |  |  | Tele 149 | MONITORS, TELEMETRIC, TRANSMITTER | Transmitter, Telemetry | TRANSMITTERTELEMETRY-Philips-IntelliVue MX40 | TRANSMITTERTELEMETRY | IntelliVue MX40 |  |  |  | Philips | Transmitter, Telemetry |  | TRANSMITTERTELEMETRY-Philips-IntelliVue MX40 |  | 12/19/18 |  |  | Covered PM Repair - Biomedical | MHHS-Southwest | [8 empty] | TRANSMITTERTELEMETRY | Transmitter, Telemetry | Philips
NO | YES |  |  |  | 013-37227 | 013-37227 | Philips Medical Systems Cardiac and Monitoring Syste | INTELLIVUE MX40 |  | US03570552 | SW-Telemetry | MHHS-Southwest |  | Transmitter, Telemetry |  | 013-37227 | 013-37227 | Southwest | MHHS-Southwest | SW-Telemetry | Tele office | 12/1/15 |  |  |  | MONITORS, TELEMETRIC, TRANSMITTER | Transmitter, Telemetry | TRANSMITTERTELEMETRY-Philips-IntelliVue MX40 | TRANSMITTERTELEMETRY | IntelliVue MX40 |  |  |  | Philips | Transmitter, Telemetry |  | TRANSMITTERTELEMETRY-Philips-IntelliVue MX40 |  | 12/31/18 |  |  | Covered PM Repair - Biomedical | MHHS-Southwest | [8 empty] | TRANSMITTERTELEMETRY | Transmitter, Telemetry | Philips
NO | YES |  |  |  | 013-37229 | 013-37229 | Philips Medical Systems Cardiac and Monitoring Syste | INTELLIVUE MX40 |  | US03570582 | SW-Biomedical Services | MHHS-Southwest |  | Transmitter, Telemetry |  | 013-37229 | 013-37229 | Southwest | MHHS-Southwest | SW-Biomedical Services | [5 empty] | MONITORS, TELEMETRIC, TRANSMITTER | Transmitter, Telemetry | TRANSMITTERTELEMETRY-Philips-IntelliVue MX40 | TRANSMITTERTELEMETRY | IntelliVue MX40 |  |  |  | Philips | Transmitter, Telemetry |  | TRANSMITTERTELEMETRY-Philips-IntelliVue MX40 |  | 8/17/18 |  |  | Covered PM Repair - Biomedical | MHHS-Southwest | [8 empty] | TRANSMITTERTELEMETRY | Transmitter, Telemetry | Philips
NO | YES |  |  |  | 013-37232 | 013-37232 | Philips Medical Systems Cardiac and Monitoring Syste | INTELLIVUE MX40 |  | US03570588 | SW-HVI-CV ICU | MHHS-Southwest |  | Transmitter, Telemetry |  | 013-37232 | 013-37232 | Southwest | MHHS-Southwest | SW-HVI-CV ICU | CVIMU | 12/1/15 |  |  |  | MONITORS, TELEMETRIC, TRANSMITTER | Transmitter, Telemetry | TRANSMITTERTELEMETRY-Philips-IntelliVue MX40 | TRANSMITTERTELEMETRY | IntelliVue MX40 |  |  |  | Philips | Transmitter, Telemetry |  | TRANSMITTERTELEMETRY-Philips-IntelliVue MX40 |  |  |  |  | Covered PM Repair - Biomedical | MHHS-Southwest | [8 empty] | TRANSMITTERTELEMETRY | Transmitter, Telemetry | Philips
NO | YES |  |  |  | 013-37233 | 013-37233 | Philips Medical Systems Cardiac and Monitoring Syste | INTELLIVUE MX40 |  | US03570596 | SW-Telemetry | MHHS-Southwest |  | Transmitter, Telemetry |  | 013-37233 | 013-37233 | Southwest | MHHS-Southwest | SW-Telemetry | 4th floor telemetry |  |  |  |  | MONITORS, TELEMETRIC, TRANSMITTER | Transmitter, Telemetry | TRANSMITTERTELEMETRY-Philips-IntelliVue MX40 | TRANSMITTERTELEMETRY | IntelliVue MX40 |  |  |  | Philips | Transmitter, Telemetry |  | TRANSMITTERTELEMETRY-Philips-IntelliVue MX40 |  |  |  |  | Covered PM Repair - Biomedical | MHHS-Southwest | [8 empty] | TRANSMITTERTELEMETRY | Transmitter, Telemetry | Philips
NO | YES |  |  |  | 013-37234 | 013-37234 | Philips Medical Systems Cardiac and Monitoring Syste | INTELLIVUE MX40 |  | US03570438 | SW-Telemetry | MHHS-Southwest |  | Transmitter, Telemetry |  | 013-37234 | 013-37234 | Southwest | MHHS-Southwest | SW-Telemetry | Biomed shop |  | 3/1/20 |  | No PM Sticker | MONITORS, TELEMETRIC, TRANSMITTER | Transmitter, Telemetry | TRANSMITTERTELEMETRY-Philips-IntelliVue MX40 | TRANSMITTERTELEMETRY | IntelliVue MX40 |  |  |  | Philips | Transmitter, Telemetry |  | TRANSMITTERTELEMETRY-Philips-IntelliVue MX40 |  |  |  |  | Covered PM Repair - Biomedical | MHHS-Southwest | [8 empty] | TRANSMITTERTELEMETRY | Transmitter, Telemetry | Philips
NO | YES |  |  |  | 013-37236 | 013-37236 | Philips Medical Systems Cardiac and Monitoring Syste | INTELLIVUE MX40 |  | US03570480 | SW-Telemetry | MHHS-Southwest |  | Transmitter, Telemetry |  | 013-37236 | 013-37236 | Southwest | MHHS-Southwest | SW-Telemetry | Biomed shop |  |  |  | No Pm Sticker | MONITORS, TELEMETRIC, TRANSMITTER | Transmitter, Telemetry | TRANSMITTERTELEMETRY-Philips-IntelliVue MX40 | TRANSMITTERTELEMETRY | IntelliVue MX40 |  |  |  | Philips | Transmitter, Telemetry |  | TRANSMITTERTELEMETRY-Philips-IntelliVue MX40 |  |  |  |  | Covered PM Repair - Biomedical | MHHS-Southwest | [8 empty] | TRANSMITTERTELEMETRY | Transmitter, Telemetry | Philips
NO | YES |  |  |  | 013-37238 | 013-37238 | Philips Medical Systems Cardiac and Monitoring Syste | INTELLIVUE MX40 |  | US03570500 | SW-Telemetry | MHHS-Southwest |  | Transmitter, Telemetry |  | 013-37238 | 013-37238 | Southwest | MHHS-Southwest | SW-Telemetry | 4th floor telemetry |  |  |  |  | MONITORS, TELEMETRIC, TRANSMITTER | Transmitter, Telemetry | TRANSMITTERTELEMETRY-Philips-IntelliVue MX40 | TRANSMITTERTELEMETRY | IntelliVue MX40 |  |  |  | Philips | Transmitter, Telemetry |  | TRANSMITTERTELEMETRY-Philips-IntelliVue MX40 |  |  |  |  | Covered PM Repair - Biomedical | MHHS-Southwest | [8 empty] | TRANSMITTERTELEMETRY | Transmitter, Telemetry | Philips
NO | YES |  |  |  | 013-37241 | 013-37241 | Philips Medical Systems Cardiac and Monitoring Syste | INTELLIVUE MX40 |  | US03570525 | SW-Telemetry | MHHS-Southwest |  | Transmitter, Telemetry |  | 013-37241 | 013-37241 | Southwest | MHHS-Southwest | SW-Telemetry | Tele office | 12/1/15 |  |  |  | MONITORS, TELEMETRIC, TRANSMITTER | Transmitter, Telemetry | TRANSMITTERTELEMETRY-Philips-IntelliVue MX40 | TRANSMITTERTELEMETRY | IntelliVue MX40 |  |  |  | Philips | Transmitter, Telemetry |  | TRANSMITTERTELEMETRY-Philips-IntelliVue MX40 |  |  |  |  | Covered PM Repair - Biomedical | MHHS-Southwest | [8 empty] | TRANSMITTERTELEMETRY | Transmitter, Telemetry | Philips
NO | YES |  |  |  | 013-37242 | 013-37242 | Philips Medical Systems Cardiac and Monitoring Syste | INTELLIVUE MX40 |  | US03570620 | SW-Telemetry | MHHS-Southwest |  | Transmitter, Telemetry |  | 013-37242 | 013-37242 | Southwest | MHHS-Southwest | SW-Telemetry | 4th floor telemetry |  |  |  |  | MONITORS, TELEMETRIC, TRANSMITTER | Transmitter, Telemetry | TRANSMITTERTELEMETRY-Philips-IntelliVue MX40 | TRANSMITTERTELEMETRY | IntelliVue MX40 |  |  |  | Philips | Transmitter, Telemetry |  | TRANSMITTERTELEMETRY-Philips-IntelliVue MX40 |  |  |  |  | Clinical Miscellaneous | MHHS-Southwest | [8 empty] | TRANSMITTERTELEMETRY | Transmitter, Telemetry | Philips
NO | YES |  |  |  | 013-37244 | 013-37244 | Philips Medical Systems Cardiac and Monitoring Syste | INTELLIVUE MX40 |  | US03570501 | SW-Telemetry | MHHS-Southwest |  | Transmitter, Telemetry |  | 013-37244 | 013-37244 | Southwest | MHHS-Southwest | SW-Telemetry | Tele 167 | 12/1/15 |  |  |  | MONITORS, TELEMETRIC, TRANSMITTER | Transmitter, Telemetry | TRANSMITTERTELEMETRY-Philips-IntelliVue MX40 | TRANSMITTERTELEMETRY | IntelliVue MX40 |  |  |  | Philips | Transmitter, Telemetry |  | TRANSMITTERTELEMETRY-Philips-IntelliVue MX40 |  |  |  |  | Not Covered Vendor Only - Lab Ana/Anes | MHHS-Southwest | [8 empty] | TRANSMITTERTELEMETRY | Transmitter, Telemetry | Philips
NO | YES |  |  |  | 013-37247 | 013-37247 | Philips Medical Systems Cardiac and Monitoring Syste | INTELLIVUE MX40 |  | US03570478 | SW-Telemetry | MHHS-Southwest |  | Transmitter, Telemetry |  | 013-37247 | 013-37247 | Southwest | MHHS-Southwest | SW-Telemetry | Tele 170 | 12/1/15 |  |  |  | MONITORS, TELEMETRIC, TRANSMITTER | Transmitter, Telemetry | TRANSMITTERTELEMETRY-Philips-IntelliVue MX40 | TRANSMITTERTELEMETRY | IntelliVue MX40 |  |  |  | Philips | Transmitter, Telemetry |  | TRANSMITTERTELEMETRY-Philips-IntelliVue MX40 |  |  |  |  | Not Covered Vendor Only - Lab Ana/Anes | MHHS-Southwest | [8 empty] | TRANSMITTERTELEMETRY | Transmitter, Telemetry | Philips
NO | YES |  |  |  | 013-37256 | 013-37256 | Philips Medical Systems Cardiac and Monitoring Syste | INTELLIVUE MX40 |  | US03570532 | SW-Telemetry | MHHS-Southwest |  | Transmitter, Telemetry |  | 013-37256 | 013-37256 | Southwest | MHHS-Southwest | SW-Telemetry | Tele 179 | 12/1/15 |  |  |  | MONITORS, TELEMETRIC, TRANSMITTER | Transmitter, Telemetry | TRANSMITTERTELEMETRY-Philips-IntelliVue MX40 | TRANSMITTERTELEMETRY | IntelliVue MX40 |  |  |  | Philips | Transmitter, Telemetry |  | TRANSMITTERTELEMETRY-Philips-IntelliVue MX40 |  |  |  |  | Covered PM Repair - Biomedical | MHHS-Southwest | [8 empty] | TRANSMITTERTELEMETRY | Transmitter, Telemetry | Philips
NO | YES |  |  |  | 013-37264 | 013-37264 | Philips Medical Systems Cardiac and Monitoring Syste | INTELLIVUE MX40 |  | US03570529 | SW-Telemetry | MHHS-Southwest |  | Transmitter, Telemetry |  | 013-37264 | 013-37264 | Southwest | MHHS-Southwest | SW-Telemetry | 4th floor telemetry |  |  |  |  | MONITORS, TELEMETRIC, TRANSMITTER | Transmitter, Telemetry | TRANSMITTERTELEMETRY-Philips-IntelliVue MX40 | TRANSMITTERTELEMETRY | IntelliVue MX40 |  |  |  | Philips | Transmitter, Telemetry |  | TRANSMITTERTELEMETRY-Philips-IntelliVue MX40 |  | 6/21/12 |  |  | Not Covered Vendor Only - Lab Ana/Anes | MHHS-Southwest | [8 empty] | TRANSMITTERTELEMETRY | Transmitter, Telemetry | Philips
NO | YES |  |  |  | 013-37265 | 013-37265 | Philips Medical Systems Cardiac and Monitoring Syste | INTELLIVUE MX40 |  | US03570533 | SW-Telemetry | MHHS-Southwest |  | Transmitter, Telemetry |  | 013-37265 | 013-37265 | Southwest | MHHS-Southwest | SW-Telemetry | Tele office | 12/1/15 |  |  |  | MONITORS, TELEMETRIC, TRANSMITTER | Transmitter, Telemetry | TRANSMITTERTELEMETRY-Philips-IntelliVue MX40 | TRANSMITTERTELEMETRY | IntelliVue MX40 |  |  |  | Philips | Transmitter, Telemetry |  | TRANSMITTERTELEMETRY-Philips-IntelliVue MX40 |  | 1/1/13 |  |  | Not Covered Vendor Only - Lab Ana/Anes | MHHS-Southwest | [8 empty] | TRANSMITTERTELEMETRY | Transmitter, Telemetry | Philips
NO | YES |  |  |  | 013-37270 | 013-37270 | Philips Medical Systems Cardiac and Monitoring Syste | INTELLIVUE MX40 |  | US03571229 | SW-Telemetry | MHHS-Southwest |  | Transmitter, Telemetry |  | 013-37270 | 013-37270 | Southwest | MHHS-Southwest | SW-Telemetry | 4th floor telemetry |  |  |  |  | MONITORS, TELEMETRIC, TRANSMITTER | Transmitter, Telemetry | TRANSMITTERTELEMETRY-Philips-IntelliVue MX40 | TRANSMITTERTELEMETRY | IntelliVue MX40 |  |  |  | Philips | Transmitter, Telemetry |  | TRANSMITTERTELEMETRY-Philips-IntelliVue MX40 |  | 6/1/13 |  |  | Not Covered Vendor Only - Biomedical | MHHS-Southwest | [8 empty] | TRANSMITTERTELEMETRY | Transmitter, Telemetry | Philips
NO | YES |  |  |  | 013-37272 | 013-37272 | Philips Medical Systems Cardiac and Monitoring Syste | INTELLIVUE MX40 |  | US03571236 | SW-Telemetry | MHHS-Southwest |  | Transmitter, Telemetry |  | 013-37272 | 013-37272 | Southwest | MHHS-Southwest | SW-Telemetry | Tele office | 12/1/15 |  |  |  | MONITORS, TELEMETRIC, TRANSMITTER | Transmitter, Telemetry | TRANSMITTERTELEMETRY-Philips-IntelliVue MX40 | TRANSMITTERTELEMETRY | IntelliVue MX40 |  |  |  | Philips | Transmitter, Telemetry |  | TRANSMITTERTELEMETRY-Philips-IntelliVue MX40 |  |  |  |  | Not Covered Vendor Only - Lab Ana/Anes | MHHS-Southwest | [8 empty] | TRANSMITTERTELEMETRY | Transmitter, Telemetry | Philips
NO | YES |  |  |  | 013-37273 | 013-37273 | Philips Medical Systems Cardiac and Monitoring Syste | INTELLIVUE MX40 |  | US03571231 | SW-Telemetry | MHHS-Southwest |  | Transmitter, Telemetry |  | 013-37273 | 013-37273 | Southwest | MHHS-Southwest | SW-Telemetry | Tele 199 | 12/1/15 |  |  |  | MONITORS, TELEMETRIC, TRANSMITTER | Transmitter, Telemetry | TRANSMITTERTELEMETRY-Philips-IntelliVue MX40 | TRANSMITTERTELEMETRY | IntelliVue MX40 |  |  |  | Philips | Transmitter, Telemetry |  | TRANSMITTERTELEMETRY-Philips-IntelliVue MX40 |  |  |  |  | Not Covered Vendor Only - Biomedical | MHHS-Southwest | [8 empty] | TRANSMITTERTELEMETRY | Transmitter, Telemetry | Philips
NO | YES |  |  |  | 013-37276 | 013-37276 | Philips Medical Systems Cardiac and Monitoring Syste | INTELLIVUE MX40 |  | US03571230 | SW-Telemetry | MHHS-Southwest |  | Transmitter, Telemetry |  | 013-37276 | 013-37276 | Southwest | MHHS-Southwest | SW-Telemetry | Tele 189 | 12/1/15 |  |  |  | MONITORS, TELEMETRIC, TRANSMITTER | Transmitter, Telemetry | TRANSMITTERTELEMETRY-Philips-IntelliVue MX40 | TRANSMITTERTELEMETRY | IntelliVue MX40 |  |  |  | Philips | Transmitter, Telemetry |  | TRANSMITTERTELEMETRY-Philips-IntelliVue MX40 |  |  |  |  | Covered PM Repair - Biomedical | MHHS-Southwest | [8 empty] | TRANSMITTERTELEMETRY | Transmitter, Telemetry | Philips
NO | YES |  |  |  | 013-37279 | 013-37279 | Philips Medical Systems Cardiac and Monitoring Syste | INTELLIVUE MX40 |  | US03571235 | SW-Telemetry | MHHS-Southwest |  | Transmitter, Telemetry |  | 013-37279 | 013-37279 | Southwest | MHHS-Southwest | SW-Telemetry | Tele 192 | 12/1/15 |  |  |  | MONITORS, TELEMETRIC, TRANSMITTER | Transmitter, Telemetry | TRANSMITTERTELEMETRY-Philips-IntelliVue MX40 | TRANSMITTERTELEMETRY | IntelliVue MX40 |  |  |  | Philips | Transmitter, Telemetry |  | TRANSMITTERTELEMETRY-Philips-IntelliVue MX40 |  |  |  |  | Covered PM Repair - Biomedical | MHHS-Southwest | [8 empty] | TRANSMITTERTELEMETRY | Transmitter, Telemetry | Philips
NO | YES |  |  |  | 013-37281 | 013-37281 | Philips Medical Systems Cardiac and Monitoring Syste | INTELLIVUE MX40 |  | US03571234 | SW-Telemetry | MHHS-Southwest |  | Transmitter, Telemetry |  | 013-37281 | 013-37281 | Southwest | MHHS-Southwest | SW-Telemetry | Tele 203 | 12/1/15 |  |  |  | MONITORS, TELEMETRIC, TRANSMITTER | Transmitter, Telemetry | TRANSMITTERTELEMETRY-Philips-IntelliVue MX40 | TRANSMITTERTELEMETRY | IntelliVue MX40 |  |  |  | Philips | Transmitter, Telemetry |  | TRANSMITTERTELEMETRY-Philips-IntelliVue MX40 |  | 12/27/17 |  |  | Covered PM Repair - Biomedical | MHHS-Southwest | [8 empty] | TRANSMITTERTELEMETRY | Transmitter, Telemetry | Philips
NO | YES |  |  |  | 013-37282 | 013-37282 | Philips Medical Systems Cardiac and Monitoring Syste | INTELLIVUE MX40 |  | US03571246 | SW-Telemetry | MHHS-Southwest |  | Transmitter, Telemetry |  | 013-37282 | 013-37282 | Southwest | MHHS-Southwest | SW-Telemetry | Tele 204 | 12/1/15 |  |  |  | MONITORS, TELEMETRIC, TRANSMITTER | Transmitter, Telemetry | TRANSMITTERTELEMETRY-Philips-IntelliVue MX40 | TRANSMITTERTELEMETRY | IntelliVue MX40 |  |  |  | Philips | Transmitter, Telemetry |  | TRANSMITTERTELEMETRY-Philips-IntelliVue MX40 |  | 3/1/16 |  |  | Covered PM Repair - Biomedical | MHHS-Southwest | [8 empty] | TRANSMITTERTELEMETRY | Transmitter, Telemetry | Philips
NO | YES |  |  |  | 013-37453 | 013-37453 | Philips Medical Systems Cardiac and Monitoring Syste | INTELLIVUE MX40 |  | DE53796006 | SW-Telemetry | MHHS-Southwest |  | Transmitter, Telemetry |  | 013-37453 | 013-37453 | Southwest | MHHS-Southwest | SW-Telemetry | Storage room | 12/1/19 |  | 12/1/20 |  | MONITORS, TELEMETRIC, TRANSMITTER | Transmitter, Telemetry | TRANSMITTERTELEMETRY-Philips-IntelliVue MX40 | TRANSMITTERTELEMETRY | IntelliVue MX40 |  |  |  | Philips | Transmitter, Telemetry |  | TRANSMITTERTELEMETRY-Philips-IntelliVue MX40 |  |  |  |  | Covered PM Repair - Biomedical | MHHS-Southwest | [8 empty] | TRANSMITTERTELEMETRY | Transmitter, Telemetry | Philips
NO | YES |  |  |  | 013-37457 | 013-37457 | Philips Medical Systems Cardiac and Monitoring Syste | INTELLIVUE MX40 |  | US01447887 | SW-Telemetry | MHHS-Southwest |  | Transmitter, Telemetry |  | 013-37457 | 013-37457 | Southwest | MHHS-Southwest | SW-Telemetry | Biomed Shop |  |  |  | no pm sticker | MONITORS, TELEMETRIC, TRANSMITTER | Transmitter, Telemetry | TRANSMITTERTELEMETRY-Philips-IntelliVue MX40 | TRANSMITTERTELEMETRY | IntelliVue MX40 |  |  |  | Philips | Transmitter, Telemetry |  | TRANSMITTERTELEMETRY-Philips-IntelliVue MX40 |  | 5/22/14 |  |  | Covered PM Repair - Biomedical | MHHS-Southwest | [8 empty] | TRANSMITTERTELEMETRY | Transmitter, Telemetry | Philips
NO | YES |  |  |  | 013-37516 | 013-37516 | Philips Medical Systems Cardiac and Monitoring Syste | INTELLIVUE MX40 |  | US01324740 | SW-Telemetry | MHHS-Southwest |  | Transmitter, Telemetry |  | 013-37516 | 013-37516 | Southwest | MHHS-Southwest | SW-Telemetry | Biomedical shop |  | 3/1/20 |  | No PM sticker | MONITORS, TELEMETRIC, TRANSMITTER | Transmitter, Telemetry | TRANSMITTERTELEMETRY-Philips-IntelliVue MX40 | TRANSMITTERTELEMETRY | IntelliVue MX40 |  |  |  | Philips | Transmitter, Telemetry |  | TRANSMITTERTELEMETRY-Philips-IntelliVue MX40 |  | 4/7/15 |  |  | Covered PM Repair - Biomedical | MHHS-Southwest | [8 empty] | TRANSMITTERTELEMETRY | Transmitter, Telemetry | Philips
NO | YES |  |  |  | 013-37932 | 013-37932 | Philips Medical Systems Cardiac and Monitoring Syste | INTELLIVUE MX40 |  | US03573265 | SW-Telemetry | MHHS-Southwest |  | Transmitter, Telemetry |  | 013-37932 | 013-37932 | Southwest | MHHS-Southwest | SW-Telemetry | Biomed shop |  | 3/1/20 |  | No PM sticker | MONITORS, TELEMETRIC, TRANSMITTER | Transmitter, Telemetry | TRANSMITTERTELEMETRY-Philips-IntelliVue MX40 | TRANSMITTERTELEMETRY | IntelliVue MX40 |  |  |  | Philips | Transmitter, Telemetry |  | TRANSMITTERTELEMETRY-Philips-IntelliVue MX40 |  | 6/1/16 |  |  | Covered PM Repair - Biomedical | MHHS-Southwest | [8 empty] | TRANSMITTERTELEMETRY | Transmitter, Telemetry | Philips
NO | YES |  |  |  | 013-37934 | 013-37934 | Philips Medical Systems Cardiac and Monitoring Syste | INTELLIVUE MX40 |  | US01012578 | SW-Telemetry | MHHS-Southwest |  | Transmitter, Telemetry |  | 013-37934 | 013-37934 | Southwest | MHHS-Southwest | SW-Telemetry | 4th floor telemetry |  |  |  |  | MONITORS, TELEMETRIC, TRANSMITTER | Transmitter, Telemetry | TRANSMITTERTELEMETRY-Philips-IntelliVue MX40 | TRANSMITTERTELEMETRY | IntelliVue MX40 |  |  |  | Philips | Transmitter, Telemetry |  | TRANSMITTERTELEMETRY-Philips-IntelliVue MX40 |  | 9/8/17 |  |  | Covered PM Repair - Biomedical | MHHS-Southwest | [8 empty] | TRANSMITTERTELEMETRY | Transmitter, Telemetry | Philips
NO | YES |  |  |  | 013-37935 | 013-37935 | Philips Medical Systems Cardiac and Monitoring Syste | INTELLIVUE MX40 |  | US01010327 | SW-Telemetry | MHHS-Southwest |  | Transmitter, Telemetry |  | 013-37935 | 013-37935 | Southwest | MHHS-Southwest | SW-Telemetry | Tele office | 12/1/16 |  |  |  | MONITORS, TELEMETRIC, TRANSMITTER | Transmitter, Telemetry | TRANSMITTERTELEMETRY-Philips-IntelliVue MX40 | TRANSMITTERTELEMETRY | IntelliVue MX40 |  |  |  | Philips | Transmitter, Telemetry |  | TRANSMITTERTELEMETRY-Philips-IntelliVue MX40 |  | 11/1/17 |  |  | Covered PM Repair - Biomedical | MHHS-Southwest | [8 empty] | TRANSMITTERTELEMETRY | Transmitter, Telemetry | Philips
NO | YES |  |  |  | 013-37937 | 013-37937 | Philips Medical Systems Cardiac and Monitoring Syste | INTELLIVUE MX40 |  | US03567281 | SW-Telemetry | MHHS-Southwest |  | Transmitter, Telemetry |  | 013-37937 | 013-37937 | Southwest | MHHS-Southwest | SW-Telemetry | 4th floor telemetry |  |  |  |  | MONITORS, TELEMETRIC, TRANSMITTER | Transmitter, Telemetry | TRANSMITTERTELEMETRY-Philips-IntelliVue MX40 | TRANSMITTERTELEMETRY | IntelliVue MX40 |  |  |  | Philips | Transmitter, Telemetry |  | TRANSMITTERTELEMETRY-Philips-IntelliVue MX40 |  | 11/15/17 |  |  | Covered PM Repair - Biomedical | MHHS-Southwest | [8 empty] | TRANSMITTERTELEMETRY | Transmitter, Telemetry | Philips
NO | YES |  |  |  | 013-38141 | 013-38141 | Philips Medical Systems Cardiac and Monitoring Syste | INTELLIVUE MX40 |  | US03570580 | SW-Telemetry | MHHS-Southwest |  | Transmitter, Telemetry |  | 013-38141 | 013-38141 | Southwest | MHHS-Southwest | SW-Telemetry | Tele 165 | 12/1/15 |  |  |  | MONITORS, TELEMETRIC, TRANSMITTER | Transmitter, Telemetry | TRANSMITTERTELEMETRY-Philips-IntelliVue MX40 | TRANSMITTERTELEMETRY | IntelliVue MX40 |  |  |  | Philips | Transmitter, Telemetry |  | TRANSMITTERTELEMETRY-Philips-IntelliVue MX40 |  |  |  |  | Covered PM Repair - Biomedical | MHHS-Southwest | [8 empty] | TRANSMITTERTELEMETRY | Transmitter, Telemetry | Philips
NO | YES |  |  |  | 013-39205 | 013-39205 | Philips Medical Systems Cardiac and Monitoring Syste | INTELLIVUE MX40 |  | US03570446 | SW-Telemetry | MHHS-Southwest |  | Transmitter, Telemetry |  | 013-39205 | 013-39205 | Southwest | MHHS-Southwest | SW-Telemetry | Tele office | 12/1/15 |  |  |  | MONITORS, TELEMETRIC, TRANSMITTER | Transmitter, Telemetry | TRANSMITTERTELEMETRY-Philips-IntelliVue MX40 | TRANSMITTERTELEMETRY | IntelliVue MX40 |  |  |  | Philips | Transmitter, Telemetry |  | TRANSMITTERTELEMETRY-Philips-IntelliVue MX40 |  | 6/18/13 |  |  | Covered PM Repair - Biomedical | MHHS-Southwest | [8 empty] | TRANSMITTERTELEMETRY | Transmitter, Telemetry | Philips
NO | YES |  |  |  | 129-07903 | 129-07903 | Philips Medical Systems Cardiac and Monitoring Syste | INTELLIVUE MX40 |  | US099F4093 | Sugar Land-Telemetry | MHHS-Sugarland |  | Transmitter, Telemetry |  | 129-07903 | 129-07903 | Sugar Land | MHHS-Sugarland | Sugar Land-Telemetry | Room 421 | 9/1/19 |  |  |  | MONITORS, TELEMETRIC, TRANSMITTER | Transmitter, Telemetry | TRANSMITTERTELEMETRY-Philips-IntelliVue MX40 | TRANSMITTERTELEMETRY | IntelliVue MX40 |  |  |  | Philips | Transmitter, Telemetry |  | TRANSMITTERTELEMETRY-Philips-IntelliVue MX40 |  |  |  |  | Not Covered Vendor Only - Biomedical | MHHS-Sugarland | [8 empty] | TRANSMITTERTELEMETRY | Transmitter, Telemetry | Philips
NO | YES |  |  |  | 129-07891 | 129-07891 | Philips Medical Systems Cardiac and Monitoring Syste | INTELLIVUE MX40 |  | US099F4095 | Sugar Land-Telemetry | MHHS-Sugarland |  | Transmitter, Telemetry |  | 129-07891 | 129-07891 | Sugar Land | MHHS-Sugarland | Sugar Land-Telemetry | ER |  |  |  |  | MONITORS, TELEMETRIC, TRANSMITTER | Transmitter, Telemetry | TRANSMITTERTELEMETRY-Philips-IntelliVue MX40 | TRANSMITTERTELEMETRY | IntelliVue MX40 |  |  |  | Philips | Transmitter, Telemetry |  | TRANSMITTERTELEMETRY-Philips-IntelliVue MX40 |  |  |  |  | Covered PM Repair - Biomedical | MHHS-Sugarland | [8 empty] | TRANSMITTERTELEMETRY | Transmitter, Telemetry | Philips
NO | YES |  |  |  | 129-07892 | 129-07892 | Philips Medical Systems Cardiac and Monitoring Syste | INTELLIVUE MX40 |  | US099F4109 | Sugar Land-Telemetry | MHHS-Sugarland |  | Transmitter, Telemetry |  | 129-07892 | 129-07892 | Sugar Land | MHHS-Sugarland | Sugar Land-Telemetry | E306 | 9/1/19 |  |  |  | MONITORS, TELEMETRIC, TRANSMITTER | Transmitter, Telemetry | TRANSMITTERTELEMETRY-Philips-IntelliVue MX40 | TRANSMITTERTELEMETRY | IntelliVue MX40 |  |  |  | Philips | Transmitter, Telemetry |  | TRANSMITTERTELEMETRY-Philips-IntelliVue MX40 |  |  |  |  | Not Covered Vendor Only - Lab Ana/Anes | MHHS-Sugarland | [8 empty] | TRANSMITTERTELEMETRY | Transmitter, Telemetry | Philips
NO | YES |  |  |  | 129-07893 | 129-07893 | Philips Medical Systems Cardiac and Monitoring Syste | INTELLIVUE MX40 |  | US099F4081 | Sugar Land-Telemetry | MHHS-Sugarland |  | Transmitter, Telemetry |  | 129-07893 | 129-07893 | Sugar Land | MHHS-Sugarland | Sugar Land-Telemetry | Room 407 | 9/1/19 |  | 9/1/20 |  | MONITORS, TELEMETRIC, TRANSMITTER | Transmitter, Telemetry | TRANSMITTERTELEMETRY-Philips-IntelliVue MX40 | TRANSMITTERTELEMETRY | IntelliVue MX40 |  |  |  | Philips | Transmitter, Telemetry |  | TRANSMITTERTELEMETRY-Philips-IntelliVue MX40 |  |  |  |  | Not Covered Vendor Only - Lab Ana/Anes | MHHS-Sugarland | [8 empty] | TRANSMITTERTELEMETRY | Transmitter, Telemetry | Philips
NO | YES |  |  |  | 129-07894 | 129-07894 | Philips Medical Systems Cardiac and Monitoring Syste | INTELLIVUE MX40 |  | US099F4098 | Sugar Land-Telemetry | MHHS-Sugarland |  | Transmitter, Telemetry |  | 129-07894 | 129-07894 | Sugar Land | MHHS-Sugarland | Sugar Land-Telemetry | Room 422 | 9/1/19 |  |  |  | MONITORS, TELEMETRIC, TRANSMITTER | Transmitter, Telemetry | TRANSMITTERTELEMETRY-Philips-IntelliVue MX40 | TRANSMITTERTELEMETRY | IntelliVue MX40 |  |  |  | Philips | Transmitter, Telemetry |  | TRANSMITTERTELEMETRY-Philips-IntelliVue MX40 |  | 5/16/15 |  |  | Not Covered Vendor Only - Lab Ana/Anes | MHHS-Sugarland | [8 empty] | TRANSMITTERTELEMETRY | Transmitter, Telemetry | Philips
NO | YES |  |  |  | 129-07895 | 129-07895 | Philips Medical Systems Cardiac and Monitoring Syste | INTELLIVUE MX40 |  | US099F4085 | Sugar Land-Telemetry | MHHS-Sugarland |  | Transmitter, Telemetry |  | 129-07895 | 129-07895 | Sugar Land | MHHS-Sugarland | Sugar Land-Telemetry |  | 9/1/19 | 9/1/20 |  |  | MONITORS, TELEMETRIC, TRANSMITTER | Transmitter, Telemetry | TRANSMITTERTELEMETRY-Philips-IntelliVue MX40 | TRANSMITTERTELEMETRY | IntelliVue MX40 |  |  |  | Philips | Transmitter, Telemetry |  | TRANSMITTERTELEMETRY-Philips-IntelliVue MX40 |  | 8/21/20 |  |  | Not Covered Vendor Only - Biomedical | MHHS-Sugarland | [8 empty] | TRANSMITTERTELEMETRY | Transmitter, Telemetry | Philips
NO | YES |  |  |  | 129-07896 | 129-07896 | Philips Medical Systems Cardiac and Monitoring Syste | INTELLIVUE MX40 |  | US099F4092 | Sugar Land-Telemetry | MHHS-Sugarland |  | Transmitter, Telemetry |  | 129-07896 | 129-07896 | Sugar Land | MHHS-Sugarland | Sugar Land-Telemetry | ER |  |  |  |  | MONITORS, TELEMETRIC, TRANSMITTER | Transmitter, Telemetry | TRANSMITTERTELEMETRY-Philips-IntelliVue MX40 | TRANSMITTERTELEMETRY | IntelliVue MX40 |  |  |  | Philips | Transmitter, Telemetry |  | TRANSMITTERTELEMETRY-Philips-IntelliVue MX40 |  |  |  |  | Not Covered Vendor Only - Lab Ana/Anes | MHHS-Sugarland | [8 empty] | TRANSMITTERTELEMETRY | Transmitter, Telemetry | Philips
NO | YES |  |  |  | 129-07897 | 129-07897 | Philips Medical Systems Cardiac and Monitoring Syste | INTELLIVUE MX40 |  | US099F4084 | Sugar Land-Telemetry | MHHS-Sugarland |  | Transmitter, Telemetry |  | 129-07897 | 129-07897 | Sugar Land | MHHS-Sugarland | Sugar Land-Telemetry | Tele |  |  |  |  | MONITORS, TELEMETRIC, TRANSMITTER | Transmitter, Telemetry | TRANSMITTERTELEMETRY-Philips-IntelliVue MX40 | TRANSMITTERTELEMETRY | IntelliVue MX40 |  |  |  | Philips | Transmitter, Telemetry |  | TRANSMITTERTELEMETRY-Philips-IntelliVue MX40 |  |  |  |  | Not Covered Vendor Only - Lab Ana/Anes | MHHS-Sugarland | [8 empty] | TRANSMITTERTELEMETRY | Transmitter, Telemetry | Philips
NO | YES |  |  |  | 129-07898 | 129-07898 | Philips Medical Systems Cardiac and Monitoring Syste | INTELLIVUE MX40 |  | US099F4078 | Sugar Land-Telemetry | MHHS-Sugarland |  | Transmitter, Telemetry |  | 129-07898 | 129-07898 | Sugar Land | MHHS-Sugarland | Sugar Land-Telemetry | By room 527 | 9/1/19 |  |  |  | MONITORS, TELEMETRIC, TRANSMITTER | Transmitter, Telemetry | TRANSMITTERTELEMETRY-Philips-IntelliVue MX40 | TRANSMITTERTELEMETRY | IntelliVue MX40 |  |  |  | Philips | Transmitter, Telemetry |  | TRANSMITTERTELEMETRY-Philips-IntelliVue MX40 |  |  |  |  | Not Covered Vendor Only - Lab Ana/Anes | MHHS-Sugarland | [8 empty] | TRANSMITTERTELEMETRY | Transmitter, Telemetry | Philips
NO | YES |  |  |  | 129-07900 | 129-07900 | Philips Medical Systems Cardiac and Monitoring Syste | INTELLIVUE MX40 |  | US099F4112 | Sugar Land-Telemetry | MHHS-Sugarland |  | Transmitter, Telemetry |  | 129-07900 | 129-07900 | Sugar Land | MHHS-Sugarland | Sugar Land-Telemetry | Room 301 | 9/1/19 |  |  |  | MONITORS, TELEMETRIC, TRANSMITTER | Transmitter, Telemetry | TRANSMITTERTELEMETRY-Philips-IntelliVue MX40 | TRANSMITTERTELEMETRY | IntelliVue MX40 |  |  |  | Philips | Transmitter, Telemetry |  | TRANSMITTERTELEMETRY-Philips-IntelliVue MX40 |  |  |  |  | Not Covered Vendor Only - Biomedical | MHHS-Sugarland | [8 empty] | TRANSMITTERTELEMETRY | Transmitter, Telemetry | Philips
NO | YES |  |  |  | 129-07901 | 129-07901 | Philips Medical Systems Cardiac and Monitoring Syste | INTELLIVUE MX40 |  | US099F4096 | Sugar Land-Telemetry | MHHS-Sugarland |  | Transmitter, Telemetry |  | 129-07901 | 129-07901 | Sugar Land | MHHS-Sugarland | Sugar Land-Telemetry |  | 9/1/19 | 9/1/20 |  |  | MONITORS, TELEMETRIC, TRANSMITTER | Transmitter, Telemetry | TRANSMITTERTELEMETRY-Philips-IntelliVue MX40 | TRANSMITTERTELEMETRY | IntelliVue MX40 |  |  |  | Philips | Transmitter, Telemetry |  | TRANSMITTERTELEMETRY-Philips-IntelliVue MX40 |  |  |  |  | Not Covered Vendor Only - Biomedical | MHHS-Sugarland | [8 empty] | TRANSMITTERTELEMETRY | Transmitter, Telemetry | Philips
NO | YES |  |  |  | 129-07902 | 129-07902 | Philips Medical Systems Cardiac and Monitoring Syste | INTELLIVUE MX40 |  | US099F4114 | Sugar Land-Telemetry | MHHS-Sugarland |  | Transmitter, Telemetry |  | 129-07902 | 129-07902 | Sugar Land | MHHS-Sugarland | Sugar Land-Telemetry | Tele |  |  |  |  | MONITORS, TELEMETRIC, TRANSMITTER | Transmitter, Telemetry | TRANSMITTERTELEMETRY-Philips-IntelliVue MX40 | TRANSMITTERTELEMETRY | IntelliVue MX40 |  |  |  | Philips | Transmitter, Telemetry |  | TRANSMITTERTELEMETRY-Philips-IntelliVue MX40 |  |  |  |  | Covered PM Repair - Biomedical | MHHS-Sugarland | [8 empty] | TRANSMITTERTELEMETRY | Transmitter, Telemetry | Philips
NO | YES |  |  |  | 129-07904 | 129-07904 | Philips Medical Systems Cardiac and Monitoring Syste | INTELLIVUE MX40 |  | US099F4089 | Sugar Land-Telemetry | MHHS-Sugarland |  | Transmitter, Telemetry |  | 129-07904 | 129-07904 | Sugar Land | MHHS-Sugarland | Sugar Land-Telemetry | Tele |  |  |  |  | MONITORS, TELEMETRIC, TRANSMITTER | Transmitter, Telemetry | TRANSMITTERTELEMETRY-Philips-IntelliVue MX40 | TRANSMITTERTELEMETRY | IntelliVue MX40 |  |  |  | Philips | Transmitter, Telemetry |  | TRANSMITTERTELEMETRY-Philips-IntelliVue MX40 |  |  |  |  | Not Covered Vendor Only - Biomedical | MHHS-Sugarland | [8 empty] | TRANSMITTERTELEMETRY | Transmitter, Telemetry | Philips
NO | YES |  |  |  | 129-05599 | 129-05599 | Philips Medical Systems Cardiac and Monitoring Syste | INTELLIVUE MX40 |  | US01442734 | Sugar Land-Telemetry | MHHS-Sugarland |  | Transmitter, Telemetry |  | 129-05599 | 129-05599 | Sugar Land | MHHS-Sugarland | Sugar Land-Telemetry | Telemetry | 5/1/16 |  |  |  | MONITORS, TELEMETRIC, TRANSMITTER | Transmitter, Telemetry | TRANSMITTERTELEMETRY-Philips-IntelliVue MX40 | TRANSMITTERTELEMETRY | IntelliVue MX40 |  |  |  | Philips | Transmitter, Telemetry |  | TRANSMITTERTELEMETRY-Philips-IntelliVue MX40 |  |  |  |  | Not Covered Vendor Only - Lab Ana/Anes | MHHS-Sugarland | [8 empty] | TRANSMITTERTELEMETRY | Transmitter, Telemetry | Philips
NO | YES |  |  |  | 129-05609 | 129-05609 | Philips Medical Systems Cardiac and Monitoring Syste | INTELLIVUE MX40 |  | US01442739 | Sugar Land-Telemetry | MHHS-Sugarland |  | Transmitter, Telemetry |  | 129-05609 | 129-05609 | Sugar Land | MHHS-Sugarland | Sugar Land-Telemetry | Telemetry |  |  |  |  | MONITORS, TELEMETRIC, TRANSMITTER | Transmitter, Telemetry | TRANSMITTERTELEMETRY-Philips-IntelliVue MX40 | TRANSMITTERTELEMETRY | IntelliVue MX40 |  |  |  | Philips | Transmitter, Telemetry |  | TRANSMITTERTELEMETRY-Philips-IntelliVue MX40 |  | 10/17/18 |  |  | Not Covered Vendor Only - Lab Ana/Anes | MHHS-Sugarland | [8 empty] | TRANSMITTERTELEMETRY | Transmitter, Telemetry | Philips
NO | YES |  |  |  | 129-05610 | 129-05610 | Philips Medical Systems Cardiac and Monitoring Syste | INTELLIVUE MX40 |  | US01442740 | Sugar Land-Telemetry | MHHS-Sugarland |  | Transmitter, Telemetry |  | 129-05610 | 129-05610 | Sugar Land | MHHS-Sugarland | Sugar Land-Telemetry | Telemetry | 10/1/16 |  |  |  | MONITORS, TELEMETRIC, TRANSMITTER | Transmitter, Telemetry | TRANSMITTERTELEMETRY-Philips-IntelliVue MX40 | TRANSMITTERTELEMETRY | IntelliVue MX40 |  |  |  | Philips | Transmitter, Telemetry |  | TRANSMITTERTELEMETRY-Philips-IntelliVue MX40 |  | 5/1/20 |  |  | Not Covered Vendor Only - Biomedical | MHHS-Sugarland | [8 empty] | TRANSMITTERTELEMETRY | Transmitter, Telemetry | Philips
NO | YES |  |  |  | 129-05612 | 129-05612 | Philips Medical Systems Cardiac and Monitoring Syste | INTELLIVUE MX40 |  | US01442755 | Sugar Land-Telemetry | MHHS-Sugarland |  | Transmitter, Telemetry |  | 129-05612 | 129-05612 | Sugar Land | MHHS-Sugarland | Sugar Land-Telemetry | Telemetry | 9/1/16 |  |  |  | MONITORS, TELEMETRIC, TRANSMITTER | Transmitter, Telemetry | TRANSMITTERTELEMETRY-Philips-IntelliVue MX40 | TRANSMITTERTELEMETRY | IntelliVue MX40 |  |  |  | Philips | Transmitter, Telemetry |  | TRANSMITTERTELEMETRY-Philips-IntelliVue MX40 |  |  |  |  | Not Covered Vendor Only - Biomedical | MHHS-Sugarland | [8 empty] | TRANSMITTERTELEMETRY | Transmitter, Telemetry | Philips
NO | YES |  |  |  | 129-06320 | 129-06320 | Philips Medical Systems Cardiac and Monitoring Syste | INTELLIVUE MX40 |  | US03559961 | Sugar Land-Telemetry | MHHS-Sugarland |  | Transmitter, Telemetry |  | 129-06320 | 129-06320 | Sugar Land | MHHS-Sugarland | Sugar Land-Telemetry | ER |  |  |  |  | MONITORS, TELEMETRIC, TRANSMITTER | Transmitter, Telemetry | TRANSMITTERTELEMETRY-Philips-IntelliVue MX40 | TRANSMITTERTELEMETRY | IntelliVue MX40 |  |  |  | Philips | Transmitter, Telemetry |  | TRANSMITTERTELEMETRY-Philips-IntelliVue MX40 |  |  |  |  | Not Covered Vendor Only - Lab Ana/Anes | MHHS-Sugarland | [8 empty] | TRANSMITTERTELEMETRY | Transmitter, Telemetry | Philips
NO | YES |  |  |  | 129-06321 | 129-06321 | Philips Medical Systems Cardiac and Monitoring Syste | INTELLIVUE MX40 |  | US03559984 | Sugar Land-Telemetry | MHHS-Sugarland |  | Transmitter, Telemetry |  | 129-06321 | 129-06321 | Sugar Land | MHHS-Sugarland | Sugar Land-Telemetry | Tele |  |  |  |  | MONITORS, TELEMETRIC, TRANSMITTER | Transmitter, Telemetry | TRANSMITTERTELEMETRY-Philips-IntelliVue MX40 | TRANSMITTERTELEMETRY | IntelliVue MX40 |  |  |  | Philips | Transmitter, Telemetry |  | TRANSMITTERTELEMETRY-Philips-IntelliVue MX40 |  |  |  |  | Not Covered Vendor Only - Biomedical | MHHS-Sugarland | [8 empty] | TRANSMITTERTELEMETRY | Transmitter, Telemetry | Philips
NO | YES |  |  |  | 129-06322 | 12@-06322 | Philips Medical Systems Cardiac and Monitoring Syste | INTELLIVUE MX40 |  | US03559963 | Sugar Land-Telemetry | MHHS-Sugarland |  | Transmitter, Telemetry |  | 129-06322 | 12@-06322 | Sugar Land | MHHS-Sugarland | Sugar Land-Telemetry | Biomed | 10/1/16 |  |  |  | MONITORS, TELEMETRIC, TRANSMITTER | Transmitter, Telemetry | TRANSMITTERTELEMETRY-Philips-IntelliVue MX40 | TRANSMITTERTELEMETRY | IntelliVue MX40 |  |  |  | Philips | Transmitter, Telemetry |  | TRANSMITTERTELEMETRY-Philips-IntelliVue MX40 |  | 1/21/14 |  |  | Not Covered Vendor Only - Lab Ana/Anes | MHHS-Sugarland | [8 empty] | TRANSMITTERTELEMETRY | Transmitter, Telemetry | Philips
NO | YES |  |  |  | 129-06324 | 129-06324 | Philips Medical Systems Cardiac and Monitoring Syste | INTELLIVUE MX40 |  | US03559945 | Sugar Land-Telemetry | MHHS-Sugarland |  | Transmitter, Telemetry |  | 129-06324 | 129-06324 | Sugar Land | MHHS-Sugarland | Sugar Land-Telemetry |  | 10/1/16 |  |  |  | MONITORS, TELEMETRIC, TRANSMITTER | Transmitter, Telemetry | TRANSMITTERTELEMETRY-Philips-IntelliVue MX40 | TRANSMITTERTELEMETRY | IntelliVue MX40 |  |  |  | Philips | Transmitter, Telemetry |  | TRANSMITTERTELEMETRY-Philips-IntelliVue MX40 |  | 1/21/14 |  |  | Not Covered Vendor Only - Lab Ana/Anes | MHHS-Sugarland | [8 empty] | TRANSMITTERTELEMETRY | Transmitter, Telemetry | Philips
NO | YES |  |  |  | 129-06326 | 129-06326 | Philips Medical Systems Cardiac and Monitoring Syste | INTELLIVUE MX40 |  | US03559957 | Sugar Land-Telemetry | MHHS-Sugarland |  | Transmitter, Telemetry |  | 129-06326 | 129-06326 | Sugar Land | MHHS-Sugarland | Sugar Land-Telemetry |  | 10/1/16 | 10/1/17 |  |  | MONITORS, TELEMETRIC, TRANSMITTER | Transmitter, Telemetry | TRANSMITTERTELEMETRY-Philips-IntelliVue MX40 | TRANSMITTERTELEMETRY | IntelliVue MX40 |  |  |  | Philips | Transmitter, Telemetry |  | TRANSMITTERTELEMETRY-Philips-IntelliVue MX40 |  | 1/21/14 |  |  | Not Covered Vendor Only - Lab Ana/Anes | MHHS-Sugarland | [8 empty] | TRANSMITTERTELEMETRY | Transmitter, Telemetry | Philips
NO | YES |  |  |  | 129-06331 | 129-06331 | Philips Medical Systems Cardiac and Monitoring Syste | INTELLIVUE MX40 |  | US03559981 | Sugar Land-Telemetry | MHHS-Sugarland |  | Transmitter, Telemetry |  | 129-06331 | 129-06331 | Sugar Land | MHHS-Sugarland | Sugar Land-Telemetry | Tele |  |  |  |  | MONITORS, TELEMETRIC, TRANSMITTER | Transmitter, Telemetry | TRANSMITTERTELEMETRY-Philips-IntelliVue MX40 | TRANSMITTERTELEMETRY | IntelliVue MX40 |  |  |  | Philips | Transmitter, Telemetry |  | TRANSMITTERTELEMETRY-Philips-IntelliVue MX40 |  |  |  |  | Not Covered Vendor Only - Lab Ana/Anes | MHHS-Sugarland | [8 empty] | TRANSMITTERTELEMETRY | Transmitter, Telemetry | Philips
NO | YES |  |  |  | 129-06334 | 129-06334 | Philips Medical Systems Cardiac and Monitoring Syste | INTELLIVUE MX40 |  | US03559975 | Sugar Land-Telemetry | MHHS-Sugarland |  | Transmitter, Telemetry |  | 129-06334 | 129-06334 | Sugar Land | MHHS-Sugarland | Sugar Land-Telemetry | Telemetry |  |  |  |  | MONITORS, TELEMETRIC, TRANSMITTER | Transmitter, Telemetry | TRANSMITTERTELEMETRY-Philips-IntelliVue MX40 | TRANSMITTERTELEMETRY | IntelliVue MX40 |  |  |  | Philips | Transmitter, Telemetry |  | TRANSMITTERTELEMETRY-Philips-IntelliVue MX40 |  |  |  |  | Not Covered Vendor Only - Lab Ana/Anes | MHHS-Sugarland | [8 empty] | TRANSMITTERTELEMETRY | Transmitter, Telemetry | Philips
NO | YES |  |  |  | 129-06335 | 129-06335 | Philips Medical Systems Cardiac and Monitoring Syste | INTELLIVUE MX40 |  | US03559972 | Sugar Land-Telemetry | MHHS-Sugarland |  | Transmitter, Telemetry |  | 129-06335 | 129-06335 | Sugar Land | MHHS-Sugarland | Sugar Land-Telemetry |  | 10/1/16 | 10/1/17 |  |  | MONITORS, TELEMETRIC, TRANSMITTER | Transmitter, Telemetry | TRANSMITTERTELEMETRY-Philips-IntelliVue MX40 | TRANSMITTERTELEMETRY | IntelliVue MX40 |  |  |  | Philips | Transmitter, Telemetry |  | TRANSMITTERTELEMETRY-Philips-IntelliVue MX40 |  |  |  |  | Not Covered Vendor Only - Lab Ana/Anes | MHHS-Sugarland | [8 empty] | TRANSMITTERTELEMETRY | Transmitter, Telemetry | Philips
NO | YES |  |  |  | 129-06337 | 129-06337 | Philips Medical Systems Cardiac and Monitoring Syste | INTELLIVUE MX40 |  | US03559968 | Sugar Land-Telemetry | MHHS-Sugarland |  | Transmitter, Telemetry |  | 129-06337 | 129-06337 | Sugar Land | MHHS-Sugarland | Sugar Land-Telemetry |  | 10/1/16 | 10/1/17 |  |  | MONITORS, TELEMETRIC, TRANSMITTER | Transmitter, Telemetry | TRANSMITTERTELEMETRY-Philips-IntelliVue MX40 | TRANSMITTERTELEMETRY | IntelliVue MX40 |  |  |  | Philips | Transmitter, Telemetry |  | TRANSMITTERTELEMETRY-Philips-IntelliVue MX40 |  |  |  |  | Not Covered Vendor Only - Lab Ana/Anes | MHHS-Sugarland | [8 empty] | TRANSMITTERTELEMETRY | Transmitter, Telemetry | Philips
NO | YES |  |  |  | 129-06346 | 129-06346 | Philips Medical Systems Cardiac and Monitoring Syste | INTELLIVUE MX40 |  | US03559952 | Sugar Land-Telemetry | MHHS-Sugarland |  | Transmitter, Telemetry |  | 129-06346 | 129-06346 | Sugar Land | MHHS-Sugarland | Sugar Land-Telemetry | E416 | 10/1/16 |  |  |  | MONITORS, TELEMETRIC, TRANSMITTER | Transmitter, Telemetry | TRANSMITTERTELEMETRY-Philips-IntelliVue MX40 | TRANSMITTERTELEMETRY | IntelliVue MX40 |  |  |  | Philips | Transmitter, Telemetry |  | TRANSMITTERTELEMETRY-Philips-IntelliVue MX40 |  |  |  |  | Not Covered Vendor Only - Lab Ana/Anes | MHHS-Sugarland | [8 empty] | TRANSMITTERTELEMETRY | Transmitter, Telemetry | Philips
NO | YES |  |  |  | 129-06347 | 129-06347 | Philips Medical Systems Cardiac and Monitoring Syste | INTELLIVUE MX40 |  | US03559949 | Sugar Land-Telemetry | MHHS-Sugarland |  | Transmitter, Telemetry |  | 129-06347 | 129-06347 | Sugar Land | MHHS-Sugarland | Sugar Land-Telemetry | ER |  |  |  |  | MONITORS, TELEMETRIC, TRANSMITTER | Transmitter, Telemetry | TRANSMITTERTELEMETRY-Philips-IntelliVue MX40 | TRANSMITTERTELEMETRY | IntelliVue MX40 |  |  |  | Philips | Transmitter, Telemetry |  | TRANSMITTERTELEMETRY-Philips-IntelliVue MX40 |  | 4/10/18 |  |  | Not Covered Vendor Only - Lab Ana/Anes | MHHS-Sugarland | [8 empty] | TRANSMITTERTELEMETRY | Transmitter, Telemetry | Philips
NO | YES |  |  |  | 129-06350 | 129-06350 | Philips Medical Systems Cardiac and Monitoring Syste | INTELLIVUE MX40 |  | US01009962 | Sugar Land-Telemetry | MHHS-Sugarland |  | Transmitter, Telemetry |  | 129-06350 | 129-06350 | Sugar Land | MHHS-Sugarland | Sugar Land-Telemetry | Biomed | 10/1/16 |  |  |  | MONITORS, TELEMETRIC, TRANSMITTER | Transmitter, Telemetry | TRANSMITTERTELEMETRY-Philips-IntelliVue MX40 | TRANSMITTERTELEMETRY | IntelliVue MX40 |  |  |  | Philips | Transmitter, Telemetry |  | TRANSMITTERTELEMETRY-Philips-IntelliVue MX40 |  |  |  |  | Not Covered Vendor Only - Biomedical | MHHS-Sugarland | [8 empty] | TRANSMITTERTELEMETRY | Transmitter, Telemetry | Philips
NO | YES |  |  |  | 129-06786 | 129-06786 | Philips Medical Systems Cardiac and Monitoring Syste | INTELLIVUE MX40 |  | US09681127 | Sugar Land-Telemetry | MHHS-Sugarland |  | Transmitter, Telemetry |  | 129-06786 | 129-06786 | Sugar Land | MHHS-Sugarland | Sugar Land-Telemetry |  | 7/1/16 | 7/1/17 |  |  | MONITORS, TELEMETRIC, TRANSMITTER | Transmitter, Telemetry | TRANSMITTERTELEMETRY-Philips-IntelliVue MX40 | TRANSMITTERTELEMETRY | IntelliVue MX40 |  |  |  | Philips | Transmitter, Telemetry |  | TRANSMITTERTELEMETRY-Philips-IntelliVue MX40 |  |  |  |  | Not Covered Vendor Only - Biomedical | MHHS-Sugarland | [8 empty] | TRANSMITTERTELEMETRY | Transmitter, Telemetry | Philips
NO | YES |  |  |  | 129-06789 | 129-06789 | Philips Medical Systems Cardiac and Monitoring Syste | INTELLIVUE MX40 |  | US09681130 | Sugar Land-Telemetry | MHHS-Sugarland |  | Transmitter, Telemetry |  | 129-06789 | 129-06789 | Sugar Land | MHHS-Sugarland | Sugar Land-Telemetry | Room 439 | 7/1/16 |  |  |  | MONITORS, TELEMETRIC, TRANSMITTER | Transmitter, Telemetry | TRANSMITTERTELEMETRY-Philips-IntelliVue MX40 | TRANSMITTERTELEMETRY | IntelliVue MX40 |  |  |  | Philips | Transmitter, Telemetry |  | TRANSMITTERTELEMETRY-Philips-IntelliVue MX40 |  | 5/23/18 |  |  | Covered PM Repair - Biomedical | MHHS-Sugarland | [8 empty] | TRANSMITTERTELEMETRY | Transmitter, Telemetry | Philips
NO | YES |  |  |  | 129-06982 | 129-06982 | Philips Medical Systems Cardiac and Monitoring Syste | INTELLIVUE MX40 |  | US09683748 | Sugar Land-Telemetry | MHHS-Sugarland |  | Transmitter, Telemetry |  | 129-06982 | 129-06982 | Sugar Land | MHHS-Sugarland | Sugar Land-Telemetry |  | 8/1/16 | 8/1/17 |  |  | MONITORS, TELEMETRIC, TRANSMITTER | Transmitter, Telemetry | TRANSMITTERTELEMETRY-Philips-IntelliVue MX40 | TRANSMITTERTELEMETRY | IntelliVue MX40 |  |  |  | Philips | Transmitter, Telemetry |  | TRANSMITTERTELEMETRY-Philips-IntelliVue MX40 |  |  |  |  | Covered PM Repair - Biomedical | MHHS-Sugarland | [8 empty] | TRANSMITTERTELEMETRY | Transmitter, Telemetry | Philips
NO | YES |  |  |  | 129-07093 | 129-07093 | Philips Medical Systems Cardiac and Monitoring Syste | INTELLIVUE MX40 |  | US09683746 | Sugar Land-Telemetry | MHHS-Sugarland |  | Transmitter, Telemetry |  | 129-07093 | 129-07093 | Sugar Land | MHHS-Sugarland | Sugar Land-Telemetry | Tele | 8/1/16 |  |  |  | MONITORS, TELEMETRIC, TRANSMITTER | Transmitter, Telemetry | TRANSMITTERTELEMETRY-Philips-IntelliVue MX40 | TRANSMITTERTELEMETRY | IntelliVue MX40 |  |  |  | Philips | Transmitter, Telemetry |  | TRANSMITTERTELEMETRY-Philips-IntelliVue MX40 |  |  |  |  | Covered PM Repair - Biomedical | MHHS-Sugarland | [8 empty] | TRANSMITTERTELEMETRY | Transmitter, Telemetry | Philips
NO | YES |  |  |  | 129-07094 | 129-07094 | Philips Medical Systems Cardiac and Monitoring Syste | INTELLIVUE MX40 |  | US09683756 | Sugar Land-Telemetry | MHHS-Sugarland |  | Transmitter, Telemetry |  | 129-07094 | 129-07094 | Sugar Land | MHHS-Sugarland | Sugar Land-Telemetry | Tele | 8/1/16 |  |  |  | MONITORS, TELEMETRIC, TRANSMITTER | Transmitter, Telemetry | TRANSMITTERTELEMETRY-Philips-IntelliVue MX40 | TRANSMITTERTELEMETRY | IntelliVue MX40 |  |  |  | Philips | Transmitter, Telemetry |  | TRANSMITTERTELEMETRY-Philips-IntelliVue MX40 |  | 9/20/14 |  |  | Covered PM Repair - Biomedical | MHHS-Sugarland | [8 empty] | TRANSMITTERTELEMETRY | Transmitter, Telemetry | Philips
NO | YES |  |  |  | 129-07096 | 129-07096 | Philips Medical Systems Cardiac and Monitoring Syste | INTELLIVUE MX40 |  | US09683760 | Sugar Land-Telemetry | MHHS-Sugarland |  | Transmitter, Telemetry |  | 129-07096 | 129-07096 | Sugar Land | MHHS-Sugarland | Sugar Land-Telemetry | Tele |  |  |  |  | MONITORS, TELEMETRIC, TRANSMITTER | Transmitter, Telemetry | TRANSMITTERTELEMETRY-Philips-IntelliVue MX40 | TRANSMITTERTELEMETRY | IntelliVue MX40 |  |  |  | Philips | Transmitter, Telemetry |  | TRANSMITTERTELEMETRY-Philips-IntelliVue MX40 |  |  |  |  | Not Covered Vendor Only - Lab Ana/Anes | MHHS-Sugarland | [8 empty] | TRANSMITTERTELEMETRY | Transmitter, Telemetry | Philips
NO | YES |  |  |  | 129-07098 | 129-07098 | Philips Medical Systems Cardiac and Monitoring Syste | INTELLIVUE MX40 |  | US09683755 | Sugar Land-Telemetry | MHHS-Sugarland |  | Transmitter, Telemetry |  | 129-07098 | 129-07098 | Sugar Land | MHHS-Sugarland | Sugar Land-Telemetry |  | 8/1/16 | 8/1/17 |  |  | MONITORS, TELEMETRIC, TRANSMITTER | Transmitter, Telemetry | TRANSMITTERTELEMETRY-Philips-IntelliVue MX40 | TRANSMITTERTELEMETRY | IntelliVue MX40 |  |  |  | Philips | Transmitter, Telemetry |  | TRANSMITTERTELEMETRY-Philips-IntelliVue MX40 |  |  |  |  | Covered PM Repair - Biomedical | MHHS-Sugarland | [8 empty] | TRANSMITTERTELEMETRY | Transmitter, Telemetry | Philips
NO | YES |  |  |  | 129-07099 | 129-07099 | Philips Medical Systems Cardiac and Monitoring Syste | INTELLIVUE MX40 |  | US09683763 | Sugar Land-Telemetry | MHHS-Sugarland |  | Transmitter, Telemetry |  | 129-07099 | 129-07099 | Sugar Land | MHHS-Sugarland | Sugar Land-Telemetry | Biomed | 8/1/16 |  |  |  | MONITORS, TELEMETRIC, TRANSMITTER | Transmitter, Telemetry | TRANSMITTERTELEMETRY-Philips-IntelliVue MX40 | TRANSMITTERTELEMETRY | IntelliVue MX40 |  |  |  | Philips | Transmitter, Telemetry |  | TRANSMITTERTELEMETRY-Philips-IntelliVue MX40 |  |  |  |  | Covered PM Repair - Biomedical | MHHS-Sugarland | [8 empty] | TRANSMITTERTELEMETRY | Transmitter, Telemetry | Philips
NO | YES |  |  |  | 129-07100 | 129-07100 | Philips Medical Systems Cardiac and Monitoring Syste | INTELLIVUE MX40 |  | US09683773 | Sugar Land-Telemetry | MHHS-Sugarland |  | Transmitter, Telemetry |  | 129-07100 | 129-07100 | Sugar Land | MHHS-Sugarland | Sugar Land-Telemetry |  | 8/1/16 | 8/1/17 |  |  | MONITORS, TELEMETRIC, TRANSMITTER | Transmitter, Telemetry | TRANSMITTERTELEMETRY-Philips-IntelliVue MX40 | TRANSMITTERTELEMETRY | IntelliVue MX40 |  |  |  | Philips | Transmitter, Telemetry |  | TRANSMITTERTELEMETRY-Philips-IntelliVue MX40 |  |  |  |  | Not Covered Vendor Only - Lab Ana/Anes | MHHS-Sugarland | [8 empty] | TRANSMITTERTELEMETRY | Transmitter, Telemetry | Philips
NO | YES |  |  |  | 129-07101 | 129-07101 | Philips Medical Systems Cardiac and Monitoring Syste | INTELLIVUE MX40 |  | US09683768 | Sugar Land-Telemetry | MHHS-Sugarland |  | Transmitter, Telemetry |  | 129-07101 | 129-07101 | Sugar Land | MHHS-Sugarland | Sugar Land-Telemetry | Biomed | 8/1/16 |  |  |  | MONITORS, TELEMETRIC, TRANSMITTER | Transmitter, Telemetry | TRANSMITTERTELEMETRY-Philips-IntelliVue MX40 | TRANSMITTERTELEMETRY | IntelliVue MX40 |  |  |  | Philips | Transmitter, Telemetry |  | TRANSMITTERTELEMETRY-Philips-IntelliVue MX40 |  |  |  |  | Not Covered Vendor Only - Lab Ana/Anes | MHHS-Sugarland | [8 empty] | TRANSMITTERTELEMETRY | Transmitter, Telemetry | Philips
NO | YES |  |  |  | 129-07102 | 129-07102 | Philips Medical Systems Cardiac and Monitoring Syste | INTELLIVUE MX40 |  | US09683752 | Sugar Land-Telemetry | MHHS-Sugarland |  | Transmitter, Telemetry |  | 129-07102 | 129-07102 | Sugar Land | MHHS-Sugarland | Sugar Land-Telemetry |  | 8/1/16 | 8/1/17 |  |  | MONITORS, TELEMETRIC, TRANSMITTER | Transmitter, Telemetry | TRANSMITTERTELEMETRY-Philips-IntelliVue MX40 | TRANSMITTERTELEMETRY | IntelliVue MX40 |  |  |  | Philips | Transmitter, Telemetry |  | TRANSMITTERTELEMETRY-Philips-IntelliVue MX40 |  |  |  |  | Not Covered Vendor Only - Lab Ana/Anes | MHHS-Sugarland | [8 empty] | TRANSMITTERTELEMETRY | Transmitter, Telemetry | Philips
NO | YES |  |  |  | 129-07103 | 129-07103 | Philips Medical Systems Cardiac and Monitoring Syste | INTELLIVUE MX40 |  | US09683766 | Sugar Land-Telemetry | MHHS-Sugarland |  | Transmitter, Telemetry |  | 129-07103 | 129-07103 | Sugar Land | MHHS-Sugarland | Sugar Land-Telemetry |  | 8/1/16 | 8/1/17 |  |  | MONITORS, TELEMETRIC, TRANSMITTER | Transmitter, Telemetry | TRANSMITTERTELEMETRY-Philips-IntelliVue MX40 | TRANSMITTERTELEMETRY | IntelliVue MX40 |  |  |  | Philips | Transmitter, Telemetry |  | TRANSMITTERTELEMETRY-Philips-IntelliVue MX40 |  |  |  |  | Not Covered Vendor Only - Lab Ana/Anes | MHHS-Sugarland | [8 empty] | TRANSMITTERTELEMETRY | Transmitter, Telemetry | Philips
NO | YES |  |  |  | 129-07104 | 129-07104 | Philips Medical Systems Cardiac and Monitoring Syste | INTELLIVUE MX40 |  | US09683753 | Sugar Land-Telemetry | MHHS-Sugarland |  | Transmitter, Telemetry |  | 129-07104 | 129-07104 | Sugar Land | MHHS-Sugarland | Sugar Land-Telemetry |  | 8/1/16 | 8/1/17 |  |  | MONITORS, TELEMETRIC, TRANSMITTER | Transmitter, Telemetry | TRANSMITTERTELEMETRY-Philips-IntelliVue MX40 | TRANSMITTERTELEMETRY | IntelliVue MX40 |  |  |  | Philips | Transmitter, Telemetry |  | TRANSMITTERTELEMETRY-Philips-IntelliVue MX40 |  | 2/15/25 |  |  | Not Covered Vendor Only - Lab Ana/Anes | MHHS-Sugarland | [8 empty] | TRANSMITTERTELEMETRY | Transmitter, Telemetry | Philips
NO | YES |  |  |  | 129-07106 | 129-07106 | Philips Medical Systems Cardiac and Monitoring Syste | INTELLIVUE MX40 |  | US09683767 | Sugar Land-Telemetry | MHHS-Sugarland |  | Transmitter, Telemetry |  | 129-07106 | 129-07106 | Sugar Land | MHHS-Sugarland | Sugar Land-Telemetry | RM 424 |  |  |  |  | MONITORS, TELEMETRIC, TRANSMITTER | Transmitter, Telemetry | TRANSMITTERTELEMETRY-Philips-IntelliVue MX40 | TRANSMITTERTELEMETRY | IntelliVue MX40 |  |  |  | Philips | Transmitter, Telemetry |  | TRANSMITTERTELEMETRY-Philips-IntelliVue MX40 |  | 8/30/17 |  |  | Covered PM Repair - Biomedical | MHHS-Sugarland | [8 empty] | TRANSMITTERTELEMETRY | Transmitter, Telemetry | Philips
NO | YES |  |  |  | 129-07107 | 129-07107 | Philips Medical Systems Cardiac and Monitoring Syste | INTELLIVUE MX40 |  | US09683772 | Sugar Land-Telemetry | MHHS-Sugarland |  | Transmitter, Telemetry |  | 129-07107 | 129-07107 | Sugar Land | MHHS-Sugarland | Sugar Land-Telemetry |  | 8/1/16 | 8/1/17 |  |  | MONITORS, TELEMETRIC, TRANSMITTER | Transmitter, Telemetry | TRANSMITTERTELEMETRY-Philips-IntelliVue MX40 | TRANSMITTERTELEMETRY | IntelliVue MX40 |  |  |  | Philips | Transmitter, Telemetry |  | TRANSMITTERTELEMETRY-Philips-IntelliVue MX40 |  |  |  |  | Covered PM Repair - Biomedical | MHHS-Sugarland | [8 empty] | TRANSMITTERTELEMETRY | Transmitter, Telemetry | Philips
NO | YES |  |  |  | 129-07108 | 129-07108 | Philips Medical Systems Cardiac and Monitoring Syste | INTELLIVUE MX40 |  | US09683737 | Sugar Land-Telemetry | MHHS-Sugarland |  | Transmitter, Telemetry |  | 129-07108 | 129-07108 | Sugar Land | MHHS-Sugarland | Sugar Land-Telemetry |  | 8/1/16 | 8/1/17 |  |  | MONITORS, TELEMETRIC, TRANSMITTER | Transmitter, Telemetry | TRANSMITTERTELEMETRY-Philips-IntelliVue MX40 | TRANSMITTERTELEMETRY | IntelliVue MX40 |  |  |  | Philips | Transmitter, Telemetry |  | TRANSMITTERTELEMETRY-Philips-IntelliVue MX40 |  |  |  |  | Covered PM Repair - Respiratory/Steriliz | MHHS-Sugarland | [8 empty] | TRANSMITTERTELEMETRY | Transmitter, Telemetry | Philips
NO | YES |  |  |  | 129-07109 | 129-07109 | Philips Medical Systems Cardiac and Monitoring Syste | INTELLIVUE MX40 |  | US09683771 | Sugar Land-Telemetry | MHHS-Sugarland |  | Transmitter, Telemetry |  | 129-07109 | 129-07109 | Sugar Land | MHHS-Sugarland | Sugar Land-Telemetry |  | 8/1/16 | 8/1/17 |  |  | MONITORS, TELEMETRIC, TRANSMITTER | Transmitter, Telemetry | TRANSMITTERTELEMETRY-Philips-IntelliVue MX40 | TRANSMITTERTELEMETRY | IntelliVue MX40 |  |  |  | Philips | Transmitter, Telemetry |  | TRANSMITTERTELEMETRY-Philips-IntelliVue MX40 |  |  |  |  | Covered PM Repair - Biomedical | MHHS-Sugarland | [8 empty] | TRANSMITTERTELEMETRY | Transmitter, Telemetry | Philips
NO | YES |  |  |  | 129-07110 | 129-07110 | Philips Medical Systems Cardiac and Monitoring Syste | INTELLIVUE MX40 |  | US09683765 | Sugar Land-Telemetry | MHHS-Sugarland |  | Transmitter, Telemetry |  | 129-07110 | 129-07110 | Sugar Land | MHHS-Sugarland | Sugar Land-Telemetry |  | 8/1/16 | 8/1/17 |  |  | MONITORS, TELEMETRIC, TRANSMITTER | Transmitter, Telemetry | TRANSMITTERTELEMETRY-Philips-IntelliVue MX40 | TRANSMITTERTELEMETRY | IntelliVue MX40 |  |  |  | Philips | Transmitter, Telemetry |  | TRANSMITTERTELEMETRY-Philips-IntelliVue MX40 |  |  |  |  | Covered PM Repair - Biomedical | MHHS-Sugarland | [8 empty] | TRANSMITTERTELEMETRY | Transmitter, Telemetry | Philips
NO | YES |  |  |  | 129-07120 | 129-07120 | Philips Medical Systems Cardiac and Monitoring Syste | INTELLIVUE MX40 |  | US09683769 | Sugar Land-Telemetry | MHHS-Sugarland |  | Transmitter, Telemetry |  | 129-07120 | 129-07120 | Sugar Land | MHHS-Sugarland | Sugar Land-Telemetry |  | 8/1/16 | 8/1/17 |  |  | MONITORS, TELEMETRIC, TRANSMITTER | Transmitter, Telemetry | TRANSMITTERTELEMETRY-Philips-IntelliVue MX40 | TRANSMITTERTELEMETRY | IntelliVue MX40 |  |  |  | Philips | Transmitter, Telemetry |  | TRANSMITTERTELEMETRY-Philips-IntelliVue MX40 |  |  |  |  | Not Covered Vendor Only - Lab Ana/Anes | MHHS-Sugarland | [8 empty] | TRANSMITTERTELEMETRY | Transmitter, Telemetry | Philips
NO | YES |  |  |  | 129-07121 | 129-07121 | Philips Medical Systems Cardiac and Monitoring Syste | INTELLIVUE MX40 |  | US09683764 | Sugar Land-Telemetry | MHHS-Sugarland |  | Transmitter, Telemetry |  | 129-07121 | 129-07121 | Sugar Land | MHHS-Sugarland | Sugar Land-Telemetry |  | 8/1/16 | 8/1/17 |  |  | MONITORS, TELEMETRIC, TRANSMITTER | Transmitter, Telemetry | TRANSMITTERTELEMETRY-Philips-IntelliVue MX40 | TRANSMITTERTELEMETRY | IntelliVue MX40 |  |  |  | Philips | Transmitter, Telemetry |  | TRANSMITTERTELEMETRY-Philips-IntelliVue MX40 |  |  |  |  | Covered PM Repair - Biomedical | MHHS-Sugarland | [8 empty] | TRANSMITTERTELEMETRY | Transmitter, Telemetry | Philips
NO | YES |  |  |  | 129-07124 | 129-07124 | Philips Medical Systems Cardiac and Monitoring Syste | INTELLIVUE MX40 |  | US09683750 | Sugar Land-Telemetry | MHHS-Sugarland |  | Transmitter, Telemetry |  | 129-07124 | 129-07124 | Sugar Land | MHHS-Sugarland | Sugar Land-Telemetry | Tele |  |  |  |  | MONITORS, TELEMETRIC, TRANSMITTER | Transmitter, Telemetry | TRANSMITTERTELEMETRY-Philips-IntelliVue MX40 | TRANSMITTERTELEMETRY | IntelliVue MX40 |  |  |  | Philips | Transmitter, Telemetry |  | TRANSMITTERTELEMETRY-Philips-IntelliVue MX40 |  |  |  |  | Covered PM Repair - Biomedical | MHHS-Sugarland | [8 empty] | TRANSMITTERTELEMETRY | Transmitter, Telemetry | Philips
NO | YES |  |  |  | 129-07126 | 129-07126 | Philips Medical Systems Cardiac and Monitoring Syste | INTELLIVUE MX40 |  | US09683742 | Sugar Land-Telemetry | MHHS-Sugarland |  | Transmitter, Telemetry |  | 129-07126 | 129-07126 | Sugar Land | MHHS-Sugarland | Sugar Land-Telemetry | Tele |  |  |  |  | MONITORS, TELEMETRIC, TRANSMITTER | Transmitter, Telemetry | TRANSMITTERTELEMETRY-Philips-IntelliVue MX40 | TRANSMITTERTELEMETRY | IntelliVue MX40 |  |  |  | Philips | Transmitter, Telemetry |  | TRANSMITTERTELEMETRY-Philips-IntelliVue MX40 |  |  |  |  | Covered PM Repair - Biomedical | MHHS-Sugarland | [8 empty] | TRANSMITTERTELEMETRY | Transmitter, Telemetry | Philips
NO | YES |  |  |  | 129-07129 | 129-07129 | Philips Medical Systems Cardiac and Monitoring Syste | INTELLIVUE MX40 |  | US09683733 | Sugar Land-Telemetry | MHHS-Sugarland |  | Transmitter, Telemetry |  | 129-07129 | 129-07129 | Sugar Land | MHHS-Sugarland | Sugar Land-Telemetry |  | 8/1/16 | 8/1/17 |  |  | MONITORS, TELEMETRIC, TRANSMITTER | Transmitter, Telemetry | TRANSMITTERTELEMETRY-Philips-IntelliVue MX40 | TRANSMITTERTELEMETRY | IntelliVue MX40 |  |  |  | Philips | Transmitter, Telemetry |  | TRANSMITTERTELEMETRY-Philips-IntelliVue MX40 |  |  |  |  | Covered PM Repair - Biomedical | MHHS-Sugarland | [8 empty] | TRANSMITTERTELEMETRY | Transmitter, Telemetry | Philips
NO | YES |  |  |  | 129-07632 | 129-07632 | Philips Medical Systems Cardiac and Monitoring Syste | INTELLIVUE MX40 |  | US03559956 | Sugar Land-Telemetry | MHHS-Sugarland |  | Transmitter, Telemetry |  | 129-07632 | 129-07632 | Sugar Land | MHHS-Sugarland | Sugar Land-Telemetry | Tele |  |  |  |  | MONITORS, TELEMETRIC, TRANSMITTER | Transmitter, Telemetry | TRANSMITTERTELEMETRY-Philips-IntelliVue MX40 | TRANSMITTERTELEMETRY | IntelliVue MX40 |  |  |  | Philips | Transmitter, Telemetry |  | TRANSMITTERTELEMETRY-Philips-IntelliVue MX40 |  |  |  |  | Covered PM Repair - Biomedical | MHHS-Sugarland | [8 empty] | TRANSMITTERTELEMETRY | Transmitter, Telemetry | Philips
NO | YES |  |  |  | 129-07840 | 129-07840 | Philips Medical Systems Cardiac and Monitoring Syste | INTELLIVUE MX40 |  | US03559965 | Sugar Land-Telemetry | MHHS-Sugarland |  | Transmitter, Telemetry |  | 129-07840 | 129-07840 | Sugar Land | MHHS-Sugarland | Sugar Land-Telemetry |  | 10/1/16 |  |  |  | MONITORS, TELEMETRIC, TRANSMITTER | Transmitter, Telemetry | TRANSMITTERTELEMETRY-Philips-IntelliVue MX40 | TRANSMITTERTELEMETRY | IntelliVue MX40 |  |  |  | Philips | Transmitter, Telemetry |  | TRANSMITTERTELEMETRY-Philips-IntelliVue MX40 |  |  |  |  | Covered PM Repair - Biomedical | MHHS-Sugarland | [8 empty] | TRANSMITTERTELEMETRY | Transmitter, Telemetry | Philips
NO | YES |  |  |  | 129-31264 | 129-31264 | Philips Medical Systems Cardiac and Monitoring Syste | INTELLIVUE MX40 |  | US099F8681 | Sugar Land-Telemetry | MHHS-Sugarland |  | Transmitter, Telemetry |  | 129-31264 | 129-31264 | Sugar Land | MHHS-Sugarland | Sugar Land-Telemetry |  | 11/1/19 | 11/1/20 |  |  | MONITORS, TELEMETRIC, TRANSMITTER | Transmitter, Telemetry | TRANSMITTERTELEMETRY-Philips-IntelliVue MX40 | TRANSMITTERTELEMETRY | IntelliVue MX40 |  |  |  | Philips | Transmitter, Telemetry |  | TRANSMITTERTELEMETRY-Philips-IntelliVue MX40 |  |  |  |  | Covered PM Repair - Biomedical | MHHS-Sugarland | [8 empty] | TRANSMITTERTELEMETRY | Transmitter, Telemetry | Philips
NO | YES |  |  |  | 129-31265 | 129-31265 | Philips Medical Systems Cardiac and Monitoring Syste | INTELLIVUE MX40 |  | US099F8712 | Sugar Land-Telemetry | MHHS-Sugarland |  | Transmitter, Telemetry |  | 129-31265 | 129-31265 | Sugar Land | MHHS-Sugarland | Sugar Land-Telemetry |  | 11/1/19 | 11/1/20 |  |  | MONITORS, TELEMETRIC, TRANSMITTER | Transmitter, Telemetry | TRANSMITTERTELEMETRY-Philips-IntelliVue MX40 | TRANSMITTERTELEMETRY | IntelliVue MX40 |  |  |  | Philips | Transmitter, Telemetry |  | TRANSMITTERTELEMETRY-Philips-IntelliVue MX40 |  | 10/31/19 |  |  | Covered PM Repair - Biomedical | MHHS-Sugarland | [8 empty] | TRANSMITTERTELEMETRY | Transmitter, Telemetry | Philips
NO | YES |  |  |  | 129-31267 | 129-31267 | Philips Medical Systems Cardiac and Monitoring Syste | INTELLIVUE MX40 |  | US099F8690 | Sugar Land-Telemetry | MHHS-Sugarland |  | Transmitter, Telemetry |  | 129-31267 | 129-31267 | Sugar Land | MHHS-Sugarland | Sugar Land-Telemetry | E404 | 11/1/19 |  |  |  | MONITORS, TELEMETRIC, TRANSMITTER | Transmitter, Telemetry | TRANSMITTERTELEMETRY-Philips-IntelliVue MX40 | TRANSMITTERTELEMETRY | IntelliVue MX40 |  |  |  | Philips | Transmitter, Telemetry |  | TRANSMITTERTELEMETRY-Philips-IntelliVue MX40 |  |  |  |  | Covered PM Repair - Biomedical | MHHS-Sugarland | [8 empty] | TRANSMITTERTELEMETRY | Transmitter, Telemetry | Philips
NO | YES |  |  |  | 129-31268 | 129-31268 | Philips Medical Systems Cardiac and Monitoring Syste | INTELLIVUE MX40 |  | US099F8693 | Sugar Land-Telemetry | MHHS-Sugarland |  | Transmitter, Telemetry |  | 129-31268 | 129-31268 | Sugar Land | MHHS-Sugarland | Sugar Land-Telemetry | Tele |  |  |  |  | MONITORS, TELEMETRIC, TRANSMITTER | Transmitter, Telemetry | TRANSMITTERTELEMETRY-Philips-IntelliVue MX40 | TRANSMITTERTELEMETRY | IntelliVue MX40 |  |  |  | Philips | Transmitter, Telemetry |  | TRANSMITTERTELEMETRY-Philips-IntelliVue MX40 |  |  |  |  | Covered PM Repair - Biomedical | MHHS-Sugarland | [8 empty] | TRANSMITTERTELEMETRY | Transmitter, Telemetry | Philips
NO | YES |  |  |  | 129-31270 | 129-31270 | Philips Medical Systems Cardiac and Monitoring Syste | INTELLIVUE MX40 |  | US099F8691 | Sugar Land-Telemetry | MHHS-Sugarland |  | Transmitter, Telemetry |  | 129-31270 | 129-31270 | Sugar Land | MHHS-Sugarland | Sugar Land-Telemetry | Telemetry |  |  |  |  | MONITORS, TELEMETRIC, TRANSMITTER | Transmitter, Telemetry | TRANSMITTERTELEMETRY-Philips-IntelliVue MX40 | TRANSMITTERTELEMETRY | IntelliVue MX40 |  |  |  | Philips | Transmitter, Telemetry |  | TRANSMITTERTELEMETRY-Philips-IntelliVue MX40 |  | 5/5/15 |  |  | Covered PM Repair - Biomedical | MHHS-Sugarland | [8 empty] | TRANSMITTERTELEMETRY | Transmitter, Telemetry | Philips
NO | YES |  |  |  | 129-31271 | 129-31271 | Philips Medical Systems Cardiac and Monitoring Syste | INTELLIVUE MX40 |  | US099F8675 | Sugar Land-Telemetry | MHHS-Sugarland |  | Transmitter, Telemetry |  | 129-31271 | 129-31271 | Sugar Land | MHHS-Sugarland | Sugar Land-Telemetry | Room 304 |  |  |  |  | MONITORS, TELEMETRIC, TRANSMITTER | Transmitter, Telemetry | TRANSMITTERTELEMETRY-Philips-IntelliVue MX40 | TRANSMITTERTELEMETRY | IntelliVue MX40 |  |  |  | Philips | Transmitter, Telemetry |  | TRANSMITTERTELEMETRY-Philips-IntelliVue MX40 |  | 5/15/16 |  |  | Covered PM Repair - Biomedical | MHHS-Sugarland | [8 empty] | TRANSMITTERTELEMETRY | Transmitter, Telemetry | Philips
NO | YES |  |  |  | 129-31272 | 129-31272 | Philips Medical Systems Cardiac and Monitoring Syste | INTELLIVUE MX40 |  | US099F8679 | Sugar Land-Telemetry | MHHS-Sugarland |  | Transmitter, Telemetry |  | 129-31272 | 129-31272 | Sugar Land | MHHS-Sugarland | Sugar Land-Telemetry | Room 302 |  |  |  |  | MONITORS, TELEMETRIC, TRANSMITTER | Transmitter, Telemetry | TRANSMITTERTELEMETRY-Philips-IntelliVue MX40 | TRANSMITTERTELEMETRY | IntelliVue MX40 |  |  |  | Philips | Transmitter, Telemetry |  | TRANSMITTERTELEMETRY-Philips-IntelliVue MX40 |  | 10/10/14 |  |  | Covered PM Repair - Biomedical | MHHS-Sugarland | [8 empty] | TRANSMITTERTELEMETRY | Transmitter, Telemetry | Philips
NO | YES |  |  |  | 129-31273 | 129-31273 | Philips Medical Systems Cardiac and Monitoring Syste | INTELLIVUE MX40 |  | US099F8710 | Sugar Land-Telemetry | MHHS-Sugarland |  | Transmitter, Telemetry |  | 129-31273 | 129-31273 | Sugar Land | MHHS-Sugarland | Sugar Land-Telemetry | By room 526 |  |  |  | Could not get pic | MONITORS, TELEMETRIC, TRANSMITTER | Transmitter, Telemetry | TRANSMITTERTELEMETRY-Philips-IntelliVue MX40 | TRANSMITTERTELEMETRY | IntelliVue MX40 |  |  |  | Philips | Transmitter, Telemetry |  | TRANSMITTERTELEMETRY-Philips-IntelliVue MX40 |  |  |  |  | Covered PM Repair - Biomedical | MHHS-Sugarland | [8 empty] | TRANSMITTERTELEMETRY | Transmitter, Telemetry | Philips
NO | YES |  |  |  | 129-31274 | 129-31274 | Philips Medical Systems Cardiac and Monitoring Syste | INTELLIVUE MX40 |  | US099F8702 | Sugar Land-Telemetry | MHHS-Sugarland |  | Transmitter, Telemetry |  | 129-31274 | 129-31274 | Sugar Land | MHHS-Sugarland | Sugar Land-Telemetry | Biomed |  |  |  |  | MONITORS, TELEMETRIC, TRANSMITTER | Transmitter, Telemetry | TRANSMITTERTELEMETRY-Philips-IntelliVue MX40 | TRANSMITTERTELEMETRY | IntelliVue MX40 |  |  |  | Philips | Transmitter, Telemetry |  | TRANSMITTERTELEMETRY-Philips-IntelliVue MX40 |  |  |  |  | Covered PM Repair - Biomedical | MHHS-Sugarland | [8 empty] | TRANSMITTERTELEMETRY | Transmitter, Telemetry | Philips
NO | YES |  |  |  | 129-31275 | 129-31275 | Philips Medical Systems Cardiac and Monitoring Syste | INTELLIVUE MX40 |  | US099F8708 | Sugar Land-Telemetry | MHHS-Sugarland |  | Transmitter, Telemetry |  | 129-31275 | 129-31275 | Sugar Land | MHHS-Sugarland | Sugar Land-Telemetry | Telemetry |  |  |  |  | MONITORS, TELEMETRIC, TRANSMITTER | Transmitter, Telemetry | TRANSMITTERTELEMETRY-Philips-IntelliVue MX40 | TRANSMITTERTELEMETRY | IntelliVue MX40 |  |  |  | Philips | Transmitter, Telemetry |  | TRANSMITTERTELEMETRY-Philips-IntelliVue MX40 |  |  |  |  | Covered PM Repair - Biomedical | MHHS-Sugarland | [8 empty] | TRANSMITTERTELEMETRY | Transmitter, Telemetry | Philips
NO | YES |  |  |  | 129-31276 | 129-31276 | Philips Medical Systems Cardiac and Monitoring Syste | INTELLIVUE MX40 |  | US099F8689 | Sugar Land-Telemetry | MHHS-Sugarland |  | Transmitter, Telemetry |  | 129-31276 | 129-31276 | Sugar Land | MHHS-Sugarland | Sugar Land-Telemetry | [5 empty] | MONITORS, TELEMETRIC, TRANSMITTER | Transmitter, Telemetry | TRANSMITTERTELEMETRY-Philips-IntelliVue MX40 | TRANSMITTERTELEMETRY | IntelliVue MX40 |  |  |  | Philips | Transmitter, Telemetry |  | TRANSMITTERTELEMETRY-Philips-IntelliVue MX40 |  |  |  |  | Covered PM Repair - Biomedical | MHHS-Sugarland | [8 empty] | TRANSMITTERTELEMETRY | Transmitter, Telemetry | Philips
NO | YES |  |  |  | 129-31277 | 129-31277 | Philips Medical Systems Cardiac and Monitoring Syste | INTELLIVUE MX40 |  | US099F8680 | Sugar Land-Telemetry | MHHS-Sugarland |  | Transmitter, Telemetry |  | 129-31277 | 129-31277 | Sugar Land | MHHS-Sugarland | Sugar Land-Telemetry | [5 empty] | MONITORS, TELEMETRIC, TRANSMITTER | Transmitter, Telemetry | TRANSMITTERTELEMETRY-Philips-IntelliVue MX40 | TRANSMITTERTELEMETRY | IntelliVue MX40 |  |  |  | Philips | Transmitter, Telemetry |  | TRANSMITTERTELEMETRY-Philips-IntelliVue MX40 |  |  |  |  | Covered PM Repair - Biomedical | MHHS-Sugarland | [8 empty] | TRANSMITTERTELEMETRY | Transmitter, Telemetry | Philips
NO | YES |  |  |  | 129-31279 | 129-31279 | Philips Medical Systems Cardiac and Monitoring Syste | INTELLIVUE MX40 |  | US099F8711 | Sugar Land-Telemetry | MHHS-Sugarland |  | Transmitter, Telemetry |  | 129-31279 | 129-31279 | Sugar Land | MHHS-Sugarland | Sugar Land-Telemetry |  |  |  |  | No pm | MONITORS, TELEMETRIC, TRANSMITTER | Transmitter, Telemetry | TRANSMITTERTELEMETRY-Philips-IntelliVue MX40 | TRANSMITTERTELEMETRY | IntelliVue MX40 |  |  |  | Philips | Transmitter, Telemetry |  | TRANSMITTERTELEMETRY-Philips-IntelliVue MX40 |  |  |  |  | Covered PM Repair - Biomedical | MHHS-Sugarland | [8 empty] | TRANSMITTERTELEMETRY | Transmitter, Telemetry | Philips
NO | YES |  |  |  | 129-31280 | 129-31280 | Philips Medical Systems Cardiac and Monitoring Syste | INTELLIVUE MX40 |  | US099F8683 | Sugar Land-Telemetry | MHHS-Sugarland |  | Transmitter, Telemetry |  | 129-31280 | 129-31280 | Sugar Land | MHHS-Sugarland | Sugar Land-Telemetry | Telemetry | 11/1/19 |  |  |  | MONITORS, TELEMETRIC, TRANSMITTER | Transmitter, Telemetry | TRANSMITTERTELEMETRY-Philips-IntelliVue MX40 | TRANSMITTERTELEMETRY | IntelliVue MX40 |  |  |  | Philips | Transmitter, Telemetry |  | TRANSMITTERTELEMETRY-Philips-IntelliVue MX40 |  | 8/6/19 |  |  | Covered PM Repair - Biomedical | MHHS-Sugarland | [8 empty] | TRANSMITTERTELEMETRY | Transmitter, Telemetry | Philips
NO | YES |  |  |  | 099-04956 | 099-04956 | Philips Medical Systems Cardiac and Monitoring Syste | INTELLIVUE MX40 |  | us01432215 | Katy-Telemetry |  |  |  |  | 099-04956 | 099-04956 | Katy | MHHS-Katy | Katy-Telemetry | Telemetry IMU | [5 empty] | Transmitter, Telemetry | TRANSMITTERTELEMETRY-Philips-IntelliVue MX40 | [23 empty] | TRANSMITTERTELEMETRY | Transmitter, Telemetry | Philips
NO | YES |  |  |  | 099-04955 | 099-04955 | Philips Medical Systems Cardiac and Monitoring Syste | INTELLIVUE MX40 |  | US01443683 | Katy-Telemetry |  |  |  |  | 099-04955 | 099-04955 | Katy | MHHS-Katy | Katy-Telemetry | Telemetry | [5 empty] | Transmitter, Telemetry | TRANSMITTERTELEMETRY-Philips-IntelliVue MX40 | [23 empty] | TRANSMITTERTELEMETRY | Transmitter, Telemetry | Philips
NO | YES |  |  |  | 099-04954 | 099-04954 | Philips Medical Systems Cardiac and Monitoring Syste | INTELLIVUE MX40 |  | us01442281 | Katy-Telemetry |  |  |  |  | 099-04954 | 099-04954 | Katy | MHHS-Katy | Katy-Telemetry | Telemetry | [5 empty] | Transmitter, Telemetry | TRANSMITTERTELEMETRY-Philips-IntelliVue MX40 | [23 empty] | TRANSMITTERTELEMETRY | Transmitter, Telemetry | Philips
NO | YES | Serial Number Us01442827 |  |  | 099-04953 | 099-04953 | Philips Medical Systems Cardiac and Monitoring Syste | INTELLIVUE MX40 |  | Us01442827 | Katy-Telemetry |  |  |  |  | 099-04953 | 099-04953 | Katy | MHHS-Katy | Katy-Telemetry | Telemetry | [5 empty] | Transmitter, Telemetry | TRANSMITTERTELEMETRY-Philips-IntelliVue MX40 | [23 empty] | TRANSMITTERTELEMETRY | Transmitter, Telemetry | Philips
NO | YES |  |  |  | 099-04952 | 099-04952 | Philips Medical Systems Cardiac and Monitoring Syste | INTELLIVUE MX40 |  | Us01443679 | Katy-Telemetry |  |  |  |  | 099-04952 | 099-04952 | Katy | MHHS-Katy | Katy-Telemetry | Telemetry | [5 empty] | Transmitter, Telemetry | TRANSMITTERTELEMETRY-Philips-IntelliVue MX40 | [23 empty] | TRANSMITTERTELEMETRY | Transmitter, Telemetry | Philips
NO | YES |  |  |  | 099-04950 | 099-04950 | Philips Medical Systems Cardiac and Monitoring Syste | INTELLIVUE MX40 |  | Us01442304 | Katy-Telemetry |  |  |  |  | 099-04950 | 099-04950 | Katy | MHHS-Katy | Katy-Telemetry | Telemetry | [5 empty] | Transmitter, Telemetry | TRANSMITTERTELEMETRY-Philips-IntelliVue MX40 | [23 empty] | TRANSMITTERTELEMETRY | Transmitter, Telemetry | Philips
NO | YES |  |  |  | 099-04951 | 099-04951 | Philips Medical Systems Cardiac and Monitoring Syste | INTELLIVUE MX40 |  | Us01319593 | Katy-Telemetry |  |  |  |  | 099-04951 | 099-04951 | Katy | MHHS-Katy | Katy-Telemetry | Telemetry | [5 empty] | Transmitter, Telemetry | TRANSMITTERTELEMETRY-Philips-IntelliVue MX40 | [23 empty] | TRANSMITTERTELEMETRY | Transmitter, Telemetry | Philips
NO | YES |  |  |  | 099-04935 | 099-04935 | Philips Medical Systems Cardiac and Monitoring Syste | INTELLIVUE MX40 |  | Us03571568 | Katy-Telemetry |  |  |  |  | 099-04935 | 099-04935 | Katy | MHHS-Katy | Katy-Telemetry | Telemetry | [5 empty] | Transmitter, Telemetry | TRANSMITTERTELEMETRY-Philips-IntelliVue MX40 | [23 empty] | TRANSMITTERTELEMETRY | Transmitter, Telemetry | Philips
NO | YES |  |  |  | 099-04934 | 099-04934 | Philips Medical Systems Cardiac and Monitoring Syste | INTELLIVUE MX40 |  | Us01442298 | Katy-Telemetry |  |  |  |  | 099-04934 | 099-04934 | Katy | MHHS-Katy | Katy-Telemetry | Telemetry | [5 empty] | Transmitter, Telemetry | TRANSMITTERTELEMETRY-Philips-IntelliVue MX40 | [23 empty] | TRANSMITTERTELEMETRY | Transmitter, Telemetry | Philips
NO | YES |  |  |  | 099-04933 | 099-04933 | Philips Medical Systems Cardiac and Monitoring Syste | INTELLIVUE MX40 |  | Us01443674 | Katy-Telemetry |  |  |  |  | 099-04933 | 099-04933 | Katy | MHHS-Katy | Katy-Telemetry | Telemetry | [5 empty] | Transmitter, Telemetry | TRANSMITTERTELEMETRY-Philips-IntelliVue MX40 | [23 empty] | TRANSMITTERTELEMETRY | Transmitter, Telemetry | Philips
NO | YES |  |  |  | 142-08941 | 142-08941 | Philips Medical Systems Cardiac and Monitoring Syste | INTELLIVUE MX40 |  | US03559971 | SUGAR LAND - MED/SURG - EAST 5TH |  |  |  |  | 142-08941 | 142-08941 | Sugar Land |  | SUGAR LAND - MED/SURG - EAST 5TH |  |  |  |  | No pm |  | Transmitter, Telemetry | TRANSMITTERTELEMETRY-Philips-IntelliVue MX40 | [23 empty] | TRANSMITTERTELEMETRY | Transmitter, Telemetry | Philips
NO | YES |  |  |  | 142-09066 | 142-09066 | Philips Medical Systems Cardiac and Monitoring Syste | INTELLIVUE MX40 |  | US03559959 | Sugar Land-Telemetry |  |  |  |  | 142-09066 | 142-09066 | Sugar Land | MHHS-Sugarland | Sugar Land-Telemetry |  |  |  |  | No pm |  | Transmitter, Telemetry | TRANSMITTERTELEMETRY-Philips-IntelliVue MX40 | [23 empty] | TRANSMITTERTELEMETRY | Transmitter, Telemetry | Philips
NO | YES |  |  |  | 129-07105 | 129-07105 | Philips Medical Systems Cardiac and Monitoring Syste | INTELLIVUE MX40 |  | US09683770 | [5 empty] | 129-07105 | 129-07105 | Sugar Land | [6 empty] | No pm |  | Transmitter, Telemetry | TRANSMITTERTELEMETRY-Philips-IntelliVue MX40 | [23 empty] | TRANSMITTERTELEMETRY | Transmitter, Telemetry | Philips
NO | YES |  |  |  | 129-07178 | 129-07178 | Philips Medical Systems Cardiac and Monitoring Syste | INTELLIVUE MX40 |  | US09683757 | [5 empty] | 129-07178 | 129-07178 | Sugar Land | [6 empty] | No pm |  | Transmitter, Telemetry | TRANSMITTERTELEMETRY-Philips-IntelliVue MX40 | [23 empty] | TRANSMITTERTELEMETRY | Transmitter, Telemetry | Philips
NO | YES |  |  |  | 142-09067 | 142-09067 | Philips Medical Systems Cardiac and Monitoring Syste | INTELLIVUE MX40 |  | US01442746 | Sugar Land-Telemetry |  |  |  |  | 142-09067 | 142-09067 | Sugar Land | MHHS-Sugarland | Sugar Land-Telemetry |  |  |  |  | No pm |  | Transmitter, Telemetry | TRANSMITTERTELEMETRY-Philips-IntelliVue MX40 | [23 empty] | TRANSMITTERTELEMETRY | Transmitter, Telemetry | Philips
NO | YES |  |  |  | 142-09068 | 142-09068 | Philips Medical Systems Cardiac and Monitoring Syste | INTELLIVUE MX40 |  | US03559967 | Sugar Land-Telemetry |  |  |  |  | 142-09068 | 142-09068 | Sugar Land | MHHS-Sugarland | Sugar Land-Telemetry |  |  |  |  | No pm |  | Transmitter, Telemetry | TRANSMITTERTELEMETRY-Philips-IntelliVue MX40 | [23 empty] | TRANSMITTERTELEMETRY | Transmitter, Telemetry | Philips
NO | YES |  |  |  | 142-09069 | 142-09069 | Philips Medical Systems Cardiac and Monitoring Syste | INTELLIVUE MX40 |  | US03559977 | Sugar Land-Telemetry |  |  |  |  | 142-09069 | 142-09069 | Sugar Land | MHHS-Sugarland | Sugar Land-Telemetry |  |  |  |  | No pm |  | Transmitter, Telemetry | TRANSMITTERTELEMETRY-Philips-IntelliVue MX40 | [23 empty] | TRANSMITTERTELEMETRY | Transmitter, Telemetry | Philips
NO | YES |  |  |  | 009-34496 | 009-34496 | Philips Medical Systems Cardiac and Monitoring Syste | INTELLIVUE MX40 |  | US01440229 | GH - TELEMETRY |  |  |  |  | 009-34496 | 009-34496 |  |  | GH - TELEMETRY | 5th north
NO | YES |  |  |  | 129-06318 | 129-06318 | Philips Medical Systems Cardiac and Monitoring Syste | INTELLIVUE MX40 |  | US03559985 | Trle |  |  |  |  | 129-06318 | 129-06318 | Sugar Land | Herman Memorial Hospital - Sugar Land | Trle | Tele
NO | YES |  |  |  | 099-08279 | 099-08279 | Philips Medical Systems Cardiac and Monitoring Syste | INTELLIVUE MX40 |  | US01442284 | Katy-ER |  |  |  |  | 099-08279 | 099-08279 | Katy | MHHS-Katy | Katy-ER | Nurse station
NO | YES |  |  |  | 099-08280 | 099-08280 | Philips Medical Systems Cardiac and Monitoring Syste | INTELLIVUE MX40 |  | US01429086 | Katy-ER |  |  |  |  | 099-08280 | 099-08280 | Katy | MHHS-Katy | Katy-ER | Nurse station
NO | YES |  |  |  | 099-08283 | 099-08283 | Philips Medical Systems Cardiac and Monitoring Syste | INTELLIVUE MX40 |  | US01442320 | Katy-Telemetry |  |  |  |  | 099-08283 | 099-08283 | Katy | MHHS-Katy | Katy-Telemetry
NO | YES |  |  |  | 099-08284 | 099-08284 | Philips Medical Systems Cardiac and Monitoring Syste | INTELLIVUE MX40 |  | US01443669 | Katy-Med/Surg 6th Floor |  |  |  |  | 099-08284 | 099-08284 | Katy | MHHS-Katy | Katy-Med/Surg 6th Floor
NO | YES |  |  |  | 099-08285 | 099-08285 | Philips Medical Systems Cardiac and Monitoring Syste | INTELLIVUE MX40 |  | US01442309 | 5 th floor |  |  |  |  | 099-08285 | 099-08285 | Katy | Memorial Hermann Katy Hospital | 5 th floor
NO | YES |  |  |  | 099-08286 | 099-08286 | Philips Medical Systems Cardiac and Monitoring Syste | INTELLIVUE MX40 |  | US01442322 | Katy-Med/Surg 5th Floor |  |  |  |  | 099-08286 | 099-08286 | Katy | MHHS-Katy | Katy-Med/Surg 5th Floor | Rm 512
NO | YES |  |  |  | 099-08287 | 099-08287 | Philips Medical Systems Cardiac and Monitoring Syste | INTELLIVUE MX40 |  | US01011869 | Katy-Med/Surg 5th Floor |  |  |  |  | 099-08287 | 099-08287 | Katy | MHHS-Katy | Katy-Med/Surg 5th Floor | Rm 520
NO | YES |  |  |  | 099-08725 | 099-08725 | Philips Medical Systems Cardiac and Monitoring Syste | INTELLIVUE MX40 |  | US01442289 | Katy-Telemetry |  |  |  |  | 099-08725 | 099-08725 | Katy | MHHS-Katy | Katy-Telemetry | Telemetry room
NO | YES |  |  |  | 099-08726 | 099-08726 | Philips Medical Systems Cardiac and Monitoring Syste | INTELLIVUE MX40 |  | US01443670 | Katy-Telemetry |  |  |  |  | 099-08726 | 099-08726 | Katy | MHHS-Katy | Katy-Telemetry | Telemetry room
NO | YES |  |  |  | 099-08727 | 099-08727 | Philips Medical Systems Cardiac and Monitoring Syste | INTELLIVUE MX40 |  | US01850470 | Katy-Telemetry |  |  |  |  | 099-08727 | 099-08727 | Katy | MHHS-Katy | Katy-Telemetry | Telemetry room
NO | YES |  |  |  | 099-08728 | 099-08728 | Philips Medical Systems Cardiac and Monitoring Syste | INTELLIVUE MX40 |  | US01442286 | Katy-Telemetry |  |  |  |  | 099-08728 | 099-08728 | Katy | MHHS-Katy | Katy-Telemetry | Telemetry room
NO | YES |  |  |  | 099-08729 | 099-08729 | Philips Medical Systems Cardiac and Monitoring Syste | INTELLIVUE MX40 |  | US01442335 | Katy-Telemetry |  |  |  |  | 099-08729 | 099-08729 | Katy | MHHS-Katy | Katy-Telemetry | Telemetry room
NO | YES |  |  |  | 099-08730 | 099-08730 | Philips Medical Systems Cardiac and Monitoring Syste | INTELLIVUE MX40 |  | US01442333 | Katy-Telemetry |  |  |  |  | 099-08730 | 099-08730 | Katy | MHHS-Katy | Katy-Telemetry | Telemetry room
YES | YES |  |  |  | 099-08706 | 099-08706 | Philips Medical Systems Cardiac and Monitoring Syste | INTELLIVUE MX40 |  | US099G4665 | PEARLAND - TELEMETRY |  |  |  |  | 099-08706 | 099-08706 | Pearland | Memorial Hermann Pearland Hospital | PEARLAND - TELEMETRY | Telemetry room | [6 empty] | TRANSMITTERTELEMETRY-Philips-IntelliVue MX40
YES | YES |  |  |  | 099-08731 | 099-08731 | Philips Medical Systems Cardiac and Monitoring Syste | INTELLIVUE MX40 |  | US099G4657 | Tele |  |  |  |  | 099-08731 | 099-08731 | Memorial Hermann Hospital - Pearland | Pearland | Tele | Tele | [6 empty] | TRANSMITTERTELEMETRY-Philips-IntelliVue MX40
YES | YES |  |  |  | 099-08707 | 099-08707 | Philips Medical Systems Cardiac and Monitoring Syste | INTELLIVUE MX40 |  | US099G4653 | PEARLAND - TELEMETRY |  |  |  |  | 099-08707 | 099-08707 | Pearland | Memorial Hermann Pearland Hospital | PEARLAND - TELEMETRY | Telemetry room | [6 empty] | TRANSMITTERTELEMETRY-Philips-IntelliVue MX40
NO | YES |  |  |  | 099-08732 | 099-08732 | Philips Medical Systems Cardiac and Monitoring Syste | INTELLIVUE MX40 |  | US03573641 | Pearland-Telemetry |  |  |  |  | 099-08732 | 099-08732 | Memorial Hermann Hospital - Pearland | MHHS-Pearland Hospital | Pearland-Telemetry | Tele
YES | YES |  |  |  | 099-08708 | 099-08708 | Philips Medical Systems Cardiac and Monitoring Syste | INTELLIVUE MX40 |  | US099G4680 | PEARLAND - TELEMETRY |  |  |  |  | 099-08708 | 099-08708 | Pearland | Memorial Hermann Pearland Hospital | PEARLAND - TELEMETRY | Telemetry room | [6 empty] | TRANSMITTERTELEMETRY-Philips-IntelliVue MX40
YES | YES |  |  |  | 099-08709 | 099-08709 | Philips Medical Systems Cardiac and Monitoring Syste | INTELLIVUE MX40 |  | US099G4687 | PEARLAND - TELEMETRY |  |  |  |  | 099-08709 | 099-08709 | Pearland | Memorial Hermann Pearland Hospital | PEARLAND - TELEMETRY | Telemetry room | [6 empty] | TRANSMITTERTELEMETRY-Philips-IntelliVue MX40
YES | YES |  |  |  | 099-08710 | 099-08710 | Philips Medical Systems Cardiac and Monitoring Syste | INTELLIVUE MX40 |  | US099G4666 | PEARLAND - TELEMETRY |  |  |  |  | 099-08710 | 099-08710 | Pearland | Memorial Hermann Pearland Hospital | PEARLAND - TELEMETRY | Telemetry room | [6 empty] | TRANSMITTERTELEMETRY-Philips-IntelliVue MX40
NO | YES |  |  |  | 099-08469 | 099-08469 | Philips Medical Systems Cardiac and Monitoring Syste | INTELLIVUE MX40 |  | US03573662 | Pearland-Telemetry |  |  |  |  | 099-08469 | 099-08469 | Pearland | MHHS-Pearland Hospital | Pearland-Telemetry | Telemetry |  |  |  | MX.31
NO | YES |  |  |  | 099-08470 | 099-08470 | Philips Medical Systems Cardiac and Monitoring Syste | INTELLIVUE MX40 |  | US096B6849 | Pearland-Telemetry |  |  |  |  | 099-08470 | 099-08470 | Pearland | MHHS-Pearland Hospital | Pearland-Telemetry | Telemetry |  |  |  | MX.24
NO | YES |  |  |  | 099-08471 | 099-08471 | Philips Medical Systems Cardiac and Monitoring Syste | INTELLIVUE MX40 |  | US03573696 | Pearland-Telemetry |  |  |  |  | 099-08471 | 099-08471 | Pearland | MHHS-Pearland Hospital | Pearland-Telemetry | Telemetry |  |  |  | MX.14
NO | YES |  |  |  | 099-08472 | 099-08472 | Philips Medical Systems Cardiac and Monitoring Syste | INTELLIVUE MX40 |  | US096B6846 | Pearland-Telemetry |  |  |  |  | 099-08472 | 099-08472 | Pearland | MHHS-Pearland Hospital | Pearland-Telemetry | Telemetry |  |  |  | MX.01
NO | YES |  |  |  | 099-08473 | 099-08473 | Philips Medical Systems Cardiac and Monitoring Syste | INTELLIVUE MX40 |  | US03573676 | Pearland-Telemetry |  |  |  |  | 099-08473 | 099-08473 | Pearland | MHHS-Pearland Hospital | Pearland-Telemetry | Telemetry |  |  |  | MX.37
YES | YES |  |  |  | 099-08733 | 099-08733 | Philips Medical Systems Cardiac and Monitoring Syste | INTELLIVUE MX40 |  | US099G4677 | PEARLAND - TELEMETRY |  |  |  |  | 099-08733 | 099-08733 | Pearland | Memorial Hermann Hospital - Pearland | PEARLAND - TELEMETRY | Tele | [6 empty] | TRANSMITTERTELEMETRY-Philips-IntelliVue MX40
YES | YES |  |  |  | 099-08711 | 099-08711 | Philips Medical Systems Cardiac and Monitoring Syste | INTELLIVUE MX40 |  | US099G4661 | 3rd floor |  |  |  |  | 099-08711 | 099-08711 | Pearland | Memorial Hermann Pearland Hospital | 3rd floor | Rm 304 | [6 empty] | TRANSMITTERTELEMETRY-Philips-IntelliVue MX40
NO | YES |  |  |  | 099-10785 | 099-10785 | Philips Medical Systems Cardiac and Monitoring Syste | INTELLIVUE MX40 |  | US03570519 | SW-Telemetry |  |  |  |  | 099-10785 | 099-10785 | Southwest | MHHS-Southwest | SW-Telemetry | Tele 203 |  |  |  | New Add
NO | YES |  |  |  | 099-14156 | 099-14156 | Philips Medical Systems Cardiac and Monitoring Syste | INTELLIVUE MX40 |  | US01003885 | SW-Biomedical Services |  |  |  |  | 099-14156 | 099-14156 | Southwest | MHHS-Southwest | SW-Biomedical Services | Biomed shop
NO | YES |  |  |  | 099-14155 | 099-14155 | Philips Medical Systems Cardiac and Monitoring Syste | INTELLIVUE MX40 |  | US03570589 | SW-Biomedical Services |  |  |  |  | 099-14155 | 099-14155 | Southwest | MHHS-Southwest | SW-Biomedical Services | Biomed shop
NO | YES |  |  |  | 041-34202 | 041-34202 | Philips Medical Systems Cardiac and Monitoring Syste | INTELLIVUE MX40 |  | US01428611 | MEMORIAL CITY - MHT - NICU |  |  |  |  | 041-34202 | 041-34202 | West | Memorial City-Memorial Hermann Hospital | MEMORIAL CITY - MHT - NICU | Biomed Shop |  |  |  | No PM date found | MONITORS, TELEMETRIC, TRANSMITTER
YES | YES |  |  |  | 041-34273 | 041-34273 | Philips Medical Systems Cardiac and Monitoring Syste | INTELLIVUE MX40 |  | US09680401 | MEMORIAL CITY - CARDIOLOGY |  |  |  |  | 041-34273 | 041-34273 | West | Memorial City - Memorial Cardiology East | MEMORIAL CITY - CARDIOLOGY | Telemetry |  |  |  | No PMsticker | MONITORS, TELEMETRIC, TRANSMITTER
NO | YES |  |  |  | 041-32903 | 041-32903 | Philips Medical Systems Cardiac and Monitoring Syste | INTELLIVUE MX40 |  | Us01856148 | Cardiology |  |  |  |  | 041-32903 | 041-32903 | West and memorial city | Cardiolgy 7 east | Cardiology | Telementry |  |  |  | No pm sticker found | MONITORS, TELEMETRIC, TRANSMITTER
YES | YES | [5 empty] | Philips Medical Systems Cardiac and Monitoring Syste | INTELLIVUE MX40 |  | US01856141 | MEMORIAL CITY - CARDIOLOGY | [6 empty] | West | Memorial City - Memorial Cardiology East | MEMORIAL CITY - CARDIOLOGY | Telemetry |  |  |  | UHS Tag | MONITORS, TELEMETRIC, TRANSMITTER
YES | YES |  |  |  | 009-34667 | 009-34667 | Philips Medical Systems Cardiac and Monitoring Syste | INTELLIVUE MX40 |  | US099G8357 | GH - CLINICAL DECISION UNIT (CDU) |  |  |  |  | 009-34667 | 009-34667 | Central | Memorial Hermann Greater Heights Hospital | GH - CLINICAL DECISION UNIT (CDU) | CDU nurses station |  |  |  | No pm sticker | MONITORS, TELEMETRIC, TRANSMITTER
NO | NO |  |  |  | 151-02772 |  | Philips Medical Systems Cardiac and Monitoring Syste | INTELLIVUE MX40 |  | US097D8492 | CY - COU | MHHS-Cypress |  | Transmitter, Telemetry |  | 151-02772 |  | Northwest & Cypress |  | CY - COU | [5 empty] | MONITORS, TELEMETRIC, TRANSMITTER |  | TRANSMITTERTELEMETRY-Philips-IntelliVue MX40 | TRANSMITTERTELEMETRY | IntelliVue MX40 |  |  |  | Philips | Transmitter, Telemetry |  | TRANSMITTERTELEMETRY-Philips-IntelliVue MX40 |  |  |  |  | Covered PM Repair - Biomedical | MHHS-Cypress
NO | NO |  |  |  | 151-02775 |  | Philips Medical Systems Cardiac and Monitoring Syste | INTELLIVUE MX40 |  | US097D8502 | CY - COU | MHHS-Cypress |  | Transmitter, Telemetry |  | 151-02775 |  | Northwest & Cypress |  | CY - COU | [5 empty] | MONITORS, TELEMETRIC, TRANSMITTER |  | TRANSMITTERTELEMETRY-Philips-IntelliVue MX40 | TRANSMITTERTELEMETRY | IntelliVue MX40 |  |  |  | Philips | Transmitter, Telemetry |  | TRANSMITTERTELEMETRY-Philips-IntelliVue MX40 |  |  |  |  | Covered PM Repair - Biomedical | MHHS-Cypress
NO | NO |  |  |  | 151-01624 |  | Philips Medical Systems Cardiac and Monitoring Syste | INTELLIVUE MX40 |  | US09691917 | CY - TELEMETRY | MHHS-Cypress |  | Transmitter, Telemetry |  | 151-01624 |  | Northwest & Cypress |  | CY - TELEMETRY | [5 empty] | MONITORS, TELEMETRIC, TRANSMITTER |  | TRANSMITTERTELEMETRY-Philips-IntelliVue MX40 | TRANSMITTERTELEMETRY | IntelliVue MX40 |  |  |  | Philips | Transmitter, Telemetry |  | TRANSMITTERTELEMETRY-Philips-IntelliVue MX40 |  |  |  |  | Covered PM Repair - Biomedical | MHHS-Cypress
NO | NO |  |  |  | 151-01663 |  | Philips Medical Systems Cardiac and Monitoring Syste | INTELLIVUE MX40 |  | US09691901 | CY - TELEMETRY | MHHS-Cypress |  | Transmitter, Telemetry |  | 151-01663 |  | Northwest & Cypress |  | CY - TELEMETRY | [5 empty] | MONITORS, TELEMETRIC, TRANSMITTER |  | TRANSMITTERTELEMETRY-Philips-IntelliVue MX40 | TRANSMITTERTELEMETRY | IntelliVue MX40 |  |  |  | Philips | Transmitter, Telemetry |  | TRANSMITTERTELEMETRY-Philips-IntelliVue MX40 |  |  |  |  | Covered PM Repair - Biomedical | MHHS-Cypress
NO | NO |  |  |  | 151-03287 |  | Philips Medical Systems Cardiac and Monitoring Syste | INTELLIVUE MX40 |  | US099F0830 | CY - TELEMETRY | MHHS-Cypress |  | Transmitter, Telemetry |  | 151-03287 |  | Northwest & Cypress |  | CY - TELEMETRY | [5 empty] | MONITORS, TELEMETRIC, TRANSMITTER |  | TRANSMITTERTELEMETRY-Philips-IntelliVue MX40 | TRANSMITTERTELEMETRY | IntelliVue MX40 |  |  |  | Philips | Transmitter, Telemetry |  | TRANSMITTERTELEMETRY-Philips-IntelliVue MX40 |  |  |  |  | Covered PM Repair - Biomedical | MHHS-Cypress
NO | NO |  |  |  | 151-03302 |  | Philips Medical Systems Cardiac and Monitoring Syste | INTELLIVUE MX40 |  | US099F0843 | CY - TELEMETRY | MHHS-Cypress |  | Transmitter, Telemetry |  | 151-03302 |  | Northwest & Cypress |  | CY - TELEMETRY | [5 empty] | MONITORS, TELEMETRIC, TRANSMITTER |  | TRANSMITTERTELEMETRY-Philips-IntelliVue MX40 | TRANSMITTERTELEMETRY | IntelliVue MX40 |  |  |  | Philips | Transmitter, Telemetry |  | TRANSMITTERTELEMETRY-Philips-IntelliVue MX40 |  |  |  |  | Covered PM Repair - Biomedical | MHHS-Cypress
NO | NO |  |  |  | 009-33571 |  | Philips Medical Systems Cardiac and Monitoring Syste | INTELLIVUE MX40 |  | US097C9623 | GH - CLINICAL DECISION UNIT (CDU) | MHHS-Greater Heights |  | Transmitter, Telemetry |  | 009-33571 |  | Central & Greater Heights |  | GH - CLINICAL DECISION UNIT (CDU) | [5 empty] | MONITORS, TELEMETRIC, TRANSMITTER |  | TRANSMITTERTELEMETRY-Philips-IntelliVue MX40 | TRANSMITTERTELEMETRY | IntelliVue MX40 |  |  |  | Philips | Transmitter, Telemetry |  | TRANSMITTERTELEMETRY-Philips-IntelliVue MX40 |  |  |  |  | Not Covered Vendor Only - Biomedical | MHHS-Greater Heights
NO | NO |  |  |  | 009-33576 |  | Philips Medical Systems Cardiac and Monitoring Syste | INTELLIVUE MX40 |  | US097C9602 | GH - CLINICAL DECISION UNIT (CDU) | MHHS-Greater Heights |  | Transmitter, Telemetry |  | 009-33576 |  | Central & Greater Heights |  | GH - CLINICAL DECISION UNIT (CDU) | [5 empty] | MONITORS, TELEMETRIC, TRANSMITTER |  | TRANSMITTERTELEMETRY-Philips-IntelliVue MX40 | TRANSMITTERTELEMETRY | IntelliVue MX40 |  |  |  | Philips | Transmitter, Telemetry |  | TRANSMITTERTELEMETRY-Philips-IntelliVue MX40 |  |  |  |  | Covered PM Repair - Biomedical | MHHS-Greater Heights
NO | NO |  |  |  | 009-33581 |  | Philips Medical Systems Cardiac and Monitoring Syste | INTELLIVUE MX40 |  | US097C9616 | GH - CLINICAL DECISION UNIT (CDU) | MHHS-Greater Heights |  | Transmitter, Telemetry |  | 009-33581 |  | Central & Greater Heights |  | GH - CLINICAL DECISION UNIT (CDU) | [5 empty] | MONITORS, TELEMETRIC, TRANSMITTER |  | TRANSMITTERTELEMETRY-Philips-IntelliVue MX40 | TRANSMITTERTELEMETRY | IntelliVue MX40 |  |  |  | Philips | Transmitter, Telemetry |  | TRANSMITTERTELEMETRY-Philips-IntelliVue MX40 |  |  |  |  | Covered PM Repair - Biomedical | MHHS-Greater Heights
NO | NO |  |  |  | 009-33582 |  | Philips Medical Systems Cardiac and Monitoring Syste | INTELLIVUE MX40 |  | US097C9612 | GH - CLINICAL DECISION UNIT (CDU) | MHHS-Greater Heights |  | Transmitter, Telemetry |  | 009-33582 |  | Central & Greater Heights |  | GH - CLINICAL DECISION UNIT (CDU) | [5 empty] | MONITORS, TELEMETRIC, TRANSMITTER |  | TRANSMITTERTELEMETRY-Philips-IntelliVue MX40 | TRANSMITTERTELEMETRY | IntelliVue MX40 |  |  |  | Philips | Transmitter, Telemetry |  | TRANSMITTERTELEMETRY-Philips-IntelliVue MX40 |  |  |  |  | Covered PM Repair - Biomedical | MHHS-Greater Heights
NO | NO |  |  |  | 009-33586 |  | Philips Medical Systems Cardiac and Monitoring Syste | INTELLIVUE MX40 |  | US097C9609 | GH - CLINICAL DECISION UNIT (CDU) | MHHS-Greater Heights |  | Transmitter, Telemetry |  | 009-33586 |  | Central & Greater Heights |  | GH - CLINICAL DECISION UNIT (CDU) | [5 empty] | MONITORS, TELEMETRIC, TRANSMITTER |  | TRANSMITTERTELEMETRY-Philips-IntelliVue MX40 | TRANSMITTERTELEMETRY | IntelliVue MX40 |  |  |  | Philips | Transmitter, Telemetry |  | TRANSMITTERTELEMETRY-Philips-IntelliVue MX40 |  |  |  |  | Covered PM Repair - Biomedical | MHHS-Greater Heights
NO | NO |  |  |  | 009-33587 |  | Philips Medical Systems Cardiac and Monitoring Syste | INTELLIVUE MX40 |  | US097C9611 | GH - CLINICAL DECISION UNIT (CDU) | MHHS-Greater Heights |  | Transmitter, Telemetry |  | 009-33587 |  | Central & Greater Heights |  | GH - CLINICAL DECISION UNIT (CDU) | [5 empty] | MONITORS, TELEMETRIC, TRANSMITTER |  | TRANSMITTERTELEMETRY-Philips-IntelliVue MX40 | TRANSMITTERTELEMETRY | IntelliVue MX40 |  |  |  | Philips | Transmitter, Telemetry |  | TRANSMITTERTELEMETRY-Philips-IntelliVue MX40 |  |  |  |  | Covered PM Repair - Biomedical | MHHS-Greater Heights
NO | NO |  |  |  | 009-33589 |  | Philips Medical Systems Cardiac and Monitoring Syste | INTELLIVUE MX40 |  | US097C9607 | GH - CLINICAL DECISION UNIT (CDU) | MHHS-Greater Heights |  | Transmitter, Telemetry |  | 009-33589 |  | Central & Greater Heights |  | GH - CLINICAL DECISION UNIT (CDU) | [5 empty] | MONITORS, TELEMETRIC, TRANSMITTER |  | TRANSMITTERTELEMETRY-Philips-IntelliVue MX40 | TRANSMITTERTELEMETRY | IntelliVue MX40 |  |  |  | Philips | Transmitter, Telemetry |  | TRANSMITTERTELEMETRY-Philips-IntelliVue MX40 |  |  |  |  | Covered PM Repair - Biomedical | MHHS-Greater Heights
NO | NO |  |  |  | 009-34500 |  | Philips Medical Systems Cardiac and Monitoring Syste | INTELLIVUE MX40 |  | US099F3260 | GH - CLINICAL DECISION UNIT (CDU) | MHHS-Greater Heights |  | Transmitter, Telemetry |  | 009-34500 |  | Central & Greater Heights |  | GH - CLINICAL DECISION UNIT (CDU) | [5 empty] | MONITORS, TELEMETRIC, TRANSMITTER |  | TRANSMITTERTELEMETRY-Philips-IntelliVue MX40 | TRANSMITTERTELEMETRY | IntelliVue MX40 |  |  |  | Philips | Transmitter, Telemetry |  | TRANSMITTERTELEMETRY-Philips-IntelliVue MX40 |  |  |  |  | Not Covered Vendor Only - Biomedical | MHHS-Greater Heights
NO | NO |  |  |  | 009-09428 |  | Philips Medical Systems Cardiac and Monitoring Syste | INTELLIVUE MX40 |  | US01015874 | GH - CV ICU | MHHS-Greater Heights |  | Transmitter, Telemetry |  | 009-09428 |  | Central & Greater Heights |  | GH - CV ICU | [5 empty] | MONITORS, TELEMETRIC, TRANSMITTER |  | TRANSMITTERTELEMETRY-Philips-IntelliVue MX40 | TRANSMITTERTELEMETRY | IntelliVue MX40 |  |  |  | Philips | Transmitter, Telemetry |  | TRANSMITTERTELEMETRY-Philips-IntelliVue MX40 |  |  |  |  | Not Covered Vendor Only - Biomedical | MHHS-Greater Heights
NO | NO |  |  |  | 009-10338 |  | Philips Medical Systems Cardiac and Monitoring Syste | INTELLIVUE MX40 |  | US01015865 | GH - CV ICU | MHHS-Greater Heights |  | Transmitter, Telemetry |  | 009-10338 |  | Central & Greater Heights |  | GH - CV ICU | [5 empty] | MONITORS, TELEMETRIC, TRANSMITTER |  | TRANSMITTERTELEMETRY-Philips-IntelliVue MX40 | TRANSMITTERTELEMETRY | IntelliVue MX40 |  |  |  | Philips | Transmitter, Telemetry |  | TRANSMITTERTELEMETRY-Philips-IntelliVue MX40 |  |  |  |  | Not Covered Vendor Only - Biomedical | MHHS-Greater Heights
NO | NO |  |  |  | 009-08416 |  | Philips Medical Systems Cardiac and Monitoring Syste | INTELLIVUE MX40 |  | US01324245 | GH - ER | MHHS-Greater Heights |  | Transmitter, Telemetry |  | 009-08416 |  | Central & Greater Heights |  | GH - ER | [5 empty] | MONITORS, TELEMETRIC, TRANSMITTER |  | TRANSMITTERTELEMETRY-Philips-IntelliVue MX40 | TRANSMITTERTELEMETRY | IntelliVue MX40 |  |  |  | Philips | Transmitter, Telemetry |  | TRANSMITTERTELEMETRY-Philips-IntelliVue MX40 |  |  |  |  | Not Covered Vendor Only - Biomedical | MHHS-Greater Heights
NO | NO |  |  |  | 009-08423 |  | Philips Medical Systems Cardiac and Monitoring Syste | INTELLIVUE MX40 |  | US01324227 | GH - ER | MHHS-Greater Heights |  | Transmitter, Telemetry |  | 009-08423 |  | Central & Greater Heights |  | GH - ER | [5 empty] | MONITORS, TELEMETRIC, TRANSMITTER |  | TRANSMITTERTELEMETRY-Philips-IntelliVue MX40 | TRANSMITTERTELEMETRY | IntelliVue MX40 |  |  |  | Philips | Transmitter, Telemetry |  | TRANSMITTERTELEMETRY-Philips-IntelliVue MX40 |  |  |  |  | Not Covered Vendor Only - Biomedical | MHHS-Greater Heights
NO | NO |  |  |  | 009-09137 |  | Philips Medical Systems Cardiac and Monitoring Syste | INTELLIVUE MX40 |  | US01433586 | GH - ER | MHHS-Greater Heights |  | Transmitter, Telemetry |  | 009-09137 |  | Central & Greater Heights |  | GH - ER | [5 empty] | MONITORS, TELEMETRIC, TRANSMITTER |  | TRANSMITTERTELEMETRY-Philips-IntelliVue MX40 | TRANSMITTERTELEMETRY | IntelliVue MX40 |  |  |  | Philips | Transmitter, Telemetry |  | TRANSMITTERTELEMETRY-Philips-IntelliVue MX40 |  |  |  |  | Not Covered Vendor Only - Biomedical | MHHS-Greater Heights
NO | NO |  |  |  | 009-09138 |  | Philips Medical Systems Cardiac and Monitoring Syste | INTELLIVUE MX40 |  | US01433584 | GH - ER | MHHS-Greater Heights |  | Transmitter, Telemetry |  | 009-09138 |  | Central & Greater Heights |  | GH - ER | [5 empty] | MONITORS, TELEMETRIC, TRANSMITTER |  | TRANSMITTERTELEMETRY-Philips-IntelliVue MX40 | TRANSMITTERTELEMETRY | IntelliVue MX40 |  |  |  | Philips | Transmitter, Telemetry |  | TRANSMITTERTELEMETRY-Philips-IntelliVue MX40 |  |  |  |  | Covered PM Repair - Biomedical | MHHS-Greater Heights
NO | NO |  |  |  | 009-09139 |  | Philips Medical Systems Cardiac and Monitoring Syste | INTELLIVUE MX40 |  | US01433572 | GH - ER | MHHS-Greater Heights |  | Transmitter, Telemetry |  | 009-09139 |  | Central & Greater Heights |  | GH - ER | [5 empty] | MONITORS, TELEMETRIC, TRANSMITTER |  | TRANSMITTERTELEMETRY-Philips-IntelliVue MX40 | TRANSMITTERTELEMETRY | IntelliVue MX40 |  |  |  | Philips | Transmitter, Telemetry |  | TRANSMITTERTELEMETRY-Philips-IntelliVue MX40 |  |  |  |  | Covered PM Repair - Biomedical | MHHS-Greater Heights
NO | NO |  |  |  | 009-09217 |  | Philips Medical Systems Cardiac and Monitoring Syste | INTELLIVUE MX40 |  | US01433583 | GH - ER | MHHS-Greater Heights |  | Transmitter, Telemetry |  | 009-09217 |  | Central & Greater Heights |  | GH - ER | [5 empty] | MONITORS, TELEMETRIC, TRANSMITTER |  | TRANSMITTERTELEMETRY-Philips-IntelliVue MX40 | TRANSMITTERTELEMETRY | IntelliVue MX40 |  |  |  | Philips | Transmitter, Telemetry |  | TRANSMITTERTELEMETRY-Philips-IntelliVue MX40 |  |  |  |  | Covered PM Repair - Biomedical | MHHS-Greater Heights
NO | NO |  |  |  | 009-09547 |  | Philips Medical Systems Cardiac and Monitoring Syste | INTELLIVUE MX40 |  | US01440249 | GH - ER | MHHS-Greater Heights |  | Transmitter, Telemetry |  | 009-09547 |  | Central & Greater Heights |  | GH - ER | [5 empty] | MONITORS, TELEMETRIC, TRANSMITTER |  | TRANSMITTERTELEMETRY-Philips-IntelliVue MX40 | TRANSMITTERTELEMETRY | IntelliVue MX40 |  |  |  | Philips | Transmitter, Telemetry |  | TRANSMITTERTELEMETRY-Philips-IntelliVue MX40 |  |  |  |  | Covered PM Repair - Biomedical | MHHS-Greater Heights
NO | NO |  |  |  | 009-09548 |  | Philips Medical Systems Cardiac and Monitoring Syste | INTELLIVUE MX40 |  | US01440247 | GH - ER | MHHS-Greater Heights |  | Transmitter, Telemetry |  | 009-09548 |  | Central & Greater Heights |  | GH - ER | [5 empty] | MONITORS, TELEMETRIC, TRANSMITTER |  | TRANSMITTERTELEMETRY-Philips-IntelliVue MX40 | TRANSMITTERTELEMETRY | IntelliVue MX40 |  |  |  | Philips | Transmitter, Telemetry |  | TRANSMITTERTELEMETRY-Philips-IntelliVue MX40 |  |  |  |  | Covered PM Repair - Biomedical | MHHS-Greater Heights
NO | NO |  |  |  | 009-09549 |  | Philips Medical Systems Cardiac and Monitoring Syste | INTELLIVUE MX40 |  | US01440246 | GH - ER | MHHS-Greater Heights |  | Transmitter, Telemetry |  | 009-09549 |  | Central & Greater Heights |  | GH - ER | [5 empty] | MONITORS, TELEMETRIC, TRANSMITTER |  | TRANSMITTERTELEMETRY-Philips-IntelliVue MX40 | TRANSMITTERTELEMETRY | IntelliVue MX40 |  |  |  | Philips | Transmitter, Telemetry |  | TRANSMITTERTELEMETRY-Philips-IntelliVue MX40 |  |  |  |  | Covered PM Repair - Biomedical | MHHS-Greater Heights
NO | NO |  |  |  | 009-09550 |  | Philips Medical Systems Cardiac and Monitoring Syste | INTELLIVUE MX40 |  | US01440258 | GH - ER | MHHS-Greater Heights |  | Transmitter, Telemetry |  | 009-09550 |  | Central & Greater Heights |  | GH - ER | [5 empty] | MONITORS, TELEMETRIC, TRANSMITTER |  | TRANSMITTERTELEMETRY-Philips-IntelliVue MX40 | TRANSMITTERTELEMETRY | IntelliVue MX40 |  |  |  | Philips | Transmitter, Telemetry |  | TRANSMITTERTELEMETRY-Philips-IntelliVue MX40 |  |  |  |  | Covered PM Repair - Biomedical | MHHS-Greater Heights
NO | NO |  |  |  | 009-09552 |  | Philips Medical Systems Cardiac and Monitoring Syste | INTELLIVUE MX40 |  | US01440232 | GH - ER | MHHS-Greater Heights |  | Transmitter, Telemetry |  | 009-09552 |  | Central & Greater Heights |  | GH - ER | [5 empty] | MONITORS, TELEMETRIC, TRANSMITTER |  | TRANSMITTERTELEMETRY-Philips-IntelliVue MX40 | TRANSMITTERTELEMETRY | IntelliVue MX40 |  |  |  | Philips | Transmitter, Telemetry |  | TRANSMITTERTELEMETRY-Philips-IntelliVue MX40 |  |  |  |  | Covered PM Repair - Biomedical | MHHS-Greater Heights
NO | NO |  |  |  | 009-09554 |  | Philips Medical Systems Cardiac and Monitoring Syste | INTELLIVUE MX40 |  | US01440257 | GH - ER | MHHS-Greater Heights |  | Transmitter, Telemetry |  | 009-09554 |  | Central & Greater Heights |  | GH - ER | [5 empty] | MONITORS, TELEMETRIC, TRANSMITTER |  | TRANSMITTERTELEMETRY-Philips-IntelliVue MX40 | TRANSMITTERTELEMETRY | IntelliVue MX40 |  |  |  | Philips | Transmitter, Telemetry |  | TRANSMITTERTELEMETRY-Philips-IntelliVue MX40 |  |  |  |  | Covered PM Repair - Biomedical | MHHS-Greater Heights
NO | NO |  |  |  | 009-09555 |  | Philips Medical Systems Cardiac and Monitoring Syste | INTELLIVUE MX40 |  | US01440252 | GH - ER | MHHS-Greater Heights |  | Transmitter, Telemetry |  | 009-09555 |  | Central & Greater Heights |  | GH - ER | [5 empty] | MONITORS, TELEMETRIC, TRANSMITTER |  | TRANSMITTERTELEMETRY-Philips-IntelliVue MX40 | TRANSMITTERTELEMETRY | IntelliVue MX40 |  |  |  | Philips | Transmitter, Telemetry |  | TRANSMITTERTELEMETRY-Philips-IntelliVue MX40 |  |  |  |  | Covered PM Repair - Biomedical | MHHS-Greater Heights
NO | NO |  |  |  | 009-09556 |  | Philips Medical Systems Cardiac and Monitoring Syste | INTELLIVUE MX40 |  | US01440251 | GH - ER | MHHS-Greater Heights |  | Transmitter, Telemetry |  | 009-09556 |  | Central & Greater Heights |  | GH - ER | [5 empty] | MONITORS, TELEMETRIC, TRANSMITTER |  | TRANSMITTERTELEMETRY-Philips-IntelliVue MX40 | TRANSMITTERTELEMETRY | IntelliVue MX40 |  |  |  | Philips | Transmitter, Telemetry |  | TRANSMITTERTELEMETRY-Philips-IntelliVue MX40 |  |  |  |  | Covered PM Repair - Biomedical | MHHS-Greater Heights
NO | NO |  |  |  | 009-09557 |  | Philips Medical Systems Cardiac and Monitoring Syste | INTELLIVUE MX40 |  | US01440254 | GH - ER | MHHS-Greater Heights |  | Transmitter, Telemetry |  | 009-09557 |  | Central & Greater Heights |  | GH - ER | [5 empty] | MONITORS, TELEMETRIC, TRANSMITTER |  | TRANSMITTERTELEMETRY-Philips-IntelliVue MX40 | TRANSMITTERTELEMETRY | IntelliVue MX40 |  |  |  | Philips | Transmitter, Telemetry |  | TRANSMITTERTELEMETRY-Philips-IntelliVue MX40 |  |  |  |  | Covered PM Repair - Biomedical | MHHS-Greater Heights
NO | NO |  |  |  | 009-09559 |  | Philips Medical Systems Cardiac and Monitoring Syste | INTELLIVUE MX40 |  | US01440249 | GH - ER | MHHS-Greater Heights |  | Transmitter, Telemetry |  | 009-09559 |  | Central & Greater Heights |  | GH - ER | [5 empty] | MONITORS, TELEMETRIC, TRANSMITTER |  | TRANSMITTERTELEMETRY-Philips-IntelliVue MX40 | TRANSMITTERTELEMETRY | IntelliVue MX40 |  |  |  | Philips | Transmitter, Telemetry |  | TRANSMITTERTELEMETRY-Philips-IntelliVue MX40 |  |  |  |  | Covered PM Repair - Biomedical | MHHS-Greater Heights
NO | NO |  |  |  | 009-10468 |  | Philips Medical Systems Cardiac and Monitoring Syste | INTELLIVUE MX40 |  | US01849357 | GH - IMU | MHHS-Greater Heights |  | Transmitter, Telemetry |  | 009-10468 |  | Central & Greater Heights |  | GH - IMU | [5 empty] | MONITORS, TELEMETRIC, TRANSMITTER |  | TRANSMITTERTELEMETRY-Philips-IntelliVue MX40 | TRANSMITTERTELEMETRY | IntelliVue MX40 |  |  |  | Philips | Transmitter, Telemetry |  | TRANSMITTERTELEMETRY-Philips-IntelliVue MX40 |  |  |  |  | Covered PM Repair - Biomedical | MHHS-Greater Heights
NO | NO |  |  |  | 009-33440 |  | Philips Medical Systems Cardiac and Monitoring Syste | INTELLIVUE MX40 |  | US096C5550 | GH - IMU | MHHS-Greater Heights |  | Transmitter, Telemetry |  | 009-33440 |  | Central & Greater Heights |  | GH - IMU | [5 empty] | MONITORS, TELEMETRIC, TRANSMITTER |  | TRANSMITTERTELEMETRY-Philips-IntelliVue MX40 | TRANSMITTERTELEMETRY | IntelliVue MX40 |  |  |  | Philips | Transmitter, Telemetry |  | TRANSMITTERTELEMETRY-Philips-IntelliVue MX40 |  |  |  |  | Covered PM Repair - Biomedical | MHHS-Greater Heights
NO | NO |  |  |  | 009-05220 |  | Philips Medical Systems Cardiac and Monitoring Syste | INTELLIVUE MX40 |  | US01005862 | GH - TELEMETRY | MHHS-Greater Heights |  | Transmitter, Telemetry |  | 009-05220 |  | Central & Greater Heights |  | GH - TELEMETRY | [5 empty] | MONITORS, TELEMETRIC, TRANSMITTER |  | TRANSMITTERTELEMETRY-Philips-IntelliVue MX40 | TRANSMITTERTELEMETRY | IntelliVue MX40 |  |  |  | Philips | Transmitter, Telemetry |  | TRANSMITTERTELEMETRY-Philips-IntelliVue MX40 |  |  |  |  | Covered PM Repair - Biomedical | MHHS-Greater Heights
NO | NO |  |  |  | 009-08395 |  | Philips Medical Systems Cardiac and Monitoring Syste | INTELLIVUE MX40 |  | US01015814 | GH - TELEMETRY | MHHS-Greater Heights |  | Transmitter, Telemetry |  | 009-08395 |  | Central & Greater Heights |  | GH - TELEMETRY | [5 empty] | MONITORS, TELEMETRIC, TRANSMITTER |  | TRANSMITTERTELEMETRY-Philips-IntelliVue MX40 | TRANSMITTERTELEMETRY | IntelliVue MX40 |  |  |  | Philips | Transmitter, Telemetry |  | TRANSMITTERTELEMETRY-Philips-IntelliVue MX40 |  |  |  |  | Covered PM Repair - Biomedical | MHHS-Greater Heights
NO | NO |  |  |  | 009-08421 |  | Philips Medical Systems Cardiac and Monitoring Syste | INTELLIVUE MX40 |  | US01324250 | GH - TELEMETRY | MHHS-Greater Heights |  | Transmitter, Telemetry |  | 009-08421 |  | Central & Greater Heights |  | GH - TELEMETRY | [5 empty] | MONITORS, TELEMETRIC, TRANSMITTER |  | TRANSMITTERTELEMETRY-Philips-IntelliVue MX40 | TRANSMITTERTELEMETRY | IntelliVue MX40 |  |  |  | Philips | Transmitter, Telemetry |  | TRANSMITTERTELEMETRY-Philips-IntelliVue MX40 |  |  |  |  | Covered PM Repair - Biomedical | MHHS-Greater Heights
NO | NO |  |  |  | 009-08422 |  | Philips Medical Systems Cardiac and Monitoring Syste | INTELLIVUE MX40 |  | US01324223 | GH - TELEMETRY | MHHS-Greater Heights |  | Transmitter, Telemetry |  | 009-08422 |  | Central & Greater Heights |  | GH - TELEMETRY | [5 empty] | MONITORS, TELEMETRIC, TRANSMITTER |  | TRANSMITTERTELEMETRY-Philips-IntelliVue MX40 | TRANSMITTERTELEMETRY | IntelliVue MX40 |  |  |  | Philips | Transmitter, Telemetry |  | TRANSMITTERTELEMETRY-Philips-IntelliVue MX40 |  |  |  |  | Covered PM Repair - Biomedical | MHHS-Greater Heights
NO | NO |  |  |  | 009-09135 |  | Philips Medical Systems Cardiac and Monitoring Syste | INTELLIVUE MX40 |  | US01433568 | GH - TELEMETRY | MHHS-Greater Heights |  | Transmitter, Telemetry |  | 009-09135 |  | Central & Greater Heights |  | GH - TELEMETRY | [5 empty] | MONITORS, TELEMETRIC, TRANSMITTER |  | TRANSMITTERTELEMETRY-Philips-IntelliVue MX40 | TRANSMITTERTELEMETRY | IntelliVue MX40 |  |  |  | Philips | Transmitter, Telemetry |  | TRANSMITTERTELEMETRY-Philips-IntelliVue MX40 |  |  |  |  | Covered PM Repair - Biomedical | MHHS-Greater Heights
NO | NO |  |  |  | 009-09199 |  | Philips Medical Systems Cardiac and Monitoring Syste | INTELLIVUE MX40 |  | US01319025 | GH - TELEMETRY | MHHS-Greater Heights |  | Transmitter, Telemetry |  | 009-09199 |  | Central & Greater Heights |  | GH - TELEMETRY | [5 empty] | MONITORS, TELEMETRIC, TRANSMITTER |  | TRANSMITTERTELEMETRY-Philips-IntelliVue MX40 | TRANSMITTERTELEMETRY | IntelliVue MX40 |  |  |  | Philips | Transmitter, Telemetry |  | TRANSMITTERTELEMETRY-Philips-IntelliVue MX40 |  |  |  |  | Covered PM Repair - Biomedical | MHHS-Greater Heights
NO | NO |  |  |  | 009-09230 |  | Philips Medical Systems Cardiac and Monitoring Syste | INTELLIVUE MX40 |  | US01016706 | GH - TELEMETRY | MHHS-Greater Heights |  | Transmitter, Telemetry |  | 009-09230 |  | Central & Greater Heights |  | GH - TELEMETRY | [5 empty] | MONITORS, TELEMETRIC, TRANSMITTER |  | TRANSMITTERTELEMETRY-Philips-IntelliVue MX40 | TRANSMITTERTELEMETRY | IntelliVue MX40 |  |  |  | Philips | Transmitter, Telemetry |  | TRANSMITTERTELEMETRY-Philips-IntelliVue MX40 |  |  |  |  | Covered PM Repair - Biomedical | MHHS-Greater Heights
NO | NO |  |  |  | 009-09348 |  | Philips Medical Systems Cardiac and Monitoring Syste | INTELLIVUE MX40 |  | US01015819 | GH - TELEMETRY | MHHS-Greater Heights |  | Transmitter, Telemetry |  | 009-09348 |  | Central & Greater Heights |  | GH - TELEMETRY | [5 empty] | MONITORS, TELEMETRIC, TRANSMITTER |  | TRANSMITTERTELEMETRY-Philips-IntelliVue MX40 | TRANSMITTERTELEMETRY | IntelliVue MX40 |  |  |  | Philips | Transmitter, Telemetry |  | TRANSMITTERTELEMETRY-Philips-IntelliVue MX40 |  |  |  |  | Covered PM Repair - Biomedical | MHHS-Greater Heights
NO | NO |  |  |  | 009-09388 |  | Philips Medical Systems Cardiac and Monitoring Syste | INTELLIVUE MX40 |  | US01015824 | GH - TELEMETRY | MHHS-Greater Heights |  | Transmitter, Telemetry |  | 009-09388 |  | Central & Greater Heights |  | GH - TELEMETRY | [5 empty] | MONITORS, TELEMETRIC, TRANSMITTER |  | TRANSMITTERTELEMETRY-Philips-IntelliVue MX40 | TRANSMITTERTELEMETRY | IntelliVue MX40 |  |  |  | Philips | Transmitter, Telemetry |  | TRANSMITTERTELEMETRY-Philips-IntelliVue MX40 |  |  |  |  | Covered PM Repair - Biomedical | MHHS-Greater Heights
NO | NO |  |  |  | 009-09391 |  | Philips Medical Systems Cardiac and Monitoring Syste | INTELLIVUE MX40 |  | US01015811 | GH - TELEMETRY | MHHS-Greater Heights |  | Transmitter, Telemetry |  | 009-09391 |  | Central & Greater Heights |  | GH - TELEMETRY | [5 empty] | MONITORS, TELEMETRIC, TRANSMITTER |  | TRANSMITTERTELEMETRY-Philips-IntelliVue MX40 | TRANSMITTERTELEMETRY | IntelliVue MX40 |  |  |  | Philips | Transmitter, Telemetry |  | TRANSMITTERTELEMETRY-Philips-IntelliVue MX40 |  |  |  |  | Covered PM Repair - Biomedical | MHHS-Greater Heights
NO | NO |  |  |  | 009-09394 |  | Philips Medical Systems Cardiac and Monitoring Syste | INTELLIVUE MX40 |  | US01015844 | GH - TELEMETRY | MHHS-Greater Heights |  | Transmitter, Telemetry |  | 009-09394 |  | Central & Greater Heights |  | GH - TELEMETRY | [5 empty] | MONITORS, TELEMETRIC, TRANSMITTER |  | TRANSMITTERTELEMETRY-Philips-IntelliVue MX40 | TRANSMITTERTELEMETRY | IntelliVue MX40 |  |  |  | Philips | Transmitter, Telemetry |  | TRANSMITTERTELEMETRY-Philips-IntelliVue MX40 |  |  |  |  | Covered PM Repair - Biomedical | MHHS-Greater Heights
NO | NO |  |  |  | 009-09405 |  | Philips Medical Systems Cardiac and Monitoring Syste | INTELLIVUE MX40 |  | US01015881 | GH - TELEMETRY | MHHS-Greater Heights |  | Transmitter, Telemetry |  | 009-09405 |  | Central & Greater Heights |  | GH - TELEMETRY | [5 empty] | MONITORS, TELEMETRIC, TRANSMITTER |  | TRANSMITTERTELEMETRY-Philips-IntelliVue MX40 | TRANSMITTERTELEMETRY | IntelliVue MX40 |  |  |  | Philips | Transmitter, Telemetry |  | TRANSMITTERTELEMETRY-Philips-IntelliVue MX40 |  |  |  |  | Covered PM Repair - Biomedical | MHHS-Greater Heights
NO | NO |  |  |  | 009-09410 |  | Philips Medical Systems Cardiac and Monitoring Syste | INTELLIVUE MX40 |  | US01015854 | GH - TELEMETRY | MHHS-Greater Heights |  | Transmitter, Telemetry |  | 009-09410 |  | Central & Greater Heights |  | GH - TELEMETRY | [5 empty] | MONITORS, TELEMETRIC, TRANSMITTER |  | TRANSMITTERTELEMETRY-Philips-IntelliVue MX40 | TRANSMITTERTELEMETRY | IntelliVue MX40 |  |  |  | Philips | Transmitter, Telemetry |  | TRANSMITTERTELEMETRY-Philips-IntelliVue MX40 |  |  |  |  | Covered PM Repair - Biomedical | MHHS-Greater Heights
NO | NO |  |  |  | 009-09411 |  | Philips Medical Systems Cardiac and Monitoring Syste | INTELLIVUE MX40 |  | US01015845 | GH - TELEMETRY | MHHS-Greater Heights |  | Transmitter, Telemetry |  | 009-09411 |  | Central & Greater Heights |  | GH - TELEMETRY | [5 empty] | MONITORS, TELEMETRIC, TRANSMITTER |  | TRANSMITTERTELEMETRY-Philips-IntelliVue MX40 | TRANSMITTERTELEMETRY | IntelliVue MX40 |  |  |  | Philips | Transmitter, Telemetry |  | TRANSMITTERTELEMETRY-Philips-IntelliVue MX40 |  |  |  |  | Covered PM Repair - Biomedical | MHHS-Greater Heights
NO | NO |  |  |  | 009-09414 |  | Philips Medical Systems Cardiac and Monitoring Syste | INTELLIVUE MX40 |  | US01015805 | GH - TELEMETRY | MHHS-Greater Heights |  | Transmitter, Telemetry |  | 009-09414 |  | Central & Greater Heights |  | GH - TELEMETRY | [5 empty] | MONITORS, TELEMETRIC, TRANSMITTER |  | TRANSMITTERTELEMETRY-Philips-IntelliVue MX40 | TRANSMITTERTELEMETRY | IntelliVue MX40 |  |  |  | Philips | Transmitter, Telemetry |  | TRANSMITTERTELEMETRY-Philips-IntelliVue MX40 |  |  |  |  | Covered PM Repair - Biomedical | MHHS-Greater Heights
NO | NO |  |  |  | 009-09416 |  | Philips Medical Systems Cardiac and Monitoring Syste | INTELLIVUE MX40 |  | US01015808 | GH - TELEMETRY | MHHS-Greater Heights |  | Transmitter, Telemetry |  | 009-09416 |  | Central & Greater Heights |  | GH - TELEMETRY | [5 empty] | MONITORS, TELEMETRIC, TRANSMITTER |  | TRANSMITTERTELEMETRY-Philips-IntelliVue MX40 | TRANSMITTERTELEMETRY | IntelliVue MX40 |  |  |  | Philips | Transmitter, Telemetry |  | TRANSMITTERTELEMETRY-Philips-IntelliVue MX40 |  |  |  |  | Covered PM Repair - Biomedical | MHHS-Greater Heights
NO | NO |  |  |  | 009-09431 |  | Philips Medical Systems Cardiac and Monitoring Syste | INTELLIVUE MX40 |  | US01015833 | GH - TELEMETRY | MHHS-Greater Heights |  | Transmitter, Telemetry |  | 009-09431 |  | Central & Greater Heights |  | GH - TELEMETRY | [5 empty] | MONITORS, TELEMETRIC, TRANSMITTER |  | TRANSMITTERTELEMETRY-Philips-IntelliVue MX40 | TRANSMITTERTELEMETRY | IntelliVue MX40 |  |  |  | Philips | Transmitter, Telemetry |  | TRANSMITTERTELEMETRY-Philips-IntelliVue MX40 |  |  |  |  | Covered PM Repair - Biomedical | MHHS-Greater Heights
NO | NO |  |  |  | 009-09435 |  | Philips Medical Systems Cardiac and Monitoring Syste | INTELLIVUE MX40 |  | US01015834 | GH - TELEMETRY | MHHS-Greater Heights |  | Transmitter, Telemetry |  | 009-09435 |  | Central & Greater Heights |  | GH - TELEMETRY | [5 empty] | MONITORS, TELEMETRIC, TRANSMITTER |  | TRANSMITTERTELEMETRY-Philips-IntelliVue MX40 | TRANSMITTERTELEMETRY | IntelliVue MX40 |  |  |  | Philips | Transmitter, Telemetry |  | TRANSMITTERTELEMETRY-Philips-IntelliVue MX40 |  |  |  |  | Covered PM Repair - Biomedical | MHHS-Greater Heights
NO | NO |  |  |  | 009-09439 |  | Philips Medical Systems Cardiac and Monitoring Syste | INTELLIVUE MX40 |  | US01015846 | GH - TELEMETRY | MHHS-Greater Heights |  | Transmitter, Telemetry |  | 009-09439 |  | Central & Greater Heights |  | GH - TELEMETRY | [5 empty] | MONITORS, TELEMETRIC, TRANSMITTER |  | TRANSMITTERTELEMETRY-Philips-IntelliVue MX40 | TRANSMITTERTELEMETRY | IntelliVue MX40 |  |  |  | Philips | Transmitter, Telemetry |  | TRANSMITTERTELEMETRY-Philips-IntelliVue MX40 |  |  |  |  | Covered PM Repair - Biomedical | MHHS-Greater Heights
NO | NO |  |  |  | 009-09441 |  | Philips Medical Systems Cardiac and Monitoring Syste | INTELLIVUE MX40 |  | US01015822 | GH - TELEMETRY | MHHS-Greater Heights |  | Transmitter, Telemetry |  | 009-09441 |  | Central & Greater Heights |  | GH - TELEMETRY | [5 empty] | MONITORS, TELEMETRIC, TRANSMITTER |  | TRANSMITTERTELEMETRY-Philips-IntelliVue MX40 | TRANSMITTERTELEMETRY | IntelliVue MX40 |  |  |  | Philips | Transmitter, Telemetry |  | TRANSMITTERTELEMETRY-Philips-IntelliVue MX40 |  |  |  |  | Covered PM Repair - Biomedical | MHHS-Greater Heights
NO | NO |  |  |  | 009-09442 |  | Philips Medical Systems Cardiac and Monitoring Syste | INTELLIVUE MX40 |  | US01015860 | GH - TELEMETRY | MHHS-Greater Heights |  | Transmitter, Telemetry |  | 009-09442 |  | Central & Greater Heights |  | GH - TELEMETRY | [5 empty] | MONITORS, TELEMETRIC, TRANSMITTER |  | TRANSMITTERTELEMETRY-Philips-IntelliVue MX40 | TRANSMITTERTELEMETRY | IntelliVue MX40 |  |  |  | Philips | Transmitter, Telemetry |  | TRANSMITTERTELEMETRY-Philips-IntelliVue MX40 |  |  |  |  | Covered PM Repair - Biomedical | MHHS-Greater Heights
NO | NO |  |  |  | 009-09443 |  | Philips Medical Systems Cardiac and Monitoring Syste | INTELLIVUE MX40 |  | US01015859 | GH - TELEMETRY | MHHS-Greater Heights |  | Transmitter, Telemetry |  | 009-09443 |  | Central & Greater Heights |  | GH - TELEMETRY | [5 empty] | MONITORS, TELEMETRIC, TRANSMITTER |  | TRANSMITTERTELEMETRY-Philips-IntelliVue MX40 | TRANSMITTERTELEMETRY | IntelliVue MX40 |  |  |  | Philips | Transmitter, Telemetry |  | TRANSMITTERTELEMETRY-Philips-IntelliVue MX40 |  |  |  |  | Covered PM Repair - Biomedical | MHHS-Greater Heights
NO | NO |  |  |  | 009-09448 |  | Philips Medical Systems Cardiac and Monitoring Syste | INTELLIVUE MX40 |  | US01016676 | GH - TELEMETRY | MHHS-Greater Heights |  | Transmitter, Telemetry |  | 009-09448 |  | Central & Greater Heights |  | GH - TELEMETRY | [5 empty] | MONITORS, TELEMETRIC, TRANSMITTER |  | TRANSMITTERTELEMETRY-Philips-IntelliVue MX40 | TRANSMITTERTELEMETRY | IntelliVue MX40 |  |  |  | Philips | Transmitter, Telemetry |  | TRANSMITTERTELEMETRY-Philips-IntelliVue MX40 |  |  |  |  | Covered PM Repair - Biomedical | MHHS-Greater Heights
NO | NO |  |  |  | 009-09451 |  | Philips Medical Systems Cardiac and Monitoring Syste | INTELLIVUE MX40 |  | US01016692 | GH - TELEMETRY | MHHS-Greater Heights |  | Transmitter, Telemetry |  | 009-09451 |  | Central & Greater Heights |  | GH - TELEMETRY | [5 empty] | MONITORS, TELEMETRIC, TRANSMITTER |  | TRANSMITTERTELEMETRY-Philips-IntelliVue MX40 | TRANSMITTERTELEMETRY | IntelliVue MX40 |  |  |  | Philips | Transmitter, Telemetry |  | TRANSMITTERTELEMETRY-Philips-IntelliVue MX40 |  |  |  |  | Not Covered Vendor Only - Biomedical | MHHS-Greater Heights
NO | NO |  |  |  | 009-09458 |  | Philips Medical Systems Cardiac and Monitoring Syste | INTELLIVUE MX40 |  | US01016688 | GH - TELEMETRY | MHHS-Greater Heights |  | Transmitter, Telemetry |  | 009-09458 |  | Central & Greater Heights |  | GH - TELEMETRY | [5 empty] | MONITORS, TELEMETRIC, TRANSMITTER |  | TRANSMITTERTELEMETRY-Philips-IntelliVue MX40 | TRANSMITTERTELEMETRY | IntelliVue MX40 |  |  |  | Philips | Transmitter, Telemetry |  | TRANSMITTERTELEMETRY-Philips-IntelliVue MX40 |  |  |  |  | Not Covered Vendor Only - Biomedical | MHHS-Greater Heights
NO | NO |  |  |  | 009-09460 |  | Philips Medical Systems Cardiac and Monitoring Syste | INTELLIVUE MX40 |  | US01016686 | GH - TELEMETRY | MHHS-Greater Heights |  | Transmitter, Telemetry |  | 009-09460 |  | Central & Greater Heights |  | GH - TELEMETRY | [5 empty] | MONITORS, TELEMETRIC, TRANSMITTER |  | TRANSMITTERTELEMETRY-Philips-IntelliVue MX40 | TRANSMITTERTELEMETRY | IntelliVue MX40 |  |  |  | Philips | Transmitter, Telemetry |  | TRANSMITTERTELEMETRY-Philips-IntelliVue MX40 |  |  |  |  | Covered PM Repair - Biomedical | MHHS-Greater Heights
NO | NO |  |  |  | 009-09462 |  | Philips Medical Systems Cardiac and Monitoring Syste | INTELLIVUE MX40 |  | US01016680 | GH - TELEMETRY | MHHS-Greater Heights |  | Transmitter, Telemetry |  | 009-09462 |  | Central & Greater Heights |  | GH - TELEMETRY | [5 empty] | MONITORS, TELEMETRIC, TRANSMITTER |  | TRANSMITTERTELEMETRY-Philips-IntelliVue MX40 | TRANSMITTERTELEMETRY | IntelliVue MX40 |  |  |  | Philips | Transmitter, Telemetry |  | TRANSMITTERTELEMETRY-Philips-IntelliVue MX40 |  |  |  |  | Covered PM Repair - Biomedical | MHHS-Greater Heights
NO | NO |  |  |  | 009-09464 |  | Philips Medical Systems Cardiac and Monitoring Syste | INTELLIVUE MX40 |  | US01016701 | GH - TELEMETRY | MHHS-Greater Heights |  | Transmitter, Telemetry |  | 009-09464 |  | Central & Greater Heights |  | GH - TELEMETRY | [5 empty] | MONITORS, TELEMETRIC, TRANSMITTER |  | TRANSMITTERTELEMETRY-Philips-IntelliVue MX40 | TRANSMITTERTELEMETRY | IntelliVue MX40 |  |  |  | Philips | Transmitter, Telemetry |  | TRANSMITTERTELEMETRY-Philips-IntelliVue MX40 |  |  |  |  | Covered PM Repair - Biomedical | MHHS-Greater Heights
NO | NO |  |  |  | 009-09465 |  | Philips Medical Systems Cardiac and Monitoring Syste | INTELLIVUE MX40 |  | US01016689 | GH - TELEMETRY | MHHS-Greater Heights |  | Transmitter, Telemetry |  | 009-09465 |  | Central & Greater Heights |  | GH - TELEMETRY | [5 empty] | MONITORS, TELEMETRIC, TRANSMITTER |  | TRANSMITTERTELEMETRY-Philips-IntelliVue MX40 | TRANSMITTERTELEMETRY | IntelliVue MX40 |  |  |  | Philips | Transmitter, Telemetry |  | TRANSMITTERTELEMETRY-Philips-IntelliVue MX40 |  |  |  |  | Covered PM Repair - Biomedical | MHHS-Greater Heights
NO | NO |  |  |  | 009-09470 |  | Philips Medical Systems Cardiac and Monitoring Syste | INTELLIVUE MX40 |  | US01016683 | GH - TELEMETRY | MHHS-Greater Heights |  | Transmitter, Telemetry |  | 009-09470 |  | Central & Greater Heights |  | GH - TELEMETRY | [5 empty] | MONITORS, TELEMETRIC, TRANSMITTER |  | TRANSMITTERTELEMETRY-Philips-IntelliVue MX40 | TRANSMITTERTELEMETRY | IntelliVue MX40 |  |  |  | Philips | Transmitter, Telemetry |  | TRANSMITTERTELEMETRY-Philips-IntelliVue MX40 |  |  |  |  | Covered PM Repair - Biomedical | MHHS-Greater Heights
NO | NO |  |  |  | 009-09485 |  | Philips Medical Systems Cardiac and Monitoring Syste | INTELLIVUE MX40 |  | US01015866 | GH - TELEMETRY | MHHS-Greater Heights |  | Transmitter, Telemetry |  | 009-09485 |  | Central & Greater Heights |  | GH - TELEMETRY | [5 empty] | MONITORS, TELEMETRIC, TRANSMITTER |  | TRANSMITTERTELEMETRY-Philips-IntelliVue MX40 | TRANSMITTERTELEMETRY | IntelliVue MX40 |  |  |  | Philips | Transmitter, Telemetry |  | TRANSMITTERTELEMETRY-Philips-IntelliVue MX40 |  |  |  |  | Covered PM Repair - Biomedical | MHHS-Greater Heights
NO | NO |  |  |  | 009-09551 |  | Philips Medical Systems Cardiac and Monitoring Syste | INTELLIVUE MX40 |  | US01440248 | GH - TELEMETRY | MHHS-Greater Heights |  | Transmitter, Telemetry |  | 009-09551 |  | Central & Greater Heights |  | GH - TELEMETRY | [5 empty] | MONITORS, TELEMETRIC, TRANSMITTER |  | TRANSMITTERTELEMETRY-Philips-IntelliVue MX40 | TRANSMITTERTELEMETRY | IntelliVue MX40 |  |  |  | Philips | Transmitter, Telemetry |  | TRANSMITTERTELEMETRY-Philips-IntelliVue MX40 |  |  |  |  | Covered PM Repair - Biomedical | MHHS-Greater Heights
NO | NO |  |  |  | 009-09565 |  | Philips Medical Systems Cardiac and Monitoring Syste | INTELLIVUE MX40 |  | US01016691 | GH - TELEMETRY | MHHS-Greater Heights |  | Transmitter, Telemetry |  | 009-09565 |  | Central & Greater Heights |  | GH - TELEMETRY | [5 empty] | MONITORS, TELEMETRIC, TRANSMITTER |  | TRANSMITTERTELEMETRY-Philips-IntelliVue MX40 | TRANSMITTERTELEMETRY | IntelliVue MX40 |  |  |  | Philips | Transmitter, Telemetry |  | TRANSMITTERTELEMETRY-Philips-IntelliVue MX40 |  |  |  |  | Covered PM Repair - Biomedical | MHHS-Greater Heights
NO | NO |  |  |  | 009-09572 |  | Philips Medical Systems Cardiac and Monitoring Syste | INTELLIVUE MX40 |  | US01016702 | GH - TELEMETRY | MHHS-Greater Heights |  | Transmitter, Telemetry |  | 009-09572 |  | Central & Greater Heights |  | GH - TELEMETRY | [5 empty] | MONITORS, TELEMETRIC, TRANSMITTER |  | TRANSMITTERTELEMETRY-Philips-IntelliVue MX40 | TRANSMITTERTELEMETRY | IntelliVue MX40 |  |  |  | Philips | Transmitter, Telemetry |  | TRANSMITTERTELEMETRY-Philips-IntelliVue MX40 |  |  |  |  | Covered PM Repair - Biomedical | MHHS-Greater Heights
NO | NO |  |  |  | 009-09573 |  | Philips Medical Systems Cardiac and Monitoring Syste | INTELLIVUE MX40 |  | US01016712 | GH - TELEMETRY | MHHS-Greater Heights |  | Transmitter, Telemetry |  | 009-09573 |  | Central & Greater Heights |  | GH - TELEMETRY | [5 empty] | MONITORS, TELEMETRIC, TRANSMITTER |  | TRANSMITTERTELEMETRY-Philips-IntelliVue MX40 | TRANSMITTERTELEMETRY | IntelliVue MX40 |  |  |  | Philips | Transmitter, Telemetry |  | TRANSMITTERTELEMETRY-Philips-IntelliVue MX40 |  |  |  |  | Covered PM Repair - Biomedical | MHHS-Greater Heights
NO | NO |  |  |  | 009-09581 |  | Philips Medical Systems Cardiac and Monitoring Syste | INTELLIVUE MX40 |  | US01016705 | GH - TELEMETRY | MHHS-Greater Heights |  | Transmitter, Telemetry |  | 009-09581 |  | Central & Greater Heights |  | GH - TELEMETRY | [5 empty] | MONITORS, TELEMETRIC, TRANSMITTER |  | TRANSMITTERTELEMETRY-Philips-IntelliVue MX40 | TRANSMITTERTELEMETRY | IntelliVue MX40 |  |  |  | Philips | Transmitter, Telemetry |  | TRANSMITTERTELEMETRY-Philips-IntelliVue MX40 |  |  |  |  | Covered PM Repair - Biomedical | MHHS-Greater Heights
NO | NO |  |  |  | 009-09644 |  | Philips Medical Systems Cardiac and Monitoring Syste | INTELLIVUE MX40 |  | US01748630 | GH - TELEMETRY | MHHS-Greater Heights |  | Transmitter, Telemetry |  | 009-09644 |  | Central & Greater Heights |  | GH - TELEMETRY | [5 empty] | MONITORS, TELEMETRIC, TRANSMITTER |  | TRANSMITTERTELEMETRY-Philips-IntelliVue MX40 | TRANSMITTERTELEMETRY | IntelliVue MX40 |  |  |  | Philips | Transmitter, Telemetry |  | TRANSMITTERTELEMETRY-Philips-IntelliVue MX40 |  |  |  |  | Covered PM Repair - Biomedical | MHHS-Greater Heights
NO | NO |  |  |  | 009-09706 |  | Philips Medical Systems Cardiac and Monitoring Syste | INTELLIVUE MX40 |  | US01016697 | GH - TELEMETRY | MHHS-Greater Heights |  | Transmitter, Telemetry |  | 009-09706 |  | Central & Greater Heights |  | GH - TELEMETRY | [5 empty] | MONITORS, TELEMETRIC, TRANSMITTER |  | TRANSMITTERTELEMETRY-Philips-IntelliVue MX40 | TRANSMITTERTELEMETRY | IntelliVue MX40 |  |  |  | Philips | Transmitter, Telemetry |  | TRANSMITTERTELEMETRY-Philips-IntelliVue MX40 |  |  |  |  | Covered PM Repair - Biomedical | MHHS-Greater Heights
NO | NO |  |  |  | 009-09721 |  | Philips Medical Systems Cardiac and Monitoring Syste | INTELLIVUE MX40 |  | US01015826 | GH - TELEMETRY | MHHS-Greater Heights |  | Transmitter, Telemetry |  | 009-09721 |  | Central & Greater Heights |  | GH - TELEMETRY | [5 empty] | MONITORS, TELEMETRIC, TRANSMITTER |  | TRANSMITTERTELEMETRY-Philips-IntelliVue MX40 | TRANSMITTERTELEMETRY | IntelliVue MX40 |  |  |  | Philips | Transmitter, Telemetry |  | TRANSMITTERTELEMETRY-Philips-IntelliVue MX40 |  |  |  |  | Covered PM Repair - Biomedical | MHHS-Greater Heights
NO | NO |  |  |  | 009-09723 |  | Philips Medical Systems Cardiac and Monitoring Syste | INTELLIVUE MX40 |  | US01015884 | GH - TELEMETRY | MHHS-Greater Heights |  | Transmitter, Telemetry |  | 009-09723 |  | Central & Greater Heights |  | GH - TELEMETRY | [5 empty] | MONITORS, TELEMETRIC, TRANSMITTER |  | TRANSMITTERTELEMETRY-Philips-IntelliVue MX40 | TRANSMITTERTELEMETRY | IntelliVue MX40 |  |  |  | Philips | Transmitter, Telemetry |  | TRANSMITTERTELEMETRY-Philips-IntelliVue MX40 |  |  |  |  | Covered PM Repair - Biomedical | MHHS-Greater Heights
NO | NO |  |  |  | 009-09724 |  | Philips Medical Systems Cardiac and Monitoring Syste | INTELLIVUE MX40 |  | US01015877 | GH - TELEMETRY | MHHS-Greater Heights |  | Transmitter, Telemetry |  | 009-09724 |  | Central & Greater Heights |  | GH - TELEMETRY | [5 empty] | MONITORS, TELEMETRIC, TRANSMITTER |  | TRANSMITTERTELEMETRY-Philips-IntelliVue MX40 | TRANSMITTERTELEMETRY | IntelliVue MX40 |  |  |  | Philips | Transmitter, Telemetry |  | TRANSMITTERTELEMETRY-Philips-IntelliVue MX40 |  |  |  |  | Covered PM Repair - Biomedical | MHHS-Greater Heights
NO | NO |  |  |  | 009-09730 |  | Philips Medical Systems Cardiac and Monitoring Syste | INTELLIVUE MX40 |  | US01321253 | GH - TELEMETRY | MHHS-Greater Heights |  | Transmitter, Telemetry |  | 009-09730 |  | Central & Greater Heights |  | GH - TELEMETRY | [5 empty] | MONITORS, TELEMETRIC, TRANSMITTER |  | TRANSMITTERTELEMETRY-Philips-IntelliVue MX40 | TRANSMITTERTELEMETRY | IntelliVue MX40 |  |  |  | Philips | Transmitter, Telemetry |  | TRANSMITTERTELEMETRY-Philips-IntelliVue MX40 |  |  |  |  | Covered PM Repair - Biomedical | MHHS-Greater Heights
NO | NO |  |  |  | 009-09731 |  | Philips Medical Systems Cardiac and Monitoring Syste | INTELLIVUE MX40 |  | US01016715 | GH - TELEMETRY | MHHS-Greater Heights |  | Transmitter, Telemetry |  | 009-09731 |  | Central & Greater Heights |  | GH - TELEMETRY | [5 empty] | MONITORS, TELEMETRIC, TRANSMITTER |  | TRANSMITTERTELEMETRY-Philips-IntelliVue MX40 | TRANSMITTERTELEMETRY | IntelliVue MX40 |  |  |  | Philips | Transmitter, Telemetry |  | TRANSMITTERTELEMETRY-Philips-IntelliVue MX40 |  |  |  |  | Covered PM Repair - Biomedical | MHHS-Greater Heights
NO | NO |  |  |  | 009-09866 |  | Philips Medical Systems Cardiac and Monitoring Syste | INTELLIVUE MX40 |  | US01016693 | GH - TELEMETRY | MHHS-Greater Heights |  | Transmitter, Telemetry |  | 009-09866 |  | Central & Greater Heights |  | GH - TELEMETRY | [5 empty] | MONITORS, TELEMETRIC, TRANSMITTER |  | TRANSMITTERTELEMETRY-Philips-IntelliVue MX40 | TRANSMITTERTELEMETRY | IntelliVue MX40 |  |  |  | Philips | Transmitter, Telemetry |  | TRANSMITTERTELEMETRY-Philips-IntelliVue MX40 |  |  |  |  | Not Covered Vendor Only - Biomedical | MHHS-Greater Heights
NO | NO |  |  |  | 009-09890 |  | Philips Medical Systems Cardiac and Monitoring Syste | INTELLIVUE MX40 |  | US01856136 | GH - TELEMETRY | MHHS-Greater Heights |  | Transmitter, Telemetry |  | 009-09890 |  | Central & Greater Heights |  | GH - TELEMETRY | [5 empty] | MONITORS, TELEMETRIC, TRANSMITTER |  | TRANSMITTERTELEMETRY-Philips-IntelliVue MX40 | TRANSMITTERTELEMETRY | IntelliVue MX40 |  |  |  | Philips | Transmitter, Telemetry |  | TRANSMITTERTELEMETRY-Philips-IntelliVue MX40 |  |  |  |  | Not Covered Vendor Only - Biomedical | MHHS-Greater Heights
NO | NO |  |  |  | 009-09899 |  | Philips Medical Systems Cardiac and Monitoring Syste | INTELLIVUE MX40 |  | US01016694 | GH - TELEMETRY | MHHS-Greater Heights |  | Transmitter, Telemetry |  | 009-09899 |  | Central & Greater Heights |  | GH - TELEMETRY | [5 empty] | MONITORS, TELEMETRIC, TRANSMITTER |  | TRANSMITTERTELEMETRY-Philips-IntelliVue MX40 | TRANSMITTERTELEMETRY | IntelliVue MX40 |  |  |  | Philips | Transmitter, Telemetry |  | TRANSMITTERTELEMETRY-Philips-IntelliVue MX40 |  |  |  |  | Covered PM Repair - Biomedical | MHHS-Greater Heights
NO | NO |  |  |  | 009-09958 |  | Philips Medical Systems Cardiac and Monitoring Syste | INTELLIVUE MX40 |  | US01016708 | GH - TELEMETRY | MHHS-Greater Heights |  | Transmitter, Telemetry |  | 009-09958 |  | Central & Greater Heights |  | GH - TELEMETRY | [5 empty] | MONITORS, TELEMETRIC, TRANSMITTER |  | TRANSMITTERTELEMETRY-Philips-IntelliVue MX40 | TRANSMITTERTELEMETRY | IntelliVue MX40 |  |  |  | Philips | Transmitter, Telemetry |  | TRANSMITTERTELEMETRY-Philips-IntelliVue MX40 |  |  |  |  | Covered PM Repair - Biomedical | MHHS-Greater Heights
NO | NO |  |  |  | 009-09959 |  | Philips Medical Systems Cardiac and Monitoring Syste | INTELLIVUE MX40 |  | US01016703 | GH - TELEMETRY | MHHS-Greater Heights |  | Transmitter, Telemetry |  | 009-09959 |  | Central & Greater Heights |  | GH - TELEMETRY | [5 empty] | MONITORS, TELEMETRIC, TRANSMITTER |  | TRANSMITTERTELEMETRY-Philips-IntelliVue MX40 | TRANSMITTERTELEMETRY | IntelliVue MX40 |  |  |  | Philips | Transmitter, Telemetry |  | TRANSMITTERTELEMETRY-Philips-IntelliVue MX40 |  |  |  |  | Covered PM Repair - Biomedical | MHHS-Greater Heights
NO | NO |  |  |  | 009-09963 |  | Philips Medical Systems Cardiac and Monitoring Syste | INTELLIVUE MX40 |  | US01015823 | GH - TELEMETRY | MHHS-Greater Heights |  | Transmitter, Telemetry |  | 009-09963 |  | Central & Greater Heights |  | GH - TELEMETRY | [5 empty] | MONITORS, TELEMETRIC, TRANSMITTER |  | TRANSMITTERTELEMETRY-Philips-IntelliVue MX40 | TRANSMITTERTELEMETRY | IntelliVue MX40 |  |  |  | Philips | Transmitter, Telemetry |  | TRANSMITTERTELEMETRY-Philips-IntelliVue MX40 |  |  |  |  | Not Covered Vendor Only - Biomedical | MHHS-Greater Heights
NO | NO |  |  |  | 009-09964 |  | Philips Medical Systems Cardiac and Monitoring Syste | INTELLIVUE MX40 |  | US01016687 | GH - TELEMETRY | MHHS-Greater Heights |  | Transmitter, Telemetry |  | 009-09964 |  | Central & Greater Heights |  | GH - TELEMETRY | [5 empty] | MONITORS, TELEMETRIC, TRANSMITTER |  | TRANSMITTERTELEMETRY-Philips-IntelliVue MX40 | TRANSMITTERTELEMETRY | IntelliVue MX40 |  |  |  | Philips | Transmitter, Telemetry |  | TRANSMITTERTELEMETRY-Philips-IntelliVue MX40 |  |  |  |  | Covered PM Repair - Biomedical | MHHS-Greater Heights
NO | NO |  |  |  | 009-09971 |  | Philips Medical Systems Cardiac and Monitoring Syste | INTELLIVUE MX40 |  | US01433581 | GH - TELEMETRY | MHHS-Greater Heights |  | Transmitter, Telemetry |  | 009-09971 |  | Central & Greater Heights |  | GH - TELEMETRY | [5 empty] | MONITORS, TELEMETRIC, TRANSMITTER |  | TRANSMITTERTELEMETRY-Philips-IntelliVue MX40 | TRANSMITTERTELEMETRY | IntelliVue MX40 |  |  |  | Philips | Transmitter, Telemetry |  | TRANSMITTERTELEMETRY-Philips-IntelliVue MX40 |  |  |  |  | Covered PM Repair - Biomedical | MHHS-Greater Heights
NO | NO |  |  |  | 009-09976 |  | Philips Medical Systems Cardiac and Monitoring Syste | INTELLIVUE MX40 |  | US01015813 | GH - TELEMETRY | MHHS-Greater Heights |  | Transmitter, Telemetry |  | 009-09976 |  | Central & Greater Heights |  | GH - TELEMETRY | [5 empty] | MONITORS, TELEMETRIC, TRANSMITTER |  | TRANSMITTERTELEMETRY-Philips-IntelliVue MX40 | TRANSMITTERTELEMETRY | IntelliVue MX40 |  |  |  | Philips | Transmitter, Telemetry |  | TRANSMITTERTELEMETRY-Philips-IntelliVue MX40 |  |  |  |  | Covered PM Repair - Biomedical | MHHS-Greater Heights
NO | NO |  |  |  | 009-09979 |  | Philips Medical Systems Cardiac and Monitoring Syste | INTELLIVUE MX40 |  | US01015818 | GH - TELEMETRY | MHHS-Greater Heights |  | Transmitter, Telemetry |  | 009-09979 |  | Central & Greater Heights |  | GH - TELEMETRY | [5 empty] | MONITORS, TELEMETRIC, TRANSMITTER |  | TRANSMITTERTELEMETRY-Philips-IntelliVue MX40 | TRANSMITTERTELEMETRY | IntelliVue MX40 |  |  |  | Philips | Transmitter, Telemetry |  | TRANSMITTERTELEMETRY-Philips-IntelliVue MX40 |  |  |  |  | Covered PM Repair - Biomedical | MHHS-Greater Heights
NO | NO |  |  |  | 009-09980 |  | Philips Medical Systems Cardiac and Monitoring Syste | INTELLIVUE MX40 |  | US01015821 | GH - TELEMETRY | MHHS-Greater Heights |  | Transmitter, Telemetry |  | 009-09980 |  | Central & Greater Heights |  | GH - TELEMETRY | [5 empty] | MONITORS, TELEMETRIC, TRANSMITTER |  | TRANSMITTERTELEMETRY-Philips-IntelliVue MX40 | TRANSMITTERTELEMETRY | IntelliVue MX40 |  |  |  | Philips | Transmitter, Telemetry |  | TRANSMITTERTELEMETRY-Philips-IntelliVue MX40 |  |  |  |  | Covered PM Repair - Biomedical | MHHS-Greater Heights
NO | NO |  |  |  | 009-09993 |  | Philips Medical Systems Cardiac and Monitoring Syste | INTELLIVUE MX40 |  | US01015875 | GH - TELEMETRY | MHHS-Greater Heights |  | Transmitter, Telemetry |  | 009-09993 |  | Central & Greater Heights |  | GH - TELEMETRY | [5 empty] | MONITORS, TELEMETRIC, TRANSMITTER |  | TRANSMITTERTELEMETRY-Philips-IntelliVue MX40 | TRANSMITTERTELEMETRY | IntelliVue MX40 |  |  |  | Philips | Transmitter, Telemetry |  | TRANSMITTERTELEMETRY-Philips-IntelliVue MX40 |  |  |  |  | Covered PM Repair - Biomedical | MHHS-Greater Heights
NO | NO |  |  |  | 009-10074 |  | Philips Medical Systems Cardiac and Monitoring Syste | INTELLIVUE MX40 |  | US01015857 | GH - TELEMETRY | MHHS-Greater Heights |  | Transmitter, Telemetry |  | 009-10074 |  | Central & Greater Heights |  | GH - TELEMETRY | [5 empty] | MONITORS, TELEMETRIC, TRANSMITTER |  | TRANSMITTERTELEMETRY-Philips-IntelliVue MX40 | TRANSMITTERTELEMETRY | IntelliVue MX40 |  |  |  | Philips | Transmitter, Telemetry |  | TRANSMITTERTELEMETRY-Philips-IntelliVue MX40 |  |  |  |  | Covered PM Repair - Biomedical | MHHS-Greater Heights
NO | NO |  |  |  | 009-10118 |  | Philips Medical Systems Cardiac and Monitoring Syste | INTELLIVUE MX40 |  | US01016699 | GH - TELEMETRY | MHHS-Greater Heights |  | Transmitter, Telemetry |  | 009-10118 |  | Central & Greater Heights |  | GH - TELEMETRY | [5 empty] | MONITORS, TELEMETRIC, TRANSMITTER |  | TRANSMITTERTELEMETRY-Philips-IntelliVue MX40 | TRANSMITTERTELEMETRY | IntelliVue MX40 |  |  |  | Philips | Transmitter, Telemetry |  | TRANSMITTERTELEMETRY-Philips-IntelliVue MX40 |  |  |  |  | Covered PM Repair - Biomedical | MHHS-Greater Heights
NO | NO |  |  |  | 009-10119 |  | Philips Medical Systems Cardiac and Monitoring Syste | INTELLIVUE MX40 |  | US01015882 | GH - TELEMETRY | MHHS-Greater Heights |  | Transmitter, Telemetry |  | 009-10119 |  | Central & Greater Heights |  | GH - TELEMETRY | [5 empty] | MONITORS, TELEMETRIC, TRANSMITTER |  | TRANSMITTERTELEMETRY-Philips-IntelliVue MX40 | TRANSMITTERTELEMETRY | IntelliVue MX40 |  |  |  | Philips | Transmitter, Telemetry |  | TRANSMITTERTELEMETRY-Philips-IntelliVue MX40 |  |  |  |  | Covered PM Repair - Biomedical | MHHS-Greater Heights
NO | NO |  |  |  | 009-10123 |  | Philips Medical Systems Cardiac and Monitoring Syste | INTELLIVUE MX40 |  | US01016723 | GH - TELEMETRY | MHHS-Greater Heights |  | Transmitter, Telemetry |  | 009-10123 |  | Central & Greater Heights |  | GH - TELEMETRY | [5 empty] | MONITORS, TELEMETRIC, TRANSMITTER |  | TRANSMITTERTELEMETRY-Philips-IntelliVue MX40 | TRANSMITTERTELEMETRY | IntelliVue MX40 |  |  |  | Philips | Transmitter, Telemetry |  | TRANSMITTERTELEMETRY-Philips-IntelliVue MX40 |  |  |  |  | Covered PM Repair - Biomedical | MHHS-Greater Heights
NO | NO |  |  |  | 009-10248 |  | Philips Medical Systems Cardiac and Monitoring Syste | INTELLIVUE MX40 |  | US09691454 | GH - TELEMETRY | MHHS-Greater Heights |  | Transmitter, Telemetry |  | 009-10248 |  | Central & Greater Heights |  | GH - TELEMETRY | [5 empty] | MONITORS, TELEMETRIC, TRANSMITTER |  | TRANSMITTERTELEMETRY-Philips-IntelliVue MX40 | TRANSMITTERTELEMETRY | IntelliVue MX40 |  |  |  | Philips | Transmitter, Telemetry |  | TRANSMITTERTELEMETRY-Philips-IntelliVue MX40 |  |  |  |  | Covered PM Repair - Biomedical | MHHS-Greater Heights
NO | NO |  |  |  | 009-10249 |  | Philips Medical Systems Cardiac and Monitoring Syste | INTELLIVUE MX40 |  | US09691458 | GH - TELEMETRY | MHHS-Greater Heights |  | Transmitter, Telemetry |  | 009-10249 |  | Central & Greater Heights |  | GH - TELEMETRY | [5 empty] | MONITORS, TELEMETRIC, TRANSMITTER |  | TRANSMITTERTELEMETRY-Philips-IntelliVue MX40 | TRANSMITTERTELEMETRY | IntelliVue MX40 |  |  |  | Philips | Transmitter, Telemetry |  | TRANSMITTERTELEMETRY-Philips-IntelliVue MX40 |  |  |  |  | Covered PM Repair - Biomedical | MHHS-Greater Heights
NO | NO |  |  |  | 009-10294 |  | Philips Medical Systems Cardiac and Monitoring Syste | INTELLIVUE MX40 |  | US01015872 | GH - TELEMETRY | MHHS-Greater Heights |  | Transmitter, Telemetry |  | 009-10294 |  | Central & Greater Heights |  | GH - TELEMETRY | [5 empty] | MONITORS, TELEMETRIC, TRANSMITTER |  | TRANSMITTERTELEMETRY-Philips-IntelliVue MX40 | TRANSMITTERTELEMETRY | IntelliVue MX40 |  |  |  | Philips | Transmitter, Telemetry |  | TRANSMITTERTELEMETRY-Philips-IntelliVue MX40 |  |  |  |  | Covered PM Repair - Biomedical | MHHS-Greater Heights
NO | NO |  |  |  | 009-10320 |  | Philips Medical Systems Cardiac and Monitoring Syste | INTELLIVUE MX40 |  | US01016707 | GH - TELEMETRY | MHHS-Greater Heights |  | Transmitter, Telemetry |  | 009-10320 |  | Central & Greater Heights |  | GH - TELEMETRY | [5 empty] | MONITORS, TELEMETRIC, TRANSMITTER |  | TRANSMITTERTELEMETRY-Philips-IntelliVue MX40 | TRANSMITTERTELEMETRY | IntelliVue MX40 |  |  |  | Philips | Transmitter, Telemetry |  | TRANSMITTERTELEMETRY-Philips-IntelliVue MX40 |  |  |  |  | Covered PM Repair - Biomedical | MHHS-Greater Heights
NO | NO |  |  |  | 009-10381 |  | Philips Medical Systems Cardiac and Monitoring Syste | INTELLIVUE MX40 |  | US01016711 | GH - TELEMETRY | MHHS-Greater Heights |  | Transmitter, Telemetry |  | 009-10381 |  | Central & Greater Heights |  | GH - TELEMETRY | [5 empty] | MONITORS, TELEMETRIC, TRANSMITTER |  | TRANSMITTERTELEMETRY-Philips-IntelliVue MX40 | TRANSMITTERTELEMETRY | IntelliVue MX40 |  |  |  | Philips | Transmitter, Telemetry |  | TRANSMITTERTELEMETRY-Philips-IntelliVue MX40 |  |  |  |  | Covered PM Repair - Biomedical | MHHS-Greater Heights
NO | NO |  |  |  | 009-10443 |  | Philips Medical Systems Cardiac and Monitoring Syste | INTELLIVUE MX40 |  | US01324235 | GH - TELEMETRY | MHHS-Greater Heights |  | Transmitter, Telemetry |  | 009-10443 |  | Central & Greater Heights |  | GH - TELEMETRY | [5 empty] | MONITORS, TELEMETRIC, TRANSMITTER |  | TRANSMITTERTELEMETRY-Philips-IntelliVue MX40 | TRANSMITTERTELEMETRY | IntelliVue MX40 |  |  |  | Philips | Transmitter, Telemetry |  | TRANSMITTERTELEMETRY-Philips-IntelliVue MX40 |  |  |  |  | Covered PM Repair - Biomedical | MHHS-Greater Heights
NO | NO |  |  |  | 009-10460 |  | Philips Medical Systems Cardiac and Monitoring Syste | INTELLIVUE MX40 |  | US01015849 | GH - TELEMETRY | MHHS-Greater Heights |  | Transmitter, Telemetry |  | 009-10460 |  | Central & Greater Heights |  | GH - TELEMETRY | [5 empty] | MONITORS, TELEMETRIC, TRANSMITTER |  | TRANSMITTERTELEMETRY-Philips-IntelliVue MX40 | TRANSMITTERTELEMETRY | IntelliVue MX40 |  |  |  | Philips | Transmitter, Telemetry |  | TRANSMITTERTELEMETRY-Philips-IntelliVue MX40 |  |  |  |  | Covered PM Repair - Biomedical | MHHS-Greater Heights
NO | NO |  |  |  | 009-10782 |  | Philips Medical Systems Cardiac and Monitoring Syste | INTELLIVUE MX40 |  | US096A6819 | GH - TELEMETRY | MHHS-Greater Heights |  | Transmitter, Telemetry |  | 009-10782 |  | Central & Greater Heights |  | GH - TELEMETRY | [5 empty] | MONITORS, TELEMETRIC, TRANSMITTER |  | TRANSMITTERTELEMETRY-Philips-IntelliVue MX40 | TRANSMITTERTELEMETRY | IntelliVue MX40 |  |  |  | Philips | Transmitter, Telemetry |  | TRANSMITTERTELEMETRY-Philips-IntelliVue MX40 |  |  |  |  | Covered PM Repair - Biomedical | MHHS-Greater Heights
NO | NO |  |  |  | 009-10952 |  | Philips Medical Systems Cardiac and Monitoring Syste | INTELLIVUE MX40 |  | US096B7653 | GH - TELEMETRY | MHHS-Greater Heights |  | Transmitter, Telemetry |  | 009-10952 |  | Central & Greater Heights |  | GH - TELEMETRY | [5 empty] | MONITORS, TELEMETRIC, TRANSMITTER |  | TRANSMITTERTELEMETRY-Philips-IntelliVue MX40 | TRANSMITTERTELEMETRY | IntelliVue MX40 |  |  |  | Philips | Transmitter, Telemetry |  | TRANSMITTERTELEMETRY-Philips-IntelliVue MX40 |  |  |  |  | Covered PM Repair - Lab Analyzers/Anesth | MHHS-Greater Heights
NO | NO |  |  |  | 009-10953 |  | Philips Medical Systems Cardiac and Monitoring Syste | INTELLIVUE MX40 |  | US01003989 | GH - TELEMETRY | MHHS-Greater Heights |  | Transmitter, Telemetry |  | 009-10953 |  | Central & Greater Heights |  | GH - TELEMETRY | [5 empty] | MONITORS, TELEMETRIC, TRANSMITTER |  | TRANSMITTERTELEMETRY-Philips-IntelliVue MX40 | TRANSMITTERTELEMETRY | IntelliVue MX40 |  |  |  | Philips | Transmitter, Telemetry |  | TRANSMITTERTELEMETRY-Philips-IntelliVue MX40 |  |  |  |  | Covered PM Repair - Biomedical | MHHS-Greater Heights
NO | NO |  |  |  | 009-10962 |  | Philips Medical Systems Cardiac and Monitoring Syste | INTELLIVUE MX40 |  | US01016677 | GH - TELEMETRY | MHHS-Greater Heights |  | Transmitter, Telemetry |  | 009-10962 |  | Central & Greater Heights |  | GH - TELEMETRY | [5 empty] | MONITORS, TELEMETRIC, TRANSMITTER |  | TRANSMITTERTELEMETRY-Philips-IntelliVue MX40 | TRANSMITTERTELEMETRY | IntelliVue MX40 |  |  |  | Philips | Transmitter, Telemetry |  | TRANSMITTERTELEMETRY-Philips-IntelliVue MX40 |  |  |  |  | Covered PM Repair - Biomedical | MHHS-Greater Heights
NO | NO |  |  |  | 009-10964 |  | Philips Medical Systems Cardiac and Monitoring Syste | INTELLIVUE MX40 |  | US01015828 | GH - TELEMETRY | MHHS-Greater Heights |  | Transmitter, Telemetry |  | 009-10964 |  | Central & Greater Heights |  | GH - TELEMETRY | [5 empty] | MONITORS, TELEMETRIC, TRANSMITTER |  | TRANSMITTERTELEMETRY-Philips-IntelliVue MX40 | TRANSMITTERTELEMETRY | IntelliVue MX40 |  |  |  | Philips | Transmitter, Telemetry |  | TRANSMITTERTELEMETRY-Philips-IntelliVue MX40 |  |  |  |  | Covered PM Repair - Biomedical | MHHS-Greater Heights
NO | NO |  |  |  | 009-10965 |  | Philips Medical Systems Cardiac and Monitoring Syste | INTELLIVUE MX40 |  | US01320402 | GH - TELEMETRY | MHHS-Greater Heights |  | Transmitter, Telemetry |  | 009-10965 |  | Central & Greater Heights |  | GH - TELEMETRY | [5 empty] | MONITORS, TELEMETRIC, TRANSMITTER |  | TRANSMITTERTELEMETRY-Philips-IntelliVue MX40 | TRANSMITTERTELEMETRY | IntelliVue MX40 |  |  |  | Philips | Transmitter, Telemetry |  | TRANSMITTERTELEMETRY-Philips-IntelliVue MX40 |  |  |  |  | Covered PM Repair - Biomedical | MHHS-Greater Heights
NO | NO |  |  |  | 009-10966 |  | Philips Medical Systems Cardiac and Monitoring Syste | INTELLIVUE MX40 |  | US01015852 | GH - TELEMETRY | MHHS-Greater Heights |  | Transmitter, Telemetry |  | 009-10966 |  | Central & Greater Heights |  | GH - TELEMETRY | [5 empty] | MONITORS, TELEMETRIC, TRANSMITTER |  | TRANSMITTERTELEMETRY-Philips-IntelliVue MX40 | TRANSMITTERTELEMETRY | IntelliVue MX40 |  |  |  | Philips | Transmitter, Telemetry |  | TRANSMITTERTELEMETRY-Philips-IntelliVue MX40 |  |  |  |  | Covered PM Repair - Biomedical | MHHS-Greater Heights
NO | NO |  |  |  | 009-10969 |  | Philips Medical Systems Cardiac and Monitoring Syste | INTELLIVUE MX40 |  | US01015851 | GH - TELEMETRY | MHHS-Greater Heights |  | Transmitter, Telemetry |  | 009-10969 |  | Central & Greater Heights |  | GH - TELEMETRY | [5 empty] | MONITORS, TELEMETRIC, TRANSMITTER |  | TRANSMITTERTELEMETRY-Philips-IntelliVue MX40 | TRANSMITTERTELEMETRY | IntelliVue MX40 |  |  |  | Philips | Transmitter, Telemetry |  | TRANSMITTERTELEMETRY-Philips-IntelliVue MX40 |  |  |  |  | Covered PM Repair - Biomedical | MHHS-Greater Heights
NO | NO |  |  |  | 009-33336 |  | Philips Medical Systems Cardiac and Monitoring Syste | INTELLIVUE MX40 |  | US01015815 | GH - TELEMETRY | MHHS-Greater Heights |  | Transmitter, Telemetry |  | 009-33336 |  | Central & Greater Heights |  | GH - TELEMETRY | [5 empty] | MONITORS, TELEMETRIC, TRANSMITTER |  | TRANSMITTERTELEMETRY-Philips-IntelliVue MX40 | TRANSMITTERTELEMETRY | IntelliVue MX40 |  |  |  | Philips | Transmitter, Telemetry |  | TRANSMITTERTELEMETRY-Philips-IntelliVue MX40 |  |  |  |  | Covered PM Repair - Biomedical | MHHS-Greater Heights
NO | NO |  |  |  | 009-33354 |  | Philips Medical Systems Cardiac and Monitoring Syste | INTELLIVUE MX40 |  | US09C9610 | GH - TELEMETRY | MHHS-Greater Heights |  | Transmitter, Telemetry |  | 009-33354 |  | Central & Greater Heights |  | GH - TELEMETRY | [5 empty] | MONITORS, TELEMETRIC, TRANSMITTER |  | TRANSMITTERTELEMETRY-Philips-IntelliVue MX40 | TRANSMITTERTELEMETRY | IntelliVue MX40 |  |  |  | Philips | Transmitter, Telemetry |  | TRANSMITTERTELEMETRY-Philips-IntelliVue MX40 |  |  |  |  | Covered PM Repair - Biomedical | MHHS-Greater Heights
NO | NO |  |  |  | 009-33404 |  | Philips Medical Systems Cardiac and Monitoring Syste | INTELLIVUE MX40 |  | US096C3086 | GH - TELEMETRY | MHHS-Greater Heights |  | Transmitter, Telemetry |  | 009-33404 |  | Central & Greater Heights |  | GH - TELEMETRY | [5 empty] | MONITORS, TELEMETRIC, TRANSMITTER |  | TRANSMITTERTELEMETRY-Philips-IntelliVue MX40 | TRANSMITTERTELEMETRY | IntelliVue MX40 |  |  |  | Philips | Transmitter, Telemetry |  | TRANSMITTERTELEMETRY-Philips-IntelliVue MX40 |  |  |  |  | Covered PM Repair - Biomedical | MHHS-Greater Heights
NO | NO |  |  |  | 009-33405 |  | Philips Medical Systems Cardiac and Monitoring Syste | INTELLIVUE MX40 |  | US096C3612 | GH - TELEMETRY | MHHS-Greater Heights |  | Transmitter, Telemetry |  | 009-33405 |  | Central & Greater Heights |  | GH - TELEMETRY | [5 empty] | MONITORS, TELEMETRIC, TRANSMITTER |  | TRANSMITTERTELEMETRY-Philips-IntelliVue MX40 | TRANSMITTERTELEMETRY | IntelliVue MX40 |  |  |  | Philips | Transmitter, Telemetry |  | TRANSMITTERTELEMETRY-Philips-IntelliVue MX40 |  |  |  |  | Covered PM Repair - Biomedical | MHHS-Greater Heights
NO | NO |  |  |  | 009-33413 |  | Philips Medical Systems Cardiac and Monitoring Syste | INTELLIVUE MX40 |  | US01016696 | GH - TELEMETRY | MHHS-Greater Heights |  | Transmitter, Telemetry |  | 009-33413 |  | Central & Greater Heights |  | GH - TELEMETRY | [5 empty] | MONITORS, TELEMETRIC, TRANSMITTER |  | TRANSMITTERTELEMETRY-Philips-IntelliVue MX40 | TRANSMITTERTELEMETRY | IntelliVue MX40 |  |  |  | Philips | Transmitter, Telemetry |  | TRANSMITTERTELEMETRY-Philips-IntelliVue MX40 |  |  |  |  | Covered PM Repair - Biomedical | MHHS-Greater Heights
NO | NO |  |  |  | 009-33560 |  | Philips Medical Systems Cardiac and Monitoring Syste | INTELLIVUE MX40 |  | US01016700 | GH - TELEMETRY | MHHS-Greater Heights |  | Transmitter, Telemetry |  | 009-33560 |  | Central & Greater Heights |  | GH - TELEMETRY | [5 empty] | MONITORS, TELEMETRIC, TRANSMITTER |  | TRANSMITTERTELEMETRY-Philips-IntelliVue MX40 | TRANSMITTERTELEMETRY | IntelliVue MX40 |  |  |  | Philips | Transmitter, Telemetry |  | TRANSMITTERTELEMETRY-Philips-IntelliVue MX40 |  |  |  |  | Covered PM Repair - Biomedical | MHHS-Greater Heights
NO | NO |  |  |  | 009-33635 |  | Philips Medical Systems Cardiac and Monitoring Syste | INTELLIVUE MX40 |  | US01016698 | GH - TELEMETRY | MHHS-Greater Heights |  | Transmitter, Telemetry |  | 009-33635 |  | Central & Greater Heights |  | GH - TELEMETRY | [5 empty] | MONITORS, TELEMETRIC, TRANSMITTER |  | TRANSMITTERTELEMETRY-Philips-IntelliVue MX40 | TRANSMITTERTELEMETRY | IntelliVue MX40 |  |  |  | Philips | Transmitter, Telemetry |  | TRANSMITTERTELEMETRY-Philips-IntelliVue MX40 |  |  |  |  | Covered PM Repair - Biomedical | MHHS-Greater Heights
NO | NO |  |  |  | 009-33636 |  | Philips Medical Systems Cardiac and Monitoring Syste | INTELLIVUE MX40 |  | US09681801 | GH - TELEMETRY | MHHS-Greater Heights |  | Transmitter, Telemetry |  | 009-33636 |  | Central & Greater Heights |  | GH - TELEMETRY | [5 empty] | MONITORS, TELEMETRIC, TRANSMITTER |  | TRANSMITTERTELEMETRY-Philips-IntelliVue MX40 | TRANSMITTERTELEMETRY | IntelliVue MX40 |  |  |  | Philips | Transmitter, Telemetry |  | TRANSMITTERTELEMETRY-Philips-IntelliVue MX40 |  |  |  |  | Covered PM Repair - Biomedical | MHHS-Greater Heights
NO | NO |  |  |  | 009-33659 |  | Philips Medical Systems Cardiac and Monitoring Syste | INTELLIVUE MX40 |  | US01015806 | GH - TELEMETRY | MHHS-Greater Heights |  | Transmitter, Telemetry |  | 009-33659 |  | Central & Greater Heights |  | GH - TELEMETRY | [5 empty] | MONITORS, TELEMETRIC, TRANSMITTER |  | TRANSMITTERTELEMETRY-Philips-IntelliVue MX40 | TRANSMITTERTELEMETRY | IntelliVue MX40 |  |  |  | Philips | Transmitter, Telemetry |  | TRANSMITTERTELEMETRY-Philips-IntelliVue MX40 |  |  |  |  | Covered PM Repair - Biomedical | MHHS-Greater Heights
NO | NO |  |  |  | 009-33709 |  | Philips Medical Systems Cardiac and Monitoring Syste | INTELLIVUE MX40 |  | US098E2890 | GH - TELEMETRY | MHHS-Greater Heights |  | Transmitter, Telemetry |  | 009-33709 |  | Central & Greater Heights |  | GH - TELEMETRY | [5 empty] | MONITORS, TELEMETRIC, TRANSMITTER |  | TRANSMITTERTELEMETRY-Philips-IntelliVue MX40 | TRANSMITTERTELEMETRY | IntelliVue MX40 |  |  |  | Philips | Transmitter, Telemetry |  | TRANSMITTERTELEMETRY-Philips-IntelliVue MX40 |  |  |  |  | Not Covered Vendor Only - Lab Ana/Anes | MHHS-Greater Heights
NO | NO |  |  |  | 009-33732 |  | Philips Medical Systems Cardiac and Monitoring Syste | INTELLIVUE MX40 |  | US01015827 | GH - TELEMETRY | MHHS-Greater Heights |  | Transmitter, Telemetry |  | 009-33732 |  | Central & Greater Heights |  | GH - TELEMETRY | [5 empty] | MONITORS, TELEMETRIC, TRANSMITTER |  | TRANSMITTERTELEMETRY-Philips-IntelliVue MX40 | TRANSMITTERTELEMETRY | IntelliVue MX40 |  |  |  | Philips | Transmitter, Telemetry |  | TRANSMITTERTELEMETRY-Philips-IntelliVue MX40 |  |  |  |  | Not Covered Vendor Only - Biomedical | MHHS-Greater Heights
NO | NO |  |  |  | 009-33733 |  | Philips Medical Systems Cardiac and Monitoring Syste | INTELLIVUE MX40 |  | US01015812 | GH - TELEMETRY | MHHS-Greater Heights |  | Transmitter, Telemetry |  | 009-33733 |  | Central & Greater Heights |  | GH - TELEMETRY | [5 empty] | MONITORS, TELEMETRIC, TRANSMITTER |  | TRANSMITTERTELEMETRY-Philips-IntelliVue MX40 | TRANSMITTERTELEMETRY | IntelliVue MX40 |  |  |  | Philips | Transmitter, Telemetry |  | TRANSMITTERTELEMETRY-Philips-IntelliVue MX40 |  |  |  |  | Not Covered Vendor Only - Lab Ana/Anes | MHHS-Greater Heights
NO | NO |  |  |  | 009-34316 |  | Philips Medical Systems Cardiac and Monitoring Syste | INTELLIVUE MX40 |  | US01015835 | GH - TELEMETRY | MHHS-Greater Heights |  | Transmitter, Telemetry |  | 009-34316 |  | Central & Greater Heights |  | GH - TELEMETRY | [5 empty] | MONITORS, TELEMETRIC, TRANSMITTER |  | TRANSMITTERTELEMETRY-Philips-IntelliVue MX40 | TRANSMITTERTELEMETRY | IntelliVue MX40 |  |  |  | Philips | Transmitter, Telemetry |  | TRANSMITTERTELEMETRY-Philips-IntelliVue MX40 |  |  |  |  | Covered PM Repair - Biomedical | MHHS-Greater Heights
NO | NO |  |  |  | 009-34323 |  | Philips Medical Systems Cardiac and Monitoring Syste | INTELLIVUE MX40 |  | US01015876 | GH - TELEMETRY | MHHS-Greater Heights |  | Transmitter, Telemetry |  | 009-34323 |  | Central & Greater Heights |  | GH - TELEMETRY | [5 empty] | MONITORS, TELEMETRIC, TRANSMITTER |  | TRANSMITTERTELEMETRY-Philips-IntelliVue MX40 | TRANSMITTERTELEMETRY | IntelliVue MX40 |  |  |  | Philips | Transmitter, Telemetry |  | TRANSMITTERTELEMETRY-Philips-IntelliVue MX40 |  |  |  |  | Covered PM Repair - Biomedical | MHHS-Greater Heights
NO | NO |  |  |  | 009-34343 |  | Philips Medical Systems Cardiac and Monitoring Syste | INTELLIVUE MX40 |  | US01015880 | GH - TELEMETRY | MHHS-Greater Heights |  | Transmitter, Telemetry |  | 009-34343 |  | Central & Greater Heights |  | GH - TELEMETRY | [5 empty] | MONITORS, TELEMETRIC, TRANSMITTER |  | TRANSMITTERTELEMETRY-Philips-IntelliVue MX40 | TRANSMITTERTELEMETRY | IntelliVue MX40 |  |  |  | Philips | Transmitter, Telemetry |  | TRANSMITTERTELEMETRY-Philips-IntelliVue MX40 |  |  |  |  | Covered PM Repair - Biomedical | MHHS-Greater Heights
NO | NO |  |  |  | 009-34353 |  | Philips Medical Systems Cardiac and Monitoring Syste | INTELLIVUE MX40 |  | US01015848 | GH - TELEMETRY | MHHS-Greater Heights |  | Transmitter, Telemetry |  | 009-34353 |  | Central & Greater Heights |  | GH - TELEMETRY | [5 empty] | MONITORS, TELEMETRIC, TRANSMITTER |  | TRANSMITTERTELEMETRY-Philips-IntelliVue MX40 | TRANSMITTERTELEMETRY | IntelliVue MX40 |  |  |  | Philips | Transmitter, Telemetry |  | TRANSMITTERTELEMETRY-Philips-IntelliVue MX40 |  |  |  |  | Covered PM Repair - Biomedical | MHHS-Greater Heights
NO | NO |  |  |  | 009-34356 |  | Philips Medical Systems Cardiac and Monitoring Syste | INTELLIVUE MX40 |  | US01015840 | GH - TELEMETRY | MHHS-Greater Heights |  | Transmitter, Telemetry |  | 009-34356 |  | Central & Greater Heights |  | GH - TELEMETRY | [5 empty] | MONITORS, TELEMETRIC, TRANSMITTER |  | TRANSMITTERTELEMETRY-Philips-IntelliVue MX40 | TRANSMITTERTELEMETRY | IntelliVue MX40 |  |  |  | Philips | Transmitter, Telemetry |  | TRANSMITTERTELEMETRY-Philips-IntelliVue MX40 |  |  |  |  | Covered PM Repair - Biomedical | MHHS-Greater Heights
NO | NO |  |  |  | 009-34357 |  | Philips Medical Systems Cardiac and Monitoring Syste | INTELLIVUE MX40 |  | US01015844 | GH - TELEMETRY | MHHS-Greater Heights |  | Transmitter, Telemetry |  | 009-34357 |  | Central & Greater Heights |  | GH - TELEMETRY | [5 empty] | MONITORS, TELEMETRIC, TRANSMITTER |  | TRANSMITTERTELEMETRY-Philips-IntelliVue MX40 | TRANSMITTERTELEMETRY | IntelliVue MX40 |  |  |  | Philips | Transmitter, Telemetry |  | TRANSMITTERTELEMETRY-Philips-IntelliVue MX40 |  |  |  |  | Covered PM Repair - Biomedical | MHHS-Greater Heights
NO | NO |  |  |  | 009-34360 |  | Philips Medical Systems Cardiac and Monitoring Syste | INTELLIVUE MX40 |  | US01015843 | GH - TELEMETRY | MHHS-Greater Heights |  | Transmitter, Telemetry |  | 009-34360 |  | Central & Greater Heights |  | GH - TELEMETRY | [5 empty] | MONITORS, TELEMETRIC, TRANSMITTER |  | TRANSMITTERTELEMETRY-Philips-IntelliVue MX40 | TRANSMITTERTELEMETRY | IntelliVue MX40 |  |  |  | Philips | Transmitter, Telemetry |  | TRANSMITTERTELEMETRY-Philips-IntelliVue MX40 |  |  |  |  | Covered PM Repair - Biomedical | MHHS-Greater Heights
NO | NO |  |  |  | 009-34386 |  | Philips Medical Systems Cardiac and Monitoring Syste | INTELLIVUE MX40 |  | US01015830 | GH - TELEMETRY | MHHS-Greater Heights |  | Transmitter, Telemetry |  | 009-34386 |  | Central & Greater Heights |  | GH - TELEMETRY | [5 empty] | MONITORS, TELEMETRIC, TRANSMITTER |  | TRANSMITTERTELEMETRY-Philips-IntelliVue MX40 | TRANSMITTERTELEMETRY | IntelliVue MX40 |  |  |  | Philips | Transmitter, Telemetry |  | TRANSMITTERTELEMETRY-Philips-IntelliVue MX40 |  |  |  |  | Covered PM Repair - Biomedical | MHHS-Greater Heights
NO | NO |  |  |  | 009-34418 |  | Philips Medical Systems Cardiac and Monitoring Syste | INTELLIVUE MX40 |  | US01015870 | GH - TELEMETRY | MHHS-Greater Heights |  | Transmitter, Telemetry |  | 009-34418 |  | Central & Greater Heights |  | GH - TELEMETRY | [5 empty] | MONITORS, TELEMETRIC, TRANSMITTER |  | TRANSMITTERTELEMETRY-Philips-IntelliVue MX40 | TRANSMITTERTELEMETRY | IntelliVue MX40 |  |  |  | Philips | Transmitter, Telemetry |  | TRANSMITTERTELEMETRY-Philips-IntelliVue MX40 |  |  |  |  | Covered PM Repair - Biomedical | MHHS-Greater Heights
NO | NO |  |  |  | 009-34436 |  | Philips Medical Systems Cardiac and Monitoring Syste | INTELLIVUE MX40 |  | US099F1140 | GH - TELEMETRY | MHHS-Greater Heights |  | Transmitter, Telemetry |  | 009-34436 |  | Central & Greater Heights |  | GH - TELEMETRY | [5 empty] | MONITORS, TELEMETRIC, TRANSMITTER |  | TRANSMITTERTELEMETRY-Philips-IntelliVue MX40 | TRANSMITTERTELEMETRY | IntelliVue MX40 |  |  |  | Philips | Transmitter, Telemetry |  | TRANSMITTERTELEMETRY-Philips-IntelliVue MX40 |  |  |  |  | Covered PM Repair - Biomedical | MHHS-Greater Heights
NO | NO |  |  |  | 009-34437 |  | Philips Medical Systems Cardiac and Monitoring Syste | INTELLIVUE MX40 |  | US099F1143 | GH - TELEMETRY | MHHS-Greater Heights |  | Transmitter, Telemetry |  | 009-34437 |  | Central & Greater Heights |  | GH - TELEMETRY | [5 empty] | MONITORS, TELEMETRIC, TRANSMITTER |  | TRANSMITTERTELEMETRY-Philips-IntelliVue MX40 | TRANSMITTERTELEMETRY | IntelliVue MX40 |  |  |  | Philips | Transmitter, Telemetry |  | TRANSMITTERTELEMETRY-Philips-IntelliVue MX40 |  |  |  |  | Covered PM Repair - Biomedical | MHHS-Greater Heights
NO | NO |  |  |  | 009-34502 |  | Philips Medical Systems Cardiac and Monitoring Syste | INTELLIVUE MX40 |  | US01016690 | GH - TELEMETRY | MHHS-Greater Heights |  | Transmitter, Telemetry |  | 009-34502 |  | Central & Greater Heights |  | GH - TELEMETRY | [5 empty] | MONITORS, TELEMETRIC, TRANSMITTER |  | TRANSMITTERTELEMETRY-Philips-IntelliVue MX40 | TRANSMITTERTELEMETRY | IntelliVue MX40 |  |  |  | Philips | Transmitter, Telemetry |  | TRANSMITTERTELEMETRY-Philips-IntelliVue MX40 |  |  |  |  | Covered PM Repair - Biomedical | MHHS-Greater Heights
NO | NO |  |  |  | 009-34507 |  | Philips Medical Systems Cardiac and Monitoring Syste | INTELLIVUE MX40 |  | US01015838 | GH - TELEMETRY | MHHS-Greater Heights |  | Transmitter, Telemetry |  | 009-34507 |  | Central & Greater Heights |  | GH - TELEMETRY | [5 empty] | MONITORS, TELEMETRIC, TRANSMITTER |  | TRANSMITTERTELEMETRY-Philips-IntelliVue MX40 | TRANSMITTERTELEMETRY | IntelliVue MX40 |  |  |  | Philips | Transmitter, Telemetry |  | TRANSMITTERTELEMETRY-Philips-IntelliVue MX40 |  |  |  |  | Covered PM Repair - Biomedical | MHHS-Greater Heights
NO | NO |  |  |  | 009-34509 |  | Philips Medical Systems Cardiac and Monitoring Syste | INTELLIVUE MX40 |  | US01015861 | GH - TELEMETRY | MHHS-Greater Heights |  | Transmitter, Telemetry |  | 009-34509 |  | Central & Greater Heights |  | GH - TELEMETRY | [5 empty] | MONITORS, TELEMETRIC, TRANSMITTER |  | TRANSMITTERTELEMETRY-Philips-IntelliVue MX40 | TRANSMITTERTELEMETRY | IntelliVue MX40 |  |  |  | Philips | Transmitter, Telemetry |  | TRANSMITTERTELEMETRY-Philips-IntelliVue MX40 |  |  |  |  | Covered PM Repair - Biomedical | MHHS-Greater Heights
NO | NO |  |  |  | 009-34535 |  | Philips Medical Systems Cardiac and Monitoring Syste | INTELLIVUE MX40 |  | US01015858 | GH - TELEMETRY | MHHS-Greater Heights |  | Transmitter, Telemetry |  | 009-34535 |  | Central & Greater Heights |  | GH - TELEMETRY | [5 empty] | MONITORS, TELEMETRIC, TRANSMITTER |  | TRANSMITTERTELEMETRY-Philips-IntelliVue MX40 | TRANSMITTERTELEMETRY | IntelliVue MX40 |  |  |  | Philips | Transmitter, Telemetry |  | TRANSMITTERTELEMETRY-Philips-IntelliVue MX40 |  |  |  |  | Covered PM Repair - Biomedical | MHHS-Greater Heights
NO | NO |  |  |  | 009-34536 |  | Philips Medical Systems Cardiac and Monitoring Syste | INTELLIVUE MX40 |  | US01015816 | GH - TELEMETRY | MHHS-Greater Heights |  | Transmitter, Telemetry |  | 009-34536 |  | Central & Greater Heights |  | GH - TELEMETRY | [5 empty] | MONITORS, TELEMETRIC, TRANSMITTER |  | TRANSMITTERTELEMETRY-Philips-IntelliVue MX40 | TRANSMITTERTELEMETRY | IntelliVue MX40 |  |  |  | Philips | Transmitter, Telemetry |  | TRANSMITTERTELEMETRY-Philips-IntelliVue MX40 |  |  |  |  | Covered PM Repair - Biomedical | MHHS-Greater Heights
NO | NO |  |  |  | 009-34619 |  | Philips Medical Systems Cardiac and Monitoring Syste | INTELLIVUE MX40 |  | US01015851 | GH - TELEMETRY | MHHS-Greater Heights |  | Transmitter, Telemetry |  | 009-34619 |  | Central & Greater Heights |  | GH - TELEMETRY | [5 empty] | MONITORS, TELEMETRIC, TRANSMITTER |  | TRANSMITTERTELEMETRY-Philips-IntelliVue MX40 | TRANSMITTERTELEMETRY | IntelliVue MX40 |  |  |  | Philips | Transmitter, Telemetry |  | TRANSMITTERTELEMETRY-Philips-IntelliVue MX40 |  |  |  |  | Covered PM Repair - Biomedical | MHHS-Greater Heights
NO | NO |  |  |  | 009-34630 |  | Philips Medical Systems Cardiac and Monitoring Syste | INTELLIVUE MX40 |  | US01016685 | GH - TELEMETRY | MHHS-Greater Heights |  | Transmitter, Telemetry |  | 009-34630 |  | Central & Greater Heights |  | GH - TELEMETRY | [5 empty] | MONITORS, TELEMETRIC, TRANSMITTER |  | TRANSMITTERTELEMETRY-Philips-IntelliVue MX40 | TRANSMITTERTELEMETRY | IntelliVue MX40 |  |  |  | Philips | Transmitter, Telemetry |  | TRANSMITTERTELEMETRY-Philips-IntelliVue MX40 |  |  |  |  | Covered PM Repair - Biomedical | MHHS-Greater Heights
NO | NO |  |  |  | 009-34638 |  | Philips Medical Systems Cardiac and Monitoring Syste | INTELLIVUE MX40 |  | US099G2372 | GH - TELEMETRY | MHHS-Greater Heights |  | Transmitter, Telemetry |  | 009-34638 |  | Central & Greater Heights |  | GH - TELEMETRY | [5 empty] | MONITORS, TELEMETRIC, TRANSMITTER |  | TRANSMITTERTELEMETRY-Philips-IntelliVue MX40 | TRANSMITTERTELEMETRY | IntelliVue MX40 |  |  |  | Philips | Transmitter, Telemetry |  | TRANSMITTERTELEMETRY-Philips-IntelliVue MX40 |  |  |  |  | Covered PM Repair - Biomedical | MHHS-Greater Heights
NO | NO |  |  |  | US00700348 |  | Philips Medical Systems Cardiac and Monitoring Syste | INTELLIVUE MX40 |  | US00700348 | KATY - ER | MHHS-Katy |  | Transmitter, Telemetry |  | US00700348 |  | Katy |  | KATY - ER | [5 empty] | MONITORS, TELEMETRIC, TRANSMITTER |  | TRANSMITTERTELEMETRY-Philips-IntelliVue MX40 | TRANSMITTERTELEMETRY | IntelliVue MX40 |  |  |  | Philips | Transmitter, Telemetry |  | TRANSMITTERTELEMETRY-Philips-IntelliVue MX40 |  |  |  |  | Not Covered Vendor Only - Lab Ana/Anes | MHHS-Katy
NO | NO |  |  |  | US01003883 |  | Philips Medical Systems Cardiac and Monitoring Syste | INTELLIVUE MX40 |  | US01003883 | KATY - ER | MHHS-Katy |  | Transmitter, Telemetry |  | US01003883 |  | Katy |  | KATY - ER | [5 empty] | MONITORS, TELEMETRIC, TRANSMITTER |  | TRANSMITTERTELEMETRY-Philips-IntelliVue MX40 | TRANSMITTERTELEMETRY | IntelliVue MX40 |  |  |  | Philips | Transmitter, Telemetry |  | TRANSMITTERTELEMETRY-Philips-IntelliVue MX40 |  |  |  |  | Not Covered Vendor Only - Lab Ana/Anes | MHHS-Katy
NO | NO |  |  |  | US01003887 |  | Philips Medical Systems Cardiac and Monitoring Syste | INTELLIVUE MX40 |  | US01003887 | KATY - ER | MHHS-Katy |  | Transmitter, Telemetry |  | US01003887 |  | Katy |  | KATY - ER | [5 empty] | MONITORS, TELEMETRIC, TRANSMITTER |  | TRANSMITTERTELEMETRY-Philips-IntelliVue MX40 | TRANSMITTERTELEMETRY | IntelliVue MX40 |  |  |  | Philips | Transmitter, Telemetry |  | TRANSMITTERTELEMETRY-Philips-IntelliVue MX40 |  |  |  |  | Not Covered Vendor Only - Lab Ana/Anes | MHHS-Katy
NO | NO |  |  |  | US01003892 |  | Philips Medical Systems Cardiac and Monitoring Syste | INTELLIVUE MX40 |  | US01003892 | KATY - ER | MHHS-Katy |  | Transmitter, Telemetry |  | US01003892 |  | Katy |  | KATY - ER | [5 empty] | MONITORS, TELEMETRIC, TRANSMITTER |  | TRANSMITTERTELEMETRY-Philips-IntelliVue MX40 | TRANSMITTERTELEMETRY | IntelliVue MX40 |  |  |  | Philips | Transmitter, Telemetry |  | TRANSMITTERTELEMETRY-Philips-IntelliVue MX40 |  |  |  |  | Covered PM Repair - Biomedical | MHHS-Katy
NO | NO |  |  |  | US01003895 |  | Philips Medical Systems Cardiac and Monitoring Syste | INTELLIVUE MX40 |  | US01003895 | KATY - ER | MHHS-Katy |  | Transmitter, Telemetry |  | US01003895 |  | Katy |  | KATY - ER | [5 empty] | MONITORS, TELEMETRIC, TRANSMITTER |  | TRANSMITTERTELEMETRY-Philips-IntelliVue MX40 | TRANSMITTERTELEMETRY | IntelliVue MX40 |  |  |  | Philips | Transmitter, Telemetry |  | TRANSMITTERTELEMETRY-Philips-IntelliVue MX40 |  |  |  |  | Covered PM Repair - Biomedical | MHHS-Katy
NO | NO |  |  |  | US01003898 |  | Philips Medical Systems Cardiac and Monitoring Syste | INTELLIVUE MX40 |  | US01003898 | KATY - ER | MHHS-Katy |  | Transmitter, Telemetry |  | US01003898 |  | Katy |  | KATY - ER | [5 empty] | MONITORS, TELEMETRIC, TRANSMITTER |  | TRANSMITTERTELEMETRY-Philips-IntelliVue MX40 | TRANSMITTERTELEMETRY | IntelliVue MX40 |  |  |  | Philips | Transmitter, Telemetry |  | TRANSMITTERTELEMETRY-Philips-IntelliVue MX40 |  |  |  |  | Covered PM Repair - Biomedical | MHHS-Katy
NO | NO |  |  |  | 041-20881 |  | Philips Medical Systems Cardiac and Monitoring Syste | INTELLIVUE MX40 |  | US01431904 | KATY - TELEMETRY | MHHS-Katy |  | Transmitter, Telemetry |  | 041-20881 |  | Katy |  | KATY - TELEMETRY | [5 empty] | MONITORS, TELEMETRIC, TRANSMITTER |  | TRANSMITTERTELEMETRY-Philips-IntelliVue MX40 | TRANSMITTERTELEMETRY | IntelliVue MX40 |  |  |  | Philips | Transmitter, Telemetry |  | TRANSMITTERTELEMETRY-Philips-IntelliVue MX40 |  |  |  |  | Covered PM Repair - Biomedical | MHHS-Katy
NO | NO |  |  |  | 133-09554 |  | Philips Medical Systems Cardiac and Monitoring Syste | INTELLIVUE MX40 |  | US03571571 | KATY - TELEMETRY | MHHS-Katy |  | Transmitter, Telemetry |  | 133-09554 |  | Katy |  | KATY - TELEMETRY | [5 empty] | MONITORS, TELEMETRIC, TRANSMITTER |  | TRANSMITTERTELEMETRY-Philips-IntelliVue MX40 | TRANSMITTERTELEMETRY | IntelliVue MX40 |  |  |  | Philips | Transmitter, Telemetry |  | TRANSMITTERTELEMETRY-Philips-IntelliVue MX40 |  |  |  |  | Covered PM Repair - Biomedical | MHHS-Katy
NO | NO |  |  |  | 133-09555 |  | Philips Medical Systems Cardiac and Monitoring Syste | INTELLIVUE MX40 |  | US03571572 | KATY - TELEMETRY | MHHS-Katy |  | Transmitter, Telemetry |  | 133-09555 |  | Katy |  | KATY - TELEMETRY | [5 empty] | MONITORS, TELEMETRIC, TRANSMITTER |  | TRANSMITTERTELEMETRY-Philips-IntelliVue MX40 | TRANSMITTERTELEMETRY | IntelliVue MX40 |  |  |  | Philips | Transmitter, Telemetry |  | TRANSMITTERTELEMETRY-Philips-IntelliVue MX40 |  |  |  |  | Not Covered Vendor Only - Lab Ana/Anes | MHHS-Katy
NO | NO |  |  |  | US00700210 |  | Philips Medical Systems Cardiac and Monitoring Syste | INTELLIVUE MX40 |  | US00700210 | KATY - TELEMETRY | MHHS-Katy |  | Transmitter, Telemetry |  | US00700210 |  | Katy |  | KATY - TELEMETRY | [5 empty] | MONITORS, TELEMETRIC, TRANSMITTER |  | TRANSMITTERTELEMETRY-Philips-IntelliVue MX40 | TRANSMITTERTELEMETRY | IntelliVue MX40 |  |  |  | Philips | Transmitter, Telemetry |  | TRANSMITTERTELEMETRY-Philips-IntelliVue MX40 |  |  |  |  | Covered PM Repair - Biomedical | MHHS-Katy
NO | NO |  |  |  | US01013197 |  | Philips Medical Systems Cardiac and Monitoring Syste | INTELLIVUE MX40 |  | US01013197 | KATY - TELEMETRY | MHHS-Katy |  | Transmitter, Telemetry |  | US01013197 |  | Katy |  | KATY - TELEMETRY | [5 empty] | MONITORS, TELEMETRIC, TRANSMITTER |  | TRANSMITTERTELEMETRY-Philips-IntelliVue MX40 | TRANSMITTERTELEMETRY | IntelliVue MX40 |  |  |  | Philips | Transmitter, Telemetry |  | TRANSMITTERTELEMETRY-Philips-IntelliVue MX40 |  |  |  |  | Covered PM Repair - Biomedical | MHHS-Katy
NO | NO |  |  |  | US01015192 |  | Philips Medical Systems Cardiac and Monitoring Syste | INTELLIVUE MX40 |  | US01015192 | KATY - TELEMETRY | MHHS-Katy |  | Transmitter, Telemetry |  | US01015192 |  | Katy |  | KATY - TELEMETRY | [5 empty] | MONITORS, TELEMETRIC, TRANSMITTER |  | TRANSMITTERTELEMETRY-Philips-IntelliVue MX40 | TRANSMITTERTELEMETRY | IntelliVue MX40 |  |  |  | Philips | Transmitter, Telemetry |  | TRANSMITTERTELEMETRY-Philips-IntelliVue MX40 |  |  |  |  | Covered PM Repair - Biomedical | MHHS-Katy
NO | NO |  |  |  | US01015653 |  | Philips Medical Systems Cardiac and Monitoring Syste | INTELLIVUE MX40 |  | US01015653 | KATY - TELEMETRY | MHHS-Katy |  | Transmitter, Telemetry |  | US01015653 |  | Katy |  | KATY - TELEMETRY | [5 empty] | MONITORS, TELEMETRIC, TRANSMITTER |  | TRANSMITTERTELEMETRY-Philips-IntelliVue MX40 | TRANSMITTERTELEMETRY | IntelliVue MX40 |  |  |  | Philips | Transmitter, Telemetry |  | TRANSMITTERTELEMETRY-Philips-IntelliVue MX40 |  |  |  |  | Covered PM Repair - Biomedical | MHHS-Katy
NO | NO |  |  |  | US01432702 |  | Philips Medical Systems Cardiac and Monitoring Syste | INTELLIVUE MX40 |  | US01432702 | KATY - TELEMETRY | MHHS-Katy |  | Transmitter, Telemetry |  | US01432702 |  | Katy |  | KATY - TELEMETRY | [5 empty] | MONITORS, TELEMETRIC, TRANSMITTER |  | TRANSMITTERTELEMETRY-Philips-IntelliVue MX40 | TRANSMITTERTELEMETRY | IntelliVue MX40 |  |  |  | Philips | Transmitter, Telemetry |  | TRANSMITTERTELEMETRY-Philips-IntelliVue MX40 |  |  |  |  | Covered PM Repair - Biomedical | MHHS-Katy
NO | NO |  |  |  | US01442282 |  | Philips Medical Systems Cardiac and Monitoring Syste | INTELLIVUE MX40 |  | US01442282 | KATY - TELEMETRY | MHHS-Katy |  | Transmitter, Telemetry |  | US01442282 |  | Katy |  | KATY - TELEMETRY | [5 empty] | MONITORS, TELEMETRIC, TRANSMITTER |  | TRANSMITTERTELEMETRY-Philips-IntelliVue MX40 | TRANSMITTERTELEMETRY | IntelliVue MX40 |  |  |  | Philips | Transmitter, Telemetry |  | TRANSMITTERTELEMETRY-Philips-IntelliVue MX40 |  |  |  |  | Not Covered Vendor Only - Lab Ana/Anes | MHHS-Katy
NO | NO |  |  |  | US01442283 |  | Philips Medical Systems Cardiac and Monitoring Syste | INTELLIVUE MX40 |  | US01442283 | KATY - TELEMETRY | MHHS-Katy |  | Transmitter, Telemetry |  | US01442283 |  | Katy |  | KATY - TELEMETRY | [5 empty] | MONITORS, TELEMETRIC, TRANSMITTER |  | TRANSMITTERTELEMETRY-Philips-IntelliVue MX40 | TRANSMITTERTELEMETRY | IntelliVue MX40 |  |  |  | Philips | Transmitter, Telemetry |  | TRANSMITTERTELEMETRY-Philips-IntelliVue MX40 |  |  |  |  | Not Covered Vendor Only - Lab Ana/Anes | MHHS-Katy
NO | NO |  |  |  | US01442288 |  | Philips Medical Systems Cardiac and Monitoring Syste | INTELLIVUE MX40 |  | US01442288 | KATY - TELEMETRY | MHHS-Katy |  | Transmitter, Telemetry |  | US01442288 |  | Katy |  | KATY - TELEMETRY | [5 empty] | MONITORS, TELEMETRIC, TRANSMITTER |  | TRANSMITTERTELEMETRY-Philips-IntelliVue MX40 | TRANSMITTERTELEMETRY | IntelliVue MX40 |  |  |  | Philips | Transmitter, Telemetry |  | TRANSMITTERTELEMETRY-Philips-IntelliVue MX40 |  |  |  |  | Covered PM Repair - Biomedical | MHHS-Katy
NO | NO |  |  |  | US01442292 |  | Philips Medical Systems Cardiac and Monitoring Syste | INTELLIVUE MX40 |  | US01442292 | KATY - TELEMETRY | MHHS-Katy |  | Transmitter, Telemetry |  | US01442292 |  | Katy |  | KATY - TELEMETRY | [5 empty] | MONITORS, TELEMETRIC, TRANSMITTER |  | TRANSMITTERTELEMETRY-Philips-IntelliVue MX40 | TRANSMITTERTELEMETRY | IntelliVue MX40 |  |  |  | Philips | Transmitter, Telemetry |  | TRANSMITTERTELEMETRY-Philips-IntelliVue MX40 |  |  |  |  | Covered PM Repair - Biomedical | MHHS-Katy
NO | NO |  |  |  | US01442300 |  | Philips Medical Systems Cardiac and Monitoring Syste | INTELLIVUE MX40 |  | US01442300 | KATY - TELEMETRY | MHHS-Katy |  | Transmitter, Telemetry |  | US01442300 |  | Katy |  | KATY - TELEMETRY | [5 empty] | MONITORS, TELEMETRIC, TRANSMITTER |  | TRANSMITTERTELEMETRY-Philips-IntelliVue MX40 | TRANSMITTERTELEMETRY | IntelliVue MX40 |  |  |  | Philips | Transmitter, Telemetry |  | TRANSMITTERTELEMETRY-Philips-IntelliVue MX40 |  |  |  |  | Not Covered Vendor Only - Lab Ana/Anes | MHHS-Katy
NO | NO |  |  |  | US01442307 |  | Philips Medical Systems Cardiac and Monitoring Syste | INTELLIVUE MX40 |  | US01442307 | KATY - TELEMETRY | MHHS-Katy |  | Transmitter, Telemetry |  | US01442307 |  | Katy |  | KATY - TELEMETRY | [5 empty] | MONITORS, TELEMETRIC, TRANSMITTER |  | TRANSMITTERTELEMETRY-Philips-IntelliVue MX40 | TRANSMITTERTELEMETRY | IntelliVue MX40 |  |  |  | Philips | Transmitter, Telemetry |  | TRANSMITTERTELEMETRY-Philips-IntelliVue MX40 |  |  |  |  | Covered PM Repair - Biomedical | MHHS-Katy
NO | NO |  |  |  | US01442310 |  | Philips Medical Systems Cardiac and Monitoring Syste | INTELLIVUE MX40 |  | US01442310 | KATY - TELEMETRY | MHHS-Katy |  | Transmitter, Telemetry |  | US01442310 |  | Katy |  | KATY - TELEMETRY | [5 empty] | MONITORS, TELEMETRIC, TRANSMITTER |  | TRANSMITTERTELEMETRY-Philips-IntelliVue MX40 | TRANSMITTERTELEMETRY | IntelliVue MX40 |  |  |  | Philips | Transmitter, Telemetry |  | TRANSMITTERTELEMETRY-Philips-IntelliVue MX40 |  |  |  |  | Covered PM Repair - Biomedical | MHHS-Katy
NO | NO |  |  |  | US01442311 |  | Philips Medical Systems Cardiac and Monitoring Syste | INTELLIVUE MX40 |  | US01442311 | KATY - TELEMETRY | MHHS-Katy |  | Transmitter, Telemetry |  | US01442311 |  | Katy |  | KATY - TELEMETRY | [5 empty] | MONITORS, TELEMETRIC, TRANSMITTER |  | TRANSMITTERTELEMETRY-Philips-IntelliVue MX40 | TRANSMITTERTELEMETRY | IntelliVue MX40 |  |  |  | Philips | Transmitter, Telemetry |  | TRANSMITTERTELEMETRY-Philips-IntelliVue MX40 |  |  |  |  | Not Covered Vendor Only - Biomedical | MHHS-Katy
NO | NO |  |  |  | US01442329 |  | Philips Medical Systems Cardiac and Monitoring Syste | INTELLIVUE MX40 |  | US01442329 | KATY - TELEMETRY | MHHS-Katy |  | Transmitter, Telemetry |  | US01442329 |  | Katy |  | KATY - TELEMETRY | [5 empty] | MONITORS, TELEMETRIC, TRANSMITTER |  | TRANSMITTERTELEMETRY-Philips-IntelliVue MX40 | TRANSMITTERTELEMETRY | IntelliVue MX40 |  |  |  | Philips | Transmitter, Telemetry |  | TRANSMITTERTELEMETRY-Philips-IntelliVue MX40 |  |  |  |  | Not Covered Vendor Only - Biomedical | MHHS-Katy
NO | NO |  |  |  | US01442330 |  | Philips Medical Systems Cardiac and Monitoring Syste | INTELLIVUE MX40 |  | US01442330 | KATY - TELEMETRY | MHHS-Katy |  | Transmitter, Telemetry |  | US01442330 |  | Katy |  | KATY - TELEMETRY | [5 empty] | MONITORS, TELEMETRIC, TRANSMITTER |  | TRANSMITTERTELEMETRY-Philips-IntelliVue MX40 | TRANSMITTERTELEMETRY | IntelliVue MX40 |  |  |  | Philips | Transmitter, Telemetry |  | TRANSMITTERTELEMETRY-Philips-IntelliVue MX40 |  |  |  |  | Covered PM Repair - Biomedical | MHHS-Katy
NO | NO |  |  |  | US01442336 |  | Philips Medical Systems Cardiac and Monitoring Syste | INTELLIVUE MX40 |  | US01442336 | KATY - TELEMETRY | MHHS-Katy |  | Transmitter, Telemetry |  | US01442336 |  | Katy |  | KATY - TELEMETRY | [5 empty] | MONITORS, TELEMETRIC, TRANSMITTER |  | TRANSMITTERTELEMETRY-Philips-IntelliVue MX40 | TRANSMITTERTELEMETRY | IntelliVue MX40 |  |  |  | Philips | Transmitter, Telemetry |  | TRANSMITTERTELEMETRY-Philips-IntelliVue MX40 |  |  |  |  | Not Covered Vendor Only - Lab Ana/Anes | MHHS-Katy
NO | NO |  |  |  | US01442337 |  | Philips Medical Systems Cardiac and Monitoring Syste | INTELLIVUE MX40 |  | US01442337 | KATY - TELEMETRY | MHHS-Katy |  | Transmitter, Telemetry |  | US01442337 |  | Katy |  | KATY - TELEMETRY | [5 empty] | MONITORS, TELEMETRIC, TRANSMITTER |  | TRANSMITTERTELEMETRY-Philips-IntelliVue MX40 | TRANSMITTERTELEMETRY | IntelliVue MX40 |  |  |  | Philips | Transmitter, Telemetry |  | TRANSMITTERTELEMETRY-Philips-IntelliVue MX40 |  |  |  |  | Not Covered Vendor Only - Lab Ana/Anes | MHHS-Katy
NO | NO |  |  |  | US01443667 |  | Philips Medical Systems Cardiac and Monitoring Syste | INTELLIVUE MX40 |  | US01443667 | KATY - TELEMETRY | MHHS-Katy |  | Transmitter, Telemetry |  | US01443667 |  | Katy |  | KATY - TELEMETRY | [5 empty] | MONITORS, TELEMETRIC, TRANSMITTER |  | TRANSMITTERTELEMETRY-Philips-IntelliVue MX40 | TRANSMITTERTELEMETRY | IntelliVue MX40 |  |  |  | Philips | Transmitter, Telemetry |  | TRANSMITTERTELEMETRY-Philips-IntelliVue MX40 |  |  |  |  | Not Covered Vendor Only - Lab Ana/Anes | MHHS-Katy
NO | NO |  |  |  | US01443671 |  | Philips Medical Systems Cardiac and Monitoring Syste | INTELLIVUE MX40 |  | US01443671 | KATY - TELEMETRY | MHHS-Katy |  | Transmitter, Telemetry |  | US01443671 |  | Katy |  | KATY - TELEMETRY | [5 empty] | MONITORS, TELEMETRIC, TRANSMITTER |  | TRANSMITTERTELEMETRY-Philips-IntelliVue MX40 | TRANSMITTERTELEMETRY | IntelliVue MX40 |  |  |  | Philips | Transmitter, Telemetry |  | TRANSMITTERTELEMETRY-Philips-IntelliVue MX40 |  |  |  |  | Not Covered Vendor Only - Lab Ana/Anes | MHHS-Katy
NO | NO |  |  |  | US01443680 |  | Philips Medical Systems Cardiac and Monitoring Syste | INTELLIVUE MX40 |  | US01443680 | KATY - TELEMETRY | MHHS-Katy |  | Transmitter, Telemetry |  | US01443680 |  | Katy |  | KATY - TELEMETRY | [5 empty] | MONITORS, TELEMETRIC, TRANSMITTER |  | TRANSMITTERTELEMETRY-Philips-IntelliVue MX40 | TRANSMITTERTELEMETRY | IntelliVue MX40 |  |  |  | Philips | Transmitter, Telemetry |  | TRANSMITTERTELEMETRY-Philips-IntelliVue MX40 |  |  |  |  | Covered PM Repair - Biomedical | MHHS-Katy
NO | NO |  |  |  | 041-17292 |  | Philips Medical Systems Cardiac and Monitoring Syste | INTELLIVUE MX40 |  | US03561650 | MEMORIAL CITY - TELEMETRY | MHHS-Mem City |  | Transmitter, Telemetry |  | 041-17292 |  | West & Memorial City |  | MEMORIAL CITY - TELEMETRY | [5 empty] | MONITORS, TELEMETRIC, TRANSMITTER |  | TRANSMITTERTELEMETRY-Philips-IntelliVue MX40 | TRANSMITTERTELEMETRY | IntelliVue MX40 |  |  |  | Philips | Transmitter, Telemetry |  | TRANSMITTERTELEMETRY-Philips-IntelliVue MX40 |  |  |  |  | Covered PM Repair - Biomedical | MHHS-Mem City
NO | NO |  |  |  | 041-17293 TEL24 |  | Philips Medical Systems Cardiac and Monitoring Syste | INTELLIVUE MX40 |  | US03561662 | MEMORIAL CITY - TELEMETRY | MHHS-Mem City |  | Transmitter, Telemetry |  | 041-17293 TEL24 |  | West & Memorial City |  | MEMORIAL CITY - TELEMETRY | [5 empty] | MONITORS, TELEMETRIC, TRANSMITTER |  | TRANSMITTERTELEMETRY-Philips-IntelliVue MX40 | TRANSMITTERTELEMETRY | IntelliVue MX40 |  |  |  | Philips | Transmitter, Telemetry |  | TRANSMITTERTELEMETRY-Philips-IntelliVue MX40 |  |  |  |  | Covered PM Repair - Biomedical | MHHS-Mem City
NO | NO |  |  |  | 041-17294 TEL08 |  | Philips Medical Systems Cardiac and Monitoring Syste | INTELLIVUE MX40 |  | US03561667 | MEMORIAL CITY - TELEMETRY | MHHS-Mem City |  | Transmitter, Telemetry |  | 041-17294 TEL08 |  | West & Memorial City |  | MEMORIAL CITY - TELEMETRY | [5 empty] | MONITORS, TELEMETRIC, TRANSMITTER |  | TRANSMITTERTELEMETRY-Philips-IntelliVue MX40 | TRANSMITTERTELEMETRY | IntelliVue MX40 |  |  |  | Philips | Transmitter, Telemetry |  | TRANSMITTERTELEMETRY-Philips-IntelliVue MX40 |  |  |  |  | Covered PM Repair - Biomedical | MHHS-Mem City
NO | NO |  |  |  | 041-17418 |  | Philips Medical Systems Cardiac and Monitoring Syste | INTELLIVUE MX40 |  | US01010157 | MEMORIAL CITY - TELEMETRY | MHHS-Mem City |  | Transmitter, Telemetry |  | 041-17418 |  | West & Memorial City |  | MEMORIAL CITY - TELEMETRY | [5 empty] | MONITORS, TELEMETRIC, TRANSMITTER |  | TRANSMITTERTELEMETRY-Philips-IntelliVue MX40 | TRANSMITTERTELEMETRY | IntelliVue MX40 |  |  |  | Philips | Transmitter, Telemetry |  | TRANSMITTERTELEMETRY-Philips-IntelliVue MX40 |  |  |  |  | Covered PM Repair - Biomedical | MHHS-Mem City
NO | NO |  |  |  | 041-18440 |  | Philips Medical Systems Cardiac and Monitoring Syste | INTELLIVUE MX40 |  | US01748348 | MEMORIAL CITY - TELEMETRY | MHHS-Mem City |  | Transmitter, Telemetry |  | 041-18440 |  | West & Memorial City |  | MEMORIAL CITY - TELEMETRY | [5 empty] | MONITORS, TELEMETRIC, TRANSMITTER |  | TRANSMITTERTELEMETRY-Philips-IntelliVue MX40 | TRANSMITTERTELEMETRY | IntelliVue MX40 |  |  |  | Philips | Transmitter, Telemetry |  | TRANSMITTERTELEMETRY-Philips-IntelliVue MX40 |  |  |  |  | Covered PM Repair - Biomedical | MHHS-Mem City
NO | NO |  |  |  | 041-18443 |  | Philips Medical Systems Cardiac and Monitoring Syste | INTELLIVUE MX40 |  | US01748389 | MEMORIAL CITY - TELEMETRY | MHHS-Mem City |  | Transmitter, Telemetry |  | 041-18443 |  | West & Memorial City |  | MEMORIAL CITY - TELEMETRY | [5 empty] | MONITORS, TELEMETRIC, TRANSMITTER |  | TRANSMITTERTELEMETRY-Philips-IntelliVue MX40 | TRANSMITTERTELEMETRY | IntelliVue MX40 |  |  |  | Philips | Transmitter, Telemetry |  | TRANSMITTERTELEMETRY-Philips-IntelliVue MX40 |  |  |  |  | Covered PM Repair - Biomedical | MHHS-Mem City
NO | NO |  |  |  | 041-18445 |  | Philips Medical Systems Cardiac and Monitoring Syste | INTELLIVUE MX40 |  | US01748337 | MEMORIAL CITY - TELEMETRY | MHHS-Mem City |  | Transmitter, Telemetry |  | 041-18445 |  | West & Memorial City |  | MEMORIAL CITY - TELEMETRY | [5 empty] | MONITORS, TELEMETRIC, TRANSMITTER |  | TRANSMITTERTELEMETRY-Philips-IntelliVue MX40 | TRANSMITTERTELEMETRY | IntelliVue MX40 |  |  |  | Philips | Transmitter, Telemetry |  | TRANSMITTERTELEMETRY-Philips-IntelliVue MX40 |  |  |  |  | Covered PM Repair - Biomedical | MHHS-Mem City
NO | NO |  |  |  | 041-18531 |  | Philips Medical Systems Cardiac and Monitoring Syste | INTELLIVUE MX40 |  | US01748345 | MEMORIAL CITY - TELEMETRY | MHHS-Mem City |  | Transmitter, Telemetry |  | 041-18531 |  | West & Memorial City |  | MEMORIAL CITY - TELEMETRY | [5 empty] | MONITORS, TELEMETRIC, TRANSMITTER |  | TRANSMITTERTELEMETRY-Philips-IntelliVue MX40 | TRANSMITTERTELEMETRY | IntelliVue MX40 |  |  |  | Philips | Transmitter, Telemetry |  | TRANSMITTERTELEMETRY-Philips-IntelliVue MX40 |  |  |  |  | Covered PM Repair - Biomedical | MHHS-Mem City
NO | NO |  |  |  | 041-18533 |  | Philips Medical Systems Cardiac and Monitoring Syste | INTELLIVUE MX40 |  | US01748366 | MEMORIAL CITY - TELEMETRY | MHHS-Mem City |  | Transmitter, Telemetry |  | 041-18533 |  | West & Memorial City |  | MEMORIAL CITY - TELEMETRY | [5 empty] | MONITORS, TELEMETRIC, TRANSMITTER |  | TRANSMITTERTELEMETRY-Philips-IntelliVue MX40 | TRANSMITTERTELEMETRY | IntelliVue MX40 |  |  |  | Philips | Transmitter, Telemetry |  | TRANSMITTERTELEMETRY-Philips-IntelliVue MX40 |  |  |  |  | Covered PM Repair - Biomedical | MHHS-Mem City
NO | NO |  |  |  | 041-18534 |  | Philips Medical Systems Cardiac and Monitoring Syste | INTELLIVUE MX40 |  | US01748364 | MEMORIAL CITY - TELEMETRY | MHHS-Mem City |  | Transmitter, Telemetry |  | 041-18534 |  | West & Memorial City |  | MEMORIAL CITY - TELEMETRY | [5 empty] | MONITORS, TELEMETRIC, TRANSMITTER |  | TRANSMITTERTELEMETRY-Philips-IntelliVue MX40 | TRANSMITTERTELEMETRY | IntelliVue MX40 |  |  |  | Philips | Transmitter, Telemetry |  | TRANSMITTERTELEMETRY-Philips-IntelliVue MX40 |  |  |  |  | Covered PM Repair - Biomedical | MHHS-Mem City
NO | NO |  |  |  | 041-18535 |  | Philips Medical Systems Cardiac and Monitoring Syste | INTELLIVUE MX40 |  | US01748354 | MEMORIAL CITY - TELEMETRY | MHHS-Mem City |  | Transmitter, Telemetry |  | 041-18535 |  | West & Memorial City |  | MEMORIAL CITY - TELEMETRY | [5 empty] | MONITORS, TELEMETRIC, TRANSMITTER |  | TRANSMITTERTELEMETRY-Philips-IntelliVue MX40 | TRANSMITTERTELEMETRY | IntelliVue MX40 |  |  |  | Philips | Transmitter, Telemetry |  | TRANSMITTERTELEMETRY-Philips-IntelliVue MX40 |  |  |  |  | Covered PM Repair - Biomedical | MHHS-Mem City
NO | NO |  |  |  | 041-18536 |  | Philips Medical Systems Cardiac and Monitoring Syste | INTELLIVUE MX40 |  | US01748335 | MEMORIAL CITY - TELEMETRY | MHHS-Mem City |  | Transmitter, Telemetry |  | 041-18536 |  | West & Memorial City |  | MEMORIAL CITY - TELEMETRY | [5 empty] | MONITORS, TELEMETRIC, TRANSMITTER |  | TRANSMITTERTELEMETRY-Philips-IntelliVue MX40 | TRANSMITTERTELEMETRY | IntelliVue MX40 |  |  |  | Philips | Transmitter, Telemetry |  | TRANSMITTERTELEMETRY-Philips-IntelliVue MX40 |  |  |  |  | Covered PM Repair - Biomedical | MHHS-Mem City
NO | NO |  |  |  | 041-18538 |  | Philips Medical Systems Cardiac and Monitoring Syste | INTELLIVUE MX40 |  | US01748343 | MEMORIAL CITY - TELEMETRY | MHHS-Mem City |  | Transmitter, Telemetry |  | 041-18538 |  | West & Memorial City |  | MEMORIAL CITY - TELEMETRY | [5 empty] | MONITORS, TELEMETRIC, TRANSMITTER |  | TRANSMITTERTELEMETRY-Philips-IntelliVue MX40 | TRANSMITTERTELEMETRY | IntelliVue MX40 |  |  |  | Philips | Transmitter, Telemetry |  | TRANSMITTERTELEMETRY-Philips-IntelliVue MX40 |  |  |  |  | Covered PM Repair - Biomedical | MHHS-Mem City
NO | NO |  |  |  | 041-18540 |  | Philips Medical Systems Cardiac and Monitoring Syste | INTELLIVUE MX40 |  | US01748356 | MEMORIAL CITY - TELEMETRY | MHHS-Mem City |  | Transmitter, Telemetry |  | 041-18540 |  | West & Memorial City |  | MEMORIAL CITY - TELEMETRY | [5 empty] | MONITORS, TELEMETRIC, TRANSMITTER |  | TRANSMITTERTELEMETRY-Philips-IntelliVue MX40 | TRANSMITTERTELEMETRY | IntelliVue MX40 |  |  |  | Philips | Transmitter, Telemetry |  | TRANSMITTERTELEMETRY-Philips-IntelliVue MX40 |  |  |  |  | Covered PM Repair - Biomedical | MHHS-Mem City
NO | NO |  |  |  | 041-18542 |  | Philips Medical Systems Cardiac and Monitoring Syste | INTELLIVUE MX40 |  | US01748361 | MEMORIAL CITY - TELEMETRY | MHHS-Mem City |  | Transmitter, Telemetry |  | 041-18542 |  | West & Memorial City |  | MEMORIAL CITY - TELEMETRY | [5 empty] | MONITORS, TELEMETRIC, TRANSMITTER |  | TRANSMITTERTELEMETRY-Philips-IntelliVue MX40 | TRANSMITTERTELEMETRY | IntelliVue MX40 |  |  |  | Philips | Transmitter, Telemetry |  | TRANSMITTERTELEMETRY-Philips-IntelliVue MX40 |  |  |  |  | Covered PM Repair - Biomedical | MHHS-Mem City
NO | NO |  |  |  | 041-18543 |  | Philips Medical Systems Cardiac and Monitoring Syste | INTELLIVUE MX40 |  | US01748352 | MEMORIAL CITY - TELEMETRY | MHHS-Mem City |  | Transmitter, Telemetry |  | 041-18543 |  | West & Memorial City |  | MEMORIAL CITY - TELEMETRY | [5 empty] | MONITORS, TELEMETRIC, TRANSMITTER |  | TRANSMITTERTELEMETRY-Philips-IntelliVue MX40 | TRANSMITTERTELEMETRY | IntelliVue MX40 |  |  |  | Philips | Transmitter, Telemetry |  | TRANSMITTERTELEMETRY-Philips-IntelliVue MX40 |  |  |  |  | Covered PM Repair - Biomedical | MHHS-Mem City
NO | NO |  |  |  | 041-18544 |  | Philips Medical Systems Cardiac and Monitoring Syste | INTELLIVUE MX40 |  | US01748367 | MEMORIAL CITY - TELEMETRY | MHHS-Mem City |  | Transmitter, Telemetry |  | 041-18544 |  | West & Memorial City |  | MEMORIAL CITY - TELEMETRY | [5 empty] | MONITORS, TELEMETRIC, TRANSMITTER |  | TRANSMITTERTELEMETRY-Philips-IntelliVue MX40 | TRANSMITTERTELEMETRY | IntelliVue MX40 |  |  |  | Philips | Transmitter, Telemetry |  | TRANSMITTERTELEMETRY-Philips-IntelliVue MX40 |  |  |  |  | Covered PM Repair - Biomedical | MHHS-Mem City
NO | NO |  |  |  | 041-18545 |  | Philips Medical Systems Cardiac and Monitoring Syste | INTELLIVUE MX40 |  | US01748380 | MEMORIAL CITY - TELEMETRY | MHHS-Mem City |  | Transmitter, Telemetry |  | 041-18545 |  | West & Memorial City |  | MEMORIAL CITY - TELEMETRY | [5 empty] | MONITORS, TELEMETRIC, TRANSMITTER |  | TRANSMITTERTELEMETRY-Philips-IntelliVue MX40 | TRANSMITTERTELEMETRY | IntelliVue MX40 |  |  |  | Philips | Transmitter, Telemetry |  | TRANSMITTERTELEMETRY-Philips-IntelliVue MX40 |  |  |  |  | Covered PM Repair - Biomedical | MHHS-Mem City
NO | NO |  |  |  | 041-18546 |  | Philips Medical Systems Cardiac and Monitoring Syste | INTELLIVUE MX40 |  | US01748372 | MEMORIAL CITY - TELEMETRY | MHHS-Mem City |  | Transmitter, Telemetry |  | 041-18546 |  | West & Memorial City |  | MEMORIAL CITY - TELEMETRY | [5 empty] | MONITORS, TELEMETRIC, TRANSMITTER |  | TRANSMITTERTELEMETRY-Philips-IntelliVue MX40 | TRANSMITTERTELEMETRY | IntelliVue MX40 |  |  |  | Philips | Transmitter, Telemetry |  | TRANSMITTERTELEMETRY-Philips-IntelliVue MX40 |  |  |  |  | Covered PM Repair - Biomedical | MHHS-Mem City
NO | NO |  |  |  | 041-18547 |  | Philips Medical Systems Cardiac and Monitoring Syste | INTELLIVUE MX40 |  | US01748395 | MEMORIAL CITY - TELEMETRY | MHHS-Mem City |  | Transmitter, Telemetry |  | 041-18547 |  | West & Memorial City |  | MEMORIAL CITY - TELEMETRY | [5 empty] | MONITORS, TELEMETRIC, TRANSMITTER |  | TRANSMITTERTELEMETRY-Philips-IntelliVue MX40 | TRANSMITTERTELEMETRY | IntelliVue MX40 |  |  |  | Philips | Transmitter, Telemetry |  | TRANSMITTERTELEMETRY-Philips-IntelliVue MX40 |  |  |  |  | Covered PM Repair - Biomedical | MHHS-Mem City
NO | NO |  |  |  | 041-18550 |  | Philips Medical Systems Cardiac and Monitoring Syste | INTELLIVUE MX40 |  | US01748341 | MEMORIAL CITY - TELEMETRY | MHHS-Mem City |  | Transmitter, Telemetry |  | 041-18550 |  | West & Memorial City |  | MEMORIAL CITY - TELEMETRY | [5 empty] | MONITORS, TELEMETRIC, TRANSMITTER |  | TRANSMITTERTELEMETRY-Philips-IntelliVue MX40 | TRANSMITTERTELEMETRY | IntelliVue MX40 |  |  |  | Philips | Transmitter, Telemetry |  | TRANSMITTERTELEMETRY-Philips-IntelliVue MX40 |  |  |  |  | Covered PM Repair - Biomedical | MHHS-Mem City
NO | NO |  |  |  | 041-18552 |  | Philips Medical Systems Cardiac and Monitoring Syste | INTELLIVUE MX40 |  | US01748381 | MEMORIAL CITY - TELEMETRY | MHHS-Mem City |  | Transmitter, Telemetry |  | 041-18552 |  | West & Memorial City |  | MEMORIAL CITY - TELEMETRY | [5 empty] | MONITORS, TELEMETRIC, TRANSMITTER |  | TRANSMITTERTELEMETRY-Philips-IntelliVue MX40 | TRANSMITTERTELEMETRY | IntelliVue MX40 |  |  |  | Philips | Transmitter, Telemetry |  | TRANSMITTERTELEMETRY-Philips-IntelliVue MX40 |  |  |  |  | Covered PM Repair - Biomedical | MHHS-Mem City
NO | NO |  |  |  | 041-18555 |  | Philips Medical Systems Cardiac and Monitoring Syste | INTELLIVUE MX40 |  | US01748393 | MEMORIAL CITY - TELEMETRY | MHHS-Mem City |  | Transmitter, Telemetry |  | 041-18555 |  | West & Memorial City |  | MEMORIAL CITY - TELEMETRY | [5 empty] | MONITORS, TELEMETRIC, TRANSMITTER |  | TRANSMITTERTELEMETRY-Philips-IntelliVue MX40 | TRANSMITTERTELEMETRY | IntelliVue MX40 |  |  |  | Philips | Transmitter, Telemetry |  | TRANSMITTERTELEMETRY-Philips-IntelliVue MX40 |  |  |  |  | Covered PM Repair - Biomedical | MHHS-Mem City
NO | NO |  |  |  | 041-18556 |  | Philips Medical Systems Cardiac and Monitoring Syste | INTELLIVUE MX40 |  | US01748384 | MEMORIAL CITY - TELEMETRY | MHHS-Mem City |  | Transmitter, Telemetry |  | 041-18556 |  | West & Memorial City |  | MEMORIAL CITY - TELEMETRY | [5 empty] | MONITORS, TELEMETRIC, TRANSMITTER |  | TRANSMITTERTELEMETRY-Philips-IntelliVue MX40 | TRANSMITTERTELEMETRY | IntelliVue MX40 |  |  |  | Philips | Transmitter, Telemetry |  | TRANSMITTERTELEMETRY-Philips-IntelliVue MX40 |  |  |  |  | Covered PM Repair - Biomedical | MHHS-Mem City
NO | NO |  |  |  | 041-18557 |  | Philips Medical Systems Cardiac and Monitoring Syste | INTELLIVUE MX40 |  | US01748340 | MEMORIAL CITY - TELEMETRY | MHHS-Mem City |  | Transmitter, Telemetry |  | 041-18557 |  | West & Memorial City |  | MEMORIAL CITY - TELEMETRY | [5 empty] | MONITORS, TELEMETRIC, TRANSMITTER |  | TRANSMITTERTELEMETRY-Philips-IntelliVue MX40 | TRANSMITTERTELEMETRY | IntelliVue MX40 |  |  |  | Philips | Transmitter, Telemetry |  | TRANSMITTERTELEMETRY-Philips-IntelliVue MX40 |  |  |  |  | Covered PM Repair - Biomedical | MHHS-Mem City
NO | NO |  |  |  | 041-18558 |  | Philips Medical Systems Cardiac and Monitoring Syste | INTELLIVUE MX40 |  | US01748386 | MEMORIAL CITY - TELEMETRY | MHHS-Mem City |  | Transmitter, Telemetry |  | 041-18558 |  | West & Memorial City |  | MEMORIAL CITY - TELEMETRY | [5 empty] | MONITORS, TELEMETRIC, TRANSMITTER |  | TRANSMITTERTELEMETRY-Philips-IntelliVue MX40 | TRANSMITTERTELEMETRY | IntelliVue MX40 |  |  |  | Philips | Transmitter, Telemetry |  | TRANSMITTERTELEMETRY-Philips-IntelliVue MX40 |  |  |  |  | Covered PM Repair - Biomedical | MHHS-Mem City
NO | NO |  |  |  | 041-18560 |  | Philips Medical Systems Cardiac and Monitoring Syste | INTELLIVUE MX40 |  | US01748383 | MEMORIAL CITY - TELEMETRY | MHHS-Mem City |  | Transmitter, Telemetry |  | 041-18560 |  | West & Memorial City |  | MEMORIAL CITY - TELEMETRY | [5 empty] | MONITORS, TELEMETRIC, TRANSMITTER |  | TRANSMITTERTELEMETRY-Philips-IntelliVue MX40 | TRANSMITTERTELEMETRY | IntelliVue MX40 |  |  |  | Philips | Transmitter, Telemetry |  | TRANSMITTERTELEMETRY-Philips-IntelliVue MX40 |  |  |  |  | Covered PM Repair - Biomedical | MHHS-Mem City
NO | NO |  |  |  | 041-18561 |  | Philips Medical Systems Cardiac and Monitoring Syste | INTELLIVUE MX40 |  | US01748394 | MEMORIAL CITY - TELEMETRY | MHHS-Mem City |  | Transmitter, Telemetry |  | 041-18561 |  | West & Memorial City |  | MEMORIAL CITY - TELEMETRY | [5 empty] | MONITORS, TELEMETRIC, TRANSMITTER |  | TRANSMITTERTELEMETRY-Philips-IntelliVue MX40 | TRANSMITTERTELEMETRY | IntelliVue MX40 |  |  |  | Philips | Transmitter, Telemetry |  | TRANSMITTERTELEMETRY-Philips-IntelliVue MX40 |  |  |  |  | Covered PM Repair - Biomedical | MHHS-Mem City
NO | NO |  |  |  | 041-18566 |  | Philips Medical Systems Cardiac and Monitoring Syste | INTELLIVUE MX40 |  | US01748342 | MEMORIAL CITY - TELEMETRY | MHHS-Mem City |  | Transmitter, Telemetry |  | 041-18566 |  | West & Memorial City |  | MEMORIAL CITY - TELEMETRY | [5 empty] | MONITORS, TELEMETRIC, TRANSMITTER |  | TRANSMITTERTELEMETRY-Philips-IntelliVue MX40 | TRANSMITTERTELEMETRY | IntelliVue MX40 |  |  |  | Philips | Transmitter, Telemetry |  | TRANSMITTERTELEMETRY-Philips-IntelliVue MX40 |  |  |  |  | Covered PM Repair - Biomedical | MHHS-Mem City
NO | NO |  |  |  | 041-18568 |  | Philips Medical Systems Cardiac and Monitoring Syste | INTELLIVUE MX40 |  | US01748379 | MEMORIAL CITY - TELEMETRY | MHHS-Mem City |  | Transmitter, Telemetry |  | 041-18568 |  | West & Memorial City |  | MEMORIAL CITY - TELEMETRY | [5 empty] | MONITORS, TELEMETRIC, TRANSMITTER |  | TRANSMITTERTELEMETRY-Philips-IntelliVue MX40 | TRANSMITTERTELEMETRY | IntelliVue MX40 |  |  |  | Philips | Transmitter, Telemetry |  | TRANSMITTERTELEMETRY-Philips-IntelliVue MX40 |  |  |  |  | Covered PM Repair - Biomedical | MHHS-Mem City
NO | NO |  |  |  | 041-18571 |  | Philips Medical Systems Cardiac and Monitoring Syste | INTELLIVUE MX40 |  | US01748362 | MEMORIAL CITY - TELEMETRY | MHHS-Mem City |  | Transmitter, Telemetry |  | 041-18571 |  | West & Memorial City |  | MEMORIAL CITY - TELEMETRY | [5 empty] | MONITORS, TELEMETRIC, TRANSMITTER |  | TRANSMITTERTELEMETRY-Philips-IntelliVue MX40 | TRANSMITTERTELEMETRY | IntelliVue MX40 |  |  |  | Philips | Transmitter, Telemetry |  | TRANSMITTERTELEMETRY-Philips-IntelliVue MX40 |  |  |  |  | Covered PM Repair - Biomedical | MHHS-Mem City
NO | NO |  |  |  | 041-18572 |  | Philips Medical Systems Cardiac and Monitoring Syste | INTELLIVUE MX40 |  | US01748373 | MEMORIAL CITY - TELEMETRY | MHHS-Mem City |  | Transmitter, Telemetry |  | 041-18572 |  | West & Memorial City |  | MEMORIAL CITY - TELEMETRY | [5 empty] | MONITORS, TELEMETRIC, TRANSMITTER |  | TRANSMITTERTELEMETRY-Philips-IntelliVue MX40 | TRANSMITTERTELEMETRY | IntelliVue MX40 |  |  |  | Philips | Transmitter, Telemetry |  | TRANSMITTERTELEMETRY-Philips-IntelliVue MX40 |  |  |  |  | Covered PM Repair - Biomedical | MHHS-Mem City
NO | NO |  |  |  | 041-18573 |  | Philips Medical Systems Cardiac and Monitoring Syste | INTELLIVUE MX40 |  | US01748369 | MEMORIAL CITY - TELEMETRY | MHHS-Mem City |  | Transmitter, Telemetry |  | 041-18573 |  | West & Memorial City |  | MEMORIAL CITY - TELEMETRY | [5 empty] | MONITORS, TELEMETRIC, TRANSMITTER |  | TRANSMITTERTELEMETRY-Philips-IntelliVue MX40 | TRANSMITTERTELEMETRY | IntelliVue MX40 |  |  |  | Philips | Transmitter, Telemetry |  | TRANSMITTERTELEMETRY-Philips-IntelliVue MX40 |  |  |  |  | Covered PM Repair - Biomedical | MHHS-Mem City
NO | NO |  |  |  | 041-18574 |  | Philips Medical Systems Cardiac and Monitoring Syste | INTELLIVUE MX40 |  | US01748363 | MEMORIAL CITY - TELEMETRY | MHHS-Mem City |  | Transmitter, Telemetry |  | 041-18574 |  | West & Memorial City |  | MEMORIAL CITY - TELEMETRY | [5 empty] | MONITORS, TELEMETRIC, TRANSMITTER |  | TRANSMITTERTELEMETRY-Philips-IntelliVue MX40 | TRANSMITTERTELEMETRY | IntelliVue MX40 |  |  |  | Philips | Transmitter, Telemetry |  | TRANSMITTERTELEMETRY-Philips-IntelliVue MX40 |  |  |  |  | Covered PM Repair - Biomedical | MHHS-Mem City
NO | NO |  |  |  | 041-18575 |  | Philips Medical Systems Cardiac and Monitoring Syste | INTELLIVUE MX40 |  | US01748347 | MEMORIAL CITY - TELEMETRY | MHHS-Mem City |  | Transmitter, Telemetry |  | 041-18575 |  | West & Memorial City |  | MEMORIAL CITY - TELEMETRY | [5 empty] | MONITORS, TELEMETRIC, TRANSMITTER |  | TRANSMITTERTELEMETRY-Philips-IntelliVue MX40 | TRANSMITTERTELEMETRY | IntelliVue MX40 |  |  |  | Philips | Transmitter, Telemetry |  | TRANSMITTERTELEMETRY-Philips-IntelliVue MX40 |  |  |  |  | Covered PM Repair - Biomedical | MHHS-Mem City
NO | NO |  |  |  | 041-18576 |  | Philips Medical Systems Cardiac and Monitoring Syste | INTELLIVUE MX40 |  | US01748350 | MEMORIAL CITY - TELEMETRY | MHHS-Mem City |  | Transmitter, Telemetry |  | 041-18576 |  | West & Memorial City |  | MEMORIAL CITY - TELEMETRY | [5 empty] | MONITORS, TELEMETRIC, TRANSMITTER |  | TRANSMITTERTELEMETRY-Philips-IntelliVue MX40 | TRANSMITTERTELEMETRY | IntelliVue MX40 |  |  |  | Philips | Transmitter, Telemetry |  | TRANSMITTERTELEMETRY-Philips-IntelliVue MX40 |  |  |  |  | Covered PM Repair - Radiology, Low End | MHHS-Mem City
NO | NO |  |  |  | 041-18577 |  | Philips Medical Systems Cardiac and Monitoring Syste | INTELLIVUE MX40 |  | US01748359 | MEMORIAL CITY - TELEMETRY | MHHS-Mem City |  | Transmitter, Telemetry |  | 041-18577 |  | West & Memorial City |  | MEMORIAL CITY - TELEMETRY | [5 empty] | MONITORS, TELEMETRIC, TRANSMITTER |  | TRANSMITTERTELEMETRY-Philips-IntelliVue MX40 | TRANSMITTERTELEMETRY | IntelliVue MX40 |  |  |  | Philips | Transmitter, Telemetry |  | TRANSMITTERTELEMETRY-Philips-IntelliVue MX40 |  |  |  |  | Covered PM Repair - Biomedical | MHHS-Mem City
NO | NO |  |  |  | 041-18580 |  | Philips Medical Systems Cardiac and Monitoring Syste | INTELLIVUE MX40 |  | US01748355 | MEMORIAL CITY - TELEMETRY | MHHS-Mem City |  | Transmitter, Telemetry |  | 041-18580 |  | West & Memorial City |  | MEMORIAL CITY - TELEMETRY | [5 empty] | MONITORS, TELEMETRIC, TRANSMITTER |  | TRANSMITTERTELEMETRY-Philips-IntelliVue MX40 | TRANSMITTERTELEMETRY | IntelliVue MX40 |  |  |  | Philips | Transmitter, Telemetry |  | TRANSMITTERTELEMETRY-Philips-IntelliVue MX40 |  |  |  |  | Covered PM Repair - Biomedical | MHHS-Mem City
NO | NO |  |  |  | 041-18684 TEL10 |  | Philips Medical Systems Cardiac and Monitoring Syste | INTELLIVUE MX40 |  | US01852094 | MEMORIAL CITY - TELEMETRY | MHHS-Mem City |  | Transmitter, Telemetry |  | 041-18684 TEL10 |  | West & Memorial City |  | MEMORIAL CITY - TELEMETRY | [5 empty] | MONITORS, TELEMETRIC, TRANSMITTER |  | TRANSMITTERTELEMETRY-Philips-IntelliVue MX40 | TRANSMITTERTELEMETRY | IntelliVue MX40 |  |  |  | Philips | Transmitter, Telemetry |  | TRANSMITTERTELEMETRY-Philips-IntelliVue MX40 |  |  |  |  | Covered PM Repair - Biomedical | MHHS-Mem City
NO | NO |  |  |  | 041-20081 |  | Philips Medical Systems Cardiac and Monitoring Syste | INTELLIVUE MX40 |  | US03568649 | MEMORIAL CITY - TELEMETRY | MHHS-Mem City |  | Transmitter, Telemetry |  | 041-20081 |  | West & Memorial City |  | MEMORIAL CITY - TELEMETRY | [5 empty] | MONITORS, TELEMETRIC, TRANSMITTER |  | TRANSMITTERTELEMETRY-Philips-IntelliVue MX40 | TRANSMITTERTELEMETRY | IntelliVue MX40 |  |  |  | Philips | Transmitter, Telemetry |  | TRANSMITTERTELEMETRY-Philips-IntelliVue MX40 |  |  |  |  | Covered PM Repair - Biomedical | MHHS-Mem City
NO | NO |  |  |  | 041-32225 |  | Philips Medical Systems Cardiac and Monitoring Syste | INTELLIVUE MX40 |  | US01851817 | MEMORIAL CITY - TELEMETRY | MHHS-Mem City |  | Transmitter, Telemetry |  | 041-32225 |  | West & Memorial City |  | MEMORIAL CITY - TELEMETRY | [5 empty] | MONITORS, TELEMETRIC, TRANSMITTER |  | TRANSMITTERTELEMETRY-Philips-IntelliVue MX40 | TRANSMITTERTELEMETRY | IntelliVue MX40 |  |  |  | Philips | Transmitter, Telemetry |  | TRANSMITTERTELEMETRY-Philips-IntelliVue MX40 |  |  |  |  | Covered PM Repair - Biomedical | MHHS-Mem City
NO | NO |  |  |  | 041-32557 TEL01 |  | Philips Medical Systems Cardiac and Monitoring Syste | INTELLIVUE MX40 |  | US01014189 | MEMORIAL CITY - TELEMETRY | MHHS-Mem City |  | Transmitter, Telemetry |  | 041-32557 TEL01 |  | West & Memorial City |  | MEMORIAL CITY - TELEMETRY | [5 empty] | MONITORS, TELEMETRIC, TRANSMITTER |  | TRANSMITTERTELEMETRY-Philips-IntelliVue MX40 | TRANSMITTERTELEMETRY | IntelliVue MX40 |  |  |  | Philips | Transmitter, Telemetry |  | TRANSMITTERTELEMETRY-Philips-IntelliVue MX40 |  |  |  |  | Covered PM Repair - Biomedical | MHHS-Mem City
NO | NO |  |  |  | 041-32558 |  | Philips Medical Systems Cardiac and Monitoring Syste | INTELLIVUE MX40 |  | US01014211 | MEMORIAL CITY - TELEMETRY | MHHS-Mem City |  | Transmitter, Telemetry |  | 041-32558 |  | West & Memorial City |  | MEMORIAL CITY - TELEMETRY | [5 empty] | MONITORS, TELEMETRIC, TRANSMITTER |  | TRANSMITTERTELEMETRY-Philips-IntelliVue MX40 | TRANSMITTERTELEMETRY | IntelliVue MX40 |  |  |  | Philips | Transmitter, Telemetry |  | TRANSMITTERTELEMETRY-Philips-IntelliVue MX40 |  |  |  |  | Covered PM Repair - Biomedical | MHHS-Mem City
NO | NO |  |  |  | 041-32561 |  | Philips Medical Systems Cardiac and Monitoring Syste | INTELLIVUE MX40 |  | US01014233 | MEMORIAL CITY - TELEMETRY | MHHS-Mem City |  | Transmitter, Telemetry |  | 041-32561 |  | West & Memorial City |  | MEMORIAL CITY - TELEMETRY | [5 empty] | MONITORS, TELEMETRIC, TRANSMITTER |  | TRANSMITTERTELEMETRY-Philips-IntelliVue MX40 | TRANSMITTERTELEMETRY | IntelliVue MX40 |  |  |  | Philips | Transmitter, Telemetry |  | TRANSMITTERTELEMETRY-Philips-IntelliVue MX40 |  |  |  |  | Covered PM Repair - Biomedical | MHHS-Mem City
NO | NO |  |  |  | 041-32562 TEL05 |  | Philips Medical Systems Cardiac and Monitoring Syste | INTELLIVUE MX40 |  | US01014244 | MEMORIAL CITY - TELEMETRY | MHHS-Mem City |  | Transmitter, Telemetry |  | 041-32562 TEL05 |  | West & Memorial City |  | MEMORIAL CITY - TELEMETRY | [5 empty] | MONITORS, TELEMETRIC, TRANSMITTER |  | TRANSMITTERTELEMETRY-Philips-IntelliVue MX40 | TRANSMITTERTELEMETRY | IntelliVue MX40 |  |  |  | Philips | Transmitter, Telemetry |  | TRANSMITTERTELEMETRY-Philips-IntelliVue MX40 |  |  |  |  | Covered PM Repair - Biomedical | MHHS-Mem City
NO | NO |  |  |  | 041-32585 |  | Philips Medical Systems Cardiac and Monitoring Syste | INTELLIVUE MX40 |  | US01856139 | MEMORIAL CITY - TELEMETRY | MHHS-Mem City |  | Transmitter, Telemetry |  | 041-32585 |  | West & Memorial City |  | MEMORIAL CITY - TELEMETRY | [5 empty] | MONITORS, TELEMETRIC, TRANSMITTER |  | TRANSMITTERTELEMETRY-Philips-IntelliVue MX40 | TRANSMITTERTELEMETRY | IntelliVue MX40 |  |  |  | Philips | Transmitter, Telemetry |  | TRANSMITTERTELEMETRY-Philips-IntelliVue MX40 |  |  |  |  | Covered PM Repair - Biomedical | MHHS-Mem City
NO | NO |  |  |  | 041-32834 |  | Philips Medical Systems Cardiac and Monitoring Syste | INTELLIVUE MX40 |  | US096B4496 | MEMORIAL CITY - TELEMETRY | MHHS-Mem City |  | Transmitter, Telemetry |  | 041-32834 |  | West & Memorial City |  | MEMORIAL CITY - TELEMETRY | [5 empty] | MONITORS, TELEMETRIC, TRANSMITTER |  | TRANSMITTERTELEMETRY-Philips-IntelliVue MX40 | TRANSMITTERTELEMETRY | IntelliVue MX40 |  |  |  | Philips | Transmitter, Telemetry |  | TRANSMITTERTELEMETRY-Philips-IntelliVue MX40 |  |  |  |  | Not Covered Vendor Only - Biomedical | MHHS-Mem City
NO | NO |  |  |  | 041-32902 |  | Philips Medical Systems Cardiac and Monitoring Syste | INTELLIVUE MX40 |  | US00701464 | MEMORIAL CITY - TELEMETRY | MHHS-Mem City |  | Transmitter, Telemetry |  | 041-32902 |  | West & Memorial City |  | MEMORIAL CITY - TELEMETRY | [5 empty] | MONITORS, TELEMETRIC, TRANSMITTER |  | TRANSMITTERTELEMETRY-Philips-IntelliVue MX40 | TRANSMITTERTELEMETRY | IntelliVue MX40 |  |  |  | Philips | Transmitter, Telemetry |  | TRANSMITTERTELEMETRY-Philips-IntelliVue MX40 |  |  |  |  | Not Covered Vendor Only - Biomedical | MHHS-Mem City
NO | NO |  |  |  | 041-32960 |  | Philips Medical Systems Cardiac and Monitoring Syste | INTELLIVUE MX40 |  | US01748376 | MEMORIAL CITY - TELEMETRY | MHHS-Mem City |  | Transmitter, Telemetry |  | 041-32960 |  | West & Memorial City |  | MEMORIAL CITY - TELEMETRY | [5 empty] | MONITORS, TELEMETRIC, TRANSMITTER |  | TRANSMITTERTELEMETRY-Philips-IntelliVue MX40 | TRANSMITTERTELEMETRY | IntelliVue MX40 |  |  |  | Philips | Transmitter, Telemetry |  | TRANSMITTERTELEMETRY-Philips-IntelliVue MX40 |  |  |  |  | Covered PM Repair - Biomedical | MHHS-Mem City
NO | NO |  |  |  | 041-34129 |  | Philips Medical Systems Cardiac and Monitoring Syste | INTELLIVUE MX40 |  | US01748392 | MEMORIAL CITY - TELEMETRY | MHHS-Mem City |  | Transmitter, Telemetry |  | 041-34129 |  | West & Memorial City |  | MEMORIAL CITY - TELEMETRY | [5 empty] | MONITORS, TELEMETRIC, TRANSMITTER |  | TRANSMITTERTELEMETRY-Philips-IntelliVue MX40 | TRANSMITTERTELEMETRY | IntelliVue MX40 |  |  |  | Philips | Transmitter, Telemetry |  | TRANSMITTERTELEMETRY-Philips-IntelliVue MX40 |  |  |  |  | Covered PM Repair - Radiology, Low End | MHHS-Mem City
NO | NO |  |  |  | 041-34131 TEL33 |  | Philips Medical Systems Cardiac and Monitoring Syste | INTELLIVUE MX40 |  | US01856160 | MEMORIAL CITY - TELEMETRY | MHHS-Mem City |  | Transmitter, Telemetry |  | 041-34131 TEL33 |  | West & Memorial City |  | MEMORIAL CITY - TELEMETRY | [5 empty] | MONITORS, TELEMETRIC, TRANSMITTER |  | TRANSMITTERTELEMETRY-Philips-IntelliVue MX40 | TRANSMITTERTELEMETRY | IntelliVue MX40 |  |  |  | Philips | Transmitter, Telemetry |  | TRANSMITTERTELEMETRY-Philips-IntelliVue MX40 |  |  |  |  | Covered PM Repair - Radiology, Low End | MHHS-Mem City
NO | NO |  |  |  | 041-34424 |  | Philips Medical Systems Cardiac and Monitoring Syste | INTELLIVUE MX40 |  | US01748374 | MEMORIAL CITY - TELEMETRY | MHHS-Mem City |  | Transmitter, Telemetry |  | 041-34424 |  | West & Memorial City |  | MEMORIAL CITY - TELEMETRY | [5 empty] | MONITORS, TELEMETRIC, TRANSMITTER |  | TRANSMITTERTELEMETRY-Philips-IntelliVue MX40 | TRANSMITTERTELEMETRY | IntelliVue MX40 |  |  |  | Philips | Transmitter, Telemetry |  | TRANSMITTERTELEMETRY-Philips-IntelliVue MX40 |  |  |  |  | Covered PM Repair - Biomedical | MHHS-Mem City
NO | NO |  |  |  | 041-34434 |  | Philips Medical Systems Cardiac and Monitoring Syste | INTELLIVUE MX40 |  | US01014213 | MEMORIAL CITY - TELEMETRY | MHHS-Mem City |  | Transmitter, Telemetry |  | 041-34434 |  | West & Memorial City |  | MEMORIAL CITY - TELEMETRY | [5 empty] | MONITORS, TELEMETRIC, TRANSMITTER |  | TRANSMITTERTELEMETRY-Philips-IntelliVue MX40 | TRANSMITTERTELEMETRY | IntelliVue MX40 |  |  |  | Philips | Transmitter, Telemetry |  | TRANSMITTERTELEMETRY-Philips-IntelliVue MX40 |  |  |  |  | Covered PM Repair - Biomedical | MHHS-Mem City
NO | NO | [5 empty] | Philips Medical Systems Cardiac and Monitoring Syste | INTELLIVUE MX40 |  | US01015832 | MEMORIAL CITY - TELEMETRY | MHHS-Mem City |  | Transmitter, Telemetry |  |  |  | West & Memorial City |  | MEMORIAL CITY - TELEMETRY | [5 empty] | MONITORS, TELEMETRIC, TRANSMITTER |  | TRANSMITTERTELEMETRY-Philips-IntelliVue MX40 | TRANSMITTERTELEMETRY | IntelliVue MX40 |  |  |  | Philips | Transmitter, Telemetry |  | TRANSMITTERTELEMETRY-Philips-IntelliVue MX40 |  |  |  |  | Covered PM Repair - Biomedical | MHHS-Mem City
NO | NO | [5 empty] | Philips Medical Systems Cardiac and Monitoring Syste | INTELLIVUE MX40 |  | US01856146 | MEMORIAL CITY - TELEMETRY | MHHS-Mem City |  | Transmitter, Telemetry |  |  |  | West & Memorial City |  | MEMORIAL CITY - TELEMETRY | [5 empty] | MONITORS, TELEMETRIC, TRANSMITTER |  | TRANSMITTERTELEMETRY-Philips-IntelliVue MX40 | TRANSMITTERTELEMETRY | IntelliVue MX40 |  |  |  | Philips | Transmitter, Telemetry |  | TRANSMITTERTELEMETRY-Philips-IntelliVue MX40 |  |  |  |  | Covered PM Repair - Biomedical | MHHS-Mem City
NO | NO | [5 empty] | Philips Medical Systems Cardiac and Monitoring Syste | INTELLIVUE MX40 |  | US01856143 | MEMORIAL CITY - TELEMETRY | MHHS-Mem City |  | Transmitter, Telemetry |  |  |  | West & Memorial City |  | MEMORIAL CITY - TELEMETRY | [5 empty] | MONITORS, TELEMETRIC, TRANSMITTER |  | TRANSMITTERTELEMETRY-Philips-IntelliVue MX40 | TRANSMITTERTELEMETRY | IntelliVue MX40 |  |  |  | Philips | Transmitter, Telemetry |  | TRANSMITTERTELEMETRY-Philips-IntelliVue MX40 |  |  |  |  | Not Covered Vendor Only - Biomedical | MHHS-Mem City
NO | NO | [5 empty] | Philips Medical Systems Cardiac and Monitoring Syste | INTELLIVUE MX40 |  | US01856149 | MEMORIAL CITY - TELEMETRY | MHHS-Mem City |  | Transmitter, Telemetry |  |  |  | West & Memorial City |  | MEMORIAL CITY - TELEMETRY | [5 empty] | MONITORS, TELEMETRIC, TRANSMITTER |  | TRANSMITTERTELEMETRY-Philips-IntelliVue MX40 | TRANSMITTERTELEMETRY | IntelliVue MX40 |  |  |  | Philips | Transmitter, Telemetry |  | TRANSMITTERTELEMETRY-Philips-IntelliVue MX40 |  |  |  |  | Covered PM Repair - Biomedical | MHHS-Mem City
NO | NO |  |  |  | 1163457 TEL21 |  | Philips Medical Systems Cardiac and Monitoring Syste | INTELLIVUE MX40 |  | US01856144 | MEMORIAL CITY - TELEMETRY | MHHS-Mem City |  | Transmitter, Telemetry |  | 1163457 TEL21 |  | West & Memorial City |  | MEMORIAL CITY - TELEMETRY | [5 empty] | MONITORS, TELEMETRIC, TRANSMITTER |  | TRANSMITTERTELEMETRY-Philips-IntelliVue MX40 | TRANSMITTERTELEMETRY | IntelliVue MX40 |  |  |  | Philips | Transmitter, Telemetry |  | TRANSMITTERTELEMETRY-Philips-IntelliVue MX40 |  |  |  |  | Covered PM Repair - Biomedical | MHHS-Mem City
NO | NO | [5 empty] | Philips Medical Systems Cardiac and Monitoring Syste | INTELLIVUE MX40 |  | US01856154 | MEMORIAL CITY - TELEMETRY | MHHS-Mem City |  | Transmitter, Telemetry |  |  |  | West & Memorial City |  | MEMORIAL CITY - TELEMETRY | [5 empty] | MONITORS, TELEMETRIC, TRANSMITTER |  | TRANSMITTERTELEMETRY-Philips-IntelliVue MX40 | TRANSMITTERTELEMETRY | IntelliVue MX40 |  |  |  | Philips | Transmitter, Telemetry |  | TRANSMITTERTELEMETRY-Philips-IntelliVue MX40 |  |  |  |  | Covered PM Repair - Biomedical | MHHS-Mem City
NO | NO |  |  |  | 1163466 TEL14 |  | Philips Medical Systems Cardiac and Monitoring Syste | INTELLIVUE MX40 |  | US01856156 | MEMORIAL CITY - TELEMETRY | MHHS-Mem City |  | Transmitter, Telemetry |  | 1163466 TEL14 |  | West & Memorial City |  | MEMORIAL CITY - TELEMETRY | [5 empty] | MONITORS, TELEMETRIC, TRANSMITTER |  | TRANSMITTERTELEMETRY-Philips-IntelliVue MX40 | TRANSMITTERTELEMETRY | IntelliVue MX40 |  |  |  | Philips | Transmitter, Telemetry |  | TRANSMITTERTELEMETRY-Philips-IntelliVue MX40 |  |  |  |  | Covered PM Repair - Biomedical | MHHS-Mem City
NO | NO |  |  |  | US096B6817 |  | Philips Medical Systems Cardiac and Monitoring Syste | INTELLIVUE MX40 |  | US096B6817 | PEARLAND - MED/SURG | MHHS-Pearland Hospital |  | Transmitter, Telemetry |  | US096B6817 |  | Pearland |  | PEARLAND - MED/SURG | [5 empty] | MONITORS, TELEMETRIC, TRANSMITTER |  | TRANSMITTERTELEMETRY-Philips-IntelliVue MX40 | TRANSMITTERTELEMETRY | IntelliVue MX40 |  |  |  | Philips | Transmitter, Telemetry |  | TRANSMITTERTELEMETRY-Philips-IntelliVue MX40 |  |  |  |  | Covered PM Repair - Biomedical | MHHS-Pearland Hospital
NO | NO |  |  |  | US096B6826 |  | Philips Medical Systems Cardiac and Monitoring Syste | INTELLIVUE MX40 |  | US096B6829 | PEARLAND - MED/SURG | MHHS-Pearland Hospital |  | Transmitter, Telemetry |  | US096B6826 |  | Pearland |  | PEARLAND - MED/SURG | [5 empty] | MONITORS, TELEMETRIC, TRANSMITTER |  | TRANSMITTERTELEMETRY-Philips-IntelliVue MX40 | TRANSMITTERTELEMETRY | IntelliVue MX40 |  |  |  | Philips | Transmitter, Telemetry |  | TRANSMITTERTELEMETRY-Philips-IntelliVue MX40 |  |  |  |  | Covered PM Repair - Biomedical | MHHS-Pearland Hospital
NO | NO |  |  |  | US096B6837 |  | Philips Medical Systems Cardiac and Monitoring Syste | INTELLIVUE MX40 |  | US096B6837 | PEARLAND - MED/SURG | MHHS-Pearland Hospital |  | Transmitter, Telemetry |  | US096B6837 |  | Pearland |  | PEARLAND - MED/SURG | [5 empty] | MONITORS, TELEMETRIC, TRANSMITTER |  | TRANSMITTERTELEMETRY-Philips-IntelliVue MX40 | TRANSMITTERTELEMETRY | IntelliVue MX40 |  |  |  | Philips | Transmitter, Telemetry |  | TRANSMITTERTELEMETRY-Philips-IntelliVue MX40 |  |  |  |  | Covered PM Repair - Biomedical | MHHS-Pearland Hospital
NO | NO |  |  |  | 005-11470 |  | Philips Medical Systems Cardiac and Monitoring Syste | INTELLIVUE MX40 |  | US03573688 | PEARLAND - TELEMETRY | MHHS-Pearland Hospital |  | Transmitter, Telemetry |  | 005-11470 |  | Pearland |  | PEARLAND - TELEMETRY | [5 empty] | MONITORS, TELEMETRIC, TRANSMITTER |  | TRANSMITTERTELEMETRY-Philips-IntelliVue MX40 | TRANSMITTERTELEMETRY | IntelliVue MX40 |  |  |  | Philips | Transmitter, Telemetry |  | TRANSMITTERTELEMETRY-Philips-IntelliVue MX40 |  |  |  |  | Clinical Miscellaneous | MHHS-Pearland Hospital
NO | NO |  |  |  | 005-11471 |  | Philips Medical Systems Cardiac and Monitoring Syste | INTELLIVUE MX40 |  | US03573679 | PEARLAND - TELEMETRY | MHHS-Pearland Hospital |  | Transmitter, Telemetry |  | 005-11471 |  | Pearland |  | PEARLAND - TELEMETRY | [5 empty] | MONITORS, TELEMETRIC, TRANSMITTER |  | TRANSMITTERTELEMETRY-Philips-IntelliVue MX40 | TRANSMITTERTELEMETRY | IntelliVue MX40 |  |  |  | Philips | Transmitter, Telemetry |  | TRANSMITTERTELEMETRY-Philips-IntelliVue MX40 |  |  |  |  | Clinical Miscellaneous | MHHS-Pearland Hospital
NO | NO |  |  |  | 005-11472 |  | Philips Medical Systems Cardiac and Monitoring Syste | INTELLIVUE MX40 |  | US03573678 | PEARLAND - TELEMETRY | MHHS-Pearland Hospital |  | Transmitter, Telemetry |  | 005-11472 |  | Pearland |  | PEARLAND - TELEMETRY | [5 empty] | MONITORS, TELEMETRIC, TRANSMITTER |  | TRANSMITTERTELEMETRY-Philips-IntelliVue MX40 | TRANSMITTERTELEMETRY | IntelliVue MX40 |  |  |  | Philips | Transmitter, Telemetry |  | TRANSMITTERTELEMETRY-Philips-IntelliVue MX40 |  |  |  |  | Clinical Miscellaneous | MHHS-Pearland Hospital
NO | NO |  |  |  | 005-11475 |  | Philips Medical Systems Cardiac and Monitoring Syste | INTELLIVUE MX40 |  | US03573701 | PEARLAND - TELEMETRY | MHHS-Pearland Hospital |  | Transmitter, Telemetry |  | 005-11475 |  | Pearland |  | PEARLAND - TELEMETRY | [5 empty] | MONITORS, TELEMETRIC, TRANSMITTER |  | TRANSMITTERTELEMETRY-Philips-IntelliVue MX40 | TRANSMITTERTELEMETRY | IntelliVue MX40 |  |  |  | Philips | Transmitter, Telemetry |  | TRANSMITTERTELEMETRY-Philips-IntelliVue MX40 |  |  |  |  | Covered PM Repair - Biomedical | MHHS-Pearland Hospital
NO | NO |  |  |  | 005-11476 |  | Philips Medical Systems Cardiac and Monitoring Syste | INTELLIVUE MX40 |  | US03573692 | PEARLAND - TELEMETRY | MHHS-Pearland Hospital |  | Transmitter, Telemetry |  | 005-11476 |  | Pearland |  | PEARLAND - TELEMETRY | [5 empty] | MONITORS, TELEMETRIC, TRANSMITTER |  | TRANSMITTERTELEMETRY-Philips-IntelliVue MX40 | TRANSMITTERTELEMETRY | IntelliVue MX40 |  |  |  | Philips | Transmitter, Telemetry |  | TRANSMITTERTELEMETRY-Philips-IntelliVue MX40 |  |  |  |  | Covered PM Repair - Biomedical | MHHS-Pearland Hospital
NO | NO |  |  |  | 005-11478 |  | Philips Medical Systems Cardiac and Monitoring Syste | INTELLIVUE MX40 |  | US03573699 | PEARLAND - TELEMETRY | MHHS-Pearland Hospital |  | Transmitter, Telemetry |  | 005-11478 |  | Pearland |  | PEARLAND - TELEMETRY | [5 empty] | MONITORS, TELEMETRIC, TRANSMITTER |  | TRANSMITTERTELEMETRY-Philips-IntelliVue MX40 | TRANSMITTERTELEMETRY | IntelliVue MX40 |  |  |  | Philips | Transmitter, Telemetry |  | TRANSMITTERTELEMETRY-Philips-IntelliVue MX40 |  |  |  |  | Covered PM Repair - Biomedical | MHHS-Pearland Hospital
NO | NO |  |  |  | 005-11483 |  | Philips Medical Systems Cardiac and Monitoring Syste | INTELLIVUE MX40 |  | US03573681 | PEARLAND - TELEMETRY | MHHS-Pearland Hospital |  | Transmitter, Telemetry |  | 005-11483 |  | Pearland |  | PEARLAND - TELEMETRY | [5 empty] | MONITORS, TELEMETRIC, TRANSMITTER |  | TRANSMITTERTELEMETRY-Philips-IntelliVue MX40 | TRANSMITTERTELEMETRY | IntelliVue MX40 |  |  |  | Philips | Transmitter, Telemetry |  | TRANSMITTERTELEMETRY-Philips-IntelliVue MX40 |  |  |  |  | Covered PM Repair - Biomedical | MHHS-Pearland Hospital
NO | NO |  |  |  | 005-11484 |  | Philips Medical Systems Cardiac and Monitoring Syste | INTELLIVUE MX40 |  | US03573695 | PEARLAND - TELEMETRY | MHHS-Pearland Hospital |  | Transmitter, Telemetry |  | 005-11484 |  | Pearland |  | PEARLAND - TELEMETRY | [5 empty] | MONITORS, TELEMETRIC, TRANSMITTER |  | TRANSMITTERTELEMETRY-Philips-IntelliVue MX40 | TRANSMITTERTELEMETRY | IntelliVue MX40 |  |  |  | Philips | Transmitter, Telemetry |  | TRANSMITTERTELEMETRY-Philips-IntelliVue MX40 |  |  |  |  | Covered PM Repair - Biomedical | MHHS-Pearland Hospital
NO | NO |  |  |  | 005-11487 |  | Philips Medical Systems Cardiac and Monitoring Syste | INTELLIVUE MX40 |  | US03573698 | PEARLAND - TELEMETRY | MHHS-Pearland Hospital |  | Transmitter, Telemetry |  | 005-11487 |  | Pearland |  | PEARLAND - TELEMETRY | [5 empty] | MONITORS, TELEMETRIC, TRANSMITTER |  | TRANSMITTERTELEMETRY-Philips-IntelliVue MX40 | TRANSMITTERTELEMETRY | IntelliVue MX40 |  |  |  | Philips | Transmitter, Telemetry |  | TRANSMITTERTELEMETRY-Philips-IntelliVue MX40 |  |  |  |  | Covered PM Repair - Biomedical | MHHS-Pearland Hospital
NO | NO |  |  |  | 145-00007 |  | Philips Medical Systems Cardiac and Monitoring Syste | INTELLIVUE MX40 |  | US03573654 | PEARLAND - TELEMETRY | MHHS-Pearland Hospital |  | Transmitter, Telemetry |  | 145-00007 |  | Pearland |  | PEARLAND - TELEMETRY | [5 empty] | MONITORS, TELEMETRIC, TRANSMITTER |  | TRANSMITTERTELEMETRY-Philips-IntelliVue MX40 | TRANSMITTERTELEMETRY | IntelliVue MX40 |  |  |  | Philips | Transmitter, Telemetry |  | TRANSMITTERTELEMETRY-Philips-IntelliVue MX40 |  |  |  |  | Covered PM Repair - Biomedical | MHHS-Pearland Hospital
NO | NO |  |  |  | 145-00009 |  | Philips Medical Systems Cardiac and Monitoring Syste | INTELLIVUE MX40 |  | US03573674 | PEARLAND - TELEMETRY | MHHS-Pearland Hospital |  | Transmitter, Telemetry |  | 145-00009 |  | Pearland |  | PEARLAND - TELEMETRY | [5 empty] | MONITORS, TELEMETRIC, TRANSMITTER |  | TRANSMITTERTELEMETRY-Philips-IntelliVue MX40 | TRANSMITTERTELEMETRY | IntelliVue MX40 |  |  |  | Philips | Transmitter, Telemetry |  | TRANSMITTERTELEMETRY-Philips-IntelliVue MX40 |  |  |  |  | Covered PM Repair - Biomedical | MHHS-Pearland Hospital
NO | NO |  |  |  | 145-00012 |  | Philips Medical Systems Cardiac and Monitoring Syste | INTELLIVUE MX40 |  | US03573675 | PEARLAND - TELEMETRY | MHHS-Pearland Hospital |  | Transmitter, Telemetry |  | 145-00012 |  | Pearland |  | PEARLAND - TELEMETRY | [5 empty] | MONITORS, TELEMETRIC, TRANSMITTER |  | TRANSMITTERTELEMETRY-Philips-IntelliVue MX40 | TRANSMITTERTELEMETRY | IntelliVue MX40 |  |  |  | Philips | Transmitter, Telemetry |  | TRANSMITTERTELEMETRY-Philips-IntelliVue MX40 |  |  |  |  | Covered PM Repair - Biomedical | MHHS-Pearland Hospital
NO | NO |  |  |  | 145-00013 |  | Philips Medical Systems Cardiac and Monitoring Syste | INTELLIVUE MX40 |  | US03573656 | PEARLAND - TELEMETRY | MHHS-Pearland Hospital |  | Transmitter, Telemetry |  | 145-00013 |  | Pearland |  | PEARLAND - TELEMETRY | [5 empty] | MONITORS, TELEMETRIC, TRANSMITTER |  | TRANSMITTERTELEMETRY-Philips-IntelliVue MX40 | TRANSMITTERTELEMETRY | IntelliVue MX40 |  |  |  | Philips | Transmitter, Telemetry |  | TRANSMITTERTELEMETRY-Philips-IntelliVue MX40 |  |  |  |  | Covered PM Repair - Biomedical | MHHS-Pearland Hospital
NO | NO |  |  |  | 145-00014 |  | Philips Medical Systems Cardiac and Monitoring Syste | INTELLIVUE MX40 |  | US03573663 | PEARLAND - TELEMETRY | MHHS-Pearland Hospital |  | Transmitter, Telemetry |  | 145-00014 |  | Pearland |  | PEARLAND - TELEMETRY | [5 empty] | MONITORS, TELEMETRIC, TRANSMITTER |  | TRANSMITTERTELEMETRY-Philips-IntelliVue MX40 | TRANSMITTERTELEMETRY | IntelliVue MX40 |  |  |  | Philips | Transmitter, Telemetry |  | TRANSMITTERTELEMETRY-Philips-IntelliVue MX40 |  |  |  |  | Covered PM Repair - Biomedical | MHHS-Pearland Hospital
NO | NO |  |  |  | 145-00015 |  | Philips Medical Systems Cardiac and Monitoring Syste | INTELLIVUE MX40 |  | Us03573664 | PEARLAND - TELEMETRY | MHHS-Pearland Hospital |  | Transmitter, Telemetry |  | 145-00015 |  | Pearland |  | PEARLAND - TELEMETRY | [5 empty] | MONITORS, TELEMETRIC, TRANSMITTER |  | TRANSMITTERTELEMETRY-Philips-IntelliVue MX40 | TRANSMITTERTELEMETRY | IntelliVue MX40 |  |  |  | Philips | Transmitter, Telemetry |  | TRANSMITTERTELEMETRY-Philips-IntelliVue MX40 |  |  |  |  | Covered PM Repair - Biomedical | MHHS-Pearland Hospital
NO | NO |  |  |  | 145-00017 |  | Philips Medical Systems Cardiac and Monitoring Syste | INTELLIVUE MX40 |  | US03573661 | PEARLAND - TELEMETRY | MHHS-Pearland Hospital |  | Transmitter, Telemetry |  | 145-00017 |  | Pearland |  | PEARLAND - TELEMETRY | [5 empty] | MONITORS, TELEMETRIC, TRANSMITTER |  | TRANSMITTERTELEMETRY-Philips-IntelliVue MX40 | TRANSMITTERTELEMETRY | IntelliVue MX40 |  |  |  | Philips | Transmitter, Telemetry |  | TRANSMITTERTELEMETRY-Philips-IntelliVue MX40 |  |  |  |  | Covered PM Repair - Biomedical | MHHS-Pearland Hospital
NO | NO |  |  |  | 145-00022 |  | Philips Medical Systems Cardiac and Monitoring Syste | INTELLIVUE MX40 |  | US03573649 | PEARLAND - TELEMETRY | MHHS-Pearland Hospital |  | Transmitter, Telemetry |  | 145-00022 |  | Pearland |  | PEARLAND - TELEMETRY | [5 empty] | MONITORS, TELEMETRIC, TRANSMITTER |  | TRANSMITTERTELEMETRY-Philips-IntelliVue MX40 | TRANSMITTERTELEMETRY | IntelliVue MX40 |  |  |  | Philips | Transmitter, Telemetry |  | TRANSMITTERTELEMETRY-Philips-IntelliVue MX40 |  |  |  |  | Covered PM Repair - Biomedical | MHHS-Pearland Hospital
NO | NO |  |  |  | 145-00023 |  | Philips Medical Systems Cardiac and Monitoring Syste | INTELLIVUE MX40 |  | US03573655 | PEARLAND - TELEMETRY | MHHS-Pearland Hospital |  | Transmitter, Telemetry |  | 145-00023 |  | Pearland |  | PEARLAND - TELEMETRY | [5 empty] | MONITORS, TELEMETRIC, TRANSMITTER |  | TRANSMITTERTELEMETRY-Philips-IntelliVue MX40 | TRANSMITTERTELEMETRY | IntelliVue MX40 |  |  |  | Philips | Transmitter, Telemetry |  | TRANSMITTERTELEMETRY-Philips-IntelliVue MX40 |  |  |  |  | Covered PM Repair - Biomedical | MHHS-Pearland Hospital
NO | NO |  |  |  | 145-00024 |  | Philips Medical Systems Cardiac and Monitoring Syste | INTELLIVUE MX40 |  | US03573652 | PEARLAND - TELEMETRY | MHHS-Pearland Hospital |  | Transmitter, Telemetry |  | 145-00024 |  | Pearland |  | PEARLAND - TELEMETRY | [5 empty] | MONITORS, TELEMETRIC, TRANSMITTER |  | TRANSMITTERTELEMETRY-Philips-IntelliVue MX40 | TRANSMITTERTELEMETRY | IntelliVue MX40 |  |  |  | Philips | Transmitter, Telemetry |  | TRANSMITTERTELEMETRY-Philips-IntelliVue MX40 |  |  |  |  | Covered PM Repair - Biomedical | MHHS-Pearland Hospital
NO | NO |  |  |  | 145-00026 |  | Philips Medical Systems Cardiac and Monitoring Syste | INTELLIVUE MX40 |  | US03573644 | PEARLAND - TELEMETRY | MHHS-Pearland Hospital |  | Transmitter, Telemetry |  | 145-00026 |  | Pearland |  | PEARLAND - TELEMETRY | [5 empty] | MONITORS, TELEMETRIC, TRANSMITTER |  | TRANSMITTERTELEMETRY-Philips-IntelliVue MX40 | TRANSMITTERTELEMETRY | IntelliVue MX40 |  |  |  | Philips | Transmitter, Telemetry |  | TRANSMITTERTELEMETRY-Philips-IntelliVue MX40 |  |  |  |  | Covered PM Repair - Biomedical | MHHS-Pearland Hospital
NO | NO |  |  |  | 145-00422 |  | Philips Medical Systems Cardiac and Monitoring Syste | INTELLIVUE MX40 |  | US03573687 | PEARLAND - TELEMETRY | MHHS-Pearland Hospital |  | Transmitter, Telemetry |  | 145-00422 |  | Pearland |  | PEARLAND - TELEMETRY | [5 empty] | MONITORS, TELEMETRIC, TRANSMITTER |  | TRANSMITTERTELEMETRY-Philips-IntelliVue MX40 | TRANSMITTERTELEMETRY | IntelliVue MX40 |  |  |  | Philips | Transmitter, Telemetry |  | TRANSMITTERTELEMETRY-Philips-IntelliVue MX40 |  |  |  |  | Covered PM Repair - Biomedical | MHHS-Pearland Hospital
NO | NO |  |  |  | 145-00553 |  | Philips Medical Systems Cardiac and Monitoring Syste | INTELLIVUE MX40 |  | US03573697 | PEARLAND - TELEMETRY | MHHS-Pearland Hospital |  | Transmitter, Telemetry |  | 145-00553 |  | Pearland |  | PEARLAND - TELEMETRY | [5 empty] | MONITORS, TELEMETRIC, TRANSMITTER |  | TRANSMITTERTELEMETRY-Philips-IntelliVue MX40 | TRANSMITTERTELEMETRY | IntelliVue MX40 |  |  |  | Philips | Transmitter, Telemetry |  | TRANSMITTERTELEMETRY-Philips-IntelliVue MX40 |  |  |  |  | Covered PM Repair - Biomedical | MHHS-Pearland Hospital
NO | NO |  |  |  | 005-06190 |  | Philips Medical Systems Cardiac and Monitoring Syste | INTELLIVUE MX40 |  | US01010179 | SE - TELEMETRY | MHHS-Southeast |  | Transmitter, Telemetry |  | 005-06190 |  | Southeast & Bay Area |  | SE - TELEMETRY | [5 empty] | MONITORS, TELEMETRIC, TRANSMITTER |  | TRANSMITTERTELEMETRY-Philips-IntelliVue MX40 | TRANSMITTERTELEMETRY | IntelliVue MX40 |  |  |  | Philips | Transmitter, Telemetry |  | TRANSMITTERTELEMETRY-Philips-IntelliVue MX40 |  |  |  |  | Covered PM Repair - Biomedical | MHHS-Southeast
NO | NO |  |  |  | 005-06191 |  | Philips Medical Systems Cardiac and Monitoring Syste | INTELLIVUE MX40 |  | US01010157 | SE - TELEMETRY | MHHS-Southeast |  | Transmitter, Telemetry |  | 005-06191 |  | Southeast & Bay Area |  | SE - TELEMETRY | [5 empty] | MONITORS, TELEMETRIC, TRANSMITTER |  | TRANSMITTERTELEMETRY-Philips-IntelliVue MX40 | TRANSMITTERTELEMETRY | IntelliVue MX40 |  |  |  | Philips | Transmitter, Telemetry |  | TRANSMITTERTELEMETRY-Philips-IntelliVue MX40 |  |  |  |  | Clinical Miscellaneous | MHHS-Southeast
NO | NO |  |  |  | 005-06192 |  | Philips Medical Systems Cardiac and Monitoring Syste | INTELLIVUE MX40 |  | US01012936 | SE - TELEMETRY | MHHS-Southeast |  | Transmitter, Telemetry |  | 005-06192 |  | Southeast & Bay Area |  | SE - TELEMETRY | [5 empty] | MONITORS, TELEMETRIC, TRANSMITTER |  | TRANSMITTERTELEMETRY-Philips-IntelliVue MX40 | TRANSMITTERTELEMETRY | IntelliVue MX40 |  |  |  | Philips | Transmitter, Telemetry |  | TRANSMITTERTELEMETRY-Philips-IntelliVue MX40 |  |  |  |  | Covered PM Repair - Biomedical | MHHS-Southeast
NO | NO |  |  |  | 005-06197 |  | Philips Medical Systems Cardiac and Monitoring Syste | INTELLIVUE MX40 |  | US01010140 | SE - TELEMETRY | MHHS-Southeast |  | Transmitter, Telemetry |  | 005-06197 |  | Southeast & Bay Area |  | SE - TELEMETRY | [5 empty] | MONITORS, TELEMETRIC, TRANSMITTER |  | TRANSMITTERTELEMETRY-Philips-IntelliVue MX40 | TRANSMITTERTELEMETRY | IntelliVue MX40 |  |  |  | Philips | Transmitter, Telemetry |  | TRANSMITTERTELEMETRY-Philips-IntelliVue MX40 |  |  |  |  | Clinical Miscellaneous | MHHS-Southeast
NO | NO |  |  |  | 005-08474 |  | Philips Medical Systems Cardiac and Monitoring Syste | INTELLIVUE MX40 |  | US01010036 | SE - TELEMETRY | MHHS-Southeast |  | Transmitter, Telemetry |  | 005-08474 |  | Southeast & Bay Area |  | SE - TELEMETRY | [5 empty] | MONITORS, TELEMETRIC, TRANSMITTER |  | TRANSMITTERTELEMETRY-Philips-IntelliVue MX40 | TRANSMITTERTELEMETRY | IntelliVue MX40 |  |  |  | Philips | Transmitter, Telemetry |  | TRANSMITTERTELEMETRY-Philips-IntelliVue MX40 |  |  |  |  | Clinical Miscellaneous | MHHS-Southeast
NO | NO |  |  |  | US00701464 |  | Philips Medical Systems Cardiac and Monitoring Syste | INTELLIVUE MX40 |  | US00701464 | SE - TELEMETRY | MHHS-Southeast |  | Transmitter, Telemetry |  | US00701464 |  | Southeast & Bay Area |  | SE - TELEMETRY | [5 empty] | MONITORS, TELEMETRIC, TRANSMITTER |  | TRANSMITTERTELEMETRY-Philips-IntelliVue MX40 | TRANSMITTERTELEMETRY | IntelliVue MX40 |  |  |  | Philips | Transmitter, Telemetry |  | TRANSMITTERTELEMETRY-Philips-IntelliVue MX40 |  |  |  |  | Covered PM Repair - Biomedical | MHHS-Southeast
NO | NO |  |  |  | US00701484 |  | Philips Medical Systems Cardiac and Monitoring Syste | INTELLIVUE MX40 |  | US00701484 | SE - TELEMETRY | MHHS-Southeast |  | Transmitter, Telemetry |  | US00701484 |  | Southeast & Bay Area |  | SE - TELEMETRY | [5 empty] | MONITORS, TELEMETRIC, TRANSMITTER |  | TRANSMITTERTELEMETRY-Philips-IntelliVue MX40 | TRANSMITTERTELEMETRY | IntelliVue MX40 |  |  |  | Philips | Transmitter, Telemetry |  | TRANSMITTERTELEMETRY-Philips-IntelliVue MX40 |  |  |  |  | Covered PM Repair - Biomedical | MHHS-Southeast
NO | NO |  |  |  | US00702135 |  | Philips Medical Systems Cardiac and Monitoring Syste | INTELLIVUE MX40 |  | US00702135 | SE - TELEMETRY | MHHS-Southeast |  | Transmitter, Telemetry |  | US00702135 |  | Southeast & Bay Area |  | SE - TELEMETRY | [5 empty] | MONITORS, TELEMETRIC, TRANSMITTER |  | TRANSMITTERTELEMETRY-Philips-IntelliVue MX40 | TRANSMITTERTELEMETRY | IntelliVue MX40 |  |  |  | Philips | Transmitter, Telemetry |  | TRANSMITTERTELEMETRY-Philips-IntelliVue MX40 |  |  |  |  | Covered PM Repair - Biomedical | MHHS-Southeast
NO | NO |  |  |  | US01000996 |  | Philips Medical Systems Cardiac and Monitoring Syste | INTELLIVUE MX40 |  | US01000996 | SE - TELEMETRY | MHHS-Southeast |  | Transmitter, Telemetry |  | US01000996 |  | Southeast & Bay Area |  | SE - TELEMETRY | [5 empty] | MONITORS, TELEMETRIC, TRANSMITTER |  | TRANSMITTERTELEMETRY-Philips-IntelliVue MX40 | TRANSMITTERTELEMETRY | IntelliVue MX40 |  |  |  | Philips | Transmitter, Telemetry |  | TRANSMITTERTELEMETRY-Philips-IntelliVue MX40 |  |  |  |  | Covered PM Repair - Biomedical | MHHS-Southeast
NO | NO |  |  |  | US01006944 |  | Philips Medical Systems Cardiac and Monitoring Syste | INTELLIVUE MX40 |  | US01006944 | SE - TELEMETRY | MHHS-Southeast |  | Transmitter, Telemetry |  | US01006944 |  | Southeast & Bay Area |  | SE - TELEMETRY | [5 empty] | MONITORS, TELEMETRIC, TRANSMITTER |  | TRANSMITTERTELEMETRY-Philips-IntelliVue MX40 | TRANSMITTERTELEMETRY | IntelliVue MX40 |  |  |  | Philips | Transmitter, Telemetry |  | TRANSMITTERTELEMETRY-Philips-IntelliVue MX40 |  |  |  |  | Covered PM Repair - Biomedical | MHHS-Southeast
NO | NO |  |  |  | US01008343 |  | Philips Medical Systems Cardiac and Monitoring Syste | INTELLIVUE MX40 |  | US01008343 | SE - TELEMETRY | MHHS-Southeast |  | Transmitter, Telemetry |  | US01008343 |  | Southeast & Bay Area |  | SE - TELEMETRY | [5 empty] | MONITORS, TELEMETRIC, TRANSMITTER |  | TRANSMITTERTELEMETRY-Philips-IntelliVue MX40 | TRANSMITTERTELEMETRY | IntelliVue MX40 |  |  |  | Philips | Transmitter, Telemetry |  | TRANSMITTERTELEMETRY-Philips-IntelliVue MX40 |  |  |  |  | Covered PM Repair - Biomedical | MHHS-Southeast
NO | NO |  |  |  | US01009171 |  | Philips Medical Systems Cardiac and Monitoring Syste | INTELLIVUE MX40 |  | US01009171 | SE - TELEMETRY | MHHS-Southeast |  | Transmitter, Telemetry |  | US01009171 |  | Southeast & Bay Area |  | SE - TELEMETRY | [5 empty] | MONITORS, TELEMETRIC, TRANSMITTER |  | TRANSMITTERTELEMETRY-Philips-IntelliVue MX40 | TRANSMITTERTELEMETRY | IntelliVue MX40 |  |  |  | Philips | Transmitter, Telemetry |  | TRANSMITTERTELEMETRY-Philips-IntelliVue MX40 |  |  |  |  | Covered PM Repair - Biomedical | MHHS-Southeast
NO | NO |  |  |  | US01009516 |  | Philips Medical Systems Cardiac and Monitoring Syste | INTELLIVUE MX40 |  | US01009516 | SE - TELEMETRY | MHHS-Southeast |  | Transmitter, Telemetry |  | US01009516 |  | Southeast & Bay Area |  | SE - TELEMETRY | [5 empty] | MONITORS, TELEMETRIC, TRANSMITTER |  | TRANSMITTERTELEMETRY-Philips-IntelliVue MX40 | TRANSMITTERTELEMETRY | IntelliVue MX40 |  |  |  | Philips | Transmitter, Telemetry |  | TRANSMITTERTELEMETRY-Philips-IntelliVue MX40 |  |  |  |  | Covered PM Repair - Biomedical | MHHS-Southeast
NO | NO |  |  |  | US01009991 |  | Philips Medical Systems Cardiac and Monitoring Syste | INTELLIVUE MX40 |  | US01009991 | SE - TELEMETRY | MHHS-Southeast |  | Transmitter, Telemetry |  | US01009991 |  | Southeast & Bay Area |  | SE - TELEMETRY | [5 empty] | MONITORS, TELEMETRIC, TRANSMITTER |  | TRANSMITTERTELEMETRY-Philips-IntelliVue MX40 | TRANSMITTERTELEMETRY | IntelliVue MX40 |  |  |  | Philips | Transmitter, Telemetry |  | TRANSMITTERTELEMETRY-Philips-IntelliVue MX40 |  |  |  |  | Covered PM Repair - Biomedical | MHHS-Southeast
NO | NO |  |  |  | US01009993 |  | Philips Medical Systems Cardiac and Monitoring Syste | INTELLIVUE MX40 |  | US01009993 | SE - TELEMETRY | MHHS-Southeast |  | Transmitter, Telemetry |  | US01009993 |  | Southeast & Bay Area |  | SE - TELEMETRY | [5 empty] | MONITORS, TELEMETRIC, TRANSMITTER |  | TRANSMITTERTELEMETRY-Philips-IntelliVue MX40 | TRANSMITTERTELEMETRY | IntelliVue MX40 |  |  |  | Philips | Transmitter, Telemetry |  | TRANSMITTERTELEMETRY-Philips-IntelliVue MX40 |  |  |  |  | Covered PM Repair - Biomedical | MHHS-Southeast
NO | NO |  |  |  | US01009994 |  | Philips Medical Systems Cardiac and Monitoring Syste | INTELLIVUE MX40 |  | US01009994 | SE - TELEMETRY | MHHS-Southeast |  | Transmitter, Telemetry |  | US01009994 |  | Southeast & Bay Area |  | SE - TELEMETRY | [5 empty] | MONITORS, TELEMETRIC, TRANSMITTER |  | TRANSMITTERTELEMETRY-Philips-IntelliVue MX40 | TRANSMITTERTELEMETRY | IntelliVue MX40 |  |  |  | Philips | Transmitter, Telemetry |  | TRANSMITTERTELEMETRY-Philips-IntelliVue MX40 |  |  |  |  | Covered PM Repair - Biomedical | MHHS-Southeast
NO | NO |  |  |  | US01009995 |  | Philips Medical Systems Cardiac and Monitoring Syste | INTELLIVUE MX40 |  | US01009995 | SE - TELEMETRY | MHHS-Southeast |  | Transmitter, Telemetry |  | US01009995 |  | Southeast & Bay Area |  | SE - TELEMETRY | [5 empty] | MONITORS, TELEMETRIC, TRANSMITTER |  | TRANSMITTERTELEMETRY-Philips-IntelliVue MX40 | TRANSMITTERTELEMETRY | IntelliVue MX40 |  |  |  | Philips | Transmitter, Telemetry |  | TRANSMITTERTELEMETRY-Philips-IntelliVue MX40 |  |  |  |  | Covered PM Repair - Biomedical | MHHS-Southeast
NO | NO |  |  |  | US01009996 |  | Philips Medical Systems Cardiac and Monitoring Syste | INTELLIVUE MX40 |  | US01009996 | SE - TELEMETRY | MHHS-Southeast |  | Transmitter, Telemetry |  | US01009996 |  | Southeast & Bay Area |  | SE - TELEMETRY | [5 empty] | MONITORS, TELEMETRIC, TRANSMITTER |  | TRANSMITTERTELEMETRY-Philips-IntelliVue MX40 | TRANSMITTERTELEMETRY | IntelliVue MX40 |  |  |  | Philips | Transmitter, Telemetry |  | TRANSMITTERTELEMETRY-Philips-IntelliVue MX40 |  |  |  |  | Covered PM Repair - Biomedical | MHHS-Southeast
NO | NO |  |  |  | US01009997 |  | Philips Medical Systems Cardiac and Monitoring Syste | INTELLIVUE MX40 |  | US01009997 | SE - TELEMETRY | MHHS-Southeast |  | Transmitter, Telemetry |  | US01009997 |  | Southeast & Bay Area |  | SE - TELEMETRY | [5 empty] | MONITORS, TELEMETRIC, TRANSMITTER |  | TRANSMITTERTELEMETRY-Philips-IntelliVue MX40 | TRANSMITTERTELEMETRY | IntelliVue MX40 |  |  |  | Philips | Transmitter, Telemetry |  | TRANSMITTERTELEMETRY-Philips-IntelliVue MX40 |  |  |  |  | Covered PM Repair - Biomedical | MHHS-Southeast
NO | NO |  |  |  | US01009998 |  | Philips Medical Systems Cardiac and Monitoring Syste | INTELLIVUE MX40 |  | US01009998 | SE - TELEMETRY | MHHS-Southeast |  | Transmitter, Telemetry |  | US01009998 |  | Southeast & Bay Area |  | SE - TELEMETRY | [5 empty] | MONITORS, TELEMETRIC, TRANSMITTER |  | TRANSMITTERTELEMETRY-Philips-IntelliVue MX40 | TRANSMITTERTELEMETRY | IntelliVue MX40 |  |  |  | Philips | Transmitter, Telemetry |  | TRANSMITTERTELEMETRY-Philips-IntelliVue MX40 |  |  |  |  | Covered PM Repair - Biomedical | MHHS-Southeast
NO | NO |  |  |  | US01009999 |  | Philips Medical Systems Cardiac and Monitoring Syste | INTELLIVUE MX40 |  | US01009999 | SE - TELEMETRY | MHHS-Southeast |  | Transmitter, Telemetry |  | US01009999 |  | Southeast & Bay Area |  | SE - TELEMETRY | [5 empty] | MONITORS, TELEMETRIC, TRANSMITTER |  | TRANSMITTERTELEMETRY-Philips-IntelliVue MX40 | TRANSMITTERTELEMETRY | IntelliVue MX40 |  |  |  | Philips | Transmitter, Telemetry |  | TRANSMITTERTELEMETRY-Philips-IntelliVue MX40 |  |  |  |  | Covered PM Repair - Biomedical | MHHS-Southeast
NO | NO |  |  |  | US01010000 |  | Philips Medical Systems Cardiac and Monitoring Syste | INTELLIVUE MX40 |  | US01010000 | SE - TELEMETRY | MHHS-Southeast |  | Transmitter, Telemetry |  | US01010000 |  | Southeast & Bay Area |  | SE - TELEMETRY | [5 empty] | MONITORS, TELEMETRIC, TRANSMITTER |  | TRANSMITTERTELEMETRY-Philips-IntelliVue MX40 | TRANSMITTERTELEMETRY | IntelliVue MX40 |  |  |  | Philips | Transmitter, Telemetry |  | TRANSMITTERTELEMETRY-Philips-IntelliVue MX40 |  |  |  |  | Covered PM Repair - Biomedical | MHHS-Southeast
NO | NO |  |  |  | US01010001 |  | Philips Medical Systems Cardiac and Monitoring Syste | INTELLIVUE MX40 |  | US01010001 | SE - TELEMETRY | MHHS-Southeast |  | Transmitter, Telemetry |  | US01010001 |  | Southeast & Bay Area |  | SE - TELEMETRY | [5 empty] | MONITORS, TELEMETRIC, TRANSMITTER |  | TRANSMITTERTELEMETRY-Philips-IntelliVue MX40 | TRANSMITTERTELEMETRY | IntelliVue MX40 |  |  |  | Philips | Transmitter, Telemetry |  | TRANSMITTERTELEMETRY-Philips-IntelliVue MX40 |  |  |  |  | Covered PM Repair - Biomedical | MHHS-Southeast
NO | NO |  |  |  | US01010003 |  | Philips Medical Systems Cardiac and Monitoring Syste | INTELLIVUE MX40 |  | US01010003 | SE - TELEMETRY | MHHS-Southeast |  | Transmitter, Telemetry |  | US01010003 |  | Southeast & Bay Area |  | SE - TELEMETRY | [5 empty] | MONITORS, TELEMETRIC, TRANSMITTER |  | TRANSMITTERTELEMETRY-Philips-IntelliVue MX40 | TRANSMITTERTELEMETRY | IntelliVue MX40 |  |  |  | Philips | Transmitter, Telemetry |  | TRANSMITTERTELEMETRY-Philips-IntelliVue MX40 |  |  |  |  | Covered PM Repair - Biomedical | MHHS-Southeast
NO | NO |  |  |  | US01010004 |  | Philips Medical Systems Cardiac and Monitoring Syste | INTELLIVUE MX40 |  | US01010004 | SE - TELEMETRY | MHHS-Southeast |  | Transmitter, Telemetry |  | US01010004 |  | Southeast & Bay Area |  | SE - TELEMETRY | [5 empty] | MONITORS, TELEMETRIC, TRANSMITTER |  | TRANSMITTERTELEMETRY-Philips-IntelliVue MX40 | TRANSMITTERTELEMETRY | IntelliVue MX40 |  |  |  | Philips | Transmitter, Telemetry |  | TRANSMITTERTELEMETRY-Philips-IntelliVue MX40 |  |  |  |  | Covered PM Repair - Biomedical | MHHS-Southeast
NO | NO |  |  |  | US01010006 |  | Philips Medical Systems Cardiac and Monitoring Syste | INTELLIVUE MX40 |  | US01010006 | SE - TELEMETRY | MHHS-Southeast |  | Transmitter, Telemetry |  | US01010006 |  | Southeast & Bay Area |  | SE - TELEMETRY | [5 empty] | MONITORS, TELEMETRIC, TRANSMITTER |  | TRANSMITTERTELEMETRY-Philips-IntelliVue MX40 | TRANSMITTERTELEMETRY | IntelliVue MX40 |  |  |  | Philips | Transmitter, Telemetry |  | TRANSMITTERTELEMETRY-Philips-IntelliVue MX40 |  |  |  |  | Covered PM Repair - Biomedical | MHHS-Southeast
NO | NO |  |  |  | US01010007 |  | Philips Medical Systems Cardiac and Monitoring Syste | INTELLIVUE MX40 |  | US01010007 | SE - TELEMETRY | MHHS-Southeast |  | Transmitter, Telemetry |  | US01010007 |  | Southeast & Bay Area |  | SE - TELEMETRY | [5 empty] | MONITORS, TELEMETRIC, TRANSMITTER |  | TRANSMITTERTELEMETRY-Philips-IntelliVue MX40 | TRANSMITTERTELEMETRY | IntelliVue MX40 |  |  |  | Philips | Transmitter, Telemetry |  | TRANSMITTERTELEMETRY-Philips-IntelliVue MX40 |  |  |  |  | Covered PM Repair - Biomedical | MHHS-Southeast
NO | NO |  |  |  | US01010009 |  | Philips Medical Systems Cardiac and Monitoring Syste | INTELLIVUE MX40 |  | US01010009 | SE - TELEMETRY | MHHS-Southeast |  | Transmitter, Telemetry |  | US01010009 |  | Southeast & Bay Area |  | SE - TELEMETRY | [5 empty] | MONITORS, TELEMETRIC, TRANSMITTER |  | TRANSMITTERTELEMETRY-Philips-IntelliVue MX40 | TRANSMITTERTELEMETRY | IntelliVue MX40 |  |  |  | Philips | Transmitter, Telemetry |  | TRANSMITTERTELEMETRY-Philips-IntelliVue MX40 |  |  |  |  | Covered PM Repair - Biomedical | MHHS-Southeast
NO | NO |  |  |  | US01010010 |  | Philips Medical Systems Cardiac and Monitoring Syste | INTELLIVUE MX40 |  | US01010010 | SE - TELEMETRY | MHHS-Southeast |  | Transmitter, Telemetry |  | US01010010 |  | Southeast & Bay Area |  | SE - TELEMETRY | [5 empty] | MONITORS, TELEMETRIC, TRANSMITTER |  | TRANSMITTERTELEMETRY-Philips-IntelliVue MX40 | TRANSMITTERTELEMETRY | IntelliVue MX40 |  |  |  | Philips | Transmitter, Telemetry |  | TRANSMITTERTELEMETRY-Philips-IntelliVue MX40 |  |  |  |  | Covered PM Repair - Biomedical | MHHS-Southeast
NO | NO |  |  |  | US01010011 |  | Philips Medical Systems Cardiac and Monitoring Syste | INTELLIVUE MX40 |  | US01010011 | SE - TELEMETRY | MHHS-Southeast |  | Transmitter, Telemetry |  | US01010011 |  | Southeast & Bay Area |  | SE - TELEMETRY | [5 empty] | MONITORS, TELEMETRIC, TRANSMITTER |  | TRANSMITTERTELEMETRY-Philips-IntelliVue MX40 | TRANSMITTERTELEMETRY | IntelliVue MX40 |  |  |  | Philips | Transmitter, Telemetry |  | TRANSMITTERTELEMETRY-Philips-IntelliVue MX40 |  |  |  |  | Covered PM Repair - Biomedical | MHHS-Southeast
NO | NO |  |  |  | US01010012 |  | Philips Medical Systems Cardiac and Monitoring Syste | INTELLIVUE MX40 |  | US01010012 | SE - TELEMETRY | MHHS-Southeast |  | Transmitter, Telemetry |  | US01010012 |  | Southeast & Bay Area |  | SE - TELEMETRY | [5 empty] | MONITORS, TELEMETRIC, TRANSMITTER |  | TRANSMITTERTELEMETRY-Philips-IntelliVue MX40 | TRANSMITTERTELEMETRY | IntelliVue MX40 |  |  |  | Philips | Transmitter, Telemetry |  | TRANSMITTERTELEMETRY-Philips-IntelliVue MX40 |  |  |  |  | Covered PM Repair - Biomedical | MHHS-Southeast
NO | NO |  |  |  | US01010013 |  | Philips Medical Systems Cardiac and Monitoring Syste | INTELLIVUE MX40 |  | US01010013 | SE - TELEMETRY | MHHS-Southeast |  | Transmitter, Telemetry |  | US01010013 |  | Southeast & Bay Area |  | SE - TELEMETRY | [5 empty] | MONITORS, TELEMETRIC, TRANSMITTER |  | TRANSMITTERTELEMETRY-Philips-IntelliVue MX40 | TRANSMITTERTELEMETRY | IntelliVue MX40 |  |  |  | Philips | Transmitter, Telemetry |  | TRANSMITTERTELEMETRY-Philips-IntelliVue MX40 |  |  |  |  | Covered PM Repair - Biomedical | MHHS-Southeast
NO | NO |  |  |  | US01010014 |  | Philips Medical Systems Cardiac and Monitoring Syste | INTELLIVUE MX40 |  | US01010014 | SE - TELEMETRY | MHHS-Southeast |  | Transmitter, Telemetry |  | US01010014 |  | Southeast & Bay Area |  | SE - TELEMETRY | [5 empty] | MONITORS, TELEMETRIC, TRANSMITTER |  | TRANSMITTERTELEMETRY-Philips-IntelliVue MX40 | TRANSMITTERTELEMETRY | IntelliVue MX40 |  |  |  | Philips | Transmitter, Telemetry |  | TRANSMITTERTELEMETRY-Philips-IntelliVue MX40 |  |  |  |  | Covered PM Repair - Biomedical | MHHS-Southeast
NO | NO |  |  |  | US01010015 |  | Philips Medical Systems Cardiac and Monitoring Syste | INTELLIVUE MX40 |  | US01010015 | SE - TELEMETRY | MHHS-Southeast |  | Transmitter, Telemetry |  | US01010015 |  | Southeast & Bay Area |  | SE - TELEMETRY | [5 empty] | MONITORS, TELEMETRIC, TRANSMITTER |  | TRANSMITTERTELEMETRY-Philips-IntelliVue MX40 | TRANSMITTERTELEMETRY | IntelliVue MX40 |  |  |  | Philips | Transmitter, Telemetry |  | TRANSMITTERTELEMETRY-Philips-IntelliVue MX40 |  |  |  |  | Covered PM Repair - Biomedical | MHHS-Southeast
NO | NO |  |  |  | US01010016 |  | Philips Medical Systems Cardiac and Monitoring Syste | INTELLIVUE MX40 |  | US01010016 | SE - TELEMETRY | MHHS-Southeast |  | Transmitter, Telemetry |  | US01010016 |  | Southeast & Bay Area |  | SE - TELEMETRY | [5 empty] | MONITORS, TELEMETRIC, TRANSMITTER |  | TRANSMITTERTELEMETRY-Philips-IntelliVue MX40 | TRANSMITTERTELEMETRY | IntelliVue MX40 |  |  |  | Philips | Transmitter, Telemetry |  | TRANSMITTERTELEMETRY-Philips-IntelliVue MX40 |  |  |  |  | Covered PM Repair - Biomedical | MHHS-Southeast
NO | NO |  |  |  | US01010017 |  | Philips Medical Systems Cardiac and Monitoring Syste | INTELLIVUE MX40 |  | US01010017 | SE - TELEMETRY | MHHS-Southeast |  | Transmitter, Telemetry |  | US01010017 |  | Southeast & Bay Area |  | SE - TELEMETRY | [5 empty] | MONITORS, TELEMETRIC, TRANSMITTER |  | TRANSMITTERTELEMETRY-Philips-IntelliVue MX40 | TRANSMITTERTELEMETRY | IntelliVue MX40 |  |  |  | Philips | Transmitter, Telemetry |  | TRANSMITTERTELEMETRY-Philips-IntelliVue MX40 |  |  |  |  | Covered PM Repair - Biomedical | MHHS-Southeast
NO | NO |  |  |  | US01010019 |  | Philips Medical Systems Cardiac and Monitoring Syste | INTELLIVUE MX40 |  | US01010019 | SE - TELEMETRY | MHHS-Southeast |  | Transmitter, Telemetry |  | US01010019 |  | Southeast & Bay Area |  | SE - TELEMETRY | [5 empty] | MONITORS, TELEMETRIC, TRANSMITTER |  | TRANSMITTERTELEMETRY-Philips-IntelliVue MX40 | TRANSMITTERTELEMETRY | IntelliVue MX40 |  |  |  | Philips | Transmitter, Telemetry |  | TRANSMITTERTELEMETRY-Philips-IntelliVue MX40 |  |  |  |  | Covered PM Repair - Biomedical | MHHS-Southeast
NO | NO |  |  |  | US01010020 |  | Philips Medical Systems Cardiac and Monitoring Syste | INTELLIVUE MX40 |  | US01010020 | SE - TELEMETRY | MHHS-Southeast |  | Transmitter, Telemetry |  | US01010020 |  | Southeast & Bay Area |  | SE - TELEMETRY | [5 empty] | MONITORS, TELEMETRIC, TRANSMITTER |  | TRANSMITTERTELEMETRY-Philips-IntelliVue MX40 | TRANSMITTERTELEMETRY | IntelliVue MX40 |  |  |  | Philips | Transmitter, Telemetry |  | TRANSMITTERTELEMETRY-Philips-IntelliVue MX40 |  |  |  |  | Covered PM Repair - Biomedical | MHHS-Southeast
NO | NO |  |  |  | US01010022 |  | Philips Medical Systems Cardiac and Monitoring Syste | INTELLIVUE MX40 |  | US01010022 | SE - TELEMETRY | MHHS-Southeast |  | Transmitter, Telemetry |  | US01010022 |  | Southeast & Bay Area |  | SE - TELEMETRY | [5 empty] | MONITORS, TELEMETRIC, TRANSMITTER |  | TRANSMITTERTELEMETRY-Philips-IntelliVue MX40 | TRANSMITTERTELEMETRY | IntelliVue MX40 |  |  |  | Philips | Transmitter, Telemetry |  | TRANSMITTERTELEMETRY-Philips-IntelliVue MX40 |  |  |  |  | Covered PM Repair - Biomedical | MHHS-Southeast
NO | NO |  |  |  | US01010024 |  | Philips Medical Systems Cardiac and Monitoring Syste | INTELLIVUE MX40 |  | US01010024 | SE - TELEMETRY | MHHS-Southeast |  | Transmitter, Telemetry |  | US01010024 |  | Southeast & Bay Area |  | SE - TELEMETRY | [5 empty] | MONITORS, TELEMETRIC, TRANSMITTER |  | TRANSMITTERTELEMETRY-Philips-IntelliVue MX40 | TRANSMITTERTELEMETRY | IntelliVue MX40 |  |  |  | Philips | Transmitter, Telemetry |  | TRANSMITTERTELEMETRY-Philips-IntelliVue MX40 |  |  |  |  | Covered PM Repair - Biomedical | MHHS-Southeast
NO | NO |  |  |  | US01010026 |  | Philips Medical Systems Cardiac and Monitoring Syste | INTELLIVUE MX40 |  | US01010026 | SE - TELEMETRY | MHHS-Southeast |  | Transmitter, Telemetry |  | US01010026 |  | Southeast & Bay Area |  | SE - TELEMETRY | [5 empty] | MONITORS, TELEMETRIC, TRANSMITTER |  | TRANSMITTERTELEMETRY-Philips-IntelliVue MX40 | TRANSMITTERTELEMETRY | IntelliVue MX40 |  |  |  | Philips | Transmitter, Telemetry |  | TRANSMITTERTELEMETRY-Philips-IntelliVue MX40 |  |  |  |  | Covered PM Repair - Biomedical | MHHS-Southeast
NO | NO |  |  |  | US01010027 |  | Philips Medical Systems Cardiac and Monitoring Syste | INTELLIVUE MX40 |  | US01010027 | SE - TELEMETRY | MHHS-Southeast |  | Transmitter, Telemetry |  | US01010027 |  | Southeast & Bay Area |  | SE - TELEMETRY | [5 empty] | MONITORS, TELEMETRIC, TRANSMITTER |  | TRANSMITTERTELEMETRY-Philips-IntelliVue MX40 | TRANSMITTERTELEMETRY | IntelliVue MX40 |  |  |  | Philips | Transmitter, Telemetry |  | TRANSMITTERTELEMETRY-Philips-IntelliVue MX40 |  |  |  |  | Covered PM Repair - Biomedical | MHHS-Southeast
NO | NO |  |  |  | US01010029 |  | Philips Medical Systems Cardiac and Monitoring Syste | INTELLIVUE MX40 |  | US01010029 | SE - TELEMETRY | MHHS-Southeast |  | Transmitter, Telemetry |  | US01010029 |  | Southeast & Bay Area |  | SE - TELEMETRY | [5 empty] | MONITORS, TELEMETRIC, TRANSMITTER |  | TRANSMITTERTELEMETRY-Philips-IntelliVue MX40 | TRANSMITTERTELEMETRY | IntelliVue MX40 |  |  |  | Philips | Transmitter, Telemetry |  | TRANSMITTERTELEMETRY-Philips-IntelliVue MX40 |  |  |  |  | Covered PM Repair - Biomedical | MHHS-Southeast
NO | NO |  |  |  | US01010030 |  | Philips Medical Systems Cardiac and Monitoring Syste | INTELLIVUE MX40 |  | US01010030 | SE - TELEMETRY | MHHS-Southeast |  | Transmitter, Telemetry |  | US01010030 |  | Southeast & Bay Area |  | SE - TELEMETRY | [5 empty] | MONITORS, TELEMETRIC, TRANSMITTER |  | TRANSMITTERTELEMETRY-Philips-IntelliVue MX40 | TRANSMITTERTELEMETRY | IntelliVue MX40 |  |  |  | Philips | Transmitter, Telemetry |  | TRANSMITTERTELEMETRY-Philips-IntelliVue MX40 |  |  |  |  | Covered PM Repair - Biomedical | MHHS-Southeast
NO | NO |  |  |  | US01010031 |  | Philips Medical Systems Cardiac and Monitoring Syste | INTELLIVUE MX40 |  | US01010031 | SE - TELEMETRY | MHHS-Southeast |  | Transmitter, Telemetry |  | US01010031 |  | Southeast & Bay Area |  | SE - TELEMETRY | [5 empty] | MONITORS, TELEMETRIC, TRANSMITTER |  | TRANSMITTERTELEMETRY-Philips-IntelliVue MX40 | TRANSMITTERTELEMETRY | IntelliVue MX40 |  |  |  | Philips | Transmitter, Telemetry |  | TRANSMITTERTELEMETRY-Philips-IntelliVue MX40 |  |  |  |  | Covered PM Repair - Biomedical | MHHS-Southeast
NO | NO |  |  |  | US01010032 |  | Philips Medical Systems Cardiac and Monitoring Syste | INTELLIVUE MX40 |  | US01010032 | SE - TELEMETRY | MHHS-Southeast |  | Transmitter, Telemetry |  | US01010032 |  | Southeast & Bay Area |  | SE - TELEMETRY | [5 empty] | MONITORS, TELEMETRIC, TRANSMITTER |  | TRANSMITTERTELEMETRY-Philips-IntelliVue MX40 | TRANSMITTERTELEMETRY | IntelliVue MX40 |  |  |  | Philips | Transmitter, Telemetry |  | TRANSMITTERTELEMETRY-Philips-IntelliVue MX40 |  |  |  |  | Covered PM Repair - Biomedical | MHHS-Southeast
NO | NO |  |  |  | US01010033 |  | Philips Medical Systems Cardiac and Monitoring Syste | INTELLIVUE MX40 |  | US01010033 | SE - TELEMETRY | MHHS-Southeast |  | Transmitter, Telemetry |  | US01010033 |  | Southeast & Bay Area |  | SE - TELEMETRY | [5 empty] | MONITORS, TELEMETRIC, TRANSMITTER |  | TRANSMITTERTELEMETRY-Philips-IntelliVue MX40 | TRANSMITTERTELEMETRY | IntelliVue MX40 |  |  |  | Philips | Transmitter, Telemetry |  | TRANSMITTERTELEMETRY-Philips-IntelliVue MX40 |  |  |  |  | Covered PM Repair - Radiology, Low End | MHHS-Southeast
NO | NO |  |  |  | US01010035 |  | Philips Medical Systems Cardiac and Monitoring Syste | INTELLIVUE MX40 |  | US01010035 | SE - TELEMETRY | MHHS-Southeast |  | Transmitter, Telemetry |  | US01010035 |  | Southeast & Bay Area |  | SE - TELEMETRY | [5 empty] | MONITORS, TELEMETRIC, TRANSMITTER |  | TRANSMITTERTELEMETRY-Philips-IntelliVue MX40 | TRANSMITTERTELEMETRY | IntelliVue MX40 |  |  |  | Philips | Transmitter, Telemetry |  | TRANSMITTERTELEMETRY-Philips-IntelliVue MX40 |  |  |  |  | Covered PM Repair - Biomedical | MHHS-Southeast
NO | NO |  |  |  | US01010039 |  | Philips Medical Systems Cardiac and Monitoring Syste | INTELLIVUE MX40 |  | US01010039 | SE - TELEMETRY | MHHS-Southeast |  | Transmitter, Telemetry |  | US01010039 |  | Southeast & Bay Area |  | SE - TELEMETRY | [5 empty] | MONITORS, TELEMETRIC, TRANSMITTER |  | TRANSMITTERTELEMETRY-Philips-IntelliVue MX40 | TRANSMITTERTELEMETRY | IntelliVue MX40 |  |  |  | Philips | Transmitter, Telemetry |  | TRANSMITTERTELEMETRY-Philips-IntelliVue MX40 |  |  |  |  | Covered PM Repair Labor Only - Biomedica | MHHS-Southeast
NO | NO |  |  |  | US01010040 |  | Philips Medical Systems Cardiac and Monitoring Syste | INTELLIVUE MX40 |  | US01010040 | SE - TELEMETRY | MHHS-Southeast |  | Transmitter, Telemetry |  | US01010040 |  | Southeast & Bay Area |  | SE - TELEMETRY | [5 empty] | MONITORS, TELEMETRIC, TRANSMITTER |  | TRANSMITTERTELEMETRY-Philips-IntelliVue MX40 | TRANSMITTERTELEMETRY | IntelliVue MX40 |  |  |  | Philips | Transmitter, Telemetry |  | TRANSMITTERTELEMETRY-Philips-IntelliVue MX40 |  |  |  |  | Covered PM Repair - Radiology, Low End | MHHS-Southeast
NO | NO |  |  |  | US01010127 |  | Philips Medical Systems Cardiac and Monitoring Syste | INTELLIVUE MX40 |  | US01010127 | SE - TELEMETRY | MHHS-Southeast |  | Transmitter, Telemetry |  | US01010127 |  | Southeast & Bay Area |  | SE - TELEMETRY | [5 empty] | MONITORS, TELEMETRIC, TRANSMITTER |  | TRANSMITTERTELEMETRY-Philips-IntelliVue MX40 | TRANSMITTERTELEMETRY | IntelliVue MX40 |  |  |  | Philips | Transmitter, Telemetry |  | TRANSMITTERTELEMETRY-Philips-IntelliVue MX40 |  |  |  |  | Covered PM Repair - Biomedical | MHHS-Southeast
NO | NO |  |  |  | US01010129 |  | Philips Medical Systems Cardiac and Monitoring Syste | INTELLIVUE MX40 |  | US01010129 | SE - TELEMETRY | MHHS-Southeast |  | Transmitter, Telemetry |  | US01010129 |  | Southeast & Bay Area |  | SE - TELEMETRY | [5 empty] | MONITORS, TELEMETRIC, TRANSMITTER |  | TRANSMITTERTELEMETRY-Philips-IntelliVue MX40 | TRANSMITTERTELEMETRY | IntelliVue MX40 |  |  |  | Philips | Transmitter, Telemetry |  | TRANSMITTERTELEMETRY-Philips-IntelliVue MX40 |  |  |  |  | Covered PM Repair - Biomedical | MHHS-Southeast
NO | NO |  |  |  | US01010130 |  | Philips Medical Systems Cardiac and Monitoring Syste | INTELLIVUE MX40 |  | US01010130 | SE - TELEMETRY | MHHS-Southeast |  | Transmitter, Telemetry |  | US01010130 |  | Southeast & Bay Area |  | SE - TELEMETRY | [5 empty] | MONITORS, TELEMETRIC, TRANSMITTER |  | TRANSMITTERTELEMETRY-Philips-IntelliVue MX40 | TRANSMITTERTELEMETRY | IntelliVue MX40 |  |  |  | Philips | Transmitter, Telemetry |  | TRANSMITTERTELEMETRY-Philips-IntelliVue MX40 |  |  |  |  | Covered PM Repair - Biomedical | MHHS-Southeast
NO | NO |  |  |  | US01010134 |  | Philips Medical Systems Cardiac and Monitoring Syste | INTELLIVUE MX40 |  | US01010134 | SE - TELEMETRY | MHHS-Southeast |  | Transmitter, Telemetry |  | US01010134 |  | Southeast & Bay Area |  | SE - TELEMETRY | [5 empty] | MONITORS, TELEMETRIC, TRANSMITTER |  | TRANSMITTERTELEMETRY-Philips-IntelliVue MX40 | TRANSMITTERTELEMETRY | IntelliVue MX40 |  |  |  | Philips | Transmitter, Telemetry |  | TRANSMITTERTELEMETRY-Philips-IntelliVue MX40 |  |  |  |  | Covered PM Repair - Biomedical | MHHS-Southeast
NO | NO |  |  |  | US01010136 |  | Philips Medical Systems Cardiac and Monitoring Syste | INTELLIVUE MX40 |  | US01010136 | SE - TELEMETRY | MHHS-Southeast |  | Transmitter, Telemetry |  | US01010136 |  | Southeast & Bay Area |  | SE - TELEMETRY | [5 empty] | MONITORS, TELEMETRIC, TRANSMITTER |  | TRANSMITTERTELEMETRY-Philips-IntelliVue MX40 | TRANSMITTERTELEMETRY | IntelliVue MX40 |  |  |  | Philips | Transmitter, Telemetry |  | TRANSMITTERTELEMETRY-Philips-IntelliVue MX40 |  |  |  |  | Covered PM Repair - Biomedical | MHHS-Southeast
NO | NO |  |  |  | US01010137 |  | Philips Medical Systems Cardiac and Monitoring Syste | INTELLIVUE MX40 |  | US01010137 | SE - TELEMETRY | MHHS-Southeast |  | Transmitter, Telemetry |  | US01010137 |  | Southeast & Bay Area |  | SE - TELEMETRY | [5 empty] | MONITORS, TELEMETRIC, TRANSMITTER |  | TRANSMITTERTELEMETRY-Philips-IntelliVue MX40 | TRANSMITTERTELEMETRY | IntelliVue MX40 |  |  |  | Philips | Transmitter, Telemetry |  | TRANSMITTERTELEMETRY-Philips-IntelliVue MX40 |  |  |  |  | Covered PM Repair - Biomedical | MHHS-Southeast
NO | NO |  |  |  | US01010141 |  | Philips Medical Systems Cardiac and Monitoring Syste | INTELLIVUE MX40 |  | US01010141 | SE - TELEMETRY | MHHS-Southeast |  | Transmitter, Telemetry |  | US01010141 |  | Southeast & Bay Area |  | SE - TELEMETRY | [5 empty] | MONITORS, TELEMETRIC, TRANSMITTER |  | TRANSMITTERTELEMETRY-Philips-IntelliVue MX40 | TRANSMITTERTELEMETRY | IntelliVue MX40 |  |  |  | Philips | Transmitter, Telemetry |  | TRANSMITTERTELEMETRY-Philips-IntelliVue MX40 |  |  |  |  | Covered PM Repair - Biomedical | MHHS-Southeast
NO | NO |  |  |  | US01010142 |  | Philips Medical Systems Cardiac and Monitoring Syste | INTELLIVUE MX40 |  | US01010142 | SE - TELEMETRY | MHHS-Southeast |  | Transmitter, Telemetry |  | US01010142 |  | Southeast & Bay Area |  | SE - TELEMETRY | [5 empty] | MONITORS, TELEMETRIC, TRANSMITTER |  | TRANSMITTERTELEMETRY-Philips-IntelliVue MX40 | TRANSMITTERTELEMETRY | IntelliVue MX40 |  |  |  | Philips | Transmitter, Telemetry |  | TRANSMITTERTELEMETRY-Philips-IntelliVue MX40 |  |  |  |  | Covered PM Repair - Biomedical | MHHS-Southeast
NO | NO |  |  |  | US01010145 |  | Philips Medical Systems Cardiac and Monitoring Syste | INTELLIVUE MX40 |  | US01010145 | SE - TELEMETRY | MHHS-Southeast |  | Transmitter, Telemetry |  | US01010145 |  | Southeast & Bay Area |  | SE - TELEMETRY | [5 empty] | MONITORS, TELEMETRIC, TRANSMITTER |  | TRANSMITTERTELEMETRY-Philips-IntelliVue MX40 | TRANSMITTERTELEMETRY | IntelliVue MX40 |  |  |  | Philips | Transmitter, Telemetry |  | TRANSMITTERTELEMETRY-Philips-IntelliVue MX40 |  |  |  |  | Covered PM Repair - Biomedical | MHHS-Southeast
NO | NO |  |  |  | US01010147 |  | Philips Medical Systems Cardiac and Monitoring Syste | INTELLIVUE MX40 |  | US01010147 | SE - TELEMETRY | MHHS-Southeast |  | Transmitter, Telemetry |  | US01010147 |  | Southeast & Bay Area |  | SE - TELEMETRY | [5 empty] | MONITORS, TELEMETRIC, TRANSMITTER |  | TRANSMITTERTELEMETRY-Philips-IntelliVue MX40 | TRANSMITTERTELEMETRY | IntelliVue MX40 |  |  |  | Philips | Transmitter, Telemetry |  | TRANSMITTERTELEMETRY-Philips-IntelliVue MX40 |  |  |  |  | Covered PM Repair - Biomedical | MHHS-Southeast
NO | NO |  |  |  | US01010150 |  | Philips Medical Systems Cardiac and Monitoring Syste | INTELLIVUE MX40 |  | US01010150 | SE - TELEMETRY | MHHS-Southeast |  | Transmitter, Telemetry |  | US01010150 |  | Southeast & Bay Area |  | SE - TELEMETRY | [5 empty] | MONITORS, TELEMETRIC, TRANSMITTER |  | TRANSMITTERTELEMETRY-Philips-IntelliVue MX40 | TRANSMITTERTELEMETRY | IntelliVue MX40 |  |  |  | Philips | Transmitter, Telemetry |  | TRANSMITTERTELEMETRY-Philips-IntelliVue MX40 |  |  |  |  | Covered PM Repair - Biomedical | MHHS-Southeast
NO | NO |  |  |  | US01010151 |  | Philips Medical Systems Cardiac and Monitoring Syste | INTELLIVUE MX40 |  | US01010151 | SE - TELEMETRY | MHHS-Southeast |  | Transmitter, Telemetry |  | US01010151 |  | Southeast & Bay Area |  | SE - TELEMETRY | [5 empty] | MONITORS, TELEMETRIC, TRANSMITTER |  | TRANSMITTERTELEMETRY-Philips-IntelliVue MX40 | TRANSMITTERTELEMETRY | IntelliVue MX40 |  |  |  | Philips | Transmitter, Telemetry |  | TRANSMITTERTELEMETRY-Philips-IntelliVue MX40 |  |  |  |  | Covered PM Repair - Biomedical | MHHS-Southeast
NO | NO |  |  |  | US01010152 |  | Philips Medical Systems Cardiac and Monitoring Syste | INTELLIVUE MX40 |  | US01010152 | SE - TELEMETRY | MHHS-Southeast |  | Transmitter, Telemetry |  | US01010152 |  | Southeast & Bay Area |  | SE - TELEMETRY | [5 empty] | MONITORS, TELEMETRIC, TRANSMITTER |  | TRANSMITTERTELEMETRY-Philips-IntelliVue MX40 | TRANSMITTERTELEMETRY | IntelliVue MX40 |  |  |  | Philips | Transmitter, Telemetry |  | TRANSMITTERTELEMETRY-Philips-IntelliVue MX40 |  |  |  |  | Covered PM Repair - Biomedical | MHHS-Southeast
NO | NO |  |  |  | US01010153 |  | Philips Medical Systems Cardiac and Monitoring Syste | INTELLIVUE MX40 |  | US01010153 | SE - TELEMETRY | MHHS-Southeast |  | Transmitter, Telemetry |  | US01010153 |  | Southeast & Bay Area |  | SE - TELEMETRY | [5 empty] | MONITORS, TELEMETRIC, TRANSMITTER |  | TRANSMITTERTELEMETRY-Philips-IntelliVue MX40 | TRANSMITTERTELEMETRY | IntelliVue MX40 |  |  |  | Philips | Transmitter, Telemetry |  | TRANSMITTERTELEMETRY-Philips-IntelliVue MX40 |  |  |  |  | Covered PM Repair - Biomedical | MHHS-Southeast
NO | NO |  |  |  | US01010157 |  | Philips Medical Systems Cardiac and Monitoring Syste | INTELLIVUE MX40 |  | US01010157 | SE - TELEMETRY | MHHS-Southeast |  | Transmitter, Telemetry |  | US01010157 |  | Southeast & Bay Area |  | SE - TELEMETRY | [5 empty] | MONITORS, TELEMETRIC, TRANSMITTER |  | TRANSMITTERTELEMETRY-Philips-IntelliVue MX40 | TRANSMITTERTELEMETRY | IntelliVue MX40 |  |  |  | Philips | Transmitter, Telemetry |  | TRANSMITTERTELEMETRY-Philips-IntelliVue MX40 |  |  |  |  | Covered PM Repair - Biomedical | MHHS-Southeast
NO | NO |  |  |  | US01010158 |  | Philips Medical Systems Cardiac and Monitoring Syste | INTELLIVUE MX40 |  | US01010158 | SE - TELEMETRY | MHHS-Southeast |  | Transmitter, Telemetry |  | US01010158 |  | Southeast & Bay Area |  | SE - TELEMETRY | [5 empty] | MONITORS, TELEMETRIC, TRANSMITTER |  | TRANSMITTERTELEMETRY-Philips-IntelliVue MX40 | TRANSMITTERTELEMETRY | IntelliVue MX40 |  |  |  | Philips | Transmitter, Telemetry |  | TRANSMITTERTELEMETRY-Philips-IntelliVue MX40 |  |  |  |  | Covered PM Repair - Biomedical | MHHS-Southeast
NO | NO |  |  |  | US01010159 |  | Philips Medical Systems Cardiac and Monitoring Syste | INTELLIVUE MX40 |  | US01010159 | SE - TELEMETRY | MHHS-Southeast |  | Transmitter, Telemetry |  | US01010159 |  | Southeast & Bay Area |  | SE - TELEMETRY | [5 empty] | MONITORS, TELEMETRIC, TRANSMITTER |  | TRANSMITTERTELEMETRY-Philips-IntelliVue MX40 | TRANSMITTERTELEMETRY | IntelliVue MX40 |  |  |  | Philips | Transmitter, Telemetry |  | TRANSMITTERTELEMETRY-Philips-IntelliVue MX40 |  |  |  |  | Covered PM Repair - Biomedical | MHHS-Southeast
NO | NO |  |  |  | US01010162 |  | Philips Medical Systems Cardiac and Monitoring Syste | INTELLIVUE MX40 |  | US01010162 | SE - TELEMETRY | MHHS-Southeast |  | Transmitter, Telemetry |  | US01010162 |  | Southeast & Bay Area |  | SE - TELEMETRY | [5 empty] | MONITORS, TELEMETRIC, TRANSMITTER |  | TRANSMITTERTELEMETRY-Philips-IntelliVue MX40 | TRANSMITTERTELEMETRY | IntelliVue MX40 |  |  |  | Philips | Transmitter, Telemetry |  | TRANSMITTERTELEMETRY-Philips-IntelliVue MX40 |  |  |  |  | Covered PM Repair - Biomedical | MHHS-Southeast
NO | NO |  |  |  | US01010163 |  | Philips Medical Systems Cardiac and Monitoring Syste | INTELLIVUE MX40 |  | US01010163 | SE - TELEMETRY | MHHS-Southeast |  | Transmitter, Telemetry |  | US01010163 |  | Southeast & Bay Area |  | SE - TELEMETRY | [5 empty] | MONITORS, TELEMETRIC, TRANSMITTER |  | TRANSMITTERTELEMETRY-Philips-IntelliVue MX40 | TRANSMITTERTELEMETRY | IntelliVue MX40 |  |  |  | Philips | Transmitter, Telemetry |  | TRANSMITTERTELEMETRY-Philips-IntelliVue MX40 |  |  |  |  | Covered PM Repair - Biomedical | MHHS-Southeast
NO | NO |  |  |  | US01010166 |  | Philips Medical Systems Cardiac and Monitoring Syste | INTELLIVUE MX40 |  | US01010166 | SE - TELEMETRY | MHHS-Southeast |  | Transmitter, Telemetry |  | US01010166 |  | Southeast & Bay Area |  | SE - TELEMETRY | [5 empty] | MONITORS, TELEMETRIC, TRANSMITTER |  | TRANSMITTERTELEMETRY-Philips-IntelliVue MX40 | TRANSMITTERTELEMETRY | IntelliVue MX40 |  |  |  | Philips | Transmitter, Telemetry |  | TRANSMITTERTELEMETRY-Philips-IntelliVue MX40 |  |  |  |  | Covered PM Repair - Biomedical | MHHS-Southeast
NO | NO |  |  |  | US01010168 |  | Philips Medical Systems Cardiac and Monitoring Syste | INTELLIVUE MX40 |  | US01010168 | SE - TELEMETRY | MHHS-Southeast |  | Transmitter, Telemetry |  | US01010168 |  | Southeast & Bay Area |  | SE - TELEMETRY | [5 empty] | MONITORS, TELEMETRIC, TRANSMITTER |  | TRANSMITTERTELEMETRY-Philips-IntelliVue MX40 | TRANSMITTERTELEMETRY | IntelliVue MX40 |  |  |  | Philips | Transmitter, Telemetry |  | TRANSMITTERTELEMETRY-Philips-IntelliVue MX40 |  |  |  |  | Covered PM Repair - Biomedical | MHHS-Southeast
NO | NO |  |  |  | US01010170 |  | Philips Medical Systems Cardiac and Monitoring Syste | INTELLIVUE MX40 |  | US01010170 | SE - TELEMETRY | MHHS-Southeast |  | Transmitter, Telemetry |  | US01010170 |  | Southeast & Bay Area |  | SE - TELEMETRY | [5 empty] | MONITORS, TELEMETRIC, TRANSMITTER |  | TRANSMITTERTELEMETRY-Philips-IntelliVue MX40 | TRANSMITTERTELEMETRY | IntelliVue MX40 |  |  |  | Philips | Transmitter, Telemetry |  | TRANSMITTERTELEMETRY-Philips-IntelliVue MX40 |  |  |  |  | Covered PM Repair - Biomedical | MHHS-Southeast
NO | NO |  |  |  | US01010171 |  | Philips Medical Systems Cardiac and Monitoring Syste | INTELLIVUE MX40 |  | US01010171 | SE - TELEMETRY | MHHS-Southeast |  | Transmitter, Telemetry |  | US01010171 |  | Southeast & Bay Area |  | SE - TELEMETRY | [5 empty] | MONITORS, TELEMETRIC, TRANSMITTER |  | TRANSMITTERTELEMETRY-Philips-IntelliVue MX40 | TRANSMITTERTELEMETRY | IntelliVue MX40 |  |  |  | Philips | Transmitter, Telemetry |  | TRANSMITTERTELEMETRY-Philips-IntelliVue MX40 |  |  |  |  | Covered PM Repair - Biomedical | MHHS-Southeast
NO | NO |  |  |  | US01010172 |  | Philips Medical Systems Cardiac and Monitoring Syste | INTELLIVUE MX40 |  | US01010172 | SE - TELEMETRY | MHHS-Southeast |  | Transmitter, Telemetry |  | US01010172 |  | Southeast & Bay Area |  | SE - TELEMETRY | [5 empty] | MONITORS, TELEMETRIC, TRANSMITTER |  | TRANSMITTERTELEMETRY-Philips-IntelliVue MX40 | TRANSMITTERTELEMETRY | IntelliVue MX40 |  |  |  | Philips | Transmitter, Telemetry |  | TRANSMITTERTELEMETRY-Philips-IntelliVue MX40 |  |  |  |  | Covered PM Repair - Biomedical | MHHS-Southeast
NO | NO |  |  |  | US01010174 |  | Philips Medical Systems Cardiac and Monitoring Syste | INTELLIVUE MX40 |  | US01010174 | SE - TELEMETRY | MHHS-Southeast |  | Transmitter, Telemetry |  | US01010174 |  | Southeast & Bay Area |  | SE - TELEMETRY | [5 empty] | MONITORS, TELEMETRIC, TRANSMITTER |  | TRANSMITTERTELEMETRY-Philips-IntelliVue MX40 | TRANSMITTERTELEMETRY | IntelliVue MX40 |  |  |  | Philips | Transmitter, Telemetry |  | TRANSMITTERTELEMETRY-Philips-IntelliVue MX40 |  |  |  |  | Covered PM Repair - Biomedical | MHHS-Southeast
NO | NO |  |  |  | US01010175 |  | Philips Medical Systems Cardiac and Monitoring Syste | INTELLIVUE MX40 |  | US01010175 | SE - TELEMETRY | MHHS-Southeast |  | Transmitter, Telemetry |  | US01010175 |  | Southeast & Bay Area |  | SE - TELEMETRY | [5 empty] | MONITORS, TELEMETRIC, TRANSMITTER |  | TRANSMITTERTELEMETRY-Philips-IntelliVue MX40 | TRANSMITTERTELEMETRY | IntelliVue MX40 |  |  |  | Philips | Transmitter, Telemetry |  | TRANSMITTERTELEMETRY-Philips-IntelliVue MX40 |  |  |  |  | Covered PM Repair - Biomedical | MHHS-Southeast
NO | NO |  |  |  | US01010176 |  | Philips Medical Systems Cardiac and Monitoring Syste | INTELLIVUE MX40 |  | US01010176 | SE - TELEMETRY | MHHS-Southeast |  | Transmitter, Telemetry |  | US01010176 |  | Southeast & Bay Area |  | SE - TELEMETRY | [5 empty] | MONITORS, TELEMETRIC, TRANSMITTER |  | TRANSMITTERTELEMETRY-Philips-IntelliVue MX40 | TRANSMITTERTELEMETRY | IntelliVue MX40 |  |  |  | Philips | Transmitter, Telemetry |  | TRANSMITTERTELEMETRY-Philips-IntelliVue MX40 |  |  |  |  | Covered PM Repair - Biomedical | MHHS-Southeast
NO | NO |  |  |  | US01010177 |  | Philips Medical Systems Cardiac and Monitoring Syste | INTELLIVUE MX40 |  | US01010177 | SE - TELEMETRY | MHHS-Southeast |  | Transmitter, Telemetry |  | US01010177 |  | Southeast & Bay Area |  | SE - TELEMETRY | [5 empty] | MONITORS, TELEMETRIC, TRANSMITTER |  | TRANSMITTERTELEMETRY-Philips-IntelliVue MX40 | TRANSMITTERTELEMETRY | IntelliVue MX40 |  |  |  | Philips | Transmitter, Telemetry |  | TRANSMITTERTELEMETRY-Philips-IntelliVue MX40 |  |  |  |  | Covered PM Repair - Biomedical | MHHS-Southeast
NO | NO |  |  |  | US01010178 |  | Philips Medical Systems Cardiac and Monitoring Syste | INTELLIVUE MX40 |  | US01010178 | SE - TELEMETRY | MHHS-Southeast |  | Transmitter, Telemetry |  | US01010178 |  | Southeast & Bay Area |  | SE - TELEMETRY | [5 empty] | MONITORS, TELEMETRIC, TRANSMITTER |  | TRANSMITTERTELEMETRY-Philips-IntelliVue MX40 | TRANSMITTERTELEMETRY | IntelliVue MX40 |  |  |  | Philips | Transmitter, Telemetry |  | TRANSMITTERTELEMETRY-Philips-IntelliVue MX40 |  |  |  |  | Covered PM Repair - Biomedical | MHHS-Southeast
NO | NO |  |  |  | US01010181 |  | Philips Medical Systems Cardiac and Monitoring Syste | INTELLIVUE MX40 |  | US01010181 | SE - TELEMETRY | MHHS-Southeast |  | Transmitter, Telemetry |  | US01010181 |  | Southeast & Bay Area |  | SE - TELEMETRY | [5 empty] | MONITORS, TELEMETRIC, TRANSMITTER |  | TRANSMITTERTELEMETRY-Philips-IntelliVue MX40 | TRANSMITTERTELEMETRY | IntelliVue MX40 |  |  |  | Philips | Transmitter, Telemetry |  | TRANSMITTERTELEMETRY-Philips-IntelliVue MX40 |  |  |  |  | Covered PM Repair - Biomedical | MHHS-Southeast
NO | NO |  |  |  | US01010184 |  | Philips Medical Systems Cardiac and Monitoring Syste | INTELLIVUE MX40 |  | US01010184 | SE - TELEMETRY | MHHS-Southeast |  | Transmitter, Telemetry |  | US01010184 |  | Southeast & Bay Area |  | SE - TELEMETRY | [5 empty] | MONITORS, TELEMETRIC, TRANSMITTER |  | TRANSMITTERTELEMETRY-Philips-IntelliVue MX40 | TRANSMITTERTELEMETRY | IntelliVue MX40 |  |  |  | Philips | Transmitter, Telemetry |  | TRANSMITTERTELEMETRY-Philips-IntelliVue MX40 |  |  |  |  | Covered PM Repair - Biomedical | MHHS-Southeast
NO | NO |  |  |  | US01010185 |  | Philips Medical Systems Cardiac and Monitoring Syste | INTELLIVUE MX40 |  | US01010185 | SE - TELEMETRY | MHHS-Southeast |  | Transmitter, Telemetry |  | US01010185 |  | Southeast & Bay Area |  | SE - TELEMETRY | [5 empty] | MONITORS, TELEMETRIC, TRANSMITTER |  | TRANSMITTERTELEMETRY-Philips-IntelliVue MX40 | TRANSMITTERTELEMETRY | IntelliVue MX40 |  |  |  | Philips | Transmitter, Telemetry |  | TRANSMITTERTELEMETRY-Philips-IntelliVue MX40 |  |  |  |  | Covered PM Repair - Biomedical | MHHS-Southeast
NO | NO |  |  |  | US01010186 |  | Philips Medical Systems Cardiac and Monitoring Syste | INTELLIVUE MX40 |  | US01010186 | SE - TELEMETRY | MHHS-Southeast |  | Transmitter, Telemetry |  | US01010186 |  | Southeast & Bay Area |  | SE - TELEMETRY | [5 empty] | MONITORS, TELEMETRIC, TRANSMITTER |  | TRANSMITTERTELEMETRY-Philips-IntelliVue MX40 | TRANSMITTERTELEMETRY | IntelliVue MX40 |  |  |  | Philips | Transmitter, Telemetry |  | TRANSMITTERTELEMETRY-Philips-IntelliVue MX40 |  |  |  |  | Covered PM Repair - Biomedical | MHHS-Southeast
NO | NO |  |  |  | US01010187 |  | Philips Medical Systems Cardiac and Monitoring Syste | INTELLIVUE MX40 |  | US01010187 | SE - TELEMETRY | MHHS-Southeast |  | Transmitter, Telemetry |  | US01010187 |  | Southeast & Bay Area |  | SE - TELEMETRY | [5 empty] | MONITORS, TELEMETRIC, TRANSMITTER |  | TRANSMITTERTELEMETRY-Philips-IntelliVue MX40 | TRANSMITTERTELEMETRY | IntelliVue MX40 |  |  |  | Philips | Transmitter, Telemetry |  | TRANSMITTERTELEMETRY-Philips-IntelliVue MX40 |  |  |  |  | Covered PM Repair - Biomedical | MHHS-Southeast
NO | NO |  |  |  | US01010190 |  | Philips Medical Systems Cardiac and Monitoring Syste | INTELLIVUE MX40 |  | US01010190 | SE - TELEMETRY | MHHS-Southeast |  | Transmitter, Telemetry |  | US01010190 |  | Southeast & Bay Area |  | SE - TELEMETRY | [5 empty] | MONITORS, TELEMETRIC, TRANSMITTER |  | TRANSMITTERTELEMETRY-Philips-IntelliVue MX40 | TRANSMITTERTELEMETRY | IntelliVue MX40 |  |  |  | Philips | Transmitter, Telemetry |  | TRANSMITTERTELEMETRY-Philips-IntelliVue MX40 |  |  |  |  | Covered PM Repair - Biomedical | MHHS-Southeast
NO | NO |  |  |  | US01010193 |  | Philips Medical Systems Cardiac and Monitoring Syste | INTELLIVUE MX40 |  | US01010193 | SE - TELEMETRY | MHHS-Southeast |  | Transmitter, Telemetry |  | US01010193 |  | Southeast & Bay Area |  | SE - TELEMETRY | [5 empty] | MONITORS, TELEMETRIC, TRANSMITTER |  | TRANSMITTERTELEMETRY-Philips-IntelliVue MX40 | TRANSMITTERTELEMETRY | IntelliVue MX40 |  |  |  | Philips | Transmitter, Telemetry |  | TRANSMITTERTELEMETRY-Philips-IntelliVue MX40 |  |  |  |  | Covered PM Repair - Biomedical | MHHS-Southeast
NO | NO |  |  |  | US01010195 |  | Philips Medical Systems Cardiac and Monitoring Syste | INTELLIVUE MX40 |  | US01010195 | SE - TELEMETRY | MHHS-Southeast |  | Transmitter, Telemetry |  | US01010195 |  | Southeast & Bay Area |  | SE - TELEMETRY | [5 empty] | MONITORS, TELEMETRIC, TRANSMITTER |  | TRANSMITTERTELEMETRY-Philips-IntelliVue MX40 | TRANSMITTERTELEMETRY | IntelliVue MX40 |  |  |  | Philips | Transmitter, Telemetry |  | TRANSMITTERTELEMETRY-Philips-IntelliVue MX40 |  |  |  |  | Covered PM Repair - Biomedical | MHHS-Southeast
NO | NO |  |  |  | US01012760 |  | Philips Medical Systems Cardiac and Monitoring Syste | INTELLIVUE MX40 |  | US01012760 | SE - TELEMETRY | MHHS-Southeast |  | Transmitter, Telemetry |  | US01012760 |  | Southeast & Bay Area |  | SE - TELEMETRY | [5 empty] | MONITORS, TELEMETRIC, TRANSMITTER |  | TRANSMITTERTELEMETRY-Philips-IntelliVue MX40 | TRANSMITTERTELEMETRY | IntelliVue MX40 |  |  |  | Philips | Transmitter, Telemetry |  | TRANSMITTERTELEMETRY-Philips-IntelliVue MX40 |  |  |  |  | Covered PM Repair - Biomedical | MHHS-Southeast
NO | NO |  |  |  | US01013063 |  | Philips Medical Systems Cardiac and Monitoring Syste | INTELLIVUE MX40 |  | US01013063 | SE - TELEMETRY | MHHS-Southeast |  | Transmitter, Telemetry |  | US01013063 |  | Southeast & Bay Area |  | SE - TELEMETRY | [5 empty] | MONITORS, TELEMETRIC, TRANSMITTER |  | TRANSMITTERTELEMETRY-Philips-IntelliVue MX40 | TRANSMITTERTELEMETRY | IntelliVue MX40 |  |  |  | Philips | Transmitter, Telemetry |  | TRANSMITTERTELEMETRY-Philips-IntelliVue MX40 |  |  |  |  | Covered PM Repair Labor Only - Biomedica | MHHS-Southeast
NO | NO |  |  |  | US01014393 |  | Philips Medical Systems Cardiac and Monitoring Syste | INTELLIVUE MX40 |  | US01014393 | SE - TELEMETRY | MHHS-Southeast |  | Transmitter, Telemetry |  | US01014393 |  | Southeast & Bay Area |  | SE - TELEMETRY | [5 empty] | MONITORS, TELEMETRIC, TRANSMITTER |  | TRANSMITTERTELEMETRY-Philips-IntelliVue MX40 | TRANSMITTERTELEMETRY | IntelliVue MX40 |  |  |  | Philips | Transmitter, Telemetry |  | TRANSMITTERTELEMETRY-Philips-IntelliVue MX40 |  |  |  |  | Covered PM Repair Labor Only - Biomedica | MHHS-Southeast
NO | NO |  |  |  | US01015236 |  | Philips Medical Systems Cardiac and Monitoring Syste | INTELLIVUE MX40 |  | US01015236 | SE - TELEMETRY | MHHS-Southeast |  | Transmitter, Telemetry |  | US01015236 |  | Southeast & Bay Area |  | SE - TELEMETRY | [5 empty] | MONITORS, TELEMETRIC, TRANSMITTER |  | TRANSMITTERTELEMETRY-Philips-IntelliVue MX40 | TRANSMITTERTELEMETRY | IntelliVue MX40 |  |  |  | Philips | Transmitter, Telemetry |  | TRANSMITTERTELEMETRY-Philips-IntelliVue MX40 |  |  |  |  | Covered PM Repair - Respiratory/Steriliz | MHHS-Southeast
NO | NO |  |  |  | US0110040 |  | Philips Medical Systems Cardiac and Monitoring Syste | INTELLIVUE MX40 |  | US0110040 | SE - TELEMETRY | MHHS-Southeast |  | Transmitter, Telemetry |  | US0110040 |  | Southeast & Bay Area |  | SE - TELEMETRY | [5 empty] | MONITORS, TELEMETRIC, TRANSMITTER |  | TRANSMITTERTELEMETRY-Philips-IntelliVue MX40 | TRANSMITTERTELEMETRY | IntelliVue MX40 |  |  |  | Philips | Transmitter, Telemetry |  | TRANSMITTERTELEMETRY-Philips-IntelliVue MX40 |  |  |  |  | Covered PM Repair - Respiratory/Steriliz | MHHS-Southeast
NO | NO |  |  |  | US01317601 |  | Philips Medical Systems Cardiac and Monitoring Syste | INTELLIVUE MX40 |  | US01317601 | SE - TELEMETRY | MHHS-Southeast |  | Transmitter, Telemetry |  | US01317601 |  | Southeast & Bay Area |  | SE - TELEMETRY | [5 empty] | MONITORS, TELEMETRIC, TRANSMITTER |  | TRANSMITTERTELEMETRY-Philips-IntelliVue MX40 | TRANSMITTERTELEMETRY | IntelliVue MX40 |  |  |  | Philips | Transmitter, Telemetry |  | TRANSMITTERTELEMETRY-Philips-IntelliVue MX40 |  |  |  |  | Covered PM Repair - Respiratory/Steriliz | MHHS-Southeast
NO | NO |  |  |  | US01319198 |  | Philips Medical Systems Cardiac and Monitoring Syste | INTELLIVUE MX40 |  | US01319198 | SE - TELEMETRY | MHHS-Southeast |  | Transmitter, Telemetry |  | US01319198 |  | Southeast & Bay Area |  | SE - TELEMETRY | [5 empty] | MONITORS, TELEMETRIC, TRANSMITTER |  | TRANSMITTERTELEMETRY-Philips-IntelliVue MX40 | TRANSMITTERTELEMETRY | IntelliVue MX40 |  |  |  | Philips | Transmitter, Telemetry |  | TRANSMITTERTELEMETRY-Philips-IntelliVue MX40 |  |  |  |  | Covered PM Repair - Biomedical | MHHS-Southeast
NO | NO |  |  |  | US01321265 |  | Philips Medical Systems Cardiac and Monitoring Syste | INTELLIVUE MX40 |  | US01321265 | SE - TELEMETRY | MHHS-Southeast |  | Transmitter, Telemetry |  | US01321265 |  | Southeast & Bay Area |  | SE - TELEMETRY | [5 empty] | MONITORS, TELEMETRIC, TRANSMITTER |  | TRANSMITTERTELEMETRY-Philips-IntelliVue MX40 | TRANSMITTERTELEMETRY | IntelliVue MX40 |  |  |  | Philips | Transmitter, Telemetry |  | TRANSMITTERTELEMETRY-Philips-IntelliVue MX40 |  |  |  |  | Covered PM Repair - Biomedical | MHHS-Southeast
NO | NO |  |  |  | US01322335 |  | Philips Medical Systems Cardiac and Monitoring Syste | INTELLIVUE MX40 |  | US01322335 | SE - TELEMETRY | MHHS-Southeast |  | Transmitter, Telemetry |  | US01322335 |  | Southeast & Bay Area |  | SE - TELEMETRY | [5 empty] | MONITORS, TELEMETRIC, TRANSMITTER |  | TRANSMITTERTELEMETRY-Philips-IntelliVue MX40 | TRANSMITTERTELEMETRY | IntelliVue MX40 |  |  |  | Philips | Transmitter, Telemetry |  | TRANSMITTERTELEMETRY-Philips-IntelliVue MX40 |  |  |  |  | Covered PM Repair - Biomedical | MHHS-Southeast
NO | NO |  |  |  | US01325535 |  | Philips Medical Systems Cardiac and Monitoring Syste | INTELLIVUE MX40 |  | US01325535 | SE - TELEMETRY | MHHS-Southeast |  | Transmitter, Telemetry |  | US01325535 |  | Southeast & Bay Area |  | SE - TELEMETRY | [5 empty] | MONITORS, TELEMETRIC, TRANSMITTER |  | TRANSMITTERTELEMETRY-Philips-IntelliVue MX40 | TRANSMITTERTELEMETRY | IntelliVue MX40 |  |  |  | Philips | Transmitter, Telemetry |  | TRANSMITTERTELEMETRY-Philips-IntelliVue MX40 |  |  |  |  | Covered PM Repair - Biomedical | MHHS-Southeast
NO | NO |  |  |  | US01325536 |  | Philips Medical Systems Cardiac and Monitoring Syste | INTELLIVUE MX40 |  | US01325536 | SE - TELEMETRY | MHHS-Southeast |  | Transmitter, Telemetry |  | US01325536 |  | Southeast & Bay Area |  | SE - TELEMETRY | [5 empty] | MONITORS, TELEMETRIC, TRANSMITTER |  | TRANSMITTERTELEMETRY-Philips-IntelliVue MX40 | TRANSMITTERTELEMETRY | IntelliVue MX40 |  |  |  | Philips | Transmitter, Telemetry |  | TRANSMITTERTELEMETRY-Philips-IntelliVue MX40 |  |  |  |  | Covered PM Repair - Biomedical | MHHS-Southeast
NO | NO |  |  |  | US01325537 |  | Philips Medical Systems Cardiac and Monitoring Syste | INTELLIVUE MX40 |  | US01325537 | SE - TELEMETRY | MHHS-Southeast |  | Transmitter, Telemetry |  | US01325537 |  | Southeast & Bay Area |  | SE - TELEMETRY | [5 empty] | MONITORS, TELEMETRIC, TRANSMITTER |  | TRANSMITTERTELEMETRY-Philips-IntelliVue MX40 | TRANSMITTERTELEMETRY | IntelliVue MX40 |  |  |  | Philips | Transmitter, Telemetry |  | TRANSMITTERTELEMETRY-Philips-IntelliVue MX40 |  |  |  |  | Not Covered Vendor Only - Biomedical | MHHS-Southeast
NO | NO |  |  |  | US01325539 |  | Philips Medical Systems Cardiac and Monitoring Syste | INTELLIVUE MX40 |  | US01325539 | SE - TELEMETRY | MHHS-Southeast |  | Transmitter, Telemetry |  | US01325539 |  | Southeast & Bay Area |  | SE - TELEMETRY | [5 empty] | MONITORS, TELEMETRIC, TRANSMITTER |  | TRANSMITTERTELEMETRY-Philips-IntelliVue MX40 | TRANSMITTERTELEMETRY | IntelliVue MX40 |  |  |  | Philips | Transmitter, Telemetry |  | TRANSMITTERTELEMETRY-Philips-IntelliVue MX40 |  |  |  |  | Covered PM Repair - Biomedical | MHHS-Southeast
NO | NO |  |  |  | US01325540 |  | Philips Medical Systems Cardiac and Monitoring Syste | INTELLIVUE MX40 |  | US01325540 | SE - TELEMETRY | MHHS-Southeast |  | Transmitter, Telemetry |  | US01325540 |  | Southeast & Bay Area |  | SE - TELEMETRY | [5 empty] | MONITORS, TELEMETRIC, TRANSMITTER |  | TRANSMITTERTELEMETRY-Philips-IntelliVue MX40 | TRANSMITTERTELEMETRY | IntelliVue MX40 |  |  |  | Philips | Transmitter, Telemetry |  | TRANSMITTERTELEMETRY-Philips-IntelliVue MX40 |  |  |  |  | Covered PM Repair - Biomedical | MHHS-Southeast
NO | NO |  |  |  | US01325541 |  | Philips Medical Systems Cardiac and Monitoring Syste | INTELLIVUE MX40 |  | US01325541 | SE - TELEMETRY | MHHS-Southeast |  | Transmitter, Telemetry |  | US01325541 |  | Southeast & Bay Area |  | SE - TELEMETRY | [5 empty] | MONITORS, TELEMETRIC, TRANSMITTER |  | TRANSMITTERTELEMETRY-Philips-IntelliVue MX40 | TRANSMITTERTELEMETRY | IntelliVue MX40 |  |  |  | Philips | Transmitter, Telemetry |  | TRANSMITTERTELEMETRY-Philips-IntelliVue MX40 |  |  |  |  | Covered PM Repair - Biomedical | MHHS-Southeast
NO | NO |  |  |  | US01325542 |  | Philips Medical Systems Cardiac and Monitoring Syste | INTELLIVUE MX40 |  | US01325542 | SE - TELEMETRY | MHHS-Southeast |  | Transmitter, Telemetry |  | US01325542 |  | Southeast & Bay Area |  | SE - TELEMETRY | [5 empty] | MONITORS, TELEMETRIC, TRANSMITTER |  | TRANSMITTERTELEMETRY-Philips-IntelliVue MX40 | TRANSMITTERTELEMETRY | IntelliVue MX40 |  |  |  | Philips | Transmitter, Telemetry |  | TRANSMITTERTELEMETRY-Philips-IntelliVue MX40 |  |  |  |  | Covered PM Repair - Biomedical | MHHS-Southeast
NO | NO |  |  |  | US01325543 |  | Philips Medical Systems Cardiac and Monitoring Syste | INTELLIVUE MX40 |  | US01325543 | SE - TELEMETRY | MHHS-Southeast |  | Transmitter, Telemetry |  | US01325543 |  | Southeast & Bay Area |  | SE - TELEMETRY | [5 empty] | MONITORS, TELEMETRIC, TRANSMITTER |  | TRANSMITTERTELEMETRY-Philips-IntelliVue MX40 | TRANSMITTERTELEMETRY | IntelliVue MX40 |  |  |  | Philips | Transmitter, Telemetry |  | TRANSMITTERTELEMETRY-Philips-IntelliVue MX40 |  |  |  |  | Covered PM Repair - Biomedical | MHHS-Southeast
NO | NO |  |  |  | US01325546 |  | Philips Medical Systems Cardiac and Monitoring Syste | INTELLIVUE MX40 |  | US01325546 | SE - TELEMETRY | MHHS-Southeast |  | Transmitter, Telemetry |  | US01325546 |  | Southeast & Bay Area |  | SE - TELEMETRY | [5 empty] | MONITORS, TELEMETRIC, TRANSMITTER |  | TRANSMITTERTELEMETRY-Philips-IntelliVue MX40 | TRANSMITTERTELEMETRY | IntelliVue MX40 |  |  |  | Philips | Transmitter, Telemetry |  | TRANSMITTERTELEMETRY-Philips-IntelliVue MX40 |  |  |  |  | Covered PM Repair - Biomedical | MHHS-Southeast
NO | NO |  |  |  | US01325550 |  | Philips Medical Systems Cardiac and Monitoring Syste | INTELLIVUE MX40 |  | US01325550 | SE - TELEMETRY | MHHS-Southeast |  | Transmitter, Telemetry |  | US01325550 |  | Southeast & Bay Area |  | SE - TELEMETRY | [5 empty] | MONITORS, TELEMETRIC, TRANSMITTER |  | TRANSMITTERTELEMETRY-Philips-IntelliVue MX40 | TRANSMITTERTELEMETRY | IntelliVue MX40 |  |  |  | Philips | Transmitter, Telemetry |  | TRANSMITTERTELEMETRY-Philips-IntelliVue MX40 |  |  |  |  | Covered PM Repair - Biomedical | MHHS-Southeast
NO | NO |  |  |  | US01325551 |  | Philips Medical Systems Cardiac and Monitoring Syste | INTELLIVUE MX40 |  | US01325551 | SE - TELEMETRY | MHHS-Southeast |  | Transmitter, Telemetry |  | US01325551 |  | Southeast & Bay Area |  | SE - TELEMETRY | [5 empty] | MONITORS, TELEMETRIC, TRANSMITTER |  | TRANSMITTERTELEMETRY-Philips-IntelliVue MX40 | TRANSMITTERTELEMETRY | IntelliVue MX40 |  |  |  | Philips | Transmitter, Telemetry |  | TRANSMITTERTELEMETRY-Philips-IntelliVue MX40 |  |  |  |  | Covered PM Repair - Biomedical | MHHS-Southeast
NO | NO |  |  |  | US01325554 |  | Philips Medical Systems Cardiac and Monitoring Syste | INTELLIVUE MX40 |  | US01325554 | SE - TELEMETRY | MHHS-Southeast |  | Transmitter, Telemetry |  | US01325554 |  | Southeast & Bay Area |  | SE - TELEMETRY | [5 empty] | MONITORS, TELEMETRIC, TRANSMITTER |  | TRANSMITTERTELEMETRY-Philips-IntelliVue MX40 | TRANSMITTERTELEMETRY | IntelliVue MX40 |  |  |  | Philips | Transmitter, Telemetry |  | TRANSMITTERTELEMETRY-Philips-IntelliVue MX40 |  |  |  |  | Covered PM Repair - Biomedical | MHHS-Southeast
NO | NO |  |  |  | US01325556 |  | Philips Medical Systems Cardiac and Monitoring Syste | INTELLIVUE MX40 |  | US01325556 | SE - TELEMETRY | MHHS-Southeast |  | Transmitter, Telemetry |  | US01325556 |  | Southeast & Bay Area |  | SE - TELEMETRY | [5 empty] | MONITORS, TELEMETRIC, TRANSMITTER |  | TRANSMITTERTELEMETRY-Philips-IntelliVue MX40 | TRANSMITTERTELEMETRY | IntelliVue MX40 |  |  |  | Philips | Transmitter, Telemetry |  | TRANSMITTERTELEMETRY-Philips-IntelliVue MX40 |  |  |  |  | Covered PM Repair - Biomedical | MHHS-Southeast
NO | NO |  |  |  | US01325558 |  | Philips Medical Systems Cardiac and Monitoring Syste | INTELLIVUE MX40 |  | US01325558 | SE - TELEMETRY | MHHS-Southeast |  | Transmitter, Telemetry |  | US01325558 |  | Southeast & Bay Area |  | SE - TELEMETRY | [5 empty] | MONITORS, TELEMETRIC, TRANSMITTER |  | TRANSMITTERTELEMETRY-Philips-IntelliVue MX40 | TRANSMITTERTELEMETRY | IntelliVue MX40 |  |  |  | Philips | Transmitter, Telemetry |  | TRANSMITTERTELEMETRY-Philips-IntelliVue MX40 |  |  |  |  | Covered PM Repair - Biomedical | MHHS-Southeast
NO | NO |  |  |  | US01325560 |  | Philips Medical Systems Cardiac and Monitoring Syste | INTELLIVUE MX40 |  | US01325560 | SE - TELEMETRY | MHHS-Southeast |  | Transmitter, Telemetry |  | US01325560 |  | Southeast & Bay Area |  | SE - TELEMETRY | [5 empty] | MONITORS, TELEMETRIC, TRANSMITTER |  | TRANSMITTERTELEMETRY-Philips-IntelliVue MX40 | TRANSMITTERTELEMETRY | IntelliVue MX40 |  |  |  | Philips | Transmitter, Telemetry |  | TRANSMITTERTELEMETRY-Philips-IntelliVue MX40 |  |  |  |  | Covered PM Repair - Biomedical | MHHS-Southeast
NO | NO |  |  |  | US01325564 |  | Philips Medical Systems Cardiac and Monitoring Syste | INTELLIVUE MX40 |  | US01325564 | SE - TELEMETRY | MHHS-Southeast |  | Transmitter, Telemetry |  | US01325564 |  | Southeast & Bay Area |  | SE - TELEMETRY | [5 empty] | MONITORS, TELEMETRIC, TRANSMITTER |  | TRANSMITTERTELEMETRY-Philips-IntelliVue MX40 | TRANSMITTERTELEMETRY | IntelliVue MX40 |  |  |  | Philips | Transmitter, Telemetry |  | TRANSMITTERTELEMETRY-Philips-IntelliVue MX40 |  |  |  |  | Covered PM Repair - Biomedical | MHHS-Southeast
NO | NO |  |  |  | US01325566 |  | Philips Medical Systems Cardiac and Monitoring Syste | INTELLIVUE MX40 |  | US01325566 | SE - TELEMETRY | MHHS-Southeast |  | Transmitter, Telemetry |  | US01325566 |  | Southeast & Bay Area |  | SE - TELEMETRY | [5 empty] | MONITORS, TELEMETRIC, TRANSMITTER |  | TRANSMITTERTELEMETRY-Philips-IntelliVue MX40 | TRANSMITTERTELEMETRY | IntelliVue MX40 |  |  |  | Philips | Transmitter, Telemetry |  | TRANSMITTERTELEMETRY-Philips-IntelliVue MX40 |  |  |  |  | Covered PM Repair - Biomedical | MHHS-Southeast
NO | NO |  |  |  | US01325567 |  | Philips Medical Systems Cardiac and Monitoring Syste | INTELLIVUE MX40 |  | US01325567 | SE - TELEMETRY | MHHS-Southeast |  | Transmitter, Telemetry |  | US01325567 |  | Southeast & Bay Area |  | SE - TELEMETRY | [5 empty] | MONITORS, TELEMETRIC, TRANSMITTER |  | TRANSMITTERTELEMETRY-Philips-IntelliVue MX40 | TRANSMITTERTELEMETRY | IntelliVue MX40 |  |  |  | Philips | Transmitter, Telemetry |  | TRANSMITTERTELEMETRY-Philips-IntelliVue MX40 |  |  |  |  | Covered PM Repair - Biomedical | MHHS-Southeast
NO | NO |  |  |  | US01428808 |  | Philips Medical Systems Cardiac and Monitoring Syste | INTELLIVUE MX40 |  | US01428808 | SE - TELEMETRY | MHHS-Southeast |  | Transmitter, Telemetry |  | US01428808 |  | Southeast & Bay Area |  | SE - TELEMETRY | [5 empty] | MONITORS, TELEMETRIC, TRANSMITTER |  | TRANSMITTERTELEMETRY-Philips-IntelliVue MX40 | TRANSMITTERTELEMETRY | IntelliVue MX40 |  |  |  | Philips | Transmitter, Telemetry |  | TRANSMITTERTELEMETRY-Philips-IntelliVue MX40 |  |  |  |  | Covered PM Repair - Biomedical | MHHS-Southeast
NO | NO |  |  |  | US03568650 |  | Philips Medical Systems Cardiac and Monitoring Syste | INTELLIVUE MX40 |  | US03568650 | SE - TELEMETRY | MHHS-Southeast |  | Transmitter, Telemetry |  | US03568650 |  | Southeast & Bay Area |  | SE - TELEMETRY | [5 empty] | MONITORS, TELEMETRIC, TRANSMITTER |  | TRANSMITTERTELEMETRY-Philips-IntelliVue MX40 | TRANSMITTERTELEMETRY | IntelliVue MX40 |  |  |  | Philips | Transmitter, Telemetry |  | TRANSMITTERTELEMETRY-Philips-IntelliVue MX40 |  |  |  |  | Covered PM Repair - Biomedical | MHHS-Southeast
NO | NO |  |  |  | US03568651 |  | Philips Medical Systems Cardiac and Monitoring Syste | INTELLIVUE MX40 |  | US03568651 | SE - TELEMETRY | MHHS-Southeast |  | Transmitter, Telemetry |  | US03568651 |  | Southeast & Bay Area |  | SE - TELEMETRY | [5 empty] | MONITORS, TELEMETRIC, TRANSMITTER |  | TRANSMITTERTELEMETRY-Philips-IntelliVue MX40 | TRANSMITTERTELEMETRY | IntelliVue MX40 |  |  |  | Philips | Transmitter, Telemetry |  | TRANSMITTERTELEMETRY-Philips-IntelliVue MX40 |  |  |  |  | Covered PM Repair - Biomedical | MHHS-Southeast
NO | NO |  |  |  | US03568652 |  | Philips Medical Systems Cardiac and Monitoring Syste | INTELLIVUE MX40 |  | US03568652 | SE - TELEMETRY | MHHS-Southeast |  | Transmitter, Telemetry |  | US03568652 |  | Southeast & Bay Area |  | SE - TELEMETRY | [5 empty] | MONITORS, TELEMETRIC, TRANSMITTER |  | TRANSMITTERTELEMETRY-Philips-IntelliVue MX40 | TRANSMITTERTELEMETRY | IntelliVue MX40 |  |  |  | Philips | Transmitter, Telemetry |  | TRANSMITTERTELEMETRY-Philips-IntelliVue MX40 |  |  |  |  | Covered PM Repair - Biomedical | MHHS-Southeast
NO | NO |  |  |  | US03568653 |  | Philips Medical Systems Cardiac and Monitoring Syste | INTELLIVUE MX40 |  | US03568653 | SE - TELEMETRY | MHHS-Southeast |  | Transmitter, Telemetry |  | US03568653 |  | Southeast & Bay Area |  | SE - TELEMETRY | [5 empty] | MONITORS, TELEMETRIC, TRANSMITTER |  | TRANSMITTERTELEMETRY-Philips-IntelliVue MX40 | TRANSMITTERTELEMETRY | IntelliVue MX40 |  |  |  | Philips | Transmitter, Telemetry |  | TRANSMITTERTELEMETRY-Philips-IntelliVue MX40 |  |  |  |  | Covered PM Repair - Biomedical | MHHS-Southeast
NO | NO |  |  |  | US03568656 |  | Philips Medical Systems Cardiac and Monitoring Syste | INTELLIVUE MX40 |  | US03568656 | SE - TELEMETRY | MHHS-Southeast |  | Transmitter, Telemetry |  | US03568656 |  | Southeast & Bay Area |  | SE - TELEMETRY | [5 empty] | MONITORS, TELEMETRIC, TRANSMITTER |  | TRANSMITTERTELEMETRY-Philips-IntelliVue MX40 | TRANSMITTERTELEMETRY | IntelliVue MX40 |  |  |  | Philips | Transmitter, Telemetry |  | TRANSMITTERTELEMETRY-Philips-IntelliVue MX40 |  |  |  |  | Covered PM Repair - Biomedical | MHHS-Southeast
NO | NO |  |  |  | US03568657 |  | Philips Medical Systems Cardiac and Monitoring Syste | INTELLIVUE MX40 |  | US03568657 | SE - TELEMETRY | MHHS-Southeast |  | Transmitter, Telemetry |  | US03568657 |  | Southeast & Bay Area |  | SE - TELEMETRY | [5 empty] | MONITORS, TELEMETRIC, TRANSMITTER |  | TRANSMITTERTELEMETRY-Philips-IntelliVue MX40 | TRANSMITTERTELEMETRY | IntelliVue MX40 |  |  |  | Philips | Transmitter, Telemetry |  | TRANSMITTERTELEMETRY-Philips-IntelliVue MX40 |  |  |  |  | Covered PM Repair - Biomedical | MHHS-Southeast
NO | NO |  |  |  | US03568661 |  | Philips Medical Systems Cardiac and Monitoring Syste | INTELLIVUE MX40 |  | US03568661 | SE - TELEMETRY | MHHS-Southeast |  | Transmitter, Telemetry |  | US03568661 |  | Southeast & Bay Area |  | SE - TELEMETRY | [5 empty] | MONITORS, TELEMETRIC, TRANSMITTER |  | TRANSMITTERTELEMETRY-Philips-IntelliVue MX40 | TRANSMITTERTELEMETRY | IntelliVue MX40 |  |  |  | Philips | Transmitter, Telemetry |  | TRANSMITTERTELEMETRY-Philips-IntelliVue MX40 |  |  |  |  | Covered PM Repair - Biomedical | MHHS-Southeast
NO | NO |  |  |  | US03568662 |  | Philips Medical Systems Cardiac and Monitoring Syste | INTELLIVUE MX40 |  | US03568662 | SE - TELEMETRY | MHHS-Southeast |  | Transmitter, Telemetry |  | US03568662 |  | Southeast & Bay Area |  | SE - TELEMETRY | [5 empty] | MONITORS, TELEMETRIC, TRANSMITTER |  | TRANSMITTERTELEMETRY-Philips-IntelliVue MX40 | TRANSMITTERTELEMETRY | IntelliVue MX40 |  |  |  | Philips | Transmitter, Telemetry |  | TRANSMITTERTELEMETRY-Philips-IntelliVue MX40 |  |  |  |  | Covered PM Repair - Biomedical | MHHS-Southeast
NO | NO |  |  |  | US03568665 |  | Philips Medical Systems Cardiac and Monitoring Syste | INTELLIVUE MX40 |  | US03568665 | SE - TELEMETRY | MHHS-Southeast |  | Transmitter, Telemetry |  | US03568665 |  | Southeast & Bay Area |  | SE - TELEMETRY | [5 empty] | MONITORS, TELEMETRIC, TRANSMITTER |  | TRANSMITTERTELEMETRY-Philips-IntelliVue MX40 | TRANSMITTERTELEMETRY | IntelliVue MX40 |  |  |  | Philips | Transmitter, Telemetry |  | TRANSMITTERTELEMETRY-Philips-IntelliVue MX40 |  |  |  |  | Covered PM Repair - Biomedical | MHHS-Southeast
NO | NO |  |  |  | US03568666 |  | Philips Medical Systems Cardiac and Monitoring Syste | INTELLIVUE MX40 |  | US03568666 | SE - TELEMETRY | MHHS-Southeast |  | Transmitter, Telemetry |  | US03568666 |  | Southeast & Bay Area |  | SE - TELEMETRY | [5 empty] | MONITORS, TELEMETRIC, TRANSMITTER |  | TRANSMITTERTELEMETRY-Philips-IntelliVue MX40 | TRANSMITTERTELEMETRY | IntelliVue MX40 |  |  |  | Philips | Transmitter, Telemetry |  | TRANSMITTERTELEMETRY-Philips-IntelliVue MX40 |  |  |  |  | Covered PM Repair - Biomedical | MHHS-Southeast
NO | NO |  |  |  | US03568667 |  | Philips Medical Systems Cardiac and Monitoring Syste | INTELLIVUE MX40 |  | US03568667 | SE - TELEMETRY | MHHS-Southeast |  | Transmitter, Telemetry |  | US03568667 |  | Southeast & Bay Area |  | SE - TELEMETRY | [5 empty] | MONITORS, TELEMETRIC, TRANSMITTER |  | TRANSMITTERTELEMETRY-Philips-IntelliVue MX40 | TRANSMITTERTELEMETRY | IntelliVue MX40 |  |  |  | Philips | Transmitter, Telemetry |  | TRANSMITTERTELEMETRY-Philips-IntelliVue MX40 |  |  |  |  | Covered PM Repair - Biomedical | MHHS-Southeast
NO | NO |  |  |  | US03568668 |  | Philips Medical Systems Cardiac and Monitoring Syste | INTELLIVUE MX40 |  | US03568668 | SE - TELEMETRY | MHHS-Southeast |  | Transmitter, Telemetry |  | US03568668 |  | Southeast & Bay Area |  | SE - TELEMETRY | [5 empty] | MONITORS, TELEMETRIC, TRANSMITTER |  | TRANSMITTERTELEMETRY-Philips-IntelliVue MX40 | TRANSMITTERTELEMETRY | IntelliVue MX40 |  |  |  | Philips | Transmitter, Telemetry |  | TRANSMITTERTELEMETRY-Philips-IntelliVue MX40 |  |  |  |  | Covered PM Repair - Biomedical | MHHS-Southeast
NO | NO |  |  |  | US03568669 |  | Philips Medical Systems Cardiac and Monitoring Syste | INTELLIVUE MX40 |  | US03568669 | SE - TELEMETRY | MHHS-Southeast |  | Transmitter, Telemetry |  | US03568669 |  | Southeast & Bay Area |  | SE - TELEMETRY | [5 empty] | MONITORS, TELEMETRIC, TRANSMITTER |  | TRANSMITTERTELEMETRY-Philips-IntelliVue MX40 | TRANSMITTERTELEMETRY | IntelliVue MX40 |  |  |  | Philips | Transmitter, Telemetry |  | TRANSMITTERTELEMETRY-Philips-IntelliVue MX40 |  |  |  |  | Covered PM Repair - Biomedical | MHHS-Southeast
NO | NO |  |  |  | US03568670 |  | Philips Medical Systems Cardiac and Monitoring Syste | INTELLIVUE MX40 |  | US03568670 | SE - TELEMETRY | MHHS-Southeast |  | Transmitter, Telemetry |  | US03568670 |  | Southeast & Bay Area |  | SE - TELEMETRY | [5 empty] | MONITORS, TELEMETRIC, TRANSMITTER |  | TRANSMITTERTELEMETRY-Philips-IntelliVue MX40 | TRANSMITTERTELEMETRY | IntelliVue MX40 |  |  |  | Philips | Transmitter, Telemetry |  | TRANSMITTERTELEMETRY-Philips-IntelliVue MX40 |  |  |  |  | Covered PM Repair - Biomedical | MHHS-Southeast
NO | NO |  |  |  | US03568671 |  | Philips Medical Systems Cardiac and Monitoring Syste | INTELLIVUE MX40 |  | US03568671 | SE - TELEMETRY | MHHS-Southeast |  | Transmitter, Telemetry |  | US03568671 |  | Southeast & Bay Area |  | SE - TELEMETRY | [5 empty] | MONITORS, TELEMETRIC, TRANSMITTER |  | TRANSMITTERTELEMETRY-Philips-IntelliVue MX40 | TRANSMITTERTELEMETRY | IntelliVue MX40 |  |  |  | Philips | Transmitter, Telemetry |  | TRANSMITTERTELEMETRY-Philips-IntelliVue MX40 |  |  |  |  | Covered PM Repair - Biomedical | MHHS-Southeast
NO | NO |  |  |  | US03568673 |  | Philips Medical Systems Cardiac and Monitoring Syste | INTELLIVUE MX40 |  | US03568673 | SE - TELEMETRY | MHHS-Southeast |  | Transmitter, Telemetry |  | US03568673 |  | Southeast & Bay Area |  | SE - TELEMETRY | [5 empty] | MONITORS, TELEMETRIC, TRANSMITTER |  | TRANSMITTERTELEMETRY-Philips-IntelliVue MX40 | TRANSMITTERTELEMETRY | IntelliVue MX40 |  |  |  | Philips | Transmitter, Telemetry |  | TRANSMITTERTELEMETRY-Philips-IntelliVue MX40 |  |  |  |  | Covered PM Repair - Biomedical | MHHS-Southeast
NO | NO |  |  |  | US03568675 |  | Philips Medical Systems Cardiac and Monitoring Syste | INTELLIVUE MX40 |  | US03568675 | SE - TELEMETRY | MHHS-Southeast |  | Transmitter, Telemetry |  | US03568675 |  | Southeast & Bay Area |  | SE - TELEMETRY | [5 empty] | MONITORS, TELEMETRIC, TRANSMITTER |  | TRANSMITTERTELEMETRY-Philips-IntelliVue MX40 | TRANSMITTERTELEMETRY | IntelliVue MX40 |  |  |  | Philips | Transmitter, Telemetry |  | TRANSMITTERTELEMETRY-Philips-IntelliVue MX40 |  |  |  |  | Not Covered Vendor Only - Biomedical | MHHS-Southeast
NO | NO |  |  |  | US03568677 |  | Philips Medical Systems Cardiac and Monitoring Syste | INTELLIVUE MX40 |  | US03568677 | SE - TELEMETRY | MHHS-Southeast |  | Transmitter, Telemetry |  | US03568677 |  | Southeast & Bay Area |  | SE - TELEMETRY | [5 empty] | MONITORS, TELEMETRIC, TRANSMITTER |  | TRANSMITTERTELEMETRY-Philips-IntelliVue MX40 | TRANSMITTERTELEMETRY | IntelliVue MX40 |  |  |  | Philips | Transmitter, Telemetry |  | TRANSMITTERTELEMETRY-Philips-IntelliVue MX40 |  |  |  |  | Not Covered Vendor Only - Biomedical | MHHS-Southeast
NO | NO |  |  |  | US03569654 |  | Philips Medical Systems Cardiac and Monitoring Syste | INTELLIVUE MX40 |  | US03569654 | SE - TELEMETRY | MHHS-Southeast |  | Transmitter, Telemetry |  | US03569654 |  | Southeast & Bay Area |  | SE - TELEMETRY | [5 empty] | MONITORS, TELEMETRIC, TRANSMITTER |  | TRANSMITTERTELEMETRY-Philips-IntelliVue MX40 | TRANSMITTERTELEMETRY | IntelliVue MX40 |  |  |  | Philips | Transmitter, Telemetry |  | TRANSMITTERTELEMETRY-Philips-IntelliVue MX40 |  |  |  |  | Not Covered Vendor Only - Biomedical | MHHS-Southeast
NO | NO |  |  |  | US09699560 |  | Philips Medical Systems Cardiac and Monitoring Syste | INTELLIVUE MX40 |  | US09699560 | SE - TELEMETRY | MHHS-Southeast |  | Transmitter, Telemetry |  | US09699560 |  | Southeast & Bay Area |  | SE - TELEMETRY | [5 empty] | MONITORS, TELEMETRIC, TRANSMITTER |  | TRANSMITTERTELEMETRY-Philips-IntelliVue MX40 | TRANSMITTERTELEMETRY | IntelliVue MX40 |  |  |  | Philips | Transmitter, Telemetry |  | TRANSMITTERTELEMETRY-Philips-IntelliVue MX40 |  |  |  |  | Not Covered Vendor Only - Biomedical | MHHS-Southeast
NO | NO |  |  |  | US09699568 |  | Philips Medical Systems Cardiac and Monitoring Syste | INTELLIVUE MX40 |  | US09699568 | SE - TELEMETRY | MHHS-Southeast |  | Transmitter, Telemetry |  | US09699568 |  | Southeast & Bay Area |  | SE - TELEMETRY | [5 empty] | MONITORS, TELEMETRIC, TRANSMITTER |  | TRANSMITTERTELEMETRY-Philips-IntelliVue MX40 | TRANSMITTERTELEMETRY | IntelliVue MX40 |  |  |  | Philips | Transmitter, Telemetry |  | TRANSMITTERTELEMETRY-Philips-IntelliVue MX40 |  |  |  |  | Not Covered Vendor Only - Biomedical | MHHS-Southeast
NO | NO |  |  |  | US09699583 |  | Philips Medical Systems Cardiac and Monitoring Syste | INTELLIVUE MX40 |  | US09699583 | SE - TELEMETRY | MHHS-Southeast |  | Transmitter, Telemetry |  | US09699583 |  | Southeast & Bay Area |  | SE - TELEMETRY | [5 empty] | MONITORS, TELEMETRIC, TRANSMITTER |  | TRANSMITTERTELEMETRY-Philips-IntelliVue MX40 | TRANSMITTERTELEMETRY | IntelliVue MX40 |  |  |  | Philips | Transmitter, Telemetry |  | TRANSMITTERTELEMETRY-Philips-IntelliVue MX40 |  |  |  |  | Not Covered Vendor Only - Biomedical | MHHS-Southeast
NO | NO |  |  |  | US096C2345 |  | Philips Medical Systems Cardiac and Monitoring Syste | INTELLIVUE MX40 |  | US096C2345 | SE - TELEMETRY | MHHS-Southeast |  | Transmitter, Telemetry |  | US096C2345 |  | Southeast & Bay Area |  | SE - TELEMETRY | [5 empty] | MONITORS, TELEMETRIC, TRANSMITTER |  | TRANSMITTERTELEMETRY-Philips-IntelliVue MX40 | TRANSMITTERTELEMETRY | IntelliVue MX40 |  |  |  | Philips | Transmitter, Telemetry |  | TRANSMITTERTELEMETRY-Philips-IntelliVue MX40 |  |  |  |  | Covered PM Repair - Biomedical | MHHS-Southeast
NO | NO |  |  |  | US096C2348 |  | Philips Medical Systems Cardiac and Monitoring Syste | INTELLIVUE MX40 |  | US096C2348 | SE - TELEMETRY | MHHS-Southeast |  | Transmitter, Telemetry |  | US096C2348 |  | Southeast & Bay Area |  | SE - TELEMETRY | [5 empty] | MONITORS, TELEMETRIC, TRANSMITTER |  | TRANSMITTERTELEMETRY-Philips-IntelliVue MX40 | TRANSMITTERTELEMETRY | IntelliVue MX40 |  |  |  | Philips | Transmitter, Telemetry |  | TRANSMITTERTELEMETRY-Philips-IntelliVue MX40 |  |  |  |  | Covered PM Repair - Biomedical | MHHS-Southeast
NO | NO |  |  |  | US096C2354 |  | Philips Medical Systems Cardiac and Monitoring Syste | INTELLIVUE MX40 |  | US096C2354 | SE - TELEMETRY | MHHS-Southeast |  | Transmitter, Telemetry |  | US096C2354 |  | Southeast & Bay Area |  | SE - TELEMETRY | [5 empty] | MONITORS, TELEMETRIC, TRANSMITTER |  | TRANSMITTERTELEMETRY-Philips-IntelliVue MX40 | TRANSMITTERTELEMETRY | IntelliVue MX40 |  |  |  | Philips | Transmitter, Telemetry |  | TRANSMITTERTELEMETRY-Philips-IntelliVue MX40 |  |  |  |  | Covered PM Repair - Biomedical | MHHS-Southeast
NO | NO |  |  |  | US096C2359 |  | Philips Medical Systems Cardiac and Monitoring Syste | INTELLIVUE MX40 |  | US096C2359 | SE - TELEMETRY | MHHS-Southeast |  | Transmitter, Telemetry |  | US096C2359 |  | Southeast & Bay Area |  | SE - TELEMETRY | [5 empty] | MONITORS, TELEMETRIC, TRANSMITTER |  | TRANSMITTERTELEMETRY-Philips-IntelliVue MX40 | TRANSMITTERTELEMETRY | IntelliVue MX40 |  |  |  | Philips | Transmitter, Telemetry |  | TRANSMITTERTELEMETRY-Philips-IntelliVue MX40 |  |  |  |  | Covered PM Repair - Biomedical | MHHS-Southeast
NO | NO |  |  |  | US096C2374 |  | Philips Medical Systems Cardiac and Monitoring Syste | INTELLIVUE MX40 |  | US096C2374 | SE - TELEMETRY | MHHS-Southeast |  | Transmitter, Telemetry |  | US096C2374 |  | Southeast & Bay Area |  | SE - TELEMETRY | [5 empty] | MONITORS, TELEMETRIC, TRANSMITTER |  | TRANSMITTERTELEMETRY-Philips-IntelliVue MX40 | TRANSMITTERTELEMETRY | IntelliVue MX40 |  |  |  | Philips | Transmitter, Telemetry |  | TRANSMITTERTELEMETRY-Philips-IntelliVue MX40 |  |  |  |  | Not Covered Vendor Only - Biomedical | MHHS-Southeast
NO | NO |  |  |  | US096C2382 |  | Philips Medical Systems Cardiac and Monitoring Syste | INTELLIVUE MX40 |  | US096C2382 | SE - TELEMETRY | MHHS-Southeast |  | Transmitter, Telemetry |  | US096C2382 |  | Southeast & Bay Area |  | SE - TELEMETRY | [5 empty] | MONITORS, TELEMETRIC, TRANSMITTER |  | TRANSMITTERTELEMETRY-Philips-IntelliVue MX40 | TRANSMITTERTELEMETRY | IntelliVue MX40 |  |  |  | Philips | Transmitter, Telemetry |  | TRANSMITTERTELEMETRY-Philips-IntelliVue MX40 |  |  |  |  | Covered PM Repair - Biomedical | MHHS-Southeast
NO | NO |  |  |  | US096C2390 |  | Philips Medical Systems Cardiac and Monitoring Syste | INTELLIVUE MX40 |  | US096C2390 | SE - TELEMETRY | MHHS-Southeast |  | Transmitter, Telemetry |  | US096C2390 |  | Southeast & Bay Area |  | SE - TELEMETRY | [5 empty] | MONITORS, TELEMETRIC, TRANSMITTER |  | TRANSMITTERTELEMETRY-Philips-IntelliVue MX40 | TRANSMITTERTELEMETRY | IntelliVue MX40 |  |  |  | Philips | Transmitter, Telemetry |  | TRANSMITTERTELEMETRY-Philips-IntelliVue MX40 |  |  |  |  | Covered PM Repair - Biomedical | MHHS-Southeast
NO | NO |  |  |  | US096C2395 |  | Philips Medical Systems Cardiac and Monitoring Syste | INTELLIVUE MX40 |  | US096C2395 | SE - TELEMETRY | MHHS-Southeast |  | Transmitter, Telemetry |  | US096C2395 |  | Southeast & Bay Area |  | SE - TELEMETRY | [5 empty] | MONITORS, TELEMETRIC, TRANSMITTER |  | TRANSMITTERTELEMETRY-Philips-IntelliVue MX40 | TRANSMITTERTELEMETRY | IntelliVue MX40 |  |  |  | Philips | Transmitter, Telemetry |  | TRANSMITTERTELEMETRY-Philips-IntelliVue MX40 |  |  |  |  | Covered PM Repair - Biomedical | MHHS-Southeast
NO | NO |  |  |  | US1007275 |  | Philips Medical Systems Cardiac and Monitoring Syste | INTELLIVUE MX40 |  | US01007275 | SE - TELEMETRY | MHHS-Southeast |  | Transmitter, Telemetry |  | US1007275 |  | Southeast & Bay Area |  | SE - TELEMETRY | [5 empty] | MONITORS, TELEMETRIC, TRANSMITTER |  | TRANSMITTERTELEMETRY-Philips-IntelliVue MX40 | TRANSMITTERTELEMETRY | IntelliVue MX40 |  |  |  | Philips | Transmitter, Telemetry |  | TRANSMITTERTELEMETRY-Philips-IntelliVue MX40 |  |  |  |  | Not Covered Vendor Only - Biomedical | MHHS-Southeast
NO | NO |  |  |  | 013-37079 |  | Philips Medical Systems Cardiac and Monitoring Syste | INTELLIVUE MX40 |  | US03570540 | SW - TELEMETRY | MHHS-Southwest |  | Transmitter, Telemetry |  | 013-37079 |  | Southwest |  | SW - TELEMETRY | [5 empty] | MONITORS, TELEMETRIC, TRANSMITTER |  | TRANSMITTERTELEMETRY-Philips-IntelliVue MX40 | TRANSMITTERTELEMETRY | IntelliVue MX40 |  |  |  | Philips | Transmitter, Telemetry |  | TRANSMITTERTELEMETRY-Philips-IntelliVue MX40 |  |  |  |  | Covered PM Repair - Biomedical | MHHS-Southwest
NO | NO |  |  |  | 013-37081 |  | Philips Medical Systems Cardiac and Monitoring Syste | INTELLIVUE MX40 |  | US03570539 | SW - TELEMETRY | MHHS-Southwest |  | Transmitter, Telemetry |  | 013-37081 |  | Southwest |  | SW - TELEMETRY | [5 empty] | MONITORS, TELEMETRIC, TRANSMITTER |  | TRANSMITTERTELEMETRY-Philips-IntelliVue MX40 | TRANSMITTERTELEMETRY | IntelliVue MX40 |  |  |  | Philips | Transmitter, Telemetry |  | TRANSMITTERTELEMETRY-Philips-IntelliVue MX40 |  |  |  |  | Covered PM Repair - Biomedical | MHHS-Southwest
NO | NO |  |  |  | 013-37084 |  | Philips Medical Systems Cardiac and Monitoring Syste | INTELLIVUE MX40 |  | US03570598 | SW - TELEMETRY | MHHS-Southwest |  | Transmitter, Telemetry |  | 013-37084 |  | Southwest |  | SW - TELEMETRY | [5 empty] | MONITORS, TELEMETRIC, TRANSMITTER |  | TRANSMITTERTELEMETRY-Philips-IntelliVue MX40 | TRANSMITTERTELEMETRY | IntelliVue MX40 |  |  |  | Philips | Transmitter, Telemetry |  | TRANSMITTERTELEMETRY-Philips-IntelliVue MX40 |  |  |  |  | Covered PM Repair - Biomedical | MHHS-Southwest
NO | NO |  |  |  | 013-37085 |  | Philips Medical Systems Cardiac and Monitoring Syste | INTELLIVUE MX40 |  | US03570631 | SW - TELEMETRY | MHHS-Southwest |  | Transmitter, Telemetry |  | 013-37085 |  | Southwest |  | SW - TELEMETRY | [5 empty] | MONITORS, TELEMETRIC, TRANSMITTER |  | TRANSMITTERTELEMETRY-Philips-IntelliVue MX40 | TRANSMITTERTELEMETRY | IntelliVue MX40 |  |  |  | Philips | Transmitter, Telemetry |  | TRANSMITTERTELEMETRY-Philips-IntelliVue MX40 |  |  |  |  | Covered PM Repair - Biomedical | MHHS-Southwest
NO | NO |  |  |  | 013-37087 |  | Philips Medical Systems Cardiac and Monitoring Syste | INTELLIVUE MX40 |  | US03570545 | SW - TELEMETRY | MHHS-Southwest |  | Transmitter, Telemetry |  | 013-37087 |  | Southwest |  | SW - TELEMETRY | [5 empty] | MONITORS, TELEMETRIC, TRANSMITTER |  | TRANSMITTERTELEMETRY-Philips-IntelliVue MX40 | TRANSMITTERTELEMETRY | IntelliVue MX40 |  |  |  | Philips | Transmitter, Telemetry |  | TRANSMITTERTELEMETRY-Philips-IntelliVue MX40 |  |  |  |  | Covered PM Repair - Biomedical | MHHS-Southwest
NO | NO |  |  |  | 013-37088 |  | Philips Medical Systems Cardiac and Monitoring Syste | INTELLIVUE MX40 |  | US03570562 | SW - TELEMETRY | MHHS-Southwest |  | Transmitter, Telemetry |  | 013-37088 |  | Southwest |  | SW - TELEMETRY | [5 empty] | MONITORS, TELEMETRIC, TRANSMITTER |  | TRANSMITTERTELEMETRY-Philips-IntelliVue MX40 | TRANSMITTERTELEMETRY | IntelliVue MX40 |  |  |  | Philips | Transmitter, Telemetry |  | TRANSMITTERTELEMETRY-Philips-IntelliVue MX40 |  |  |  |  | Covered PM Repair - Biomedical | MHHS-Southwest
NO | NO |  |  |  | 013-37089 |  | Philips Medical Systems Cardiac and Monitoring Syste | INTELLIVUE MX40 |  | US03570564 | SW - TELEMETRY | MHHS-Southwest |  | Transmitter, Telemetry |  | 013-37089 |  | Southwest |  | SW - TELEMETRY | [5 empty] | MONITORS, TELEMETRIC, TRANSMITTER |  | TRANSMITTERTELEMETRY-Philips-IntelliVue MX40 | TRANSMITTERTELEMETRY | IntelliVue MX40 |  |  |  | Philips | Transmitter, Telemetry |  | TRANSMITTERTELEMETRY-Philips-IntelliVue MX40 |  |  |  |  | Covered PM Repair - Biomedical | MHHS-Southwest
NO | NO |  |  |  | 013-37090 |  | Philips Medical Systems Cardiac and Monitoring Syste | INTELLIVUE MX40 |  | US03570461 | SW - TELEMETRY | MHHS-Southwest |  | Transmitter, Telemetry |  | 013-37090 |  | Southwest |  | SW - TELEMETRY | [5 empty] | MONITORS, TELEMETRIC, TRANSMITTER |  | TRANSMITTERTELEMETRY-Philips-IntelliVue MX40 | TRANSMITTERTELEMETRY | IntelliVue MX40 |  |  |  | Philips | Transmitter, Telemetry |  | TRANSMITTERTELEMETRY-Philips-IntelliVue MX40 |  |  |  |  | Covered PM Repair - Biomedical | MHHS-Southwest
NO | NO |  |  |  | 013-37092 |  | Philips Medical Systems Cardiac and Monitoring Syste | INTELLIVUE MX40 |  | US03570470 | SW - TELEMETRY | MHHS-Southwest |  | Transmitter, Telemetry |  | 013-37092 |  | Southwest |  | SW - TELEMETRY | [5 empty] | MONITORS, TELEMETRIC, TRANSMITTER |  | TRANSMITTERTELEMETRY-Philips-IntelliVue MX40 | TRANSMITTERTELEMETRY | IntelliVue MX40 |  |  |  | Philips | Transmitter, Telemetry |  | TRANSMITTERTELEMETRY-Philips-IntelliVue MX40 |  |  |  |  | Covered PM Repair - Biomedical | MHHS-Southwest
NO | NO |  |  |  | 013-37093 |  | Philips Medical Systems Cardiac and Monitoring Syste | INTELLIVUE MX40 |  | US03570472 | SW - TELEMETRY | MHHS-Southwest |  | Transmitter, Telemetry |  | 013-37093 |  | Southwest |  | SW - TELEMETRY | [5 empty] | MONITORS, TELEMETRIC, TRANSMITTER |  | TRANSMITTERTELEMETRY-Philips-IntelliVue MX40 | TRANSMITTERTELEMETRY | IntelliVue MX40 |  |  |  | Philips | Transmitter, Telemetry |  | TRANSMITTERTELEMETRY-Philips-IntelliVue MX40 |  |  |  |  | Covered PM Repair - Biomedical | MHHS-Southwest
NO | NO |  |  |  | 013-37094 |  | Philips Medical Systems Cardiac and Monitoring Syste | INTELLIVUE MX40 |  | US03570473 | SW - TELEMETRY | MHHS-Southwest |  | Transmitter, Telemetry |  | 013-37094 |  | Southwest |  | SW - TELEMETRY | [5 empty] | MONITORS, TELEMETRIC, TRANSMITTER |  | TRANSMITTERTELEMETRY-Philips-IntelliVue MX40 | TRANSMITTERTELEMETRY | IntelliVue MX40 |  |  |  | Philips | Transmitter, Telemetry |  | TRANSMITTERTELEMETRY-Philips-IntelliVue MX40 |  |  |  |  | Covered PM Repair - Biomedical | MHHS-Southwest
NO | NO |  |  |  | 013-37095 |  | Philips Medical Systems Cardiac and Monitoring Syste | INTELLIVUE MX40 |  | US03570496 | SW - TELEMETRY | MHHS-Southwest |  | Transmitter, Telemetry |  | 013-37095 |  | Southwest |  | SW - TELEMETRY | [5 empty] | MONITORS, TELEMETRIC, TRANSMITTER |  | TRANSMITTERTELEMETRY-Philips-IntelliVue MX40 | TRANSMITTERTELEMETRY | IntelliVue MX40 |  |  |  | Philips | Transmitter, Telemetry |  | TRANSMITTERTELEMETRY-Philips-IntelliVue MX40 |  |  |  |  | Covered PM Repair - Biomedical | MHHS-Southwest
NO | NO |  |  |  | 013-37097 |  | Philips Medical Systems Cardiac and Monitoring Syste | INTELLIVUE MX40 |  | US03570499 | SW - TELEMETRY | MHHS-Southwest |  | Transmitter, Telemetry |  | 013-37097 |  | Southwest |  | SW - TELEMETRY | [5 empty] | MONITORS, TELEMETRIC, TRANSMITTER |  | TRANSMITTERTELEMETRY-Philips-IntelliVue MX40 | TRANSMITTERTELEMETRY | IntelliVue MX40 |  |  |  | Philips | Transmitter, Telemetry |  | TRANSMITTERTELEMETRY-Philips-IntelliVue MX40 |  |  |  |  | Covered PM Repair - Biomedical | MHHS-Southwest
NO | NO |  |  |  | 013-37098 |  | Philips Medical Systems Cardiac and Monitoring Syste | INTELLIVUE MX40 |  | US03570569 | SW - TELEMETRY | MHHS-Southwest |  | Transmitter, Telemetry |  | 013-37098 |  | Southwest |  | SW - TELEMETRY | [5 empty] | MONITORS, TELEMETRIC, TRANSMITTER |  | TRANSMITTERTELEMETRY-Philips-IntelliVue MX40 | TRANSMITTERTELEMETRY | IntelliVue MX40 |  |  |  | Philips | Transmitter, Telemetry |  | TRANSMITTERTELEMETRY-Philips-IntelliVue MX40 |  |  |  |  | Covered PM Repair - Biomedical | MHHS-Southwest
NO | NO |  |  |  | 013-37099 |  | Philips Medical Systems Cardiac and Monitoring Syste | INTELLIVUE MX40 |  | US03570576 | SW - TELEMETRY | MHHS-Southwest |  | Transmitter, Telemetry |  | 013-37099 |  | Southwest |  | SW - TELEMETRY | [5 empty] | MONITORS, TELEMETRIC, TRANSMITTER |  | TRANSMITTERTELEMETRY-Philips-IntelliVue MX40 | TRANSMITTERTELEMETRY | IntelliVue MX40 |  |  |  | Philips | Transmitter, Telemetry |  | TRANSMITTERTELEMETRY-Philips-IntelliVue MX40 |  |  |  |  | Covered PM Repair - Biomedical | MHHS-Southwest
NO | NO |  |  |  | 013-37100 |  | Philips Medical Systems Cardiac and Monitoring Syste | INTELLIVUE MX40 |  | US03570587 | SW - TELEMETRY | MHHS-Southwest |  | Transmitter, Telemetry |  | 013-37100 |  | Southwest |  | SW - TELEMETRY | [5 empty] | MONITORS, TELEMETRIC, TRANSMITTER |  | TRANSMITTERTELEMETRY-Philips-IntelliVue MX40 | TRANSMITTERTELEMETRY | IntelliVue MX40 |  |  |  | Philips | Transmitter, Telemetry |  | TRANSMITTERTELEMETRY-Philips-IntelliVue MX40 |  |  |  |  | Covered PM Repair - Biomedical | MHHS-Southwest
NO | NO |  |  |  | 013-37103 |  | Philips Medical Systems Cardiac and Monitoring Syste | INTELLIVUE MX40 |  | US03570625 | SW - TELEMETRY | MHHS-Southwest |  | Transmitter, Telemetry |  | 013-37103 |  | Southwest |  | SW - TELEMETRY | [5 empty] | MONITORS, TELEMETRIC, TRANSMITTER |  | TRANSMITTERTELEMETRY-Philips-IntelliVue MX40 | TRANSMITTERTELEMETRY | IntelliVue MX40 |  |  |  | Philips | Transmitter, Telemetry |  | TRANSMITTERTELEMETRY-Philips-IntelliVue MX40 |  |  |  |  | Covered PM Repair - Biomedical | MHHS-Southwest
NO | NO |  |  |  | 013-37105 |  | Philips Medical Systems Cardiac and Monitoring Syste | INTELLIVUE MX40 |  | US03570630 | SW - TELEMETRY | MHHS-Southwest |  | Transmitter, Telemetry |  | 013-37105 |  | Southwest |  | SW - TELEMETRY | [5 empty] | MONITORS, TELEMETRIC, TRANSMITTER |  | TRANSMITTERTELEMETRY-Philips-IntelliVue MX40 | TRANSMITTERTELEMETRY | IntelliVue MX40 |  |  |  | Philips | Transmitter, Telemetry |  | TRANSMITTERTELEMETRY-Philips-IntelliVue MX40 |  |  |  |  | Covered PM Repair - Biomedical | MHHS-Southwest
NO | NO |  |  |  | 013-37108 |  | Philips Medical Systems Cardiac and Monitoring Syste | INTELLIVUE MX40 |  | US03570468 | SW - TELEMETRY | MHHS-Southwest |  | Transmitter, Telemetry |  | 013-37108 |  | Southwest |  | SW - TELEMETRY | [5 empty] | MONITORS, TELEMETRIC, TRANSMITTER |  | TRANSMITTERTELEMETRY-Philips-IntelliVue MX40 | TRANSMITTERTELEMETRY | IntelliVue MX40 |  |  |  | Philips | Transmitter, Telemetry |  | TRANSMITTERTELEMETRY-Philips-IntelliVue MX40 |  |  |  |  | Covered PM Repair - Biomedical | MHHS-Southwest
NO | NO |  |  |  | 013-37109 |  | Philips Medical Systems Cardiac and Monitoring Syste | INTELLIVUE MX40 |  | US03570515 | SW - TELEMETRY | MHHS-Southwest |  | Transmitter, Telemetry |  | 013-37109 |  | Southwest |  | SW - TELEMETRY | [5 empty] | MONITORS, TELEMETRIC, TRANSMITTER |  | TRANSMITTERTELEMETRY-Philips-IntelliVue MX40 | TRANSMITTERTELEMETRY | IntelliVue MX40 |  |  |  | Philips | Transmitter, Telemetry |  | TRANSMITTERTELEMETRY-Philips-IntelliVue MX40 |  |  |  |  | Covered PM Repair - Biomedical | MHHS-Southwest
NO | NO |  |  |  | 013-37110 |  | Philips Medical Systems Cardiac and Monitoring Syste | INTELLIVUE MX40 |  | US03570555 | SW - TELEMETRY | MHHS-Southwest |  | Transmitter, Telemetry |  | 013-37110 |  | Southwest |  | SW - TELEMETRY | [5 empty] | MONITORS, TELEMETRIC, TRANSMITTER |  | TRANSMITTERTELEMETRY-Philips-IntelliVue MX40 | TRANSMITTERTELEMETRY | IntelliVue MX40 |  |  |  | Philips | Transmitter, Telemetry |  | TRANSMITTERTELEMETRY-Philips-IntelliVue MX40 |  |  |  |  | Covered PM Repair - Biomedical | MHHS-Southwest
NO | NO |  |  |  | 013-37111 |  | Philips Medical Systems Cardiac and Monitoring Syste | INTELLIVUE MX40 |  | US03570556 | SW - TELEMETRY | MHHS-Southwest |  | Transmitter, Telemetry |  | 013-37111 |  | Southwest |  | SW - TELEMETRY | [5 empty] | MONITORS, TELEMETRIC, TRANSMITTER |  | TRANSMITTERTELEMETRY-Philips-IntelliVue MX40 | TRANSMITTERTELEMETRY | IntelliVue MX40 |  |  |  | Philips | Transmitter, Telemetry |  | TRANSMITTERTELEMETRY-Philips-IntelliVue MX40 |  |  |  |  | Covered PM Repair - Biomedical | MHHS-Southwest
NO | NO |  |  |  | 013-37117 |  | Philips Medical Systems Cardiac and Monitoring Syste | INTELLIVUE MX40 |  | US03570488 | SW - TELEMETRY | MHHS-Southwest |  | Transmitter, Telemetry |  | 013-37117 |  | Southwest |  | SW - TELEMETRY | [5 empty] | MONITORS, TELEMETRIC, TRANSMITTER |  | TRANSMITTERTELEMETRY-Philips-IntelliVue MX40 | TRANSMITTERTELEMETRY | IntelliVue MX40 |  |  |  | Philips | Transmitter, Telemetry |  | TRANSMITTERTELEMETRY-Philips-IntelliVue MX40 |  |  |  |  | Not Covered Vendor Only - Biomedical | MHHS-Southwest
NO | NO |  |  |  | 013-37118 |  | Philips Medical Systems Cardiac and Monitoring Syste | INTELLIVUE MX40 |  | US03570563 | SW - TELEMETRY | MHHS-Southwest |  | Transmitter, Telemetry |  | 013-37118 |  | Southwest |  | SW - TELEMETRY | [5 empty] | MONITORS, TELEMETRIC, TRANSMITTER |  | TRANSMITTERTELEMETRY-Philips-IntelliVue MX40 | TRANSMITTERTELEMETRY | IntelliVue MX40 |  |  |  | Philips | Transmitter, Telemetry |  | TRANSMITTERTELEMETRY-Philips-IntelliVue MX40 |  |  |  |  | Not Covered Vendor Only - Biomedical | MHHS-Southwest
NO | NO |  |  |  | 013-37119 |  | Philips Medical Systems Cardiac and Monitoring Syste | INTELLIVUE MX40 |  | US03570584 | SW - TELEMETRY | MHHS-Southwest |  | Transmitter, Telemetry |  | 013-37119 |  | Southwest |  | SW - TELEMETRY | [5 empty] | MONITORS, TELEMETRIC, TRANSMITTER |  | TRANSMITTERTELEMETRY-Philips-IntelliVue MX40 | TRANSMITTERTELEMETRY | IntelliVue MX40 |  |  |  | Philips | Transmitter, Telemetry |  | TRANSMITTERTELEMETRY-Philips-IntelliVue MX40 |  |  |  |  | Not Covered Vendor Only - Biomedical | MHHS-Southwest
NO | NO |  |  |  | 013-37121 |  | Philips Medical Systems Cardiac and Monitoring Syste | INTELLIVUE MX40 |  | US03570608 | SW - TELEMETRY | MHHS-Southwest |  | Transmitter, Telemetry |  | 013-37121 |  | Southwest |  | SW - TELEMETRY | [5 empty] | MONITORS, TELEMETRIC, TRANSMITTER |  | TRANSMITTERTELEMETRY-Philips-IntelliVue MX40 | TRANSMITTERTELEMETRY | IntelliVue MX40 |  |  |  | Philips | Transmitter, Telemetry |  | TRANSMITTERTELEMETRY-Philips-IntelliVue MX40 |  |  |  |  | Covered PM Repair - Biomedical | MHHS-Southwest
NO | NO |  |  |  | 013-37122 |  | Philips Medical Systems Cardiac and Monitoring Syste | INTELLIVUE MX40 |  | US03570456 | SW - TELEMETRY | MHHS-Southwest |  | Transmitter, Telemetry |  | 013-37122 |  | Southwest |  | SW - TELEMETRY | [5 empty] | MONITORS, TELEMETRIC, TRANSMITTER |  | TRANSMITTERTELEMETRY-Philips-IntelliVue MX40 | TRANSMITTERTELEMETRY | IntelliVue MX40 |  |  |  | Philips | Transmitter, Telemetry |  | TRANSMITTERTELEMETRY-Philips-IntelliVue MX40 |  |  |  |  | Covered PM Repair - Biomedical | MHHS-Southwest
NO | NO |  |  |  | 013-37123 |  | Philips Medical Systems Cardiac and Monitoring Syste | INTELLIVUE MX40 |  | US03570457 | SW - TELEMETRY | MHHS-Southwest |  | Transmitter, Telemetry |  | 013-37123 |  | Southwest |  | SW - TELEMETRY | [5 empty] | MONITORS, TELEMETRIC, TRANSMITTER |  | TRANSMITTERTELEMETRY-Philips-IntelliVue MX40 | TRANSMITTERTELEMETRY | IntelliVue MX40 |  |  |  | Philips | Transmitter, Telemetry |  | TRANSMITTERTELEMETRY-Philips-IntelliVue MX40 |  |  |  |  | Covered PM Repair - Biomedical | MHHS-Southwest
NO | NO |  |  |  | 013-37124 |  | Philips Medical Systems Cardiac and Monitoring Syste | INTELLIVUE MX40 |  | US03570465 | SW - TELEMETRY | MHHS-Southwest |  | Transmitter, Telemetry |  | 013-37124 |  | Southwest |  | SW - TELEMETRY | [5 empty] | MONITORS, TELEMETRIC, TRANSMITTER |  | TRANSMITTERTELEMETRY-Philips-IntelliVue MX40 | TRANSMITTERTELEMETRY | IntelliVue MX40 |  |  |  | Philips | Transmitter, Telemetry |  | TRANSMITTERTELEMETRY-Philips-IntelliVue MX40 |  |  |  |  | Covered PM Repair - Biomedical | MHHS-Southwest
NO | NO |  |  |  | 013-37125 |  | Philips Medical Systems Cardiac and Monitoring Syste | INTELLIVUE MX40 |  | US01005741 | SW - TELEMETRY | MHHS-Southwest |  | Transmitter, Telemetry |  | 013-37125 |  | Southwest |  | SW - TELEMETRY | [5 empty] | MONITORS, TELEMETRIC, TRANSMITTER |  | TRANSMITTERTELEMETRY-Philips-IntelliVue MX40 | TRANSMITTERTELEMETRY | IntelliVue MX40 |  |  |  | Philips | Transmitter, Telemetry |  | TRANSMITTERTELEMETRY-Philips-IntelliVue MX40 |  |  |  |  | Covered PM Repair - Biomedical | MHHS-Southwest
NO | NO |  |  |  | 013-37126 |  | Philips Medical Systems Cardiac and Monitoring Syste | INTELLIVUE MX40 |  | US03570543 | SW - TELEMETRY | MHHS-Southwest |  | Transmitter, Telemetry |  | 013-37126 |  | Southwest |  | SW - TELEMETRY | [5 empty] | MONITORS, TELEMETRIC, TRANSMITTER |  | TRANSMITTERTELEMETRY-Philips-IntelliVue MX40 | TRANSMITTERTELEMETRY | IntelliVue MX40 |  |  |  | Philips | Transmitter, Telemetry |  | TRANSMITTERTELEMETRY-Philips-IntelliVue MX40 |  |  |  |  | Covered PM Repair - Biomedical | MHHS-Southwest
NO | NO |  |  |  | 013-37129 |  | Philips Medical Systems Cardiac and Monitoring Syste | INTELLIVUE MX40 |  | US03570554 | SW - TELEMETRY | MHHS-Southwest |  | Transmitter, Telemetry |  | 013-37129 |  | Southwest |  | SW - TELEMETRY | [5 empty] | MONITORS, TELEMETRIC, TRANSMITTER |  | TRANSMITTERTELEMETRY-Philips-IntelliVue MX40 | TRANSMITTERTELEMETRY | IntelliVue MX40 |  |  |  | Philips | Transmitter, Telemetry |  | TRANSMITTERTELEMETRY-Philips-IntelliVue MX40 |  |  |  |  | Covered PM Repair - Biomedical | MHHS-Southwest
NO | NO |  |  |  | 013-37130 |  | Philips Medical Systems Cardiac and Monitoring Syste | INTELLIVUE MX40 |  | US03570513 | SW - TELEMETRY | MHHS-Southwest |  | Transmitter, Telemetry |  | 013-37130 |  | Southwest |  | SW - TELEMETRY | [5 empty] | MONITORS, TELEMETRIC, TRANSMITTER |  | TRANSMITTERTELEMETRY-Philips-IntelliVue MX40 | TRANSMITTERTELEMETRY | IntelliVue MX40 |  |  |  | Philips | Transmitter, Telemetry |  | TRANSMITTERTELEMETRY-Philips-IntelliVue MX40 |  |  |  |  | Covered PM Repair - Biomedical | MHHS-Southwest
NO | NO |  |  |  | 013-37132 |  | Philips Medical Systems Cardiac and Monitoring Syste | INTELLIVUE MX40 |  | US03570522 | SW - TELEMETRY | MHHS-Southwest |  | Transmitter, Telemetry |  | 013-37132 |  | Southwest |  | SW - TELEMETRY | [5 empty] | MONITORS, TELEMETRIC, TRANSMITTER |  | TRANSMITTERTELEMETRY-Philips-IntelliVue MX40 | TRANSMITTERTELEMETRY | IntelliVue MX40 |  |  |  | Philips | Transmitter, Telemetry |  | TRANSMITTERTELEMETRY-Philips-IntelliVue MX40 |  |  |  |  | Covered PM Repair - Biomedical | MHHS-Southwest
NO | NO |  |  |  | 013-37137 |  | Philips Medical Systems Cardiac and Monitoring Syste | INTELLIVUE MX40 |  | US03570627 | SW - TELEMETRY | MHHS-Southwest |  | Transmitter, Telemetry |  | 013-37137 |  | Southwest |  | SW - TELEMETRY | [5 empty] | MONITORS, TELEMETRIC, TRANSMITTER |  | TRANSMITTERTELEMETRY-Philips-IntelliVue MX40 | TRANSMITTERTELEMETRY | IntelliVue MX40 |  |  |  | Philips | Transmitter, Telemetry |  | TRANSMITTERTELEMETRY-Philips-IntelliVue MX40 |  |  |  |  | Covered PM Repair - Biomedical | MHHS-Southwest
NO | NO |  |  |  | 013-37138 |  | Philips Medical Systems Cardiac and Monitoring Syste | INTELLIVUE MX40 |  | US03570455 | SW - TELEMETRY | MHHS-Southwest |  | Transmitter, Telemetry |  | 013-37138 |  | Southwest |  | SW - TELEMETRY | [5 empty] | MONITORS, TELEMETRIC, TRANSMITTER |  | TRANSMITTERTELEMETRY-Philips-IntelliVue MX40 | TRANSMITTERTELEMETRY | IntelliVue MX40 |  |  |  | Philips | Transmitter, Telemetry |  | TRANSMITTERTELEMETRY-Philips-IntelliVue MX40 |  |  |  |  | Covered PM Repair - Biomedical | MHHS-Southwest
NO | NO |  |  |  | 013-37139 |  | Philips Medical Systems Cardiac and Monitoring Syste | INTELLIVUE MX40 |  | US03570537 | SW - TELEMETRY | MHHS-Southwest |  | Transmitter, Telemetry |  | 013-37139 |  | Southwest |  | SW - TELEMETRY | [5 empty] | MONITORS, TELEMETRIC, TRANSMITTER |  | TRANSMITTERTELEMETRY-Philips-IntelliVue MX40 | TRANSMITTERTELEMETRY | IntelliVue MX40 |  |  |  | Philips | Transmitter, Telemetry |  | TRANSMITTERTELEMETRY-Philips-IntelliVue MX40 |  |  |  |  | Covered PM Repair - Biomedical | MHHS-Southwest
NO | NO |  |  |  | 013-37141 |  | Philips Medical Systems Cardiac and Monitoring Syste | INTELLIVUE MX40 |  | US03570550 | SW - TELEMETRY | MHHS-Southwest |  | Transmitter, Telemetry |  | 013-37141 |  | Southwest |  | SW - TELEMETRY | [5 empty] | MONITORS, TELEMETRIC, TRANSMITTER |  | TRANSMITTERTELEMETRY-Philips-IntelliVue MX40 | TRANSMITTERTELEMETRY | IntelliVue MX40 |  |  |  | Philips | Transmitter, Telemetry |  | TRANSMITTERTELEMETRY-Philips-IntelliVue MX40 |  |  |  |  | Covered PM Repair - Biomedical | MHHS-Southwest
NO | NO |  |  |  | 013-37143 |  | Philips Medical Systems Cardiac and Monitoring Syste | INTELLIVUE MX40 |  | US03570572 | SW - TELEMETRY | MHHS-Southwest |  | Transmitter, Telemetry |  | 013-37143 |  | Southwest |  | SW - TELEMETRY | [5 empty] | MONITORS, TELEMETRIC, TRANSMITTER |  | TRANSMITTERTELEMETRY-Philips-IntelliVue MX40 | TRANSMITTERTELEMETRY | IntelliVue MX40 |  |  |  | Philips | Transmitter, Telemetry |  | TRANSMITTERTELEMETRY-Philips-IntelliVue MX40 |  |  |  |  | Covered PM Repair - Biomedical | MHHS-Southwest
NO | NO |  |  |  | 013-37146 |  | Philips Medical Systems Cardiac and Monitoring Syste | INTELLIVUE MX40 |  | US03570506 | SW - TELEMETRY | MHHS-Southwest |  | Transmitter, Telemetry |  | 013-37146 |  | Southwest |  | SW - TELEMETRY | [5 empty] | MONITORS, TELEMETRIC, TRANSMITTER |  | TRANSMITTERTELEMETRY-Philips-IntelliVue MX40 | TRANSMITTERTELEMETRY | IntelliVue MX40 |  |  |  | Philips | Transmitter, Telemetry |  | TRANSMITTERTELEMETRY-Philips-IntelliVue MX40 |  |  |  |  | Covered PM Repair - Biomedical | MHHS-Southwest
NO | NO |  |  |  | 013-37147 |  | Philips Medical Systems Cardiac and Monitoring Syste | INTELLIVUE MX40 |  | US03570517 | SW - TELEMETRY | MHHS-Southwest |  | Transmitter, Telemetry |  | 013-37147 |  | Southwest |  | SW - TELEMETRY | [5 empty] | MONITORS, TELEMETRIC, TRANSMITTER |  | TRANSMITTERTELEMETRY-Philips-IntelliVue MX40 | TRANSMITTERTELEMETRY | IntelliVue MX40 |  |  |  | Philips | Transmitter, Telemetry |  | TRANSMITTERTELEMETRY-Philips-IntelliVue MX40 |  |  |  |  | Covered PM Repair - Biomedical | MHHS-Southwest
NO | NO |  |  |  | 013-37149 |  | Philips Medical Systems Cardiac and Monitoring Syste | INTELLIVUE MX40 |  | US03570520 | SW - TELEMETRY | MHHS-Southwest |  | Transmitter, Telemetry |  | 013-37149 |  | Southwest |  | SW - TELEMETRY | [5 empty] | MONITORS, TELEMETRIC, TRANSMITTER |  | TRANSMITTERTELEMETRY-Philips-IntelliVue MX40 | TRANSMITTERTELEMETRY | IntelliVue MX40 |  |  |  | Philips | Transmitter, Telemetry |  | TRANSMITTERTELEMETRY-Philips-IntelliVue MX40 |  |  |  |  | Covered PM Repair - Biomedical | MHHS-Southwest
NO | NO |  |  |  | 013-37150 |  | Philips Medical Systems Cardiac and Monitoring Syste | INTELLIVUE MX40 |  | US03570531 | SW - TELEMETRY | MHHS-Southwest |  | Transmitter, Telemetry |  | 013-37150 |  | Southwest |  | SW - TELEMETRY | [5 empty] | MONITORS, TELEMETRIC, TRANSMITTER |  | TRANSMITTERTELEMETRY-Philips-IntelliVue MX40 | TRANSMITTERTELEMETRY | IntelliVue MX40 |  |  |  | Philips | Transmitter, Telemetry |  | TRANSMITTERTELEMETRY-Philips-IntelliVue MX40 |  |  |  |  | Covered PM Repair - Biomedical | MHHS-Southwest
NO | NO |  |  |  | 013-37151 |  | Philips Medical Systems Cardiac and Monitoring Syste | INTELLIVUE MX40 |  | US03570535 | SW - TELEMETRY | MHHS-Southwest |  | Transmitter, Telemetry |  | 013-37151 |  | Southwest |  | SW - TELEMETRY | [5 empty] | MONITORS, TELEMETRIC, TRANSMITTER |  | TRANSMITTERTELEMETRY-Philips-IntelliVue MX40 | TRANSMITTERTELEMETRY | IntelliVue MX40 |  |  |  | Philips | Transmitter, Telemetry |  | TRANSMITTERTELEMETRY-Philips-IntelliVue MX40 |  |  |  |  | Covered PM Repair - Biomedical | MHHS-Southwest
NO | NO |  |  |  | 013-37152 |  | Philips Medical Systems Cardiac and Monitoring Syste | INTELLIVUE MX40 |  | US03570536 | SW - TELEMETRY | MHHS-Southwest |  | Transmitter, Telemetry |  | 013-37152 |  | Southwest |  | SW - TELEMETRY | [5 empty] | MONITORS, TELEMETRIC, TRANSMITTER |  | TRANSMITTERTELEMETRY-Philips-IntelliVue MX40 | TRANSMITTERTELEMETRY | IntelliVue MX40 |  |  |  | Philips | Transmitter, Telemetry |  | TRANSMITTERTELEMETRY-Philips-IntelliVue MX40 |  |  |  |  | Covered PM Repair - Biomedical | MHHS-Southwest
NO | NO |  |  |  | 013-37153 |  | Philips Medical Systems Cardiac and Monitoring Syste | INTELLIVUE MX40 |  | US03570538 | SW - TELEMETRY | MHHS-Southwest |  | Transmitter, Telemetry |  | 013-37153 |  | Southwest |  | SW - TELEMETRY | [5 empty] | MONITORS, TELEMETRIC, TRANSMITTER |  | TRANSMITTERTELEMETRY-Philips-IntelliVue MX40 | TRANSMITTERTELEMETRY | IntelliVue MX40 |  |  |  | Philips | Transmitter, Telemetry |  | TRANSMITTERTELEMETRY-Philips-IntelliVue MX40 |  |  |  |  | Covered PM Repair - Biomedical | MHHS-Southwest
NO | NO |  |  |  | 013-37154 |  | Philips Medical Systems Cardiac and Monitoring Syste | INTELLIVUE MX40 |  | US03570561 | SW - TELEMETRY | MHHS-Southwest |  | Transmitter, Telemetry |  | 013-37154 |  | Southwest |  | SW - TELEMETRY | [5 empty] | MONITORS, TELEMETRIC, TRANSMITTER |  | TRANSMITTERTELEMETRY-Philips-IntelliVue MX40 | TRANSMITTERTELEMETRY | IntelliVue MX40 |  |  |  | Philips | Transmitter, Telemetry |  | TRANSMITTERTELEMETRY-Philips-IntelliVue MX40 |  |  |  |  | Covered PM Repair - Biomedical | MHHS-Southwest
NO | NO |  |  |  | 013-37155 |  | Philips Medical Systems Cardiac and Monitoring Syste | INTELLIVUE MX40 |  | US03570567 | SW - TELEMETRY | MHHS-Southwest |  | Transmitter, Telemetry |  | 013-37155 |  | Southwest |  | SW - TELEMETRY | [5 empty] | MONITORS, TELEMETRIC, TRANSMITTER |  | TRANSMITTERTELEMETRY-Philips-IntelliVue MX40 | TRANSMITTERTELEMETRY | IntelliVue MX40 |  |  |  | Philips | Transmitter, Telemetry |  | TRANSMITTERTELEMETRY-Philips-IntelliVue MX40 |  |  |  |  | Covered PM Repair - Biomedical | MHHS-Southwest
NO | NO |  |  |  | 013-37157 |  | Philips Medical Systems Cardiac and Monitoring Syste | INTELLIVUE MX40 |  | US03570571 | SW - TELEMETRY | MHHS-Southwest |  | Transmitter, Telemetry |  | 013-37157 |  | Southwest |  | SW - TELEMETRY | [5 empty] | MONITORS, TELEMETRIC, TRANSMITTER |  | TRANSMITTERTELEMETRY-Philips-IntelliVue MX40 | TRANSMITTERTELEMETRY | IntelliVue MX40 |  |  |  | Philips | Transmitter, Telemetry |  | TRANSMITTERTELEMETRY-Philips-IntelliVue MX40 |  |  |  |  | Covered PM Repair - Biomedical | MHHS-Southwest
NO | NO |  |  |  | 013-37160 |  | Philips Medical Systems Cardiac and Monitoring Syste | INTELLIVUE MX40 |  | US03570604 | SW - TELEMETRY | MHHS-Southwest |  | Transmitter, Telemetry |  | 013-37160 |  | Southwest |  | SW - TELEMETRY | [5 empty] | MONITORS, TELEMETRIC, TRANSMITTER |  | TRANSMITTERTELEMETRY-Philips-IntelliVue MX40 | TRANSMITTERTELEMETRY | IntelliVue MX40 |  |  |  | Philips | Transmitter, Telemetry |  | TRANSMITTERTELEMETRY-Philips-IntelliVue MX40 |  |  |  |  | Covered PM Repair - Biomedical | MHHS-Southwest
NO | NO |  |  |  | 013-37161 |  | Philips Medical Systems Cardiac and Monitoring Syste | INTELLIVUE MX40 |  | US03570607 | SW - TELEMETRY | MHHS-Southwest |  | Transmitter, Telemetry |  | 013-37161 |  | Southwest |  | SW - TELEMETRY | [5 empty] | MONITORS, TELEMETRIC, TRANSMITTER |  | TRANSMITTERTELEMETRY-Philips-IntelliVue MX40 | TRANSMITTERTELEMETRY | IntelliVue MX40 |  |  |  | Philips | Transmitter, Telemetry |  | TRANSMITTERTELEMETRY-Philips-IntelliVue MX40 |  |  |  |  | Covered PM Repair - Biomedical | MHHS-Southwest
NO | NO |  |  |  | 013-37162 |  | Philips Medical Systems Cardiac and Monitoring Syste | INTELLIVUE MX40 |  | US03570469 | SW - TELEMETRY | MHHS-Southwest |  | Transmitter, Telemetry |  | 013-37162 |  | Southwest |  | SW - TELEMETRY | [5 empty] | MONITORS, TELEMETRIC, TRANSMITTER |  | TRANSMITTERTELEMETRY-Philips-IntelliVue MX40 | TRANSMITTERTELEMETRY | IntelliVue MX40 |  |  |  | Philips | Transmitter, Telemetry |  | TRANSMITTERTELEMETRY-Philips-IntelliVue MX40 |  |  |  |  | Covered PM Repair - Biomedical | MHHS-Southwest
NO | NO |  |  |  | 013-37163 |  | Philips Medical Systems Cardiac and Monitoring Syste | INTELLIVUE MX40 |  | US03570471 | SW - TELEMETRY | MHHS-Southwest |  | Transmitter, Telemetry |  | 013-37163 |  | Southwest |  | SW - TELEMETRY | [5 empty] | MONITORS, TELEMETRIC, TRANSMITTER |  | TRANSMITTERTELEMETRY-Philips-IntelliVue MX40 | TRANSMITTERTELEMETRY | IntelliVue MX40 |  |  |  | Philips | Transmitter, Telemetry |  | TRANSMITTERTELEMETRY-Philips-IntelliVue MX40 |  |  |  |  | Covered PM Repair - Biomedical | MHHS-Southwest
NO | NO |  |  |  | 013-37165 |  | Philips Medical Systems Cardiac and Monitoring Syste | INTELLIVUE MX40 |  | US03570491 | SW - TELEMETRY | MHHS-Southwest |  | Transmitter, Telemetry |  | 013-37165 |  | Southwest |  | SW - TELEMETRY | [5 empty] | MONITORS, TELEMETRIC, TRANSMITTER |  | TRANSMITTERTELEMETRY-Philips-IntelliVue MX40 | TRANSMITTERTELEMETRY | IntelliVue MX40 |  |  |  | Philips | Transmitter, Telemetry |  | TRANSMITTERTELEMETRY-Philips-IntelliVue MX40 |  |  |  |  | Covered PM Repair - Biomedical | MHHS-Southwest
NO | NO |  |  |  | 013-37166 |  | Philips Medical Systems Cardiac and Monitoring Syste | INTELLIVUE MX40 |  | US03570498 | SW - TELEMETRY | MHHS-Southwest |  | Transmitter, Telemetry |  | 013-37166 |  | Southwest |  | SW - TELEMETRY | [5 empty] | MONITORS, TELEMETRIC, TRANSMITTER |  | TRANSMITTERTELEMETRY-Philips-IntelliVue MX40 | TRANSMITTERTELEMETRY | IntelliVue MX40 |  |  |  | Philips | Transmitter, Telemetry |  | TRANSMITTERTELEMETRY-Philips-IntelliVue MX40 |  |  |  |  | Covered PM Repair - Biomedical | MHHS-Southwest
NO | NO |  |  |  | 013-37167 |  | Philips Medical Systems Cardiac and Monitoring Syste | INTELLIVUE MX40 |  | US03570502 | SW - TELEMETRY | MHHS-Southwest |  | Transmitter, Telemetry |  | 013-37167 |  | Southwest |  | SW - TELEMETRY | [5 empty] | MONITORS, TELEMETRIC, TRANSMITTER |  | TRANSMITTERTELEMETRY-Philips-IntelliVue MX40 | TRANSMITTERTELEMETRY | IntelliVue MX40 |  |  |  | Philips | Transmitter, Telemetry |  | TRANSMITTERTELEMETRY-Philips-IntelliVue MX40 |  |  |  |  | Covered PM Repair - Biomedical | MHHS-Southwest
NO | NO |  |  |  | 013-37168 |  | Philips Medical Systems Cardiac and Monitoring Syste | INTELLIVUE MX40 |  | US03570503 | SW - TELEMETRY | MHHS-Southwest |  | Transmitter, Telemetry |  | 013-37168 |  | Southwest |  | SW - TELEMETRY | [5 empty] | MONITORS, TELEMETRIC, TRANSMITTER |  | TRANSMITTERTELEMETRY-Philips-IntelliVue MX40 | TRANSMITTERTELEMETRY | IntelliVue MX40 |  |  |  | Philips | Transmitter, Telemetry |  | TRANSMITTERTELEMETRY-Philips-IntelliVue MX40 |  |  |  |  | Covered PM Repair - Biomedical | MHHS-Southwest
NO | NO |  |  |  | 013-37170 |  | Philips Medical Systems Cardiac and Monitoring Syste | INTELLIVUE MX40 |  | US03570566 | SW - TELEMETRY | MHHS-Southwest |  | Transmitter, Telemetry |  | 013-37170 |  | Southwest |  | SW - TELEMETRY | [5 empty] | MONITORS, TELEMETRIC, TRANSMITTER |  | TRANSMITTERTELEMETRY-Philips-IntelliVue MX40 | TRANSMITTERTELEMETRY | IntelliVue MX40 |  |  |  | Philips | Transmitter, Telemetry |  | TRANSMITTERTELEMETRY-Philips-IntelliVue MX40 |  |  |  |  | Covered PM Repair - Biomedical | MHHS-Southwest
NO | NO |  |  |  | 013-37171 |  | Philips Medical Systems Cardiac and Monitoring Syste | INTELLIVUE MX40 |  | US03570568 | SW - TELEMETRY | MHHS-Southwest |  | Transmitter, Telemetry |  | 013-37171 |  | Southwest |  | SW - TELEMETRY | [5 empty] | MONITORS, TELEMETRIC, TRANSMITTER |  | TRANSMITTERTELEMETRY-Philips-IntelliVue MX40 | TRANSMITTERTELEMETRY | IntelliVue MX40 |  |  |  | Philips | Transmitter, Telemetry |  | TRANSMITTERTELEMETRY-Philips-IntelliVue MX40 |  |  |  |  | Covered PM Repair - Biomedical | MHHS-Southwest
NO | NO |  |  |  | 013-37172 |  | Philips Medical Systems Cardiac and Monitoring Syste | INTELLIVUE MX40 |  | US03570579 | SW - TELEMETRY | MHHS-Southwest |  | Transmitter, Telemetry |  | 013-37172 |  | Southwest |  | SW - TELEMETRY | [5 empty] | MONITORS, TELEMETRIC, TRANSMITTER |  | TRANSMITTERTELEMETRY-Philips-IntelliVue MX40 | TRANSMITTERTELEMETRY | IntelliVue MX40 |  |  |  | Philips | Transmitter, Telemetry |  | TRANSMITTERTELEMETRY-Philips-IntelliVue MX40 |  |  |  |  | Covered PM Repair - Biomedical | MHHS-Southwest
NO | NO |  |  |  | 013-37173 |  | Philips Medical Systems Cardiac and Monitoring Syste | INTELLIVUE MX40 |  | US03570591 | SW - TELEMETRY | MHHS-Southwest |  | Transmitter, Telemetry |  | 013-37173 |  | Southwest |  | SW - TELEMETRY | [5 empty] | MONITORS, TELEMETRIC, TRANSMITTER |  | TRANSMITTERTELEMETRY-Philips-IntelliVue MX40 | TRANSMITTERTELEMETRY | IntelliVue MX40 |  |  |  | Philips | Transmitter, Telemetry |  | TRANSMITTERTELEMETRY-Philips-IntelliVue MX40 |  |  |  |  | Covered PM Repair - Biomedical | MHHS-Southwest
NO | NO |  |  |  | 013-37174 |  | Philips Medical Systems Cardiac and Monitoring Syste | INTELLIVUE MX40 |  | US03570593 | SW - TELEMETRY | MHHS-Southwest |  | Transmitter, Telemetry |  | 013-37174 |  | Southwest |  | SW - TELEMETRY | [5 empty] | MONITORS, TELEMETRIC, TRANSMITTER |  | TRANSMITTERTELEMETRY-Philips-IntelliVue MX40 | TRANSMITTERTELEMETRY | IntelliVue MX40 |  |  |  | Philips | Transmitter, Telemetry |  | TRANSMITTERTELEMETRY-Philips-IntelliVue MX40 |  |  |  |  | Covered PM Repair - Biomedical | MHHS-Southwest
NO | NO |  |  |  | 013-37175 |  | Philips Medical Systems Cardiac and Monitoring Syste | INTELLIVUE MX40 |  | US03570602 | SW - TELEMETRY | MHHS-Southwest |  | Transmitter, Telemetry |  | 013-37175 |  | Southwest |  | SW - TELEMETRY | [5 empty] | MONITORS, TELEMETRIC, TRANSMITTER |  | TRANSMITTERTELEMETRY-Philips-IntelliVue MX40 | TRANSMITTERTELEMETRY | IntelliVue MX40 |  |  |  | Philips | Transmitter, Telemetry |  | TRANSMITTERTELEMETRY-Philips-IntelliVue MX40 |  |  |  |  | Covered PM Repair - Biomedical | MHHS-Southwest
NO | NO |  |  |  | 013-37176 |  | Philips Medical Systems Cardiac and Monitoring Syste | INTELLIVUE MX40 |  | US03570611 | SW - TELEMETRY | MHHS-Southwest |  | Transmitter, Telemetry |  | 013-37176 |  | Southwest |  | SW - TELEMETRY | [5 empty] | MONITORS, TELEMETRIC, TRANSMITTER |  | TRANSMITTERTELEMETRY-Philips-IntelliVue MX40 | TRANSMITTERTELEMETRY | IntelliVue MX40 |  |  |  | Philips | Transmitter, Telemetry |  | TRANSMITTERTELEMETRY-Philips-IntelliVue MX40 |  |  |  |  | Covered PM Repair - Biomedical | MHHS-Southwest
NO | NO |  |  |  | 013-37178 |  | Philips Medical Systems Cardiac and Monitoring Syste | INTELLIVUE MX40 |  | US03570477 | SW - TELEMETRY | MHHS-Southwest |  | Transmitter, Telemetry |  | 013-37178 |  | Southwest |  | SW - TELEMETRY | [5 empty] | MONITORS, TELEMETRIC, TRANSMITTER |  | TRANSMITTERTELEMETRY-Philips-IntelliVue MX40 | TRANSMITTERTELEMETRY | IntelliVue MX40 |  |  |  | Philips | Transmitter, Telemetry |  | TRANSMITTERTELEMETRY-Philips-IntelliVue MX40 |  |  |  |  | Covered PM Repair - Biomedical | MHHS-Southwest
NO | NO |  |  |  | 013-37179 |  | Philips Medical Systems Cardiac and Monitoring Syste | INTELLIVUE MX40 |  | US03570479 | SW - TELEMETRY | MHHS-Southwest |  | Transmitter, Telemetry |  | 013-37179 |  | Southwest |  | SW - TELEMETRY | [5 empty] | MONITORS, TELEMETRIC, TRANSMITTER |  | TRANSMITTERTELEMETRY-Philips-IntelliVue MX40 | TRANSMITTERTELEMETRY | IntelliVue MX40 |  |  |  | Philips | Transmitter, Telemetry |  | TRANSMITTERTELEMETRY-Philips-IntelliVue MX40 |  |  |  |  | Covered PM Repair - Biomedical | MHHS-Southwest
NO | NO |  |  |  | 013-37180 |  | Philips Medical Systems Cardiac and Monitoring Syste | INTELLIVUE MX40 |  | US03570482 | SW - TELEMETRY | MHHS-Southwest |  | Transmitter, Telemetry |  | 013-37180 |  | Southwest |  | SW - TELEMETRY | [5 empty] | MONITORS, TELEMETRIC, TRANSMITTER |  | TRANSMITTERTELEMETRY-Philips-IntelliVue MX40 | TRANSMITTERTELEMETRY | IntelliVue MX40 |  |  |  | Philips | Transmitter, Telemetry |  | TRANSMITTERTELEMETRY-Philips-IntelliVue MX40 |  |  |  |  | Covered PM Repair - Biomedical | MHHS-Southwest
NO | NO |  |  |  | 013-37182 |  | Philips Medical Systems Cardiac and Monitoring Syste | INTELLIVUE MX40 |  | US03570485 | SW - TELEMETRY | MHHS-Southwest |  | Transmitter, Telemetry |  | 013-37182 |  | Southwest |  | SW - TELEMETRY | [5 empty] | MONITORS, TELEMETRIC, TRANSMITTER |  | TRANSMITTERTELEMETRY-Philips-IntelliVue MX40 | TRANSMITTERTELEMETRY | IntelliVue MX40 |  |  |  | Philips | Transmitter, Telemetry |  | TRANSMITTERTELEMETRY-Philips-IntelliVue MX40 |  |  |  |  | Covered PM Repair - Biomedical | MHHS-Southwest
NO | NO |  |  |  | 013-37185 |  | Philips Medical Systems Cardiac and Monitoring Syste | INTELLIVUE MX40 |  | US03570610 | SW - TELEMETRY | MHHS-Southwest |  | Transmitter, Telemetry |  | 013-37185 |  | Southwest |  | SW - TELEMETRY | [5 empty] | MONITORS, TELEMETRIC, TRANSMITTER |  | TRANSMITTERTELEMETRY-Philips-IntelliVue MX40 | TRANSMITTERTELEMETRY | IntelliVue MX40 |  |  |  | Philips | Transmitter, Telemetry |  | TRANSMITTERTELEMETRY-Philips-IntelliVue MX40 |  |  |  |  | Covered PM Repair - Biomedical | MHHS-Southwest
NO | NO |  |  |  | 013-37186 |  | Philips Medical Systems Cardiac and Monitoring Syste | INTELLIVUE MX40 |  | US03570560 | SW - TELEMETRY | MHHS-Southwest |  | Transmitter, Telemetry |  | 013-37186 |  | Southwest |  | SW - TELEMETRY | [5 empty] | MONITORS, TELEMETRIC, TRANSMITTER |  | TRANSMITTERTELEMETRY-Philips-IntelliVue MX40 | TRANSMITTERTELEMETRY | IntelliVue MX40 |  |  |  | Philips | Transmitter, Telemetry |  | TRANSMITTERTELEMETRY-Philips-IntelliVue MX40 |  |  |  |  | Covered PM Repair - Biomedical | MHHS-Southwest
NO | NO |  |  |  | 013-37189 |  | Philips Medical Systems Cardiac and Monitoring Syste | INTELLIVUE MX40 |  | US03570609 | SW - TELEMETRY | MHHS-Southwest |  | Transmitter, Telemetry |  | 013-37189 |  | Southwest |  | SW - TELEMETRY | [5 empty] | MONITORS, TELEMETRIC, TRANSMITTER |  | TRANSMITTERTELEMETRY-Philips-IntelliVue MX40 | TRANSMITTERTELEMETRY | IntelliVue MX40 |  |  |  | Philips | Transmitter, Telemetry |  | TRANSMITTERTELEMETRY-Philips-IntelliVue MX40 |  |  |  |  | Covered PM Repair - Radiology, Low End | MHHS-Southwest
NO | NO |  |  |  | 013-37190 |  | Philips Medical Systems Cardiac and Monitoring Syste | INTELLIVUE MX40 |  | US03570619 | SW - TELEMETRY | MHHS-Southwest |  | Transmitter, Telemetry |  | 013-37190 |  | Southwest |  | SW - TELEMETRY | [5 empty] | MONITORS, TELEMETRIC, TRANSMITTER |  | TRANSMITTERTELEMETRY-Philips-IntelliVue MX40 | TRANSMITTERTELEMETRY | IntelliVue MX40 |  |  |  | Philips | Transmitter, Telemetry |  | TRANSMITTERTELEMETRY-Philips-IntelliVue MX40 |  |  |  |  | Covered PM Repair - Biomedical | MHHS-Southwest
NO | NO |  |  |  | 013-37191 |  | Philips Medical Systems Cardiac and Monitoring Syste | INTELLIVUE MX40 |  | US03580624 | SW - TELEMETRY | MHHS-Southwest |  | Transmitter, Telemetry |  | 013-37191 |  | Southwest |  | SW - TELEMETRY | [5 empty] | MONITORS, TELEMETRIC, TRANSMITTER |  | TRANSMITTERTELEMETRY-Philips-IntelliVue MX40 | TRANSMITTERTELEMETRY | IntelliVue MX40 |  |  |  | Philips | Transmitter, Telemetry |  | TRANSMITTERTELEMETRY-Philips-IntelliVue MX40 |  |  |  |  | Covered PM Repair - Biomedical | MHHS-Southwest
NO | NO |  |  |  | 013-37192 |  | Philips Medical Systems Cardiac and Monitoring Syste | INTELLIVUE MX40 |  | US03570626 | SW - TELEMETRY | MHHS-Southwest |  | Transmitter, Telemetry |  | 013-37192 |  | Southwest |  | SW - TELEMETRY | [5 empty] | MONITORS, TELEMETRIC, TRANSMITTER |  | TRANSMITTERTELEMETRY-Philips-IntelliVue MX40 | TRANSMITTERTELEMETRY | IntelliVue MX40 |  |  |  | Philips | Transmitter, Telemetry |  | TRANSMITTERTELEMETRY-Philips-IntelliVue MX40 |  |  |  |  | Covered PM Repair - Biomedical | MHHS-Southwest
NO | NO |  |  |  | 013-37193 |  | Philips Medical Systems Cardiac and Monitoring Syste | INTELLIVUE MX40 |  | US03570629 | SW - TELEMETRY | MHHS-Southwest |  | Transmitter, Telemetry |  | 013-37193 |  | Southwest |  | SW - TELEMETRY | [5 empty] | MONITORS, TELEMETRIC, TRANSMITTER |  | TRANSMITTERTELEMETRY-Philips-IntelliVue MX40 | TRANSMITTERTELEMETRY | IntelliVue MX40 |  |  |  | Philips | Transmitter, Telemetry |  | TRANSMITTERTELEMETRY-Philips-IntelliVue MX40 |  |  |  |  | Covered PM Repair - Biomedical | MHHS-Southwest
NO | NO |  |  |  | 013-37197 |  | Philips Medical Systems Cardiac and Monitoring Syste | INTELLIVUE MX40 |  | US03570448 | SW - TELEMETRY | MHHS-Southwest |  | Transmitter, Telemetry |  | 013-37197 |  | Southwest |  | SW - TELEMETRY | [5 empty] | MONITORS, TELEMETRIC, TRANSMITTER |  | TRANSMITTERTELEMETRY-Philips-IntelliVue MX40 | TRANSMITTERTELEMETRY | IntelliVue MX40 |  |  |  | Philips | Transmitter, Telemetry |  | TRANSMITTERTELEMETRY-Philips-IntelliVue MX40 |  |  |  |  | Covered PM Repair - Biomedical | MHHS-Southwest
NO | NO |  |  |  | 013-37198 |  | Philips Medical Systems Cardiac and Monitoring Syste | INTELLIVUE MX40 |  | US03570449 | SW - TELEMETRY | MHHS-Southwest |  | Transmitter, Telemetry |  | 013-37198 |  | Southwest |  | SW - TELEMETRY | [5 empty] | MONITORS, TELEMETRIC, TRANSMITTER |  | TRANSMITTERTELEMETRY-Philips-IntelliVue MX40 | TRANSMITTERTELEMETRY | IntelliVue MX40 |  |  |  | Philips | Transmitter, Telemetry |  | TRANSMITTERTELEMETRY-Philips-IntelliVue MX40 |  |  |  |  | Covered PM Repair - Biomedical | MHHS-Southwest
NO | NO |  |  |  | 013-37199 |  | Philips Medical Systems Cardiac and Monitoring Syste | INTELLIVUE MX40 |  | US03570450 | SW - TELEMETRY | MHHS-Southwest |  | Transmitter, Telemetry |  | 013-37199 |  | Southwest |  | SW - TELEMETRY | [5 empty] | MONITORS, TELEMETRIC, TRANSMITTER |  | TRANSMITTERTELEMETRY-Philips-IntelliVue MX40 | TRANSMITTERTELEMETRY | IntelliVue MX40 |  |  |  | Philips | Transmitter, Telemetry |  | TRANSMITTERTELEMETRY-Philips-IntelliVue MX40 |  |  |  |  | Covered PM Repair - Biomedical | MHHS-Southwest
NO | NO |  |  |  | 013-37201 |  | Philips Medical Systems Cardiac and Monitoring Syste | INTELLIVUE MX40 |  | US03570507 | SW - TELEMETRY | MHHS-Southwest |  | Transmitter, Telemetry |  | 013-37201 |  | Southwest |  | SW - TELEMETRY | [5 empty] | MONITORS, TELEMETRIC, TRANSMITTER |  | TRANSMITTERTELEMETRY-Philips-IntelliVue MX40 | TRANSMITTERTELEMETRY | IntelliVue MX40 |  |  |  | Philips | Transmitter, Telemetry |  | TRANSMITTERTELEMETRY-Philips-IntelliVue MX40 |  |  |  |  | Covered PM Repair - Biomedical | MHHS-Southwest
NO | NO |  |  |  | 013-37203 |  | Philips Medical Systems Cardiac and Monitoring Syste | INTELLIVUE MX40 |  | US03570494 | SW - TELEMETRY | MHHS-Southwest |  | Transmitter, Telemetry |  | 013-37203 |  | Southwest |  | SW - TELEMETRY | [5 empty] | MONITORS, TELEMETRIC, TRANSMITTER |  | TRANSMITTERTELEMETRY-Philips-IntelliVue MX40 | TRANSMITTERTELEMETRY | IntelliVue MX40 |  |  |  | Philips | Transmitter, Telemetry |  | TRANSMITTERTELEMETRY-Philips-IntelliVue MX40 |  |  |  |  | Covered PM Repair - Biomedical | MHHS-Southwest
NO | NO |  |  |  | 013-37204 |  | Philips Medical Systems Cardiac and Monitoring Syste | INTELLIVUE MX40 |  | US03570590 | SW - TELEMETRY | MHHS-Southwest |  | Transmitter, Telemetry |  | 013-37204 |  | Southwest |  | SW - TELEMETRY | [5 empty] | MONITORS, TELEMETRIC, TRANSMITTER |  | TRANSMITTERTELEMETRY-Philips-IntelliVue MX40 | TRANSMITTERTELEMETRY | IntelliVue MX40 |  |  |  | Philips | Transmitter, Telemetry |  | TRANSMITTERTELEMETRY-Philips-IntelliVue MX40 |  |  |  |  | Covered PM Repair Labor Only - Biomedica | MHHS-Southwest
NO | NO |  |  |  | 013-37205 |  | Philips Medical Systems Cardiac and Monitoring Syste | INTELLIVUE MX40 |  | US03570606 | SW - TELEMETRY | MHHS-Southwest |  | Transmitter, Telemetry |  | 013-37205 |  | Southwest |  | SW - TELEMETRY | [5 empty] | MONITORS, TELEMETRIC, TRANSMITTER |  | TRANSMITTERTELEMETRY-Philips-IntelliVue MX40 | TRANSMITTERTELEMETRY | IntelliVue MX40 |  |  |  | Philips | Transmitter, Telemetry |  | TRANSMITTERTELEMETRY-Philips-IntelliVue MX40 |  |  |  |  | Covered PM Repair - Biomedical | MHHS-Southwest
NO | NO |  |  |  | 013-37206 |  | Philips Medical Systems Cardiac and Monitoring Syste | INTELLIVUE MX40 |  | US03570615 | SW - TELEMETRY | MHHS-Southwest |  | Transmitter, Telemetry |  | 013-37206 |  | Southwest |  | SW - TELEMETRY | [5 empty] | MONITORS, TELEMETRIC, TRANSMITTER |  | TRANSMITTERTELEMETRY-Philips-IntelliVue MX40 | TRANSMITTERTELEMETRY | IntelliVue MX40 |  |  |  | Philips | Transmitter, Telemetry |  | TRANSMITTERTELEMETRY-Philips-IntelliVue MX40 |  |  |  |  | Covered PM Repair - Biomedical | MHHS-Southwest
NO | NO |  |  |  | 013-37208 |  | Philips Medical Systems Cardiac and Monitoring Syste | INTELLIVUE MX40 |  | US03570622 | SW - TELEMETRY | MHHS-Southwest |  | Transmitter, Telemetry |  | 013-37208 |  | Southwest |  | SW - TELEMETRY | [5 empty] | MONITORS, TELEMETRIC, TRANSMITTER |  | TRANSMITTERTELEMETRY-Philips-IntelliVue MX40 | TRANSMITTERTELEMETRY | IntelliVue MX40 |  |  |  | Philips | Transmitter, Telemetry |  | TRANSMITTERTELEMETRY-Philips-IntelliVue MX40 |  |  |  |  | Covered PM Repair - Biomedical | MHHS-Southwest
NO | NO |  |  |  | 013-37209 |  | Philips Medical Systems Cardiac and Monitoring Syste | INTELLIVUE MX40 |  | US03570623 | SW - TELEMETRY | MHHS-Southwest |  | Transmitter, Telemetry |  | 013-37209 |  | Southwest |  | SW - TELEMETRY | [5 empty] | MONITORS, TELEMETRIC, TRANSMITTER |  | TRANSMITTERTELEMETRY-Philips-IntelliVue MX40 | TRANSMITTERTELEMETRY | IntelliVue MX40 |  |  |  | Philips | Transmitter, Telemetry |  | TRANSMITTERTELEMETRY-Philips-IntelliVue MX40 |  |  |  |  | Covered PM Repair - Biomedical | MHHS-Southwest
NO | NO |  |  |  | 013-37210 |  | Philips Medical Systems Cardiac and Monitoring Syste | INTELLIVUE MX40 |  | US03570454 | SW - TELEMETRY | MHHS-Southwest |  | Transmitter, Telemetry |  | 013-37210 |  | Southwest |  | SW - TELEMETRY | [5 empty] | MONITORS, TELEMETRIC, TRANSMITTER |  | TRANSMITTERTELEMETRY-Philips-IntelliVue MX40 | TRANSMITTERTELEMETRY | IntelliVue MX40 |  |  |  | Philips | Transmitter, Telemetry |  | TRANSMITTERTELEMETRY-Philips-IntelliVue MX40 |  |  |  |  | Covered PM Repair - Biomedical | MHHS-Southwest
NO | NO |  |  |  | 013-37212 |  | Philips Medical Systems Cardiac and Monitoring Syste | INTELLIVUE MX40 |  | US03570463 | SW - TELEMETRY | MHHS-Southwest |  | Transmitter, Telemetry |  | 013-37212 |  | Southwest |  | SW - TELEMETRY | [5 empty] | MONITORS, TELEMETRIC, TRANSMITTER |  | TRANSMITTERTELEMETRY-Philips-IntelliVue MX40 | TRANSMITTERTELEMETRY | IntelliVue MX40 |  |  |  | Philips | Transmitter, Telemetry |  | TRANSMITTERTELEMETRY-Philips-IntelliVue MX40 |  |  |  |  | Covered PM Repair - Biomedical | MHHS-Southwest
NO | NO |  |  |  | 013-37213 |  | Philips Medical Systems Cardiac and Monitoring Syste | INTELLIVUE MX40 |  | US03570508 | SW - TELEMETRY | MHHS-Southwest |  | Transmitter, Telemetry |  | 013-37213 |  | Southwest |  | SW - TELEMETRY | [5 empty] | MONITORS, TELEMETRIC, TRANSMITTER |  | TRANSMITTERTELEMETRY-Philips-IntelliVue MX40 | TRANSMITTERTELEMETRY | IntelliVue MX40 |  |  |  | Philips | Transmitter, Telemetry |  | TRANSMITTERTELEMETRY-Philips-IntelliVue MX40 |  |  |  |  | Covered PM Repair - Biomedical | MHHS-Southwest
NO | NO |  |  |  | 013-37216 |  | Philips Medical Systems Cardiac and Monitoring Syste | INTELLIVUE MX40 |  | US03570574 | SW - TELEMETRY | MHHS-Southwest |  | Transmitter, Telemetry |  | 013-37216 |  | Southwest |  | SW - TELEMETRY | [5 empty] | MONITORS, TELEMETRIC, TRANSMITTER |  | TRANSMITTERTELEMETRY-Philips-IntelliVue MX40 | TRANSMITTERTELEMETRY | IntelliVue MX40 |  |  |  | Philips | Transmitter, Telemetry |  | TRANSMITTERTELEMETRY-Philips-IntelliVue MX40 |  |  |  |  | Covered PM Repair - Biomedical | MHHS-Southwest
NO | NO |  |  |  | 013-37217 |  | Philips Medical Systems Cardiac and Monitoring Syste | INTELLIVUE MX40 |  | US03570621 | SW - TELEMETRY | MHHS-Southwest |  | Transmitter, Telemetry |  | 013-37217 |  | Southwest |  | SW - TELEMETRY | [5 empty] | MONITORS, TELEMETRIC, TRANSMITTER |  | TRANSMITTERTELEMETRY-Philips-IntelliVue MX40 | TRANSMITTERTELEMETRY | IntelliVue MX40 |  |  |  | Philips | Transmitter, Telemetry |  | TRANSMITTERTELEMETRY-Philips-IntelliVue MX40 |  |  |  |  | Covered PM Repair - Biomedical | MHHS-Southwest
NO | NO |  |  |  | 013-37218 |  | Philips Medical Systems Cardiac and Monitoring Syste | INTELLIVUE MX40 |  | US03570575 | SW - TELEMETRY | MHHS-Southwest |  | Transmitter, Telemetry |  | 013-37218 |  | Southwest |  | SW - TELEMETRY | [5 empty] | MONITORS, TELEMETRIC, TRANSMITTER |  | TRANSMITTERTELEMETRY-Philips-IntelliVue MX40 | TRANSMITTERTELEMETRY | IntelliVue MX40 |  |  |  | Philips | Transmitter, Telemetry |  | TRANSMITTERTELEMETRY-Philips-IntelliVue MX40 |  |  |  |  | Covered PM Repair - Biomedical | MHHS-Southwest
NO | NO |  |  |  | 013-37219 |  | Philips Medical Systems Cardiac and Monitoring Syste | INTELLIVUE MX40 |  | US03570577 | SW - TELEMETRY | MHHS-Southwest |  | Transmitter, Telemetry |  | 013-37219 |  | Southwest |  | SW - TELEMETRY | [5 empty] | MONITORS, TELEMETRIC, TRANSMITTER |  | TRANSMITTERTELEMETRY-Philips-IntelliVue MX40 | TRANSMITTERTELEMETRY | IntelliVue MX40 |  |  |  | Philips | Transmitter, Telemetry |  | TRANSMITTERTELEMETRY-Philips-IntelliVue MX40 |  |  |  |  | Covered PM Repair - Biomedical | MHHS-Southwest
NO | NO |  |  |  | 013-37220 |  | Philips Medical Systems Cardiac and Monitoring Syste | INTELLIVUE MX40 |  | US03570583 | SW - TELEMETRY | MHHS-Southwest |  | Transmitter, Telemetry |  | 013-37220 |  | Southwest |  | SW - TELEMETRY | [5 empty] | MONITORS, TELEMETRIC, TRANSMITTER |  | TRANSMITTERTELEMETRY-Philips-IntelliVue MX40 | TRANSMITTERTELEMETRY | IntelliVue MX40 |  |  |  | Philips | Transmitter, Telemetry |  | TRANSMITTERTELEMETRY-Philips-IntelliVue MX40 |  |  |  |  | Covered PM Repair - Biomedical | MHHS-Southwest
NO | NO |  |  |  | 013-37221 |  | Philips Medical Systems Cardiac and Monitoring Syste | INTELLIVUE MX40 |  | US03570597 | SW - TELEMETRY | MHHS-Southwest |  | Transmitter, Telemetry |  | 013-37221 |  | Southwest |  | SW - TELEMETRY | [5 empty] | MONITORS, TELEMETRIC, TRANSMITTER |  | TRANSMITTERTELEMETRY-Philips-IntelliVue MX40 | TRANSMITTERTELEMETRY | IntelliVue MX40 |  |  |  | Philips | Transmitter, Telemetry |  | TRANSMITTERTELEMETRY-Philips-IntelliVue MX40 |  |  |  |  | Covered PM Repair - Biomedical | MHHS-Southwest
NO | NO |  |  |  | 013-37222 |  | Philips Medical Systems Cardiac and Monitoring Syste | INTELLIVUE MX40 |  | US03570600 | SW - TELEMETRY | MHHS-Southwest |  | Transmitter, Telemetry |  | 013-37222 |  | Southwest |  | SW - TELEMETRY | [5 empty] | MONITORS, TELEMETRIC, TRANSMITTER |  | TRANSMITTERTELEMETRY-Philips-IntelliVue MX40 | TRANSMITTERTELEMETRY | IntelliVue MX40 |  |  |  | Philips | Transmitter, Telemetry |  | TRANSMITTERTELEMETRY-Philips-IntelliVue MX40 |  |  |  |  | Covered PM Repair - Biomedical | MHHS-Southwest
NO | NO |  |  |  | 013-37223 |  | Philips Medical Systems Cardiac and Monitoring Syste | INTELLIVUE MX40 |  | US03570612 | SW - TELEMETRY | MHHS-Southwest |  | Transmitter, Telemetry |  | 013-37223 |  | Southwest |  | SW - TELEMETRY | [5 empty] | MONITORS, TELEMETRIC, TRANSMITTER |  | TRANSMITTERTELEMETRY-Philips-IntelliVue MX40 | TRANSMITTERTELEMETRY | IntelliVue MX40 |  |  |  | Philips | Transmitter, Telemetry |  | TRANSMITTERTELEMETRY-Philips-IntelliVue MX40 |  |  |  |  | Covered PM Repair - Biomedical | MHHS-Southwest
NO | NO |  |  |  | 013-37224 |  | Philips Medical Systems Cardiac and Monitoring Syste | INTELLIVUE MX40 |  | US03570613 | SW - TELEMETRY | MHHS-Southwest |  | Transmitter, Telemetry |  | 013-37224 |  | Southwest |  | SW - TELEMETRY | [5 empty] | MONITORS, TELEMETRIC, TRANSMITTER |  | TRANSMITTERTELEMETRY-Philips-IntelliVue MX40 | TRANSMITTERTELEMETRY | IntelliVue MX40 |  |  |  | Philips | Transmitter, Telemetry |  | TRANSMITTERTELEMETRY-Philips-IntelliVue MX40 |  |  |  |  | Covered PM Repair - Biomedical | MHHS-Southwest
NO | NO |  |  |  | 013-37230 |  | Philips Medical Systems Cardiac and Monitoring Syste | INTELLIVUE MX40 |  | US03570585 | SW - TELEMETRY | MHHS-Southwest |  | Transmitter, Telemetry |  | 013-37230 |  | Southwest |  | SW - TELEMETRY | [5 empty] | MONITORS, TELEMETRIC, TRANSMITTER |  | TRANSMITTERTELEMETRY-Philips-IntelliVue MX40 | TRANSMITTERTELEMETRY | IntelliVue MX40 |  |  |  | Philips | Transmitter, Telemetry |  | TRANSMITTERTELEMETRY-Philips-IntelliVue MX40 |  |  |  |  | Covered PM Repair - Biomedical | MHHS-Southwest
NO | NO |  |  |  | 013-37231 |  | Philips Medical Systems Cardiac and Monitoring Syste | INTELLIVUE MX40 |  | US03570586 | SW - TELEMETRY | MHHS-Southwest |  | Transmitter, Telemetry |  | 013-37231 |  | Southwest |  | SW - TELEMETRY | [5 empty] | MONITORS, TELEMETRIC, TRANSMITTER |  | TRANSMITTERTELEMETRY-Philips-IntelliVue MX40 | TRANSMITTERTELEMETRY | IntelliVue MX40 |  |  |  | Philips | Transmitter, Telemetry |  | TRANSMITTERTELEMETRY-Philips-IntelliVue MX40 |  |  |  |  | Covered PM Repair - Biomedical | MHHS-Southwest
NO | NO |  |  |  | 013-37235 |  | Philips Medical Systems Cardiac and Monitoring Syste | INTELLIVUE MX40 |  | US03570462 | SW - TELEMETRY | MHHS-Southwest |  | Transmitter, Telemetry |  | 013-37235 |  | Southwest |  | SW - TELEMETRY | [5 empty] | MONITORS, TELEMETRIC, TRANSMITTER |  | TRANSMITTERTELEMETRY-Philips-IntelliVue MX40 | TRANSMITTERTELEMETRY | IntelliVue MX40 |  |  |  | Philips | Transmitter, Telemetry |  | TRANSMITTERTELEMETRY-Philips-IntelliVue MX40 |  |  |  |  | Covered PM Repair - Biomedical | MHHS-Southwest
NO | NO |  |  |  | 013-37237 |  | Philips Medical Systems Cardiac and Monitoring Syste | INTELLIVUE MX40 |  | US03570490 | SW - TELEMETRY | MHHS-Southwest |  | Transmitter, Telemetry |  | 013-37237 |  | Southwest |  | SW - TELEMETRY | [5 empty] | MONITORS, TELEMETRIC, TRANSMITTER |  | TRANSMITTERTELEMETRY-Philips-IntelliVue MX40 | TRANSMITTERTELEMETRY | IntelliVue MX40 |  |  |  | Philips | Transmitter, Telemetry |  | TRANSMITTERTELEMETRY-Philips-IntelliVue MX40 |  |  |  |  | Covered PM Repair - Biomedical | MHHS-Southwest
NO | NO |  |  |  | 013-37240 |  | Philips Medical Systems Cardiac and Monitoring Syste | INTELLIVUE MX40 |  | US03570510 | SW - TELEMETRY | MHHS-Southwest |  | Transmitter, Telemetry |  | 013-37240 |  | Southwest |  | SW - TELEMETRY | [5 empty] | MONITORS, TELEMETRIC, TRANSMITTER |  | TRANSMITTERTELEMETRY-Philips-IntelliVue MX40 | TRANSMITTERTELEMETRY | IntelliVue MX40 |  |  |  | Philips | Transmitter, Telemetry |  | TRANSMITTERTELEMETRY-Philips-IntelliVue MX40 |  |  |  |  | Covered PM Repair - Biomedical | MHHS-Southwest
NO | NO |  |  |  | 013-37243 |  | Philips Medical Systems Cardiac and Monitoring Syste | INTELLIVUE MX40 |  | US03570558 | SW - TELEMETRY | MHHS-Southwest |  | Transmitter, Telemetry |  | 013-37243 |  | Southwest |  | SW - TELEMETRY | [5 empty] | MONITORS, TELEMETRIC, TRANSMITTER |  | TRANSMITTERTELEMETRY-Philips-IntelliVue MX40 | TRANSMITTERTELEMETRY | IntelliVue MX40 |  |  |  | Philips | Transmitter, Telemetry |  | TRANSMITTERTELEMETRY-Philips-IntelliVue MX40 |  |  |  |  | Covered PM Repair - Biomedical | MHHS-Southwest
NO | NO |  |  |  | 013-37245 |  | Philips Medical Systems Cardiac and Monitoring Syste | INTELLIVUE MX40 |  | US03570489 | SW - TELEMETRY | MHHS-Southwest |  | Transmitter, Telemetry |  | 013-37245 |  | Southwest |  | SW - TELEMETRY | [5 empty] | MONITORS, TELEMETRIC, TRANSMITTER |  | TRANSMITTERTELEMETRY-Philips-IntelliVue MX40 | TRANSMITTERTELEMETRY | IntelliVue MX40 |  |  |  | Philips | Transmitter, Telemetry |  | TRANSMITTERTELEMETRY-Philips-IntelliVue MX40 |  |  |  |  | Not Covered Vendor Only - Lab Ana/Anes | MHHS-Southwest
NO | NO |  |  |  | 013-37246 |  | Philips Medical Systems Cardiac and Monitoring Syste | INTELLIVUE MX40 |  | US03570487 | SW - TELEMETRY | MHHS-Southwest |  | Transmitter, Telemetry |  | 013-37246 |  | Southwest |  | SW - TELEMETRY | [5 empty] | MONITORS, TELEMETRIC, TRANSMITTER |  | TRANSMITTERTELEMETRY-Philips-IntelliVue MX40 | TRANSMITTERTELEMETRY | IntelliVue MX40 |  |  |  | Philips | Transmitter, Telemetry |  | TRANSMITTERTELEMETRY-Philips-IntelliVue MX40 |  |  |  |  | Not Covered Vendor Only - Lab Ana/Anes | MHHS-Southwest
NO | NO |  |  |  | 013-37248 |  | Philips Medical Systems Cardiac and Monitoring Syste | INTELLIVUE MX40 |  | US03570476 | SW - TELEMETRY | MHHS-Southwest |  | Transmitter, Telemetry |  | 013-37248 |  | Southwest |  | SW - TELEMETRY | [5 empty] | MONITORS, TELEMETRIC, TRANSMITTER |  | TRANSMITTERTELEMETRY-Philips-IntelliVue MX40 | TRANSMITTERTELEMETRY | IntelliVue MX40 |  |  |  | Philips | Transmitter, Telemetry |  | TRANSMITTERTELEMETRY-Philips-IntelliVue MX40 |  |  |  |  | Covered PM Repair - Biomedical | MHHS-Southwest
NO | NO |  |  |  | 013-37249 |  | Philips Medical Systems Cardiac and Monitoring Syste | INTELLIVUE MX40 |  | US03570474 | SW - TELEMETRY | MHHS-Southwest |  | Transmitter, Telemetry |  | 013-37249 |  | Southwest |  | SW - TELEMETRY | [5 empty] | MONITORS, TELEMETRIC, TRANSMITTER |  | TRANSMITTERTELEMETRY-Philips-IntelliVue MX40 | TRANSMITTERTELEMETRY | IntelliVue MX40 |  |  |  | Philips | Transmitter, Telemetry |  | TRANSMITTERTELEMETRY-Philips-IntelliVue MX40 |  |  |  |  | Covered PM Repair - Biomedical | MHHS-Southwest
NO | NO |  |  |  | 013-37250 |  | Philips Medical Systems Cardiac and Monitoring Syste | INTELLIVUE MX40 |  | US03570492 | SW - TELEMETRY | MHHS-Southwest |  | Transmitter, Telemetry |  | 013-37250 |  | Southwest |  | SW - TELEMETRY | [5 empty] | MONITORS, TELEMETRIC, TRANSMITTER |  | TRANSMITTERTELEMETRY-Philips-IntelliVue MX40 | TRANSMITTERTELEMETRY | IntelliVue MX40 |  |  |  | Philips | Transmitter, Telemetry |  | TRANSMITTERTELEMETRY-Philips-IntelliVue MX40 |  |  |  |  | Not Covered Vendor Only - Lab Ana/Anes | MHHS-Southwest
NO | NO |  |  |  | 013-37251 |  | Philips Medical Systems Cardiac and Monitoring Syste | INTELLIVUE MX40 |  | US03570495 | SW - TELEMETRY | MHHS-Southwest |  | Transmitter, Telemetry |  | 013-37251 |  | Southwest |  | SW - TELEMETRY | [5 empty] | MONITORS, TELEMETRIC, TRANSMITTER |  | TRANSMITTERTELEMETRY-Philips-IntelliVue MX40 | TRANSMITTERTELEMETRY | IntelliVue MX40 |  |  |  | Philips | Transmitter, Telemetry |  | TRANSMITTERTELEMETRY-Philips-IntelliVue MX40 |  |  |  |  | Covered PM Repair - Biomedical | MHHS-Southwest
NO | NO |  |  |  | 013-37252 |  | Philips Medical Systems Cardiac and Monitoring Syste | INTELLIVUE MX40 |  | US03570511 | SW - TELEMETRY | MHHS-Southwest |  | Transmitter, Telemetry |  | 013-37252 |  | Southwest |  | SW - TELEMETRY | [5 empty] | MONITORS, TELEMETRIC, TRANSMITTER |  | TRANSMITTERTELEMETRY-Philips-IntelliVue MX40 | TRANSMITTERTELEMETRY | IntelliVue MX40 |  |  |  | Philips | Transmitter, Telemetry |  | TRANSMITTERTELEMETRY-Philips-IntelliVue MX40 |  |  |  |  | Covered PM Repair - Biomedical | MHHS-Southwest
NO | NO |  |  |  | 013-37253 |  | Philips Medical Systems Cardiac and Monitoring Syste | INTELLIVUE MX40 |  | US03570512 | SW - TELEMETRY | MHHS-Southwest |  | Transmitter, Telemetry |  | 013-37253 |  | Southwest |  | SW - TELEMETRY | [5 empty] | MONITORS, TELEMETRIC, TRANSMITTER |  | TRANSMITTERTELEMETRY-Philips-IntelliVue MX40 | TRANSMITTERTELEMETRY | IntelliVue MX40 |  |  |  | Philips | Transmitter, Telemetry |  | TRANSMITTERTELEMETRY-Philips-IntelliVue MX40 |  |  |  |  | Covered PM Repair - Biomedical | MHHS-Southwest
NO | NO |  |  |  | 013-37254 |  | Philips Medical Systems Cardiac and Monitoring Syste | INTELLIVUE MX40 |  | US03570528 | SW - TELEMETRY | MHHS-Southwest |  | Transmitter, Telemetry |  | 013-37254 |  | Southwest |  | SW - TELEMETRY | [5 empty] | MONITORS, TELEMETRIC, TRANSMITTER |  | TRANSMITTERTELEMETRY-Philips-IntelliVue MX40 | TRANSMITTERTELEMETRY | IntelliVue MX40 |  |  |  | Philips | Transmitter, Telemetry |  | TRANSMITTERTELEMETRY-Philips-IntelliVue MX40 |  |  |  |  | Covered PM Repair - Biomedical | MHHS-Southwest
NO | NO |  |  |  | 013-37255 |  | Philips Medical Systems Cardiac and Monitoring Syste | INTELLIVUE MX40 |  | US03570530 | SW - TELEMETRY | MHHS-Southwest |  | Transmitter, Telemetry |  | 013-37255 |  | Southwest |  | SW - TELEMETRY | [5 empty] | MONITORS, TELEMETRIC, TRANSMITTER |  | TRANSMITTERTELEMETRY-Philips-IntelliVue MX40 | TRANSMITTERTELEMETRY | IntelliVue MX40 |  |  |  | Philips | Transmitter, Telemetry |  | TRANSMITTERTELEMETRY-Philips-IntelliVue MX40 |  |  |  |  | Covered PM Repair - Biomedical | MHHS-Southwest
NO | NO |  |  |  | 013-37258 |  | Philips Medical Systems Cardiac and Monitoring Syste | INTELLIVUE MX40 |  | US03570451 | SW - TELEMETRY | MHHS-Southwest |  | Transmitter, Telemetry |  | 013-37258 |  | Southwest |  | SW - TELEMETRY | [5 empty] | MONITORS, TELEMETRIC, TRANSMITTER |  | TRANSMITTERTELEMETRY-Philips-IntelliVue MX40 | TRANSMITTERTELEMETRY | IntelliVue MX40 |  |  |  | Philips | Transmitter, Telemetry |  | TRANSMITTERTELEMETRY-Philips-IntelliVue MX40 |  |  |  |  | Covered PM Repair - Biomedical | MHHS-Southwest
NO | NO |  |  |  | 013-37261 |  | Philips Medical Systems Cardiac and Monitoring Syste | INTELLIVUE MX40 |  | US03570509 | SW - TELEMETRY | MHHS-Southwest |  | Transmitter, Telemetry |  | 013-37261 |  | Southwest |  | SW - TELEMETRY | [5 empty] | MONITORS, TELEMETRIC, TRANSMITTER |  | TRANSMITTERTELEMETRY-Philips-IntelliVue MX40 | TRANSMITTERTELEMETRY | IntelliVue MX40 |  |  |  | Philips | Transmitter, Telemetry |  | TRANSMITTERTELEMETRY-Philips-IntelliVue MX40 |  |  |  |  | Covered PM Repair - Biomedical | MHHS-Southwest
NO | NO |  |  |  | 013-37263 |  | Philips Medical Systems Cardiac and Monitoring Syste | INTELLIVUE MX40 |  | US03570527 | SW - TELEMETRY | MHHS-Southwest |  | Transmitter, Telemetry |  | 013-37263 |  | Southwest |  | SW - TELEMETRY | [5 empty] | MONITORS, TELEMETRIC, TRANSMITTER |  | TRANSMITTERTELEMETRY-Philips-IntelliVue MX40 | TRANSMITTERTELEMETRY | IntelliVue MX40 |  |  |  | Philips | Transmitter, Telemetry |  | TRANSMITTERTELEMETRY-Philips-IntelliVue MX40 |  |  |  |  | Covered PM Repair - Biomedical | MHHS-Southwest
NO | NO |  |  |  | 013-37267 |  | Philips Medical Systems Cardiac and Monitoring Syste | INTELLIVUE MX40 |  | US03571239 | SW - TELEMETRY | MHHS-Southwest |  | Transmitter, Telemetry |  | 013-37267 |  | Southwest |  | SW - TELEMETRY | [5 empty] | MONITORS, TELEMETRIC, TRANSMITTER |  | TRANSMITTERTELEMETRY-Philips-IntelliVue MX40 | TRANSMITTERTELEMETRY | IntelliVue MX40 |  |  |  | Philips | Transmitter, Telemetry |  | TRANSMITTERTELEMETRY-Philips-IntelliVue MX40 |  |  |  |  | Covered PM Repair - Biomedical | MHHS-Southwest
NO | NO |  |  |  | 013-37268 |  | Philips Medical Systems Cardiac and Monitoring Syste | INTELLIVUE MX40 |  | US03511232 | SW - TELEMETRY | MHHS-Southwest |  | Transmitter, Telemetry |  | 013-37268 |  | Southwest |  | SW - TELEMETRY | [5 empty] | MONITORS, TELEMETRIC, TRANSMITTER |  | TRANSMITTERTELEMETRY-Philips-IntelliVue MX40 | TRANSMITTERTELEMETRY | IntelliVue MX40 |  |  |  | Philips | Transmitter, Telemetry |  | TRANSMITTERTELEMETRY-Philips-IntelliVue MX40 |  |  |  |  | Covered PM Repair - Biomedical | MHHS-Southwest
NO | NO |  |  |  | 013-37269 |  | Philips Medical Systems Cardiac and Monitoring Syste | INTELLIVUE MX40 |  | US03571223 | SW - TELEMETRY | MHHS-Southwest |  | Transmitter, Telemetry |  | 013-37269 |  | Southwest |  | SW - TELEMETRY | [5 empty] | MONITORS, TELEMETRIC, TRANSMITTER |  | TRANSMITTERTELEMETRY-Philips-IntelliVue MX40 | TRANSMITTERTELEMETRY | IntelliVue MX40 |  |  |  | Philips | Transmitter, Telemetry |  | TRANSMITTERTELEMETRY-Philips-IntelliVue MX40 |  |  |  |  | Not Covered Vendor Only - Lab Ana/Anes | MHHS-Southwest
NO | NO |  |  |  | 013-37271 |  | Philips Medical Systems Cardiac and Monitoring Syste | INTELLIVUE MX40 |  | US03571238 | SW - TELEMETRY | MHHS-Southwest |  | Transmitter, Telemetry |  | 013-37271 |  | Southwest |  | SW - TELEMETRY | [5 empty] | MONITORS, TELEMETRIC, TRANSMITTER |  | TRANSMITTERTELEMETRY-Philips-IntelliVue MX40 | TRANSMITTERTELEMETRY | IntelliVue MX40 |  |  |  | Philips | Transmitter, Telemetry |  | TRANSMITTERTELEMETRY-Philips-IntelliVue MX40 |  |  |  |  | Not Covered Vendor Only - Lab Ana/Anes | MHHS-Southwest
NO | NO |  |  |  | 013-37275 |  | Philips Medical Systems Cardiac and Monitoring Syste | INTELLIVUE MX40 |  | US03571233 | SW - TELEMETRY | MHHS-Southwest |  | Transmitter, Telemetry |  | 013-37275 |  | Southwest |  | SW - TELEMETRY | [5 empty] | MONITORS, TELEMETRIC, TRANSMITTER |  | TRANSMITTERTELEMETRY-Philips-IntelliVue MX40 | TRANSMITTERTELEMETRY | IntelliVue MX40 |  |  |  | Philips | Transmitter, Telemetry |  | TRANSMITTERTELEMETRY-Philips-IntelliVue MX40 |  |  |  |  | Covered PM Repair - Biomedical | MHHS-Southwest
NO | NO |  |  |  | 013-37278 |  | Philips Medical Systems Cardiac and Monitoring Syste | INTELLIVUE MX40 |  | US03571242 | SW - TELEMETRY | MHHS-Southwest |  | Transmitter, Telemetry |  | 013-37278 |  | Southwest |  | SW - TELEMETRY | [5 empty] | MONITORS, TELEMETRIC, TRANSMITTER |  | TRANSMITTERTELEMETRY-Philips-IntelliVue MX40 | TRANSMITTERTELEMETRY | IntelliVue MX40 |  |  |  | Philips | Transmitter, Telemetry |  | TRANSMITTERTELEMETRY-Philips-IntelliVue MX40 |  |  |  |  | Covered PM Repair - Biomedical | MHHS-Southwest
NO | NO |  |  |  | 013-37280 |  | Philips Medical Systems Cardiac and Monitoring Syste | INTELLIVUE MX40 |  | US03571224 | SW - TELEMETRY | MHHS-Southwest |  | Transmitter, Telemetry |  | 013-37280 |  | Southwest |  | SW - TELEMETRY | [5 empty] | MONITORS, TELEMETRIC, TRANSMITTER |  | TRANSMITTERTELEMETRY-Philips-IntelliVue MX40 | TRANSMITTERTELEMETRY | IntelliVue MX40 |  |  |  | Philips | Transmitter, Telemetry |  | TRANSMITTERTELEMETRY-Philips-IntelliVue MX40 |  |  |  |  | Covered PM Repair - Biomedical | MHHS-Southwest
NO | NO |  |  |  | 013-37283 |  | Philips Medical Systems Cardiac and Monitoring Syste | INTELLIVUE MX40 |  | US03571226 | SW - TELEMETRY | MHHS-Southwest |  | Transmitter, Telemetry |  | 013-37283 |  | Southwest |  | SW - TELEMETRY | [5 empty] | MONITORS, TELEMETRIC, TRANSMITTER |  | TRANSMITTERTELEMETRY-Philips-IntelliVue MX40 | TRANSMITTERTELEMETRY | IntelliVue MX40 |  |  |  | Philips | Transmitter, Telemetry |  | TRANSMITTERTELEMETRY-Philips-IntelliVue MX40 |  |  |  |  | Covered PM Repair - Biomedical | MHHS-Southwest
NO | NO |  |  |  | 013-37284 |  | Philips Medical Systems Cardiac and Monitoring Syste | INTELLIVUE MX40 |  | US03571225 | SW - TELEMETRY | MHHS-Southwest |  | Transmitter, Telemetry |  | 013-37284 |  | Southwest |  | SW - TELEMETRY | [5 empty] | MONITORS, TELEMETRIC, TRANSMITTER |  | TRANSMITTERTELEMETRY-Philips-IntelliVue MX40 | TRANSMITTERTELEMETRY | IntelliVue MX40 |  |  |  | Philips | Transmitter, Telemetry |  | TRANSMITTERTELEMETRY-Philips-IntelliVue MX40 |  |  |  |  | Covered PM Repair - Biomedical | MHHS-Southwest
NO | NO |  |  |  | 013-37285 |  | Philips Medical Systems Cardiac and Monitoring Syste | INTELLIVUE MX40 |  | US03571227 | SW - TELEMETRY | MHHS-Southwest |  | Transmitter, Telemetry |  | 013-37285 |  | Southwest |  | SW - TELEMETRY | [5 empty] | MONITORS, TELEMETRIC, TRANSMITTER |  | TRANSMITTERTELEMETRY-Philips-IntelliVue MX40 | TRANSMITTERTELEMETRY | IntelliVue MX40 |  |  |  | Philips | Transmitter, Telemetry |  | TRANSMITTERTELEMETRY-Philips-IntelliVue MX40 |  |  |  |  | Covered PM Repair - Biomedical | MHHS-Southwest
NO | NO |  |  |  | 013-37933 |  | Philips Medical Systems Cardiac and Monitoring Syste | INTELLIVUE MX40 |  | US01010297 | SW - TELEMETRY | MHHS-Southwest |  | Transmitter, Telemetry |  | 013-37933 |  | Southwest |  | SW - TELEMETRY | [5 empty] | MONITORS, TELEMETRIC, TRANSMITTER |  | TRANSMITTERTELEMETRY-Philips-IntelliVue MX40 | TRANSMITTERTELEMETRY | IntelliVue MX40 |  |  |  | Philips | Transmitter, Telemetry |  | TRANSMITTERTELEMETRY-Philips-IntelliVue MX40 |  |  |  |  | Covered PM Repair - Biomedical | MHHS-Southwest
NO | NO |  |  |  | 013-37936 |  | Philips Medical Systems Cardiac and Monitoring Syste | INTELLIVUE MX40 |  | US01012586 | SW - TELEMETRY | MHHS-Southwest |  | Transmitter, Telemetry |  | 013-37936 |  | Southwest |  | SW - TELEMETRY | [5 empty] | MONITORS, TELEMETRIC, TRANSMITTER |  | TRANSMITTERTELEMETRY-Philips-IntelliVue MX40 | TRANSMITTERTELEMETRY | IntelliVue MX40 |  |  |  | Philips | Transmitter, Telemetry |  | TRANSMITTERTELEMETRY-Philips-IntelliVue MX40 |  |  |  |  | Not Covered Vendor Only - Biomedical | MHHS-Southwest
NO | NO |  |  |  | 013-37992 |  | Philips Medical Systems Cardiac and Monitoring Syste | INTELLIVUE MX40 |  | US01447905 | SW - TELEMETRY | MHHS-Southwest |  | Transmitter, Telemetry |  | 013-37992 |  | Southwest |  | SW - TELEMETRY | [5 empty] | MONITORS, TELEMETRIC, TRANSMITTER |  | TRANSMITTERTELEMETRY-Philips-IntelliVue MX40 | TRANSMITTERTELEMETRY | IntelliVue MX40 |  |  |  | Philips | Transmitter, Telemetry |  | TRANSMITTERTELEMETRY-Philips-IntelliVue MX40 |  |  |  |  | Covered PM Repair - Biomedical | MHHS-Southwest
NO | NO |  |  |  | 013-38142 |  | Philips Medical Systems Cardiac and Monitoring Syste | INTELLIVUE MX40 |  | US03566401 | SW - TELEMETRY | MHHS-Southwest |  | Transmitter, Telemetry |  | 013-38142 |  | Southwest |  | SW - TELEMETRY | [5 empty] | MONITORS, TELEMETRIC, TRANSMITTER |  | TRANSMITTERTELEMETRY-Philips-IntelliVue MX40 | TRANSMITTERTELEMETRY | IntelliVue MX40 |  |  |  | Philips | Transmitter, Telemetry |  | TRANSMITTERTELEMETRY-Philips-IntelliVue MX40 |  |  |  |  | Covered PM Repair - Biomedical | MHHS-Southwest
NO | NO |  |  |  | 129-07890 |  | Philips Medical Systems Cardiac and Monitoring Syste | INTELLIVUE MX40 |  | US099F4105 | SUGAR LAND - OBSERVATION UNIT | MHHS-Sugarland |  | Transmitter, Telemetry |  | 129-07890 |  | Sugar Land |  | SUGAR LAND - OBSERVATION UNIT | [5 empty] | MONITORS, TELEMETRIC, TRANSMITTER |  | TRANSMITTERTELEMETRY-Philips-IntelliVue MX40 | TRANSMITTERTELEMETRY | IntelliVue MX40 |  |  |  | Philips | Transmitter, Telemetry |  | TRANSMITTERTELEMETRY-Philips-IntelliVue MX40 |  |  |  |  | Not Covered Vendor Only - Biomedical | MHHS-Sugarland
NO | NO |  |  |  | 129-07899 |  | Philips Medical Systems Cardiac and Monitoring Syste | INTELLIVUE MX40 |  | US099F4090 | SUGAR LAND - OBSERVATION UNIT | MHHS-Sugarland |  | Transmitter, Telemetry |  | 129-07899 |  | Sugar Land |  | SUGAR LAND - OBSERVATION UNIT | [5 empty] | MONITORS, TELEMETRIC, TRANSMITTER |  | TRANSMITTERTELEMETRY-Philips-IntelliVue MX40 | TRANSMITTERTELEMETRY | IntelliVue MX40 |  |  |  | Philips | Transmitter, Telemetry |  | TRANSMITTERTELEMETRY-Philips-IntelliVue MX40 |  |  |  |  | Not Covered Vendor Only - Biomedical | MHHS-Sugarland
NO | NO |  |  |  | 129-05600 |  | Philips Medical Systems Cardiac and Monitoring Syste | INTELLIVUE MX40 |  | US01442736 | SUGAR LAND - TELEMETRY | MHHS-Sugarland |  | Transmitter, Telemetry |  | 129-05600 |  | Sugar Land |  | SUGAR LAND - TELEMETRY | [5 empty] | MONITORS, TELEMETRIC, TRANSMITTER |  | TRANSMITTERTELEMETRY-Philips-IntelliVue MX40 | TRANSMITTERTELEMETRY | IntelliVue MX40 |  |  |  | Philips | Transmitter, Telemetry |  | TRANSMITTERTELEMETRY-Philips-IntelliVue MX40 |  |  |  |  | Covered PM Repair - Biomedical | MHHS-Sugarland
NO | NO |  |  |  | 129-05603 |  | Philips Medical Systems Cardiac and Monitoring Syste | INTELLIVUE MX40 |  | US01442745 | SUGAR LAND - TELEMETRY | MHHS-Sugarland |  | Transmitter, Telemetry |  | 129-05603 |  | Sugar Land |  | SUGAR LAND - TELEMETRY | [5 empty] | MONITORS, TELEMETRIC, TRANSMITTER |  | TRANSMITTERTELEMETRY-Philips-IntelliVue MX40 | TRANSMITTERTELEMETRY | IntelliVue MX40 |  |  |  | Philips | Transmitter, Telemetry |  | TRANSMITTERTELEMETRY-Philips-IntelliVue MX40 |  |  |  |  | Not Covered Vendor Only - Biomedical | MHHS-Sugarland
NO | NO |  |  |  | 129-05604 |  | Philips Medical Systems Cardiac and Monitoring Syste | INTELLIVUE MX40 |  | US01442743 | SUGAR LAND - TELEMETRY | MHHS-Sugarland |  | Transmitter, Telemetry |  | 129-05604 |  | Sugar Land |  | SUGAR LAND - TELEMETRY | [5 empty] | MONITORS, TELEMETRIC, TRANSMITTER |  | TRANSMITTERTELEMETRY-Philips-IntelliVue MX40 | TRANSMITTERTELEMETRY | IntelliVue MX40 |  |  |  | Philips | Transmitter, Telemetry |  | TRANSMITTERTELEMETRY-Philips-IntelliVue MX40 |  |  |  |  | Not Covered Vendor Only - Biomedical | MHHS-Sugarland
NO | NO |  |  |  | 129-05605 |  | Philips Medical Systems Cardiac and Monitoring Syste | INTELLIVUE MX40 |  | US01442737 | SUGAR LAND - TELEMETRY | MHHS-Sugarland |  | Transmitter, Telemetry |  | 129-05605 |  | Sugar Land |  | SUGAR LAND - TELEMETRY | [5 empty] | MONITORS, TELEMETRIC, TRANSMITTER |  | TRANSMITTERTELEMETRY-Philips-IntelliVue MX40 | TRANSMITTERTELEMETRY | IntelliVue MX40 |  |  |  | Philips | Transmitter, Telemetry |  | TRANSMITTERTELEMETRY-Philips-IntelliVue MX40 |  |  |  |  | Not Covered Vendor Only - Biomedical | MHHS-Sugarland
NO | NO |  |  |  | 129-05606 |  | Philips Medical Systems Cardiac and Monitoring Syste | INTELLIVUE MX40 |  | US01442738 | SUGAR LAND - TELEMETRY | MHHS-Sugarland |  | Transmitter, Telemetry |  | 129-05606 |  | Sugar Land |  | SUGAR LAND - TELEMETRY | [5 empty] | MONITORS, TELEMETRIC, TRANSMITTER |  | TRANSMITTERTELEMETRY-Philips-IntelliVue MX40 | TRANSMITTERTELEMETRY | IntelliVue MX40 |  |  |  | Philips | Transmitter, Telemetry |  | TRANSMITTERTELEMETRY-Philips-IntelliVue MX40 |  |  |  |  | Not Covered Vendor Only - Biomedical | MHHS-Sugarland
NO | NO |  |  |  | 129-05607 |  | Philips Medical Systems Cardiac and Monitoring Syste | INTELLIVUE MX40 |  | US01442748 | SUGAR LAND - TELEMETRY | MHHS-Sugarland |  | Transmitter, Telemetry |  | 129-05607 |  | Sugar Land |  | SUGAR LAND - TELEMETRY | [5 empty] | MONITORS, TELEMETRIC, TRANSMITTER |  | TRANSMITTERTELEMETRY-Philips-IntelliVue MX40 | TRANSMITTERTELEMETRY | IntelliVue MX40 |  |  |  | Philips | Transmitter, Telemetry |  | TRANSMITTERTELEMETRY-Philips-IntelliVue MX40 |  |  |  |  | Not Covered Vendor Only - Biomedical | MHHS-Sugarland
NO | NO |  |  |  | 129-05611 |  | Philips Medical Systems Cardiac and Monitoring Syste | INTELLIVUE MX40 |  | US01442741 | SUGAR LAND - TELEMETRY | MHHS-Sugarland |  | Transmitter, Telemetry |  | 129-05611 |  | Sugar Land |  | SUGAR LAND - TELEMETRY | [5 empty] | MONITORS, TELEMETRIC, TRANSMITTER |  | TRANSMITTERTELEMETRY-Philips-IntelliVue MX40 | TRANSMITTERTELEMETRY | IntelliVue MX40 |  |  |  | Philips | Transmitter, Telemetry |  | TRANSMITTERTELEMETRY-Philips-IntelliVue MX40 |  |  |  |  | Not Covered Vendor Only - Biomedical | MHHS-Sugarland
NO | NO |  |  |  | 129-06319 |  | Philips Medical Systems Cardiac and Monitoring Syste | INTELLIVUE MX40 |  | US03559978 | SUGAR LAND - TELEMETRY | MHHS-Sugarland |  | Transmitter, Telemetry |  | 129-06319 |  | Sugar Land |  | SUGAR LAND - TELEMETRY | [5 empty] | MONITORS, TELEMETRIC, TRANSMITTER |  | TRANSMITTERTELEMETRY-Philips-IntelliVue MX40 | TRANSMITTERTELEMETRY | IntelliVue MX40 |  |  |  | Philips | Transmitter, Telemetry |  | TRANSMITTERTELEMETRY-Philips-IntelliVue MX40 |  |  |  |  | Not Covered Vendor Only - Lab Ana/Anes | MHHS-Sugarland
NO | NO |  |  |  | 129-06323 |  | Philips Medical Systems Cardiac and Monitoring Syste | INTELLIVUE MX40 |  | US03559953 | SUGAR LAND - TELEMETRY | MHHS-Sugarland |  | Transmitter, Telemetry |  | 129-06323 |  | Sugar Land |  | SUGAR LAND - TELEMETRY | [5 empty] | MONITORS, TELEMETRIC, TRANSMITTER |  | TRANSMITTERTELEMETRY-Philips-IntelliVue MX40 | TRANSMITTERTELEMETRY | IntelliVue MX40 |  |  |  | Philips | Transmitter, Telemetry |  | TRANSMITTERTELEMETRY-Philips-IntelliVue MX40 |  |  |  |  | Not Covered Vendor Only - Lab Ana/Anes | MHHS-Sugarland
NO | NO |  |  |  | 129-06327 |  | Philips Medical Systems Cardiac and Monitoring Syste | INTELLIVUE MX40 |  | US03559962 | SUGAR LAND - TELEMETRY | MHHS-Sugarland |  | Transmitter, Telemetry |  | 129-06327 |  | Sugar Land |  | SUGAR LAND - TELEMETRY | [5 empty] | MONITORS, TELEMETRIC, TRANSMITTER |  | TRANSMITTERTELEMETRY-Philips-IntelliVue MX40 | TRANSMITTERTELEMETRY | IntelliVue MX40 |  |  |  | Philips | Transmitter, Telemetry |  | TRANSMITTERTELEMETRY-Philips-IntelliVue MX40 |  |  |  |  | Not Covered Vendor Only - Biomedical | MHHS-Sugarland
NO | NO |  |  |  | 129-06330 |  | Philips Medical Systems Cardiac and Monitoring Syste | INTELLIVUE MX40 |  | US03559982 | SUGAR LAND - TELEMETRY | MHHS-Sugarland |  | Transmitter, Telemetry |  | 129-06330 |  | Sugar Land |  | SUGAR LAND - TELEMETRY | [5 empty] | MONITORS, TELEMETRIC, TRANSMITTER |  | TRANSMITTERTELEMETRY-Philips-IntelliVue MX40 | TRANSMITTERTELEMETRY | IntelliVue MX40 |  |  |  | Philips | Transmitter, Telemetry |  | TRANSMITTERTELEMETRY-Philips-IntelliVue MX40 |  |  |  |  | Not Covered Vendor Only - Lab Ana/Anes | MHHS-Sugarland
NO | NO |  |  |  | 129-06332 |  | Philips Medical Systems Cardiac and Monitoring Syste | INTELLIVUE MX40 |  | US03559973 | SUGAR LAND - TELEMETRY | MHHS-Sugarland |  | Transmitter, Telemetry |  | 129-06332 |  | Sugar Land |  | SUGAR LAND - TELEMETRY | [5 empty] | MONITORS, TELEMETRIC, TRANSMITTER |  | TRANSMITTERTELEMETRY-Philips-IntelliVue MX40 | TRANSMITTERTELEMETRY | IntelliVue MX40 |  |  |  | Philips | Transmitter, Telemetry |  | TRANSMITTERTELEMETRY-Philips-IntelliVue MX40 |  |  |  |  | Not Covered Vendor Only - Lab Ana/Anes | MHHS-Sugarland
NO | NO |  |  |  | 129-06341 |  | Philips Medical Systems Cardiac and Monitoring Syste | INTELLIVUE MX40 |  | US03559983 | SUGAR LAND - TELEMETRY | MHHS-Sugarland |  | Transmitter, Telemetry |  | 129-06341 |  | Sugar Land |  | SUGAR LAND - TELEMETRY | [5 empty] | MONITORS, TELEMETRIC, TRANSMITTER |  | TRANSMITTERTELEMETRY-Philips-IntelliVue MX40 | TRANSMITTERTELEMETRY | IntelliVue MX40 |  |  |  | Philips | Transmitter, Telemetry |  | TRANSMITTERTELEMETRY-Philips-IntelliVue MX40 |  |  |  |  | Not Covered Vendor Only - Biomedical | MHHS-Sugarland
NO | NO |  |  |  | 129-06342 |  | Philips Medical Systems Cardiac and Monitoring Syste | INTELLIVUE MX40 |  | US03559950 | SUGAR LAND - TELEMETRY | MHHS-Sugarland |  | Transmitter, Telemetry |  | 129-06342 |  | Sugar Land |  | SUGAR LAND - TELEMETRY | [5 empty] | MONITORS, TELEMETRIC, TRANSMITTER |  | TRANSMITTERTELEMETRY-Philips-IntelliVue MX40 | TRANSMITTERTELEMETRY | IntelliVue MX40 |  |  |  | Philips | Transmitter, Telemetry |  | TRANSMITTERTELEMETRY-Philips-IntelliVue MX40 |  |  |  |  | Not Covered Vendor Only - Lab Ana/Anes | MHHS-Sugarland
NO | NO |  |  |  | 129-06343 |  | Philips Medical Systems Cardiac and Monitoring Syste | INTELLIVUE MX40 |  | US03559969 | SUGAR LAND - TELEMETRY | MHHS-Sugarland |  | Transmitter, Telemetry |  | 129-06343 |  | Sugar Land |  | SUGAR LAND - TELEMETRY | [5 empty] | MONITORS, TELEMETRIC, TRANSMITTER |  | TRANSMITTERTELEMETRY-Philips-IntelliVue MX40 | TRANSMITTERTELEMETRY | IntelliVue MX40 |  |  |  | Philips | Transmitter, Telemetry |  | TRANSMITTERTELEMETRY-Philips-IntelliVue MX40 |  |  |  |  | Not Covered Vendor Only - Biomedical | MHHS-Sugarland
NO | NO |  |  |  | 129-06344 |  | Philips Medical Systems Cardiac and Monitoring Syste | INTELLIVUE MX40 |  | US03559951 | SUGAR LAND - TELEMETRY | MHHS-Sugarland |  | Transmitter, Telemetry |  | 129-06344 |  | Sugar Land |  | SUGAR LAND - TELEMETRY | [5 empty] | MONITORS, TELEMETRIC, TRANSMITTER |  | TRANSMITTERTELEMETRY-Philips-IntelliVue MX40 | TRANSMITTERTELEMETRY | IntelliVue MX40 |  |  |  | Philips | Transmitter, Telemetry |  | TRANSMITTERTELEMETRY-Philips-IntelliVue MX40 |  |  |  |  | Not Covered Vendor Only - Biomedical | MHHS-Sugarland
NO | NO |  |  |  | 129-06345 |  | Philips Medical Systems Cardiac and Monitoring Syste | INTELLIVUE MX40 |  | US03559955 | SUGAR LAND - TELEMETRY | MHHS-Sugarland |  | Transmitter, Telemetry |  | 129-06345 |  | Sugar Land |  | SUGAR LAND - TELEMETRY | [5 empty] | MONITORS, TELEMETRIC, TRANSMITTER |  | TRANSMITTERTELEMETRY-Philips-IntelliVue MX40 | TRANSMITTERTELEMETRY | IntelliVue MX40 |  |  |  | Philips | Transmitter, Telemetry |  | TRANSMITTERTELEMETRY-Philips-IntelliVue MX40 |  |  |  |  | Not Covered Vendor Only - Biomedical | MHHS-Sugarland
NO | NO |  |  |  | 129-06348 |  | Philips Medical Systems Cardiac and Monitoring Syste | INTELLIVUE MX40 |  | US03559947 | SUGAR LAND - TELEMETRY | MHHS-Sugarland |  | Transmitter, Telemetry |  | 129-06348 |  | Sugar Land |  | SUGAR LAND - TELEMETRY | [5 empty] | MONITORS, TELEMETRIC, TRANSMITTER |  | TRANSMITTERTELEMETRY-Philips-IntelliVue MX40 | TRANSMITTERTELEMETRY | IntelliVue MX40 |  |  |  | Philips | Transmitter, Telemetry |  | TRANSMITTERTELEMETRY-Philips-IntelliVue MX40 |  |  |  |  | Not Covered Vendor Only - Biomedical | MHHS-Sugarland
NO | NO |  |  |  | 129-06349 |  | Philips Medical Systems Cardiac and Monitoring Syste | INTELLIVUE MX40 |  | US03559958 | SUGAR LAND - TELEMETRY | MHHS-Sugarland |  | Transmitter, Telemetry |  | 129-06349 |  | Sugar Land |  | SUGAR LAND - TELEMETRY | [5 empty] | MONITORS, TELEMETRIC, TRANSMITTER |  | TRANSMITTERTELEMETRY-Philips-IntelliVue MX40 | TRANSMITTERTELEMETRY | IntelliVue MX40 |  |  |  | Philips | Transmitter, Telemetry |  | TRANSMITTERTELEMETRY-Philips-IntelliVue MX40 |  |  |  |  | Not Covered Vendor Only - Biomedical | MHHS-Sugarland
NO | NO |  |  |  | 129-06788 |  | Philips Medical Systems Cardiac and Monitoring Syste | INTELLIVUE MX40 |  | US09681131 | SUGAR LAND - TELEMETRY | MHHS-Sugarland |  | Transmitter, Telemetry |  | 129-06788 |  | Sugar Land |  | SUGAR LAND - TELEMETRY | [5 empty] | MONITORS, TELEMETRIC, TRANSMITTER |  | TRANSMITTERTELEMETRY-Philips-IntelliVue MX40 | TRANSMITTERTELEMETRY | IntelliVue MX40 |  |  |  | Philips | Transmitter, Telemetry |  | TRANSMITTERTELEMETRY-Philips-IntelliVue MX40 |  |  |  |  | Not Covered Vendor Only - Biomedical | MHHS-Sugarland
NO | NO |  |  |  | 129-06856 |  | Philips Medical Systems Cardiac and Monitoring Syste | INTELLIVUE MX40 |  | US01442744 | SUGAR LAND - TELEMETRY | MHHS-Sugarland |  | Transmitter, Telemetry |  | 129-06856 |  | Sugar Land |  | SUGAR LAND - TELEMETRY | [5 empty] | MONITORS, TELEMETRIC, TRANSMITTER |  | TRANSMITTERTELEMETRY-Philips-IntelliVue MX40 | TRANSMITTERTELEMETRY | IntelliVue MX40 |  |  |  | Philips | Transmitter, Telemetry |  | TRANSMITTERTELEMETRY-Philips-IntelliVue MX40 |  |  |  |  | Covered PM Repair - Biomedical | MHHS-Sugarland
NO | NO |  |  |  | 129-07092 |  | Philips Medical Systems Cardiac and Monitoring Syste | INTELLIVUE MX40 |  | US09683762 | SUGAR LAND - TELEMETRY | MHHS-Sugarland |  | Transmitter, Telemetry |  | 129-07092 |  | Sugar Land |  | SUGAR LAND - TELEMETRY | [5 empty] | MONITORS, TELEMETRIC, TRANSMITTER |  | TRANSMITTERTELEMETRY-Philips-IntelliVue MX40 | TRANSMITTERTELEMETRY | IntelliVue MX40 |  |  |  | Philips | Transmitter, Telemetry |  | TRANSMITTERTELEMETRY-Philips-IntelliVue MX40 |  |  |  |  | Covered PM Repair - Biomedical | MHHS-Sugarland
NO | NO |  |  |  | 129-07095 |  | Philips Medical Systems Cardiac and Monitoring Syste | INTELLIVUE MX40 |  | US09683758 | SUGAR LAND - TELEMETRY | MHHS-Sugarland |  | Transmitter, Telemetry |  | 129-07095 |  | Sugar Land |  | SUGAR LAND - TELEMETRY | [5 empty] | MONITORS, TELEMETRIC, TRANSMITTER |  | TRANSMITTERTELEMETRY-Philips-IntelliVue MX40 | TRANSMITTERTELEMETRY | IntelliVue MX40 |  |  |  | Philips | Transmitter, Telemetry |  | TRANSMITTERTELEMETRY-Philips-IntelliVue MX40 |  |  |  |  | Covered PM Repair - Biomedical | MHHS-Sugarland
NO | NO |  |  |  | 129-07097 |  | Philips Medical Systems Cardiac and Monitoring Syste | INTELLIVUE MX40 |  | US09683759 | SUGAR LAND - TELEMETRY | MHHS-Sugarland |  | Transmitter, Telemetry |  | 129-07097 |  | Sugar Land |  | SUGAR LAND - TELEMETRY | [5 empty] | MONITORS, TELEMETRIC, TRANSMITTER |  | TRANSMITTERTELEMETRY-Philips-IntelliVue MX40 | TRANSMITTERTELEMETRY | IntelliVue MX40 |  |  |  | Philips | Transmitter, Telemetry |  | TRANSMITTERTELEMETRY-Philips-IntelliVue MX40 |  |  |  |  | Not Covered Vendor Only - Lab Ana/Anes | MHHS-Sugarland
NO | NO |  |  |  | 129-07119 |  | Philips Medical Systems Cardiac and Monitoring Syste | INTELLIVUE MX40 |  | US09683740 | SUGAR LAND - TELEMETRY | MHHS-Sugarland |  | Transmitter, Telemetry |  | 129-07119 |  | Sugar Land |  | SUGAR LAND - TELEMETRY | [5 empty] | MONITORS, TELEMETRIC, TRANSMITTER |  | TRANSMITTERTELEMETRY-Philips-IntelliVue MX40 | TRANSMITTERTELEMETRY | IntelliVue MX40 |  |  |  | Philips | Transmitter, Telemetry |  | TRANSMITTERTELEMETRY-Philips-IntelliVue MX40 |  |  |  |  | Not Covered Vendor Only - Lab Ana/Anes | MHHS-Sugarland
NO | NO |  |  |  | 129-07122 |  | Philips Medical Systems Cardiac and Monitoring Syste | INTELLIVUE MX40 |  | US09683761 | SUGAR LAND - TELEMETRY | MHHS-Sugarland |  | Transmitter, Telemetry |  | 129-07122 |  | Sugar Land |  | SUGAR LAND - TELEMETRY | [5 empty] | MONITORS, TELEMETRIC, TRANSMITTER |  | TRANSMITTERTELEMETRY-Philips-IntelliVue MX40 | TRANSMITTERTELEMETRY | IntelliVue MX40 |  |  |  | Philips | Transmitter, Telemetry |  | TRANSMITTERTELEMETRY-Philips-IntelliVue MX40 |  |  |  |  | Covered PM Repair - Biomedical | MHHS-Sugarland
NO | NO |  |  |  | 129-07123 |  | Philips Medical Systems Cardiac and Monitoring Syste | INTELLIVUE MX40 |  | US09683774 | SUGAR LAND - TELEMETRY | MHHS-Sugarland |  | Transmitter, Telemetry |  | 129-07123 |  | Sugar Land |  | SUGAR LAND - TELEMETRY | [5 empty] | MONITORS, TELEMETRIC, TRANSMITTER |  | TRANSMITTERTELEMETRY-Philips-IntelliVue MX40 | TRANSMITTERTELEMETRY | IntelliVue MX40 |  |  |  | Philips | Transmitter, Telemetry |  | TRANSMITTERTELEMETRY-Philips-IntelliVue MX40 |  |  |  |  | Covered PM Repair - Biomedical | MHHS-Sugarland
NO | NO |  |  |  | 129-07125 |  | Philips Medical Systems Cardiac and Monitoring Syste | INTELLIVUE MX40 |  | US09683754 | SUGAR LAND - TELEMETRY | MHHS-Sugarland |  | Transmitter, Telemetry |  | 129-07125 |  | Sugar Land |  | SUGAR LAND - TELEMETRY | [5 empty] | MONITORS, TELEMETRIC, TRANSMITTER |  | TRANSMITTERTELEMETRY-Philips-IntelliVue MX40 | TRANSMITTERTELEMETRY | IntelliVue MX40 |  |  |  | Philips | Transmitter, Telemetry |  | TRANSMITTERTELEMETRY-Philips-IntelliVue MX40 |  |  |  |  | Not Covered Vendor Only - Biomedical | MHHS-Sugarland
NO | NO |  |  |  | 129-07127 |  | Philips Medical Systems Cardiac and Monitoring Syste | INTELLIVUE MX40 |  | US09683749 | SUGAR LAND - TELEMETRY | MHHS-Sugarland |  | Transmitter, Telemetry |  | 129-07127 |  | Sugar Land |  | SUGAR LAND - TELEMETRY | [5 empty] | MONITORS, TELEMETRIC, TRANSMITTER |  | TRANSMITTERTELEMETRY-Philips-IntelliVue MX40 | TRANSMITTERTELEMETRY | IntelliVue MX40 |  |  |  | Philips | Transmitter, Telemetry |  | TRANSMITTERTELEMETRY-Philips-IntelliVue MX40 |  |  |  |  | Covered PM Repair - Biomedical | MHHS-Sugarland
NO | NO |  |  |  | 129-07128 |  | Philips Medical Systems Cardiac and Monitoring Syste | INTELLIVUE MX40 |  | US09683751 | SUGAR LAND - TELEMETRY | MHHS-Sugarland |  | Transmitter, Telemetry |  | 129-07128 |  | Sugar Land |  | SUGAR LAND - TELEMETRY | [5 empty] | MONITORS, TELEMETRIC, TRANSMITTER |  | TRANSMITTERTELEMETRY-Philips-IntelliVue MX40 | TRANSMITTERTELEMETRY | IntelliVue MX40 |  |  |  | Philips | Transmitter, Telemetry |  | TRANSMITTERTELEMETRY-Philips-IntelliVue MX40 |  |  |  |  | Covered PM Repair - Biomedical | MHHS-Sugarland
NO | NO |  |  |  | 129-07792 |  | Philips Medical Systems Cardiac and Monitoring Syste | INTELLIVUE MX40 |  | US01442742 | SUGAR LAND - TELEMETRY | MHHS-Sugarland |  | Transmitter, Telemetry |  | 129-07792 |  | Sugar Land |  | SUGAR LAND - TELEMETRY | [5 empty] | MONITORS, TELEMETRIC, TRANSMITTER |  | TRANSMITTERTELEMETRY-Philips-IntelliVue MX40 | TRANSMITTERTELEMETRY | IntelliVue MX40 |  |  |  | Philips | Transmitter, Telemetry |  | TRANSMITTERTELEMETRY-Philips-IntelliVue MX40 |  |  |  |  | Covered PM Repair - Biomedical | MHHS-Sugarland
NO | NO |  |  |  | 129-07825 |  | Philips Medical Systems Cardiac and Monitoring Syste | INTELLIVUE MX40 |  | US03559946 | SUGAR LAND - TELEMETRY | MHHS-Sugarland |  | Transmitter, Telemetry |  | 129-07825 |  | Sugar Land |  | SUGAR LAND - TELEMETRY | [5 empty] | MONITORS, TELEMETRIC, TRANSMITTER |  | TRANSMITTERTELEMETRY-Philips-IntelliVue MX40 | TRANSMITTERTELEMETRY | IntelliVue MX40 |  |  |  | Philips | Transmitter, Telemetry |  | TRANSMITTERTELEMETRY-Philips-IntelliVue MX40 |  |  |  |  | Covered PM Repair - Biomedical | MHHS-Sugarland
NO | NO |  |  |  | 129-31089 |  | Philips Medical Systems Cardiac and Monitoring Syste | INTELLIVUE MX40 |  | US03559966 | SUGAR LAND - TELEMETRY | MHHS-Sugarland |  | Transmitter, Telemetry |  | 129-31089 |  | Sugar Land |  | SUGAR LAND - TELEMETRY | [5 empty] | MONITORS, TELEMETRIC, TRANSMITTER |  | TRANSMITTERTELEMETRY-Philips-IntelliVue MX40 | TRANSMITTERTELEMETRY | IntelliVue MX40 |  |  |  | Philips | Transmitter, Telemetry |  | TRANSMITTERTELEMETRY-Philips-IntelliVue MX40 |  |  |  |  | Covered PM Repair - Biomedical | MHHS-Sugarland
NO | NO |  |  |  | 129-31266 |  | Philips Medical Systems Cardiac and Monitoring Syste | INTELLIVUE MX40 |  | US099F8688 | SUGAR LAND - TELEMETRY | MHHS-Sugarland |  | Transmitter, Telemetry |  | 129-31266 |  | Sugar Land |  | SUGAR LAND - TELEMETRY | [5 empty] | MONITORS, TELEMETRIC, TRANSMITTER |  | TRANSMITTERTELEMETRY-Philips-IntelliVue MX40 | TRANSMITTERTELEMETRY | IntelliVue MX40 |  |  |  | Philips | Transmitter, Telemetry |  | TRANSMITTERTELEMETRY-Philips-IntelliVue MX40 |  |  |  |  | Covered PM Repair - Biomedical | MHHS-Sugarland
NO | NO |  |  |  | 129-31269 |  | Philips Medical Systems Cardiac and Monitoring Syste | INTELLIVUE MX40 |  | US099F8701 | SUGAR LAND - TELEMETRY | MHHS-Sugarland |  | Transmitter, Telemetry |  | 129-31269 |  | Sugar Land |  | SUGAR LAND - TELEMETRY | [5 empty] | MONITORS, TELEMETRIC, TRANSMITTER |  | TRANSMITTERTELEMETRY-Philips-IntelliVue MX40 | TRANSMITTERTELEMETRY | IntelliVue MX40 |  |  |  | Philips | Transmitter, Telemetry |  | TRANSMITTERTELEMETRY-Philips-IntelliVue MX40 |  |  |  |  | Covered PM Repair - Biomedical | MHHS-Sugarland
NO | NO |  |  |  | 129-31278 |  | Philips Medical Systems Cardiac and Monitoring Syste | INTELLIVUE MX40 |  | US099F8687 | SUGAR LAND - TELEMETRY | MHHS-Sugarland |  | Transmitter, Telemetry |  | 129-31278 |  | Sugar Land |  | SUGAR LAND - TELEMETRY | [5 empty] | MONITORS, TELEMETRIC, TRANSMITTER |  | TRANSMITTERTELEMETRY-Philips-IntelliVue MX40 | TRANSMITTERTELEMETRY | IntelliVue MX40 |  |  |  | Philips | Transmitter, Telemetry |  | TRANSMITTERTELEMETRY-Philips-IntelliVue MX40 |  |  |  |  | Covered PM Repair - Biomedical | MHHS-Sugarland
NO | NO |  |  |  | 129-31283 |  | Philips Medical Systems Cardiac and Monitoring Syste | INTELLIVUE MX40 |  | US099F8709 | SUGAR LAND - TELEMETRY | MHHS-Sugarland |  | Transmitter, Telemetry |  | 129-31283 |  | Sugar Land |  | SUGAR LAND - TELEMETRY | [5 empty] | MONITORS, TELEMETRIC, TRANSMITTER |  | TRANSMITTERTELEMETRY-Philips-IntelliVue MX40 | TRANSMITTERTELEMETRY | IntelliVue MX40 |  |  |  | Philips | Transmitter, Telemetry |  | TRANSMITTERTELEMETRY-Philips-IntelliVue MX40 |  |  |  |  | Covered PM Repair - Biomedical | MHHS-Sugarland
NO | NO |  |  |  | 129-31284 |  | Philips Medical Systems Cardiac and Monitoring Syste | INTELLIVUE MX40 |  | US099F8703 | SUGAR LAND - TELEMETRY | MHHS-Sugarland |  | Transmitter, Telemetry |  | 129-31284 |  | Sugar Land |  | SUGAR LAND - TELEMETRY | [5 empty] | MONITORS, TELEMETRIC, TRANSMITTER |  | TRANSMITTERTELEMETRY-Philips-IntelliVue MX40 | TRANSMITTERTELEMETRY | IntelliVue MX40 |  |  |  | Philips | Transmitter, Telemetry |  | TRANSMITTERTELEMETRY-Philips-IntelliVue MX40 |  |  |  |  | Covered PM Repair - Biomedical | MHHS-Sugarland
NO | NO |  |  |  | 129-31285 |  | Philips Medical Systems Cardiac and Monitoring Syste | INTELLIVUE MX40 |  | US099F8697 | SUGAR LAND - TELEMETRY | MHHS-Sugarland |  | Transmitter, Telemetry |  | 129-31285 |  | Sugar Land |  | SUGAR LAND - TELEMETRY | [5 empty] | MONITORS, TELEMETRIC, TRANSMITTER |  | TRANSMITTERTELEMETRY-Philips-IntelliVue MX40 | TRANSMITTERTELEMETRY | IntelliVue MX40 |  |  |  | Philips | Transmitter, Telemetry |  | TRANSMITTERTELEMETRY-Philips-IntelliVue MX40 |  |  |  |  | Covered PM Repair - Biomedical | MHHS-Sugarland
NO | NO |  |  |  | 129-31286 |  | Philips Medical Systems Cardiac and Monitoring Syste | INTELLIVUE MX40 |  | US099F8698 | SUGAR LAND - TELEMETRY | MHHS-Sugarland |  | Transmitter, Telemetry |  | 129-31286 |  | Sugar Land |  | SUGAR LAND - TELEMETRY | [5 empty] | MONITORS, TELEMETRIC, TRANSMITTER |  | TRANSMITTERTELEMETRY-Philips-IntelliVue MX40 | TRANSMITTERTELEMETRY | IntelliVue MX40 |  |  |  | Philips | Transmitter, Telemetry |  | TRANSMITTERTELEMETRY-Philips-IntelliVue MX40 |  |  |  |  | Covered PM Repair - Biomedical | MHHS-Sugarland
NO | NO |  |  |  | 129-31287 |  | Philips Medical Systems Cardiac and Monitoring Syste | INTELLIVUE MX40 |  | US099F8699 | SUGAR LAND - TELEMETRY | MHHS-Sugarland |  | Transmitter, Telemetry |  | 129-31287 |  | Sugar Land |  | SUGAR LAND - TELEMETRY | [5 empty] | MONITORS, TELEMETRIC, TRANSMITTER |  | TRANSMITTERTELEMETRY-Philips-IntelliVue MX40 | TRANSMITTERTELEMETRY | IntelliVue MX40 |  |  |  | Philips | Transmitter, Telemetry |  | TRANSMITTERTELEMETRY-Philips-IntelliVue MX40 |  |  |  |  | Covered PM Repair - Biomedical | MHHS-Sugarland
NO | NO |  |  |  | 129-31288 |  | Philips Medical Systems Cardiac and Monitoring Syste | INTELLIVUE MX40 |  | US099F8696 | SUGAR LAND - TELEMETRY | MHHS-Sugarland |  | Transmitter, Telemetry |  | 129-31288 |  | Sugar Land |  | SUGAR LAND - TELEMETRY | [5 empty] | MONITORS, TELEMETRIC, TRANSMITTER |  | TRANSMITTERTELEMETRY-Philips-IntelliVue MX40 | TRANSMITTERTELEMETRY | IntelliVue MX40 |  |  |  | Philips | Transmitter, Telemetry |  | TRANSMITTERTELEMETRY-Philips-IntelliVue MX40 |  |  |  |  | Covered PM Repair - Biomedical | MHHS-Sugarland
NO | NO |  |  |  | 129-31289 |  | Philips Medical Systems Cardiac and Monitoring Syste | INTELLIVUE MX40 |  | US099F8704 | SUGAR LAND - TELEMETRY | MHHS-Sugarland |  | Transmitter, Telemetry |  | 129-31289 |  | Sugar Land |  | SUGAR LAND - TELEMETRY | [5 empty] | MONITORS, TELEMETRIC, TRANSMITTER |  | TRANSMITTERTELEMETRY-Philips-IntelliVue MX40 | TRANSMITTERTELEMETRY | IntelliVue MX40 |  |  |  | Philips | Transmitter, Telemetry |  | TRANSMITTERTELEMETRY-Philips-IntelliVue MX40 |  |  |  |  | Covered PM Repair - Biomedical | MHHS-Sugarland
NO | NO |  |  |  | 129-31290 |  | Philips Medical Systems Cardiac and Monitoring Syste | INTELLIVUE MX40 |  | US099F8700 | SUGAR LAND - TELEMETRY | MHHS-Sugarland |  | Transmitter, Telemetry |  | 129-31290 |  | Sugar Land |  | SUGAR LAND - TELEMETRY | [5 empty] | MONITORS, TELEMETRIC, TRANSMITTER |  | TRANSMITTERTELEMETRY-Philips-IntelliVue MX40 | TRANSMITTERTELEMETRY | IntelliVue MX40 |  |  |  | Philips | Transmitter, Telemetry |  | TRANSMITTERTELEMETRY-Philips-IntelliVue MX40 |  |  |  |  | Covered PM Repair - Biomedical | MHHS-Sugarland
NO | NO |  |  |  | 129-31291 |  | Philips Medical Systems Cardiac and Monitoring Syste | INTELLIVUE MX40 |  | US099F8678 | SUGAR LAND - TELEMETRY | MHHS-Sugarland |  | Transmitter, Telemetry |  | 129-31291 |  | Sugar Land |  | SUGAR LAND - TELEMETRY | [5 empty] | MONITORS, TELEMETRIC, TRANSMITTER |  | TRANSMITTERTELEMETRY-Philips-IntelliVue MX40 | TRANSMITTERTELEMETRY | IntelliVue MX40 |  |  |  | Philips | Transmitter, Telemetry |  | TRANSMITTERTELEMETRY-Philips-IntelliVue MX40 |  |  |  |  | Not Covered Vendor Only - Biomedical | MHHS-Sugarland
NO | NO |  |  |  | 129-31292 |  | Philips Medical Systems Cardiac and Monitoring Syste | INTELLIVUE MX40 |  | US099F8684 | SUGAR LAND - TELEMETRY | MHHS-Sugarland |  | Transmitter, Telemetry |  | 129-31292 |  | Sugar Land |  | SUGAR LAND - TELEMETRY | [5 empty] | MONITORS, TELEMETRIC, TRANSMITTER |  | TRANSMITTERTELEMETRY-Philips-IntelliVue MX40 | TRANSMITTERTELEMETRY | IntelliVue MX40 |  |  |  | Philips | Transmitter, Telemetry |  | TRANSMITTERTELEMETRY-Philips-IntelliVue MX40 |  |  |  |  | Covered PM Repair - Biomedical | MHHS-Sugarland
NO | NO |  |  |  | 129-31293 |  | Philips Medical Systems Cardiac and Monitoring Syste | INTELLIVUE MX40 |  | US099F8692 | SUGAR LAND - TELEMETRY | MHHS-Sugarland |  | Transmitter, Telemetry |  | 129-31293 |  | Sugar Land |  | SUGAR LAND - TELEMETRY | [5 empty] | MONITORS, TELEMETRIC, TRANSMITTER |  | TRANSMITTERTELEMETRY-Philips-IntelliVue MX40 | TRANSMITTERTELEMETRY | IntelliVue MX40 |  |  |  | Philips | Transmitter, Telemetry |  | TRANSMITTERTELEMETRY-Philips-IntelliVue MX40 |  |  |  |  | Covered PM Repair - Biomedical | MHHS-Sugarland
NO | NO |  |  |  | 129-31294 |  | Philips Medical Systems Cardiac and Monitoring Syste | INTELLIVUE MX40 |  | US099F8694 | SUGAR LAND - TELEMETRY | MHHS-Sugarland |  | Transmitter, Telemetry |  | 129-31294 |  | Sugar Land |  | SUGAR LAND - TELEMETRY | [5 empty] | MONITORS, TELEMETRIC, TRANSMITTER |  | TRANSMITTERTELEMETRY-Philips-IntelliVue MX40 | TRANSMITTERTELEMETRY | IntelliVue MX40 |  |  |  | Philips | Transmitter, Telemetry |  | TRANSMITTERTELEMETRY-Philips-IntelliVue MX40 |  |  |  |  | Covered PM Repair - Biomedical | MHHS-Sugarland
NO | NO |  |  |  | 129-31295 |  | Philips Medical Systems Cardiac and Monitoring Syste | INTELLIVUE MX40 |  | US099F8695 | SUGAR LAND - TELEMETRY | MHHS-Sugarland |  | Transmitter, Telemetry |  | 129-31295 |  | Sugar Land |  | SUGAR LAND - TELEMETRY | [5 empty] | MONITORS, TELEMETRIC, TRANSMITTER |  | TRANSMITTERTELEMETRY-Philips-IntelliVue MX40 | TRANSMITTERTELEMETRY | IntelliVue MX40 |  |  |  | Philips | Transmitter, Telemetry |  | TRANSMITTERTELEMETRY-Philips-IntelliVue MX40 |  |  |  |  | Covered PM Repair - Biomedical | MHHS-Sugarland
NO | YES |  |  |  | 151-02720 | 151-02720 | Philips Medical Systems Cardiac and Monitoring Syste | INTELLIVUE MX450 |  | DE671E1144 | CY-Cardiac Cath Lab | MHHS-Cypress |  | Monitor, Cardiac, Fixed |  | 151-02720 | 151-02720 | Northwest | MHHS-Cypress | CY-Cardiac Cath Lab | Cardiac imaging | 12/4/19 |  |  |  | MONITORS, PHYSIOLOGIC, VITAL SIGNS | Monitor, Cardiac, Fixed | MONITORCARDIACFIXED-Philips-Intellivue MX450 | MONITORCARDIACFIXED | Intellivue MX450 |  |  |  | Philips | Monitor, Cardiac, Fixed |  | MONITORCARDIACFIXED-Philips-Intellivue MX450 |  |  |  | MCH-A | Covered PM Repair - Biomedical | MHHS-Cypress | [8 empty] | MONITORCARDIACFIXED | Monitor, Cardiac, Fixed | Philips
NO | YES |  |  |  | 151-02721 | 151-02721 | Philips Medical Systems Cardiac and Monitoring Syste | INTELLIVUE MX450 |  | DE671E1145 | CY-Cardiac Cath Lab | MHHS-Cypress |  | Monitor, Cardiac, Fixed |  | 151-02721 | 151-02721 | Northwest | MHHS-Cypress | CY-Cardiac Cath Lab | Rm 1 | 12/4/19 |  |  |  | MONITORS, PHYSIOLOGIC, VITAL SIGNS | Monitor, Cardiac, Fixed | MONITORCARDIACFIXED-Philips-Intellivue MX450 | MONITORCARDIACFIXED | Intellivue MX450 |  |  |  | Philips | Monitor, Cardiac, Fixed |  | MONITORCARDIACFIXED-Philips-Intellivue MX450 |  |  |  | MCH-A | Covered PM Repair - Biomedical | MHHS-Cypress | [8 empty] | MONITORCARDIACFIXED | Monitor, Cardiac, Fixed | Philips
NO | YES |  |  |  | 151-02722 | 151-02722 | Philips Medical Systems Cardiac and Monitoring Syste | INTELLIVUE MX450 |  | DE671E1146 | CY-Cardiac Cath Lab | MHHS-Cypress |  | Monitor, Cardiac, Fixed |  | 151-02722 | 151-02722 | Northwest | MHHS-Cypress | CY-Cardiac Cath Lab | Cardiac imaging | 12/4/19 |  |  |  | MONITORS, PHYSIOLOGIC, VITAL SIGNS | Monitor, Cardiac, Fixed | MONITORCARDIACFIXED-Philips-Intellivue MX450 | MONITORCARDIACFIXED | Intellivue MX450 |  |  |  | Philips | Monitor, Cardiac, Fixed |  | MONITORCARDIACFIXED-Philips-Intellivue MX450 |  |  |  | MCH-A | Covered PM Repair - Biomedical | MHHS-Cypress | [8 empty] | MONITORCARDIACFIXED | Monitor, Cardiac, Fixed | Philips
NO | YES |  |  |  | 151-02724 | 151-02724 | Philips Medical Systems Cardiac and Monitoring Syste | INTELLIVUE MX450 |  | DE671E1148 | CY-Cardiac Cath Lab | MHHS-Cypress |  | Monitor, Cardiac, Fixed |  | 151-02724 | 151-02724 | Northwest | MHHS-Cypress | CY-Cardiac Cath Lab | Cvr 2 | 12/4/19 |  |  |  | MONITORS, PHYSIOLOGIC, VITAL SIGNS | Monitor, Cardiac, Fixed | MONITORCARDIACFIXED-Philips-Intellivue MX450 | MONITORCARDIACFIXED | Intellivue MX450 |  |  |  | Philips | Monitor, Cardiac, Fixed |  | MONITORCARDIACFIXED-Philips-Intellivue MX450 |  |  |  | MCH-A | Covered PM Repair - Biomedical | MHHS-Cypress | [8 empty] | MONITORCARDIACFIXED | Monitor, Cardiac, Fixed | Philips
NO | YES |  |  |  | 151-02725 | 151-02725 | Philips Medical Systems Cardiac and Monitoring Syste | INTELLIVUE MX450 |  | DE671E1147 | CY-Cardiac Cath Lab | MHHS-Cypress |  | Monitor, Cardiac, Fixed |  | 151-02725 | 151-02725 | Northwest | MHHS-Cypress | CY-Cardiac Cath Lab | CV 3 | 12/5/19 |  |  |  | MONITORS, PHYSIOLOGIC, VITAL SIGNS | Monitor, Cardiac, Fixed | MONITORCARDIACFIXED-Philips-Intellivue MX450 | MONITORCARDIACFIXED | Intellivue MX450 |  |  |  | Philips | Monitor, Cardiac, Fixed |  | MONITORCARDIACFIXED-Philips-Intellivue MX450 |  |  |  | MCH-A | Covered PM Repair - Biomedical | MHHS-Cypress | [8 empty] | MONITORCARDIACFIXED | Monitor, Cardiac, Fixed | Philips
NO | YES |  |  |  | 151-02726 | 151-02726 | Philips Medical Systems Cardiac and Monitoring Syste | INTELLIVUE MX450 |  | DE671E1143 | CY-Cardiac Cath Lab | MHHS-Cypress |  | Monitor, Cardiac, Fixed |  | 151-02726 | 151-02726 | Northwest | MHHS-Cypress | CY-Cardiac Cath Lab | M2 206 | 12/4/19 |  |  |  | MONITORS, PHYSIOLOGIC, VITAL SIGNS | Monitor, Cardiac, Fixed | MONITORCARDIACFIXED-Philips-Intellivue MX450 | MONITORCARDIACFIXED | Intellivue MX450 |  |  |  | Philips | Monitor, Cardiac, Fixed |  | MONITORCARDIACFIXED-Philips-Intellivue MX450 |  |  |  | MCH-A | Covered PM Repair - Biomedical | MHHS-Cypress | [8 empty] | MONITORCARDIACFIXED | Monitor, Cardiac, Fixed | Philips
NO | YES |  |  |  | 151-02727 | 151-02727 | Philips Medical Systems Cardiac and Monitoring Syste | INTELLIVUE MX450 |  | DE671E1149 | CY-Cardiac Cath Lab | MHHS-Cypress |  | Monitor, Cardiac, Fixed |  | 151-02727 | 151-02727 | Northwest | MHHS-Cypress | CY-Cardiac Cath Lab | CV 4 | 12/5/19 |  |  |  | MONITORS, PHYSIOLOGIC, VITAL SIGNS | Monitor, Cardiac, Fixed | MONITORCARDIACFIXED-Philips-Intellivue MX450 | MONITORCARDIACFIXED | Intellivue MX450 |  |  |  | Philips | Monitor, Cardiac, Fixed |  | MONITORCARDIACFIXED-Philips-Intellivue MX450 |  |  |  | MCH-A | Covered PM Repair - Biomedical | MHHS-Cypress | [8 empty] | MONITORCARDIACFIXED | Monitor, Cardiac, Fixed | Philips
NO | YES |  |  |  | 151-02842 | 151-02842 | Philips Medical Systems Cardiac and Monitoring Syste | INTELLIVUE MX450 |  | DE671E6171 | CY-Cardiac Cath Lab | MHHS-Cypress |  | Monitor, Cardiac, Fixed |  | 151-02842 | 151-02842 | Northwest | MHHS-Cypress | CY-Cardiac Cath Lab | Cvr 6 | 1/1/20 | 2/1/21 |  |  | MONITORS, PHYSIOLOGIC, VITAL SIGNS | Monitor, Cardiac, Fixed | MONITORCARDIACFIXED-Philips-Intellivue MX450 | MONITORCARDIACFIXED | Intellivue MX450 |  |  |  | Philips | Monitor, Cardiac, Fixed |  | MONITORCARDIACFIXED-Philips-Intellivue MX450 |  |  |  | MCH-A | Covered PM Repair - Biomedical | MHHS-Cypress | [8 empty] | MONITORCARDIACFIXED | Monitor, Cardiac, Fixed | Philips
NO | YES |  |  |  | 151-03495 | 151-03495 | Philips Medical Systems Cardiac and Monitoring Syste | INTELLIVUE MX450 |  | DE671E1150 | CY-Cardiac Cath Lab | MHHS-Cypress |  | Monitor, Cardiac, Fixed |  | 151-03495 | 151-03495 | Northwest | MHHS-Cypress | CY-Cardiac Cath Lab | CVR 5 | 12/5/19 |  |  |  | MONITORS, PHYSIOLOGIC, VITAL SIGNS | Monitor, Cardiac, Fixed | MONITORCARDIACFIXED-Philips-Intellivue MX450 | MONITORCARDIACFIXED | Intellivue MX450 |  |  |  | Philips | Monitor, Cardiac, Fixed |  | MONITORCARDIACFIXED-Philips-Intellivue MX450 |  |  |  | MCH-A | Covered PM Repair - Biomedical | MHHS-Cypress | [8 empty] | MONITORCARDIACFIXED | Monitor, Cardiac, Fixed | Philips
NO | YES |  |  |  | 151-01688 | 151-01688 | Philips Medical Systems Cardiac and Monitoring Syste | INTELLIVUE MX450 |  | DE35172084 | CY-OR | MHHS-Cypress |  | Monitor, Cardiac, Fixed |  | 151-01688 | 151-01688 | Northwest | MHHS-Cypress | CY-OR | Endoscopy | 1/1/20 | 1/1/21 |  |  | MONITORS, PHYSIOLOGIC, VITAL SIGNS | Monitor, Cardiac, Fixed | MONITORCARDIACFIXED-Philips-Intellivue MX450 | MONITORCARDIACFIXED | Intellivue MX450 |  |  |  | Philips | Monitor, Cardiac, Fixed |  | MONITORCARDIACFIXED-Philips-Intellivue MX450 |  |  |  | MCH-A | Covered PM Repair - Biomedical | MHHS-Cypress | [8 empty] | MONITORCARDIACFIXED | Monitor, Cardiac, Fixed | Philips
NO | YES |  |  |  | 151-01692 | 151-01692 | Philips Medical Systems Cardiac and Monitoring Syste | INTELLIVUE MX450 |  | DE35172085 | CY-Endoscopy | MHHS-Cypress |  | Monitor, Cardiac, Fixed |  | 151-01692 | 151-01692 | Northwest | MHHS-Cypress | CY-Endoscopy | Bronchoscopy | 1/1/20 | 1/1/21 |  |  | MONITORS, PHYSIOLOGIC, VITAL SIGNS | Monitor, Cardiac, Fixed | MONITORCARDIACFIXED-Philips-Intellivue MX450 | MONITORCARDIACFIXED | Intellivue MX450 |  |  |  | Philips | Monitor, Cardiac, Fixed |  | MONITORCARDIACFIXED-Philips-Intellivue MX450 |  |  |  | MCH-A | Covered PM Repair - Biomedical | MHHS-Cypress | [8 empty] | MONITORCARDIACFIXED | Monitor, Cardiac, Fixed | Philips
NO | YES |  |  |  | 151-02841 | 151-02841 | Philips Medical Systems Cardiac and Monitoring Syste | INTELLIVUE MX450 |  | DE671E6067 | CY-Endoscopy | MHHS-Cypress |  | Monitor, Cardiac, Fixed |  | 151-02841 | 151-02841 | Northwest | MHHS-Cypress | CY-Endoscopy | Endo 2 | 1/1/19 | 1/1/21 |  |  | MONITORS, PHYSIOLOGIC, VITAL SIGNS | Monitor, Cardiac, Fixed | MONITORCARDIACFIXED-Philips-Intellivue MX450 | MONITORCARDIACFIXED | Intellivue MX450 |  |  |  | Philips | Monitor, Cardiac, Fixed |  | MONITORCARDIACFIXED-Philips-Intellivue MX450 |  |  |  | MCH-A | Covered PM Repair - Biomedical | MHHS-Cypress | [8 empty] | MONITORCARDIACFIXED | Monitor, Cardiac, Fixed | Philips
NO | YES |  |  |  | 151-02728 | 151-02728 | Philips Medical Systems Cardiac and Monitoring Syste | INTELLIVUE MX450 |  | DE671E0817 | CY-ER | MHHS-Cypress |  | Monitor, Cardiac, Fixed |  | 151-02728 | 151-02728 | Northwest | MHHS-Cypress | CY-ER | Treatment 8 | 12/1/19 | 12/1/20 |  |  | MONITORS, PHYSIOLOGIC, VITAL SIGNS | Monitor, Cardiac, Fixed | MONITORCARDIACFIXED-Philips-Intellivue MX450 | MONITORCARDIACFIXED | Intellivue MX450 |  |  |  | Philips | Monitor, Cardiac, Fixed |  | MONITORCARDIACFIXED-Philips-Intellivue MX450 |  |  |  | MCH-A | Covered PM Repair - Biomedical | MHHS-Cypress | [8 empty] | MONITORCARDIACFIXED | Monitor, Cardiac, Fixed | Philips
NO | YES |  |  |  | 151-02729 | 151-02729 | Philips Medical Systems Cardiac and Monitoring Syste | INTELLIVUE MX450 |  | DE671E0816 | CY-ER | MHHS-Cypress |  | Monitor, Cardiac, Fixed |  | 151-02729 | 151-02729 | Northwest | MHHS-Cypress | CY-ER | Er room 4 | 12/1/19 | 12/1/20 |  |  | MONITORS, PHYSIOLOGIC, VITAL SIGNS | Monitor, Cardiac, Fixed | MONITORCARDIACFIXED-Philips-Intellivue MX450 | MONITORCARDIACFIXED | Intellivue MX450 |  |  |  | Philips | Monitor, Cardiac, Fixed |  | MONITORCARDIACFIXED-Philips-Intellivue MX450 |  |  |  | MCH-A | Covered PM Repair - Biomedical | MHHS-Cypress | [8 empty] | MONITORCARDIACFIXED | Monitor, Cardiac, Fixed | Philips
NO | YES |  |  |  | 151-01216 | 151-01216 | Philips Medical Systems Cardiac and Monitoring Syste | INTELLIVUE MX450 |  | DE35172152 | CY-PACU | MHHS-Cypress |  | Monitor, Cardiac, Fixed |  | 151-01216 | 151-01216 | Northwest | MHHS-Cypress | CY-PACU | Bed 8 | 1/1/19 | 1/1/20 |  |  | MONITORS, PHYSIOLOGIC, VITAL SIGNS | Monitor, Cardiac, Fixed | MONITORCARDIACFIXED-Philips-Intellivue MX450 | MONITORCARDIACFIXED | Intellivue MX450 |  |  |  | Philips | Monitor, Cardiac, Fixed |  | MONITORCARDIACFIXED-Philips-Intellivue MX450 |  |  |  | MCH-A | Covered PM Repair - Biomedical | MHHS-Cypress | [8 empty] | MONITORCARDIACFIXED | Monitor, Cardiac, Fixed | Philips
NO | YES |  |  |  | 151-01219 | 151-01219 | Philips Medical Systems Cardiac and Monitoring Syste | INTELLIVUE MX450 |  | DE35172140 | CY-PACU | MHHS-Cypress |  | Monitor, Cardiac, Fixed |  | 151-01219 | 151-01219 | Northwest | MHHS-Cypress | CY-PACU | Bed 6 | 1/1/19 | 1/1/20 |  |  | MONITORS, PHYSIOLOGIC, VITAL SIGNS | Monitor, Cardiac, Fixed | MONITORCARDIACFIXED-Philips-Intellivue MX450 | MONITORCARDIACFIXED | Intellivue MX450 |  |  |  | Philips | Monitor, Cardiac, Fixed |  | MONITORCARDIACFIXED-Philips-Intellivue MX450 |  |  |  | MCH-A | Covered PM Repair - Biomedical | MHHS-Cypress | [8 empty] | MONITORCARDIACFIXED | Monitor, Cardiac, Fixed | Philips
NO | YES |  |  |  | 151-01222 | 151-01222 | Philips Medical Systems Cardiac and Monitoring Syste | INTELLIVUE MX450 |  | DE35172148 | CY-PACU | MHHS-Cypress |  | Monitor, Cardiac, Fixed |  | 151-01222 | 151-01222 | Northwest | MHHS-Cypress | CY-PACU | Bay 2 | 1/1/19 | 1/1/20 |  |  | MONITORS, PHYSIOLOGIC, VITAL SIGNS | Monitor, Cardiac, Fixed | MONITORCARDIACFIXED-Philips-Intellivue MX450 | MONITORCARDIACFIXED | Intellivue MX450 |  |  |  | Philips | Monitor, Cardiac, Fixed |  | MONITORCARDIACFIXED-Philips-Intellivue MX450 |  |  |  | MCH-A | Covered PM Repair - Biomedical | MHHS-Cypress | [8 empty] | MONITORCARDIACFIXED | Monitor, Cardiac, Fixed | Philips
NO | YES |  |  |  | 151-01225 | 151-01225 | Philips Medical Systems Cardiac and Monitoring Syste | INTELLIVUE MX450 |  | DE35172139 | CY-Central Supply | MHHS-Cypress |  | Monitor, Cardiac, Fixed |  | 151-01225 | 151-01225 | Northwest | MHHS-Cypress | CY-Central Supply | Pacu | 1/1/19 | 2/1/20 |  |  | MONITORS, PHYSIOLOGIC, VITAL SIGNS | Monitor, Cardiac, Fixed | MONITORCARDIACFIXED-Philips-Intellivue MX450 | MONITORCARDIACFIXED | Intellivue MX450 |  |  |  | Philips | Monitor, Cardiac, Fixed |  | MONITORCARDIACFIXED-Philips-Intellivue MX450 |  |  |  | MCH-A | Covered PM Repair - Biomedical | MHHS-Cypress | [8 empty] | MONITORCARDIACFIXED | Monitor, Cardiac, Fixed | Philips
NO | YES |  |  |  | 151-01228 | 151-01228 | Philips Medical Systems Cardiac and Monitoring Syste | INTELLIVUE MX450 |  | DE35172151 | CY-Central Supply | MHHS-Cypress |  | Monitor, Cardiac, Fixed |  | 151-01228 | 151-01228 | Northwest | MHHS-Cypress | CY-Central Supply | PACU 1 | 1/1/19 | 12/1/20 |  |  | MONITORS, PHYSIOLOGIC, VITAL SIGNS | Monitor, Cardiac, Fixed | MONITORCARDIACFIXED-Philips-Intellivue MX450 | MONITORCARDIACFIXED | Intellivue MX450 |  |  |  | Philips | Monitor, Cardiac, Fixed |  | MONITORCARDIACFIXED-Philips-Intellivue MX450 |  |  |  | MCH-A | Covered PM Repair - Biomedical | MHHS-Cypress | [8 empty] | MONITORCARDIACFIXED | Monitor, Cardiac, Fixed | Philips
NO | YES |  |  |  | 151-01231 | 151-01231 | Philips Medical Systems Cardiac and Monitoring Syste | INTELLIVUE MX450 |  | DE35172150 | CY-Central Supply | MHHS-Cypress |  | Monitor, Cardiac, Fixed |  | 151-01231 | 151-01231 | Northwest | MHHS-Cypress | CY-Central Supply | Pacu | 1/1/19 | 1/1/20 |  |  | MONITORS, PHYSIOLOGIC, VITAL SIGNS | Monitor, Cardiac, Fixed | MONITORCARDIACFIXED-Philips-Intellivue MX450 | MONITORCARDIACFIXED | Intellivue MX450 |  |  |  | Philips | Monitor, Cardiac, Fixed |  | MONITORCARDIACFIXED-Philips-Intellivue MX450 |  |  |  | MCH-A | Covered PM Repair - Biomedical | MHHS-Cypress | [8 empty] | MONITORCARDIACFIXED | Monitor, Cardiac, Fixed | Philips
NO | YES |  |  |  | 151-01234 | 151-01234 | Philips Medical Systems Cardiac and Monitoring Syste | INTELLIVUE MX450 |  | DE35172146 | CY-PACU | MHHS-Cypress |  | Monitor, Cardiac, Fixed |  | 151-01234 | 151-01234 | Northwest | MHHS-Cypress | CY-PACU | Bay 9 | 1/1/19 | 1/1/20 |  |  | MONITORS, PHYSIOLOGIC, VITAL SIGNS | Monitor, Cardiac, Fixed | MONITORCARDIACFIXED-Philips-Intellivue MX450 | MONITORCARDIACFIXED | Intellivue MX450 |  |  |  | Philips | Monitor, Cardiac, Fixed |  | MONITORCARDIACFIXED-Philips-Intellivue MX450 |  |  |  | MCH-A | Covered PM Repair - Biomedical | MHHS-Cypress | [8 empty] | MONITORCARDIACFIXED | Monitor, Cardiac, Fixed | Philips
NO | YES |  |  |  | 151-01237 | 151-01237 | Philips Medical Systems Cardiac and Monitoring Syste | INTELLIVUE MX450 |  | DE35172141 | CY-PACU | MHHS-Cypress |  | Monitor, Cardiac, Fixed |  | 151-01237 | 151-01237 | Northwest | MHHS-Cypress | CY-PACU | Pacu 21 | 1/1/20 | 1/1/21 |  |  | MONITORS, PHYSIOLOGIC, VITAL SIGNS | Monitor, Cardiac, Fixed | MONITORCARDIACFIXED-Philips-Intellivue MX450 | MONITORCARDIACFIXED | Intellivue MX450 |  |  |  | Philips | Monitor, Cardiac, Fixed |  | MONITORCARDIACFIXED-Philips-Intellivue MX450 |  |  |  | MCH-A | Covered PM Repair - Biomedical | MHHS-Cypress | [8 empty] | MONITORCARDIACFIXED | Monitor, Cardiac, Fixed | Philips
NO | YES |  |  |  | 151-01240 | 151-01240 | Philips Medical Systems Cardiac and Monitoring Syste | INTELLIVUE MX450 |  | DE35172145 | CY-PACU | MHHS-Cypress |  | Monitor, Cardiac, Fixed |  | 151-01240 | 151-01240 | Northwest | MHHS-Cypress | CY-PACU | Pacu 14 | 1/1/20 | 1/1/21 |  |  | MONITORS, PHYSIOLOGIC, VITAL SIGNS | Monitor, Cardiac, Fixed | MONITORCARDIACFIXED-Philips-Intellivue MX450 | MONITORCARDIACFIXED | Intellivue MX450 |  |  |  | Philips | Monitor, Cardiac, Fixed |  | MONITORCARDIACFIXED-Philips-Intellivue MX450 |  |  |  | MCH-A | Covered PM Repair - Biomedical | MHHS-Cypress | [8 empty] | MONITORCARDIACFIXED | Monitor, Cardiac, Fixed | Philips
NO | YES |  |  |  | 151-01243 | 151-01243 | Philips Medical Systems Cardiac and Monitoring Syste | INTELLIVUE MX450 |  | DE35172144 | CY-PACU | MHHS-Cypress |  | Monitor, Cardiac, Fixed |  | 151-01243 | 151-01243 | Northwest | MHHS-Cypress | CY-PACU | Bay 10 | 1/1/20 | 1/1/21 |  |  | MONITORS, PHYSIOLOGIC, VITAL SIGNS | Monitor, Cardiac, Fixed | MONITORCARDIACFIXED-Philips-Intellivue MX450 | MONITORCARDIACFIXED | Intellivue MX450 |  |  |  | Philips | Monitor, Cardiac, Fixed |  | MONITORCARDIACFIXED-Philips-Intellivue MX450 |  |  |  | MCH-A | Covered PM Repair - Biomedical | MHHS-Cypress | [8 empty] | MONITORCARDIACFIXED | Monitor, Cardiac, Fixed | Philips
NO | YES |  |  |  | 151-01246 | 151-01246 | Philips Medical Systems Cardiac and Monitoring Syste | INTELLIVUE MX450 |  | DE35172137 | CY-PACU | MHHS-Cypress |  | Monitor, Cardiac, Fixed |  | 151-01246 | 151-01246 | Northwest | MHHS-Cypress | CY-PACU | Bed 5 | 1/1/20 | 1/1/21 |  |  | MONITORS, PHYSIOLOGIC, VITAL SIGNS | Monitor, Cardiac, Fixed | MONITORCARDIACFIXED-Philips-Intellivue MX450 | MONITORCARDIACFIXED | Intellivue MX450 |  |  |  | Philips | Monitor, Cardiac, Fixed |  | MONITORCARDIACFIXED-Philips-Intellivue MX450 |  |  |  | MCH-A | Covered PM Repair - Biomedical | MHHS-Cypress | [8 empty] | MONITORCARDIACFIXED | Monitor, Cardiac, Fixed | Philips
NO | YES |  |  |  | 151-01249 | 151-01249 | Philips Medical Systems Cardiac and Monitoring Syste | INTELLIVUE MX450 |  | DE35172142 | CY-PACU | MHHS-Cypress |  | Monitor, Cardiac, Fixed |  | 151-01249 | 151-01249 | Northwest | MHHS-Cypress | CY-PACU | PACU 23 | 1/1/20 | 1/1/21 |  |  | MONITORS, PHYSIOLOGIC, VITAL SIGNS | Monitor, Cardiac, Fixed | MONITORCARDIACFIXED-Philips-Intellivue MX450 | MONITORCARDIACFIXED | Intellivue MX450 |  |  |  | Philips | Monitor, Cardiac, Fixed |  | MONITORCARDIACFIXED-Philips-Intellivue MX450 |  |  |  | MCH-A | Covered PM Repair - Biomedical | MHHS-Cypress | [8 empty] | MONITORCARDIACFIXED | Monitor, Cardiac, Fixed | Philips
NO | YES |  |  |  | 151-01252 | 151-01252 | Philips Medical Systems Cardiac and Monitoring Syste | INTELLIVUE MX450 |  | DE35172143 | CY-PACU | MHHS-Cypress |  | Monitor, Cardiac, Fixed |  | 151-01252 | 151-01252 | Northwest | MHHS-Cypress | CY-PACU | Pacu bay 15 | 1/1/20 | 1/1/21 |  |  | MONITORS, PHYSIOLOGIC, VITAL SIGNS | Monitor, Cardiac, Fixed | MONITORCARDIACFIXED-Philips-Intellivue MX450 | MONITORCARDIACFIXED | Intellivue MX450 |  |  |  | Philips | Monitor, Cardiac, Fixed |  | MONITORCARDIACFIXED-Philips-Intellivue MX450 |  |  |  | MCH-A | Covered PM Repair - Biomedical | MHHS-Cypress | [8 empty] | MONITORCARDIACFIXED | Monitor, Cardiac, Fixed | Philips
NO | YES |  |  |  | 151-01255 | 151-01255 | Philips Medical Systems Cardiac and Monitoring Syste | INTELLIVUE MX450 |  | DE35172155 | CY-PACU | MHHS-Cypress |  | Monitor, Cardiac, Fixed |  | 151-01255 | 151-01255 | Northwest | MHHS-Cypress | CY-PACU | Bay 13 | 1/1/20 | 1/1/21 |  |  | MONITORS, PHYSIOLOGIC, VITAL SIGNS | Monitor, Cardiac, Fixed | MONITORCARDIACFIXED-Philips-Intellivue MX450 | MONITORCARDIACFIXED | Intellivue MX450 |  |  |  | Philips | Monitor, Cardiac, Fixed |  | MONITORCARDIACFIXED-Philips-Intellivue MX450 |  |  |  | MCH-A | Covered PM Repair - Biomedical | MHHS-Cypress | [8 empty] | MONITORCARDIACFIXED | Monitor, Cardiac, Fixed | Philips
NO | YES |  |  |  | 151-01258 | 151-01258 | Philips Medical Systems Cardiac and Monitoring Syste | INTELLIVUE MX450 |  | DE35172153 | CY-PACU | MHHS-Cypress |  | Monitor, Cardiac, Fixed |  | 151-01258 | 151-01258 | Northwest | MHHS-Cypress | CY-PACU | M3 322 | 1/1/20 | 1/1/21 |  |  | MONITORS, PHYSIOLOGIC, VITAL SIGNS | Monitor, Cardiac, Fixed | MONITORCARDIACFIXED-Philips-Intellivue MX450 | MONITORCARDIACFIXED | Intellivue MX450 |  |  |  | Philips | Monitor, Cardiac, Fixed |  | MONITORCARDIACFIXED-Philips-Intellivue MX450 |  |  |  | MCH-A | Covered PM Repair - Biomedical | MHHS-Cypress | [8 empty] | MONITORCARDIACFIXED | Monitor, Cardiac, Fixed | Philips
NO | YES |  |  |  | 151-02755 | 151-02755 | Philips Medical Systems Cardiac and Monitoring Syste | INTELLIVUE MX450 |  | DE671E0315 | CY-PACU | MHHS-Cypress |  | Monitor, Cardiac, Fixed |  | 151-02755 | 151-02755 | Northwest | MHHS-Cypress | CY-PACU | Bay 25 | 12/1/19 | 12/1/20 |  |  | MONITORS, PHYSIOLOGIC, VITAL SIGNS | Monitor, Cardiac, Fixed | MONITORCARDIACFIXED-Philips-Intellivue MX450 | MONITORCARDIACFIXED | Intellivue MX450 |  |  |  | Philips | Monitor, Cardiac, Fixed |  | MONITORCARDIACFIXED-Philips-Intellivue MX450 |  |  |  | MCH-A | Covered PM Repair - Biomedical | MHHS-Cypress | [8 empty] | MONITORCARDIACFIXED | Monitor, Cardiac, Fixed | Philips
NO | YES |  |  |  | 151-02756 | 151-02756 | Philips Medical Systems Cardiac and Monitoring Syste | INTELLIVUE MX450 |  | DE671E0313 | CY-PACU | MHHS-Cypress |  | Monitor, Cardiac, Fixed |  | 151-02756 | 151-02756 | Northwest | MHHS-Cypress | CY-PACU | Bay 11 | 12/1/19 | 12/1/20 |  |  | MONITORS, PHYSIOLOGIC, VITAL SIGNS | Monitor, Cardiac, Fixed | MONITORCARDIACFIXED-Philips-Intellivue MX450 | MONITORCARDIACFIXED | Intellivue MX450 |  |  |  | Philips | Monitor, Cardiac, Fixed |  | MONITORCARDIACFIXED-Philips-Intellivue MX450 |  |  |  | MCH-A | Covered PM Repair - Biomedical | MHHS-Cypress | [8 empty] | MONITORCARDIACFIXED | Monitor, Cardiac, Fixed | Philips
NO | YES |  |  |  | 151-02757 | 151-02757 | Philips Medical Systems Cardiac and Monitoring Syste | INTELLIVUE MX450 |  | DE671E0312 | CY-Central Supply | MHHS-Cypress |  | Monitor, Cardiac, Fixed |  | 151-02757 | 151-02757 | Northwest | MHHS-Cypress | CY-Central Supply | Pacu | 12/1/19 | 12/1/20 |  |  | MONITORS, PHYSIOLOGIC, VITAL SIGNS | Monitor, Cardiac, Fixed | MONITORCARDIACFIXED-Philips-Intellivue MX450 | MONITORCARDIACFIXED | Intellivue MX450 |  |  |  | Philips | Monitor, Cardiac, Fixed |  | MONITORCARDIACFIXED-Philips-Intellivue MX450 |  |  |  | MCH-A | Covered PM Repair - Biomedical | MHHS-Cypress | [8 empty] | MONITORCARDIACFIXED | Monitor, Cardiac, Fixed | Philips
NO | YES |  |  |  | 151-02758 | 151-02758 | Philips Medical Systems Cardiac and Monitoring Syste | INTELLIVUE MX450 |  | DE671E0310 | CY-PACU | MHHS-Cypress |  | Monitor, Cardiac, Fixed |  | 151-02758 | 151-02758 | Northwest | MHHS-Cypress | CY-PACU | Pacu nursing | 12/1/19 | 12/1/20 |  |  | MONITORS, PHYSIOLOGIC, VITAL SIGNS | Monitor, Cardiac, Fixed | MONITORCARDIACFIXED-Philips-Intellivue MX450 | MONITORCARDIACFIXED | Intellivue MX450 |  |  |  | Philips | Monitor, Cardiac, Fixed |  | MONITORCARDIACFIXED-Philips-Intellivue MX450 |  |  |  | MCH-A | Covered PM Repair - Biomedical | MHHS-Cypress | [8 empty] | MONITORCARDIACFIXED | Monitor, Cardiac, Fixed | Philips
NO | YES |  |  |  | 151-02759 | 151-02759 | Philips Medical Systems Cardiac and Monitoring Syste | INTELLIVUE MX450 |  | DE671E0350 | CY-PACU | MHHS-Cypress |  | Monitor, Cardiac, Fixed |  | 151-02759 | 151-02759 | Northwest | MHHS-Cypress | CY-PACU | Pacu 12 | 12/1/19 | 12/1/20 |  |  | MONITORS, PHYSIOLOGIC, VITAL SIGNS | Monitor, Cardiac, Fixed | MONITORCARDIACFIXED-Philips-Intellivue MX450 | MONITORCARDIACFIXED | Intellivue MX450 |  |  |  | Philips | Monitor, Cardiac, Fixed |  | MONITORCARDIACFIXED-Philips-Intellivue MX450 |  |  |  | MCH-A | Covered PM Repair - Biomedical | MHHS-Cypress | [8 empty] | MONITORCARDIACFIXED | Monitor, Cardiac, Fixed | Philips
NO | YES |  |  |  | 151-02760 | 151-02760 | Philips Medical Systems Cardiac and Monitoring Syste | INTELLIVUE MX450 |  | DE671E0314 | CY-PACU | MHHS-Cypress |  | Monitor, Cardiac, Fixed |  | 151-02760 | 151-02760 | Northwest | MHHS-Cypress | CY-PACU | Bay 16 | 12/1/19 | 12/1/20 |  |  | MONITORS, PHYSIOLOGIC, VITAL SIGNS | Monitor, Cardiac, Fixed | MONITORCARDIACFIXED-Philips-Intellivue MX450 | MONITORCARDIACFIXED | Intellivue MX450 |  |  |  | Philips | Monitor, Cardiac, Fixed |  | MONITORCARDIACFIXED-Philips-Intellivue MX450 |  |  |  | MCH-A | Covered PM Repair - Biomedical | MHHS-Cypress | [8 empty] | MONITORCARDIACFIXED | Monitor, Cardiac, Fixed | Philips
NO | YES |  |  |  | 151-02761 | 151-02761 | Philips Medical Systems Cardiac and Monitoring Syste | INTELLIVUE MX450 |  | DE671E0311 | CY-PACU | MHHS-Cypress |  | Monitor, Cardiac, Fixed |  | 151-02761 | 151-02761 | Northwest | MHHS-Cypress | CY-PACU | Pacu Bay 24 | 12/1/19 | 12/1/20 |  |  | MONITORS, PHYSIOLOGIC, VITAL SIGNS | Monitor, Cardiac, Fixed | MONITORCARDIACFIXED-Philips-Intellivue MX450 | MONITORCARDIACFIXED | Intellivue MX450 |  |  |  | Philips | Monitor, Cardiac, Fixed |  | MONITORCARDIACFIXED-Philips-Intellivue MX450 |  |  |  | MCH-A | Covered PM Repair - Biomedical | MHHS-Cypress | [8 empty] | MONITORCARDIACFIXED | Monitor, Cardiac, Fixed | Philips
NO | YES |  |  |  | 151-02762 | 151-02762 | Philips Medical Systems Cardiac and Monitoring Syste | INTELLIVUE MX450 |  | DE671E0309 | CY-PACU | MHHS-Cypress |  | Monitor, Cardiac, Fixed |  | 151-02762 | 151-02762 | Northwest | MHHS-Cypress | CY-PACU | Pacu 20 | 12/1/19 | 12/1/20 |  |  | MONITORS, PHYSIOLOGIC, VITAL SIGNS | Monitor, Cardiac, Fixed | MONITORCARDIACFIXED-Philips-Intellivue MX450 | MONITORCARDIACFIXED | Intellivue MX450 |  |  |  | Philips | Monitor, Cardiac, Fixed |  | MONITORCARDIACFIXED-Philips-Intellivue MX450 |  |  |  | MCH-A | Covered PM Repair - Biomedical | MHHS-Cypress | [8 empty] | MONITORCARDIACFIXED | Monitor, Cardiac, Fixed | Philips
NO | YES |  |  |  | 151-02763 | 151-02763 | Philips Medical Systems Cardiac and Monitoring Syste | INTELLIVUE MX450 |  | DE671E0307 | CY-PACU | MHHS-Cypress |  | Monitor, Cardiac, Fixed |  | 151-02763 | 151-02763 | Northwest | MHHS-Cypress | CY-PACU | Pacu 17 | 12/1/19 | 12/1/20 |  |  | MONITORS, PHYSIOLOGIC, VITAL SIGNS | Monitor, Cardiac, Fixed | MONITORCARDIACFIXED-Philips-Intellivue MX450 | MONITORCARDIACFIXED | Intellivue MX450 |  |  |  | Philips | Monitor, Cardiac, Fixed |  | MONITORCARDIACFIXED-Philips-Intellivue MX450 |  |  |  | MCH-A | Covered PM Repair - Biomedical | MHHS-Cypress | [8 empty] | MONITORCARDIACFIXED | Monitor, Cardiac, Fixed | Philips
NO | YES |  |  |  | 009-33371 | 009-33371 | Philips Medical Systems Cardiac and Monitoring Syste | INTELLIVUE MX450 |  | DE351B9617 | GH-Labor & Delivery-OR | MHHS-Greater Heights |  | Monitor, Cardiac, Fixed |  | 009-33371 | 009-33371 | Central | MHHS-Greater Heights | GH-Labor & Delivery-OR | OR1 | 5/1/19 |  | 5/1/20 |  | MONITORS, PHYSIOLOGIC, VITAL SIGNS | Monitor, Cardiac, Fixed | MONITORCARDIACFIXED-Philips-Intellivue MX450 | MONITORCARDIACFIXED | Intellivue MX450 |  |  |  | Philips | Monitor, Cardiac, Fixed |  | MONITORCARDIACFIXED-Philips-Intellivue MX450 |  |  |  | MCH-A | Covered PM Repair - Biomedical | MHHS-Greater Heights | [8 empty] | MONITORCARDIACFIXED | Monitor, Cardiac, Fixed | Philips
NO | YES |  |  |  | 009-33372 | 009-33372 | Philips Medical Systems Cardiac and Monitoring Syste | INTELLIVUE MX450 |  | DE351B9616 | GH-OR | MHHS-Greater Heights |  | Monitor, Cardiac, Fixed |  | 009-33372 | 009-33372 | Central | MHHS-Greater Heights | GH-OR | Rm 2 | 5/1/19 |  | 5/1/20 |  | MONITORS, PHYSIOLOGIC, VITAL SIGNS | Monitor, Cardiac, Fixed | MONITORCARDIACFIXED-Philips-Intellivue MX450 | MONITORCARDIACFIXED | Intellivue MX450 |  |  |  | Philips | Monitor, Cardiac, Fixed |  | MONITORCARDIACFIXED-Philips-Intellivue MX450 |  |  |  | MCH-A | Covered PM Repair - Biomedical | MHHS-Greater Heights | [8 empty] | MONITORCARDIACFIXED | Monitor, Cardiac, Fixed | Philips
NO | YES |  |  |  | 009-33373 | 009-33373 | Philips Medical Systems Cardiac and Monitoring Syste | INTELLIVUE MX450 |  | DE351B9620 | GH-Labor & Delivery-OR | MHHS-Greater Heights |  | Monitor, Cardiac, Fixed |  | 009-33373 | 009-33373 | Central | MHHS-Greater Heights | GH-Labor & Delivery-OR | OR3 | 5/1/19 |  | 5/1/20 |  | MONITORS, PHYSIOLOGIC, VITAL SIGNS | Monitor, Cardiac, Fixed | MONITORCARDIACFIXED-Philips-Intellivue MX450 | MONITORCARDIACFIXED | Intellivue MX450 |  |  |  | Philips | Monitor, Cardiac, Fixed |  | MONITORCARDIACFIXED-Philips-Intellivue MX450 |  |  |  | MCH-A | Covered PM Repair - Biomedical | MHHS-Greater Heights | [8 empty] | MONITORCARDIACFIXED | Monitor, Cardiac, Fixed | Philips
NO | YES |  |  |  | 009-33357 | 009-33357 | Philips Medical Systems Cardiac and Monitoring Syste | INTELLIVUE MX450 |  | DE351B9619 | GH - NICU | MHHS-Greater Heights |  | Monitor, Cardiac, Fixed |  | 009-33357 | 009-33357 | Central | Memorial Hermann Greater Heights Hospital | GH - NICU | GH - NICU - Level 2 Nursey |  |  |  |  | MONITORS, PHYSIOLOGIC, VITAL SIGNS |  | MONITORCARDIACFIXED-Philips-Intellivue MX450 | MONITORCARDIACFIXED | Intellivue MX450 |  |  |  | Philips | Monitor, Cardiac, Fixed |  | MONITORCARDIACFIXED-Philips-Intellivue MX450 |  |  |  |  | Covered PM Repair - Biomedical | MHHS-Greater Heights
NO | YES |  |  |  | 009-33358 | 009-33358 | Philips Medical Systems Cardiac and Monitoring Syste | INTELLIVUE MX450 |  | DE351B9618 | GH - NICU | MHHS-Greater Heights |  | Monitor, Cardiac, Fixed |  | 009-33358 | 009-33358 | Central | Memorial Hermann Greater Heights Hospital | GH - NICU | NICU |  |  |  |  | MONITORS, PHYSIOLOGIC, VITAL SIGNS |  | MONITORCARDIACFIXED-Philips-Intellivue MX450 | MONITORCARDIACFIXED | Intellivue MX450 |  |  |  | Philips | Monitor, Cardiac, Fixed |  | MONITORCARDIACFIXED-Philips-Intellivue MX450 |  |  |  |  | Covered PM Repair - Biomedical | MHHS-Greater Heights
NO | YES |  |  |  | 009-33409 | 009-3340 | Philips Medical Systems Cardiac and Monitoring Syste | INTELLIVUE MX450 |  | DE351C1280 | GH-OR Endoscopy | MHHS-Greater Heights |  | Monitor, Cardiac, Fixed |  | 009-33409 | 009-3340 | Central | MHHS-Greater Heights | GH-OR Endoscopy | Endoscopy | 7/1/19 |  | 7/1/20 |  | MONITORS, PHYSIOLOGIC, VITAL SIGNS | Monitor, Cardiac, Fixed | MONITORCARDIACFIXED-Philips-Intellivue MX450 | MONITORCARDIACFIXED | Intellivue MX450 |  |  |  | Philips | Monitor, Cardiac, Fixed |  | MONITORCARDIACFIXED-Philips-Intellivue MX450 |  |  |  | MCH-A | Covered PM Repair - Biomedical | MHHS-Greater Heights | [8 empty] | MONITORCARDIACFIXED | Monitor, Cardiac, Fixed | Philips
NO | YES |  |  |  | 133-10002 | 133-10002 | Philips Medical Systems Cardiac and Monitoring Syste | INTELLIVUE MX450 |  | DE351B8731 | Katy-IMU | MHHS-Katy |  | Monitor, Cardiac, Fixed |  | 133-10002 | 133-10002 | Katy | MHHS-Katy | Katy-IMU | Room 20 | 7/1/19 | 7/1/20 |  |  | MONITORS, PHYSIOLOGIC, VITAL SIGNS | Monitor, Cardiac, Fixed | MONITORCARDIACFIXED-Philips-Intellivue MX450 | MONITORCARDIACFIXED | Intellivue MX450 |  |  |  | Philips | Monitor, Cardiac, Fixed |  | MONITORCARDIACFIXED-Philips-Intellivue MX450 |  |  |  | MCH-A | Covered PM Repair - Biomedical | MHHS-Katy | [8 empty] | MONITORCARDIACFIXED | Monitor, Cardiac, Fixed | Philips
NO | YES |  |  |  | 133-10003 | 133-10003 | Philips Medical Systems Cardiac and Monitoring Syste | INTELLIVUE MX450 |  | DE351B8727 | Katy-Respiratory | MHHS-Katy |  | Monitor, Cardiac, Fixed |  | 133-10003 | 133-10003 | Katy | MHHS-Katy | Katy-Respiratory | Room 16 | 5/1/19 | 5/1/20 |  |  | MONITORS, PHYSIOLOGIC, VITAL SIGNS | Monitor, Cardiac, Fixed | MONITORCARDIACFIXED-Philips-Intellivue MX450 | MONITORCARDIACFIXED | Intellivue MX450 |  |  |  | Philips | Monitor, Cardiac, Fixed |  | MONITORCARDIACFIXED-Philips-Intellivue MX450 |  |  |  | MCH-A | Covered PM Repair - Biomedical | MHHS-Katy | [8 empty] | MONITORCARDIACFIXED | Monitor, Cardiac, Fixed | Philips
NO | YES |  |  |  | 133-10195 | 133-10195 | Philips Medical Systems Cardiac and Monitoring Syste | INTELLIVUE MX450 |  | DE351B2334 | Katy-IMU | MHHS-Katy |  | Monitor, Cardiac, Fixed |  | 133-10195 | 133-10195 | Katy | MHHS-Katy | Katy-IMU | IMU 14 | 3/1/19 | 3/1/20 |  |  | MONITORS, PHYSIOLOGIC, VITAL SIGNS | Monitor, Cardiac, Fixed | MONITORCARDIACFIXED-Philips-Intellivue MX450 | MONITORCARDIACFIXED | Intellivue MX450 |  |  |  | Philips | Monitor, Cardiac, Fixed |  | MONITORCARDIACFIXED-Philips-Intellivue MX450 |  |  |  | MCH-A | Covered PM Repair - Biomedical | MHHS-Katy | [8 empty] | MONITORCARDIACFIXED | Monitor, Cardiac, Fixed | Philips
NO | YES |  |  |  | 133-10196 | 133-10196 | Philips Medical Systems Cardiac and Monitoring Syste | INTELLIVUE MX450 |  | DE351B2358 | Katy-IMU | MHHS-Katy |  | Monitor, Cardiac, Fixed |  | 133-10196 | 133-10196 | Katy | MHHS-Katy | Katy-IMU | IMU Room 13 | 3/1/19 | 3/1/20 |  |  | MONITORS, PHYSIOLOGIC, VITAL SIGNS | Monitor, Cardiac, Fixed | MONITORCARDIACFIXED-Philips-Intellivue MX450 | MONITORCARDIACFIXED | Intellivue MX450 |  |  |  | Philips | Monitor, Cardiac, Fixed |  | MONITORCARDIACFIXED-Philips-Intellivue MX450 |  |  |  | MCH-A | Covered PM Repair - Biomedical | MHHS-Katy | [8 empty] | MONITORCARDIACFIXED | Monitor, Cardiac, Fixed | Philips
NO | YES |  |  |  | 133-10197 | 133-10197 | Philips Medical Systems Cardiac and Monitoring Syste | INTELLIVUE MX450 |  | DE351B2332 | Katy-IMU | MHHS-Katy |  | Monitor, Cardiac, Fixed |  | 133-10197 | 133-10197 | Katy | MHHS-Katy | Katy-IMU | Room 15 | 2/1/20 | 2/1/21 |  |  | MONITORS, PHYSIOLOGIC, VITAL SIGNS | Monitor, Cardiac, Fixed | MONITORCARDIACFIXED-Philips-Intellivue MX450 | MONITORCARDIACFIXED | Intellivue MX450 |  |  |  | Philips | Monitor, Cardiac, Fixed |  | MONITORCARDIACFIXED-Philips-Intellivue MX450 |  |  |  | MCH-A | Covered PM Repair - Biomedical | MHHS-Katy | [8 empty] | MONITORCARDIACFIXED | Monitor, Cardiac, Fixed | Philips
NO | YES |  |  |  | 133-10310 | 133-10310 | Philips Medical Systems Cardiac and Monitoring Syste | INTELLIVUE MX450 |  | DE351B8888 | Katy-IMU | MHHS-Katy |  | Monitor, Cardiac, Fixed |  | 133-10310 | 133-10310 | Katy | MHHS-Katy | Katy-IMU | IMU Room 19 | 5/1/19 | 5/1/20 |  |  | MONITORS, PHYSIOLOGIC, VITAL SIGNS | Monitor, Cardiac, Fixed | MONITORCARDIACFIXED-Philips-Intellivue MX450 | MONITORCARDIACFIXED | Intellivue MX450 |  |  |  | Philips | Monitor, Cardiac, Fixed |  | MONITORCARDIACFIXED-Philips-Intellivue MX450 |  |  |  | MCH-A | Covered PM Repair - Biomedical | MHHS-Katy | [8 empty] | MONITORCARDIACFIXED | Monitor, Cardiac, Fixed | Philips
NO | YES |  |  |  | 133-10311 | 133-10311 | Philips Medical Systems Cardiac and Monitoring Syste | INTELLIVUE MX450 |  | DE351B8728 | Katy-IMU | MHHS-Katy |  | Monitor, Cardiac, Fixed |  | 133-10311 | 133-10311 | Katy | MHHS-Katy | Katy-IMU | Room 17 | 8/1/19 | 8/1/20 |  |  | MONITORS, PHYSIOLOGIC, VITAL SIGNS | Monitor, Cardiac, Fixed | MONITORCARDIACFIXED-Philips-Intellivue MX450 | MONITORCARDIACFIXED | Intellivue MX450 |  |  |  | Philips | Monitor, Cardiac, Fixed |  | MONITORCARDIACFIXED-Philips-Intellivue MX450 |  |  |  | MCH-A | Covered PM Repair - Biomedical | MHHS-Katy | [8 empty] | MONITORCARDIACFIXED | Monitor, Cardiac, Fixed | Philips
NO | YES |  |  |  | 133-10312 | 133-10312 | Philips Medical Systems Cardiac and Monitoring Syste | INTELLIVUE MX450 |  | DE351B8729 | Katy-IMU | MHHS-Katy |  | Monitor, Cardiac, Fixed |  | 133-10312 | 133-10312 | Katy | MHHS-Katy | Katy-IMU | Room 19 | 6/1/19 | 6/1/20 |  |  | MONITORS, PHYSIOLOGIC, VITAL SIGNS | Monitor, Cardiac, Fixed | MONITORCARDIACFIXED-Philips-Intellivue MX450 | MONITORCARDIACFIXED | Intellivue MX450 |  |  |  | Philips | Monitor, Cardiac, Fixed |  | MONITORCARDIACFIXED-Philips-Intellivue MX450 |  |  |  | MCH-A | Covered PM Repair - Biomedical | MHHS-Katy | [8 empty] | MONITORCARDIACFIXED | Monitor, Cardiac, Fixed | Philips
NO | YES |  |  |  | 133-08917 | 133-08917 | Philips Medical Systems Cardiac and Monitoring Syste | INTELLIVUE MX450 |  | DE35123836 | Katy-PACU | MHHS-Katy |  | Monitor, Cardiac, Fixed |  | 133-08917 | 133-08917 | Katy | MHHS-Katy | Katy-PACU | PACU BAY 17 | 6/1/19 | 6/1/20 |  |  | MONITORS, PHYSIOLOGIC, VITAL SIGNS | Monitor, Cardiac, Fixed | MONITORCARDIACFIXED-Philips-Intellivue MX450 | MONITORCARDIACFIXED | Intellivue MX450 |  |  |  | Philips | Monitor, Cardiac, Fixed |  | MONITORCARDIACFIXED-Philips-Intellivue MX450 |  |  |  | MCH-A | Covered PM Repair - Biomedical | MHHS-Katy | [8 empty] | MONITORCARDIACFIXED | Monitor, Cardiac, Fixed | Philips
NO | YES |  |  |  | 133-08918 | 133-08918 | Philips Medical Systems Cardiac and Monitoring Syste | INTELLIVUE MX450 |  | DE35123835 | Katy-PACU | MHHS-Katy |  | Monitor, Cardiac, Fixed |  | 133-08918 | 133-08918 | Katy | MHHS-Katy | Katy-PACU | Pacu | 6/1/19 | 6/1/20 |  |  | MONITORS, PHYSIOLOGIC, VITAL SIGNS | Monitor, Cardiac, Fixed | MONITORCARDIACFIXED-Philips-Intellivue MX450 | MONITORCARDIACFIXED | Intellivue MX450 |  |  |  | Philips | Monitor, Cardiac, Fixed |  | MONITORCARDIACFIXED-Philips-Intellivue MX450 |  | 7/19/12 |  | MCH-A | Covered PM Repair - Biomedical | MHHS-Katy | [8 empty] | MONITORCARDIACFIXED | Monitor, Cardiac, Fixed | Philips
NO | YES |  |  |  | 133-08919 | 133-08919 | Philips Medical Systems Cardiac and Monitoring Syste | INTELLIVUE MX450 |  | DE35123826 | Katy-PACU | MHHS-Katy |  | Monitor, Cardiac, Fixed |  | 133-08919 | 133-08919 | Katy | MHHS-Katy | Katy-PACU | Bay 19 | 6/1/19 | 6/1/20 |  |  | MONITORS, PHYSIOLOGIC, VITAL SIGNS | Monitor, Cardiac, Fixed | MONITORCARDIACFIXED-Philips-Intellivue MX450 | MONITORCARDIACFIXED | Intellivue MX450 |  |  |  | Philips | Monitor, Cardiac, Fixed |  | MONITORCARDIACFIXED-Philips-Intellivue MX450 |  |  |  | MCH-A | Covered PM Repair - Biomedical | MHHS-Katy | [8 empty] | MONITORCARDIACFIXED | Monitor, Cardiac, Fixed | Philips
NO | YES |  |  |  | 133-08920 | 133-08920 | Philips Medical Systems Cardiac and Monitoring Syste | INTELLIVUE MX450 |  | DE35123837 | Katy-PACU | MHHS-Katy |  | Monitor, Cardiac, Fixed |  | 133-08920 | 133-08920 | Katy | MHHS-Katy | Katy-PACU | PACU BAY 21 | 5/1/19 | 6/1/20 |  |  | MONITORS, PHYSIOLOGIC, VITAL SIGNS | Monitor, Cardiac, Fixed | MONITORCARDIACFIXED-Philips-Intellivue MX450 | MONITORCARDIACFIXED | Intellivue MX450 |  |  |  | Philips | Monitor, Cardiac, Fixed |  | MONITORCARDIACFIXED-Philips-Intellivue MX450 |  |  |  | MCH-A | Covered PM Repair - Biomedical | MHHS-Katy | [8 empty] | MONITORCARDIACFIXED | Monitor, Cardiac, Fixed | Philips
NO | YES |  |  |  | 133-08921 | 133-08921 | Philips Medical Systems Cardiac and Monitoring Syste | INTELLIVUE MX450 |  | DE35123831 | Katy-PACU | MHHS-Katy |  | Monitor, Cardiac, Fixed |  | 133-08921 | 133-08921 | Katy | MHHS-Katy | Katy-PACU | Recovery 21 | 5/1/19 | 5/1/20 |  |  | MONITORS, PHYSIOLOGIC, VITAL SIGNS | Monitor, Cardiac, Fixed | MONITORCARDIACFIXED-Philips-Intellivue MX450 | MONITORCARDIACFIXED | Intellivue MX450 |  |  |  | Philips | Monitor, Cardiac, Fixed |  | MONITORCARDIACFIXED-Philips-Intellivue MX450 |  |  |  | MCH-A | Covered PM Repair - Biomedical | MHHS-Katy | [8 empty] | MONITORCARDIACFIXED | Monitor, Cardiac, Fixed | Philips
NO | YES |  |  |  | 133-08922 | 133-08922 | Philips Medical Systems Cardiac and Monitoring Syste | INTELLIVUE MX450 |  | DE35123856 | Katy-PACU | MHHS-Katy |  | Monitor, Cardiac, Fixed |  | 133-08922 | 133-08922 | Katy | MHHS-Katy | Katy-PACU | Pacu | 5/1/19 | 5/1/20 |  |  | MONITORS, PHYSIOLOGIC, VITAL SIGNS | Monitor, Cardiac, Fixed | MONITORCARDIACFIXED-Philips-Intellivue MX450 | MONITORCARDIACFIXED | Intellivue MX450 |  |  |  | Philips | Monitor, Cardiac, Fixed |  | MONITORCARDIACFIXED-Philips-Intellivue MX450 |  | 8/1/16 |  | MCH-A | Covered PM Repair - Biomedical | MHHS-Katy | [8 empty] | MONITORCARDIACFIXED | Monitor, Cardiac, Fixed | Philips
NO | YES |  |  |  | 133-08923 | 133-08923 | Philips Medical Systems Cardiac and Monitoring Syste | INTELLIVUE MX450 |  | DE35123834 | Katy-PACU | MHHS-Katy |  | Monitor, Cardiac, Fixed |  | 133-08923 | 133-08923 | Katy | MHHS-Katy | Katy-PACU | PACU Room 23 | 5/1/19 | 5/1/20 |  |  | MONITORS, PHYSIOLOGIC, VITAL SIGNS | Monitor, Cardiac, Fixed | MONITORCARDIACFIXED-Philips-Intellivue MX450 | MONITORCARDIACFIXED | Intellivue MX450 |  |  |  | Philips | Monitor, Cardiac, Fixed |  | MONITORCARDIACFIXED-Philips-Intellivue MX450 |  |  |  | MCH-A | Covered PM Repair - Biomedical | MHHS-Katy | [8 empty] | MONITORCARDIACFIXED | Monitor, Cardiac, Fixed | Philips
NO | YES |  |  |  | 133-08924 | 133-08924 | Philips Medical Systems Cardiac and Monitoring Syste | INTELLIVUE MX450 |  | DE35123832 | Katy-PACU | MHHS-Katy |  | Monitor, Cardiac, Fixed |  | 133-08924 | 133-08924 | Katy | MHHS-Katy | Katy-PACU | Bay 16 | 6/1/19 | 6/1/20 |  |  | MONITORS, PHYSIOLOGIC, VITAL SIGNS | Monitor, Cardiac, Fixed | MONITORCARDIACFIXED-Philips-Intellivue MX450 | MONITORCARDIACFIXED | Intellivue MX450 |  |  |  | Philips | Monitor, Cardiac, Fixed |  | MONITORCARDIACFIXED-Philips-Intellivue MX450 |  |  |  | MCH-A | Covered PM Repair - Biomedical | MHHS-Katy | [8 empty] | MONITORCARDIACFIXED | Monitor, Cardiac, Fixed | Philips
NO | YES |  |  |  | 133-08925 | 133-08925 | Philips Medical Systems Cardiac and Monitoring Syste | INTELLIVUE MX450 |  | DE35123825 | Katy-PACU | MHHS-Katy |  | Monitor, Cardiac, Fixed |  | 133-08925 | 133-08925 | Katy | MHHS-Katy | Katy-PACU | PACU BAY 15 | 6/1/19 | 6/1/20 |  |  | MONITORS, PHYSIOLOGIC, VITAL SIGNS | Monitor, Cardiac, Fixed | MONITORCARDIACFIXED-Philips-Intellivue MX450 | MONITORCARDIACFIXED | Intellivue MX450 |  |  |  | Philips | Monitor, Cardiac, Fixed |  | MONITORCARDIACFIXED-Philips-Intellivue MX450 |  |  |  | MCH-A | Covered PM Repair - Biomedical | MHHS-Katy | [8 empty] | MONITORCARDIACFIXED | Monitor, Cardiac, Fixed | Philips
NO | YES |  |  |  | 133-08926 | 133-08926 | Philips Medical Systems Cardiac and Monitoring Syste | INTELLIVUE MX450 |  | DE35123830 | Katy-PACU | MHHS-Katy |  | Monitor, Cardiac, Fixed |  | 133-08926 | 133-08926 | Katy | MHHS-Katy | Katy-PACU | Bay 14 | 6/1/19 | 6/1/20 |  |  | MONITORS, PHYSIOLOGIC, VITAL SIGNS | Monitor, Cardiac, Fixed | MONITORCARDIACFIXED-Philips-Intellivue MX450 | MONITORCARDIACFIXED | Intellivue MX450 |  |  |  | Philips | Monitor, Cardiac, Fixed |  | MONITORCARDIACFIXED-Philips-Intellivue MX450 |  |  |  | MCH-A | Covered PM Repair - Biomedical | MHHS-Katy | [8 empty] | MONITORCARDIACFIXED | Monitor, Cardiac, Fixed | Philips
NO | YES |  |  |  | 133-08927 | 133-08927 | Philips Medical Systems Cardiac and Monitoring Syste | INTELLIVUE MX450 |  | DE35123827 | Katy-PACU | MHHS-Katy |  | Monitor, Cardiac, Fixed |  | 133-08927 | 133-08927 | Katy | MHHS-Katy | Katy-PACU | Pacu | 6/1/19 | 6/1/20 |  |  | MONITORS, PHYSIOLOGIC, VITAL SIGNS | Monitor, Cardiac, Fixed | MONITORCARDIACFIXED-Philips-Intellivue MX450 | MONITORCARDIACFIXED | Intellivue MX450 |  |  |  | Philips | Monitor, Cardiac, Fixed |  | MONITORCARDIACFIXED-Philips-Intellivue MX450 |  |  |  | MCH-A | Covered PM Repair - Biomedical | MHHS-Katy | [8 empty] | MONITORCARDIACFIXED | Monitor, Cardiac, Fixed | Philips
NO | YES |  |  |  | 041-34382 | 041-34382 | Philips Medical Systems Cardiac and Monitoring Syste | INTELLIVUE MX450 |  | DE671H2895 | MEMORIAL CITY - ER | MHHS-Mem City |  | Monitor, Cardiac, Fixed |  | 041-34382 | 041-34382 | West | Memorial Hermann Memorial City Medical Center Emergency Center | MEMORIAL CITY - ER | Emergency Room 27 |  |  |  |  | MONITORS, PHYSIOLOGIC, VITAL SIGNS |  | MONITORCARDIACFIXED-Philips-Intellivue MX450 | MONITORCARDIACFIXED | Intellivue MX450 |  |  |  | Philips | Monitor, Cardiac, Fixed |  | MONITORCARDIACFIXED-Philips-Intellivue MX450 |  |  |  |  | Covered PM Repair - Biomedical | MHHS-Mem City
NO | YES |  |  |  | 041-34385 | 041-34385 | Philips Medical Systems Cardiac and Monitoring Syste | INTELLIVUE MX450 |  | DE671H2891 | MEMORIAL CITY - ER | MHHS-Mem City |  | Monitor, Cardiac, Fixed |  | 041-34385 | 041-34385 | West | Memorial Hermann Memorial City Medical Center Emergency Center | MEMORIAL CITY - ER | Emergency Room 22 |  |  |  |  | MONITORS, PHYSIOLOGIC, VITAL SIGNS |  | MONITORCARDIACFIXED-Philips-Intellivue MX450 | MONITORCARDIACFIXED | Intellivue MX450 |  |  |  | Philips | Monitor, Cardiac, Fixed |  | MONITORCARDIACFIXED-Philips-Intellivue MX450 |  |  |  |  | Covered PM Repair - Biomedical | MHHS-Mem City
NO | YES |  |  |  | 041-34387 | 041-34387b | Philips Medical Systems Cardiac and Monitoring Syste | INTELLIVUE MX450 |  | DE671H2892 | Emergency Room E1 534 Room 37 | MHHS-Mem City |  | Monitor, Cardiac, Fixed |  | 041-34387 | 041-34387b | West | Memorial Hermann - Memorial City Emergency Dept. | Emergency Room E1 534 Room 37 | Emergency Room E1 534 Room 37 |  |  |  |  | MONITORS, PHYSIOLOGIC, VITAL SIGNS |  | MONITORCARDIACFIXED-Philips-Intellivue MX450 | MONITORCARDIACFIXED | Intellivue MX450 |  |  |  | Philips | Monitor, Cardiac, Fixed |  | MONITORCARDIACFIXED-Philips-Intellivue MX450 |  |  |  |  | Covered PM Repair - Biomedical | MHHS-Mem City
NO | YES |  |  |  | 041-34389 | 041-34389 | Philips Medical Systems Cardiac and Monitoring Syste | INTELLIVUE MX450 |  | DE671H2896 | MEMORIAL CITY - ER | MHHS-Mem City |  | Monitor, Cardiac, Fixed |  | 041-34389 | 041-34389 | West | Memorial city-memorial herman emergency center | MEMORIAL CITY - ER | E1-519 |  |  |  |  | MONITORS, PHYSIOLOGIC, VITAL SIGNS |  | MONITORCARDIACFIXED-Philips-Intellivue MX450 | MONITORCARDIACFIXED | Intellivue MX450 |  |  |  | Philips | Monitor, Cardiac, Fixed |  | MONITORCARDIACFIXED-Philips-Intellivue MX450 |  |  |  |  | Covered PM Repair - Biomedical | MHHS-Mem City
NO | YES | Asset Tag 041-34391 |  |  | 041-34391 | 041-34391 | Philips Medical Systems Cardiac and Monitoring Syste | INTELLIVUE MX450 |  | DE671H2898 | MEMORIAL CITY - ER | MHHS-Mem City |  | Monitor, Cardiac, Fixed |  | 041-34391 | 041-34391 | West | Memorialcity - memorial herman emergency center | MEMORIAL CITY - ER | E1-516 Room 31 |  |  |  |  | MONITORS, PHYSIOLOGIC, VITAL SIGNS |  | MONITORCARDIACFIXED-Philips-Intellivue MX450 | MONITORCARDIACFIXED | Intellivue MX450 |  |  |  | Philips | Monitor, Cardiac, Fixed |  | MONITORCARDIACFIXED-Philips-Intellivue MX450 |  |  |  |  | Covered PM Repair - Biomedical | MHHS-Mem City
NO | YES |  |  |  | 041-34393 | 041-34393 | Philips Medical Systems Cardiac and Monitoring Syste | INTELLIVUE MX450 |  | DE671H2894 | MEMORIAL CITY - ER | MHHS-Mem City |  | Monitor, Cardiac, Fixed |  | 041-34393 | 041-34393 | West | Memorialcity - memorial herman emergency center | MEMORIAL CITY - ER | E1-517 Room 32 |  |  |  |  | MONITORS, PHYSIOLOGIC, VITAL SIGNS |  | MONITORCARDIACFIXED-Philips-Intellivue MX450 | MONITORCARDIACFIXED | Intellivue MX450 |  |  |  | Philips | Monitor, Cardiac, Fixed |  | MONITORCARDIACFIXED-Philips-Intellivue MX450 |  |  |  |  | Covered PM Repair - Biomedical | MHHS-Mem City
NO | YES | Asset Tag 041-34414 |  |  | 041-34414 | 041-34414 | Philips Medical Systems Cardiac and Monitoring Syste | INTELLIVUE MX450 |  | DE671H2893 | Emergency Room E1 532 Room 35 | MHHS-Mem City |  | Monitor, Cardiac, Fixed |  | 041-34414 | 041-34414 | West | Memorial Hermann - Memorial City Emergency Dept. | Emergency Room E1 532 Room 35 | Emergency Room E1 532 Room 35 |  |  |  |  | MONITORS, PHYSIOLOGIC, VITAL SIGNS |  | MONITORCARDIACFIXED-Philips-Intellivue MX450 | MONITORCARDIACFIXED | Intellivue MX450 |  |  |  | Philips | Monitor, Cardiac, Fixed |  | MONITORCARDIACFIXED-Philips-Intellivue MX450 |  |  |  |  | Covered PM Repair - Biomedical | MHHS-Mem City
NO | YES |  |  |  | 041-34417 | 041-34417 | Philips Medical Systems Cardiac and Monitoring Syste | INTELLIVUE MX450 |  | DE671H2890 | MEMORIAL CITY - ER | MHHS-Mem City |  | Monitor, Cardiac, Fixed |  | 041-34417 | 041-34417 | West | Memorial Hermann Memorial City ER | MEMORIAL CITY - ER | E1 506 ER Rm 26 |  |  |  |  | MONITORS, PHYSIOLOGIC, VITAL SIGNS |  | MONITORCARDIACFIXED-Philips-Intellivue MX450 | MONITORCARDIACFIXED | Intellivue MX450 |  |  |  | Philips | Monitor, Cardiac, Fixed |  | MONITORCARDIACFIXED-Philips-Intellivue MX450 |  |  |  |  | Covered PM Repair - Biomedical | MHHS-Mem City
NO | YES |  |  |  | 041-34420 | 041-34420 | Philips Medical Systems Cardiac and Monitoring Syste | INTELLIVUE MX450 |  | DE671H2897 | MEMORIAL CITY - ER | MHHS-Mem City |  | Monitor, Cardiac, Fixed |  | 041-34420 | 041-34420 | West | Memorial Hermann Memorial City ER | MEMORIAL CITY - ER | E1 533 ER Rm 36 |  |  |  |  | MONITORS, PHYSIOLOGIC, VITAL SIGNS |  | MONITORCARDIACFIXED-Philips-Intellivue MX450 | MONITORCARDIACFIXED | Intellivue MX450 |  |  |  | Philips | Monitor, Cardiac, Fixed |  | MONITORCARDIACFIXED-Philips-Intellivue MX450 |  |  |  |  | Covered PM Repair - Biomedical | MHHS-Mem City
NO | YES |  |  |  | 041-19236 | 041-19236 | Philips Medical Systems Cardiac and Monitoring Syste | INTELLIVUE MX450 |  | DE35136354 | MEMORIAL CITY - MHT - JHC PACU | MHHS-Mem City |  | Monitor, Cardiac, Fixed |  | 041-19236 | 041-19236 | West | Memorial City - Memorial Hermann Hospital West | MEMORIAL CITY - MHT - JHC PACU | West Recovery 14 |  |  |  |  | MONITORS, PHYSIOLOGIC, VITAL SIGNS |  | MONITORCARDIACFIXED-Philips-Intellivue MX450 | MONITORCARDIACFIXED | Intellivue MX450 |  |  |  | Philips | Monitor, Cardiac, Fixed |  | MONITORCARDIACFIXED-Philips-Intellivue MX450 |  |  |  |  | Covered PM Repair - Biomedical | MHHS-Mem City
NO | YES |  |  |  | 041-19177 | 041-19177 | Philips Medical Systems Cardiac and Monitoring Syste | INTELLIVUE MX450 |  | DE35136249 | MEMORIAL CITY - MHT - JHC PO | MHHS-Mem City |  | Monitor, Cardiac, Fixed |  | 041-19177 | 041-19177 | West | Memorial Hermann Memorial City Medical Center | MEMORIAL CITY - MHT - JHC PO | MEMORIAL CITY - MHT - JHC PO |  |  |  |  | MONITORS, PHYSIOLOGIC, VITAL SIGNS |  | MONITORCARDIACFIXED-Philips-Intellivue MX450 | MONITORCARDIACFIXED | Intellivue MX450 |  |  |  | Philips | Monitor, Cardiac, Fixed |  | MONITORCARDIACFIXED-Philips-Intellivue MX450 |  |  |  |  | Covered PM Repair - Biomedical | MHHS-Mem City
NO | YES |  |  |  | 041-19180 | 041-19180 | Philips Medical Systems Cardiac and Monitoring Syste | INTELLIVUE MX450 |  | DE35136360 | Memorial city - out patient surgery | MHHS-Mem City |  | Monitor, Cardiac, Fixed |  | 041-19180 | 041-19180 | West and memorial city | Memorial city - memorial herman hospital | Memorial city - out patient surgery | Recovery |  |  |  |  | MONITORS, PHYSIOLOGIC, VITAL SIGNS |  | MONITORCARDIACFIXED-Philips-Intellivue MX450 | MONITORCARDIACFIXED | Intellivue MX450 |  |  |  | Philips | Monitor, Cardiac, Fixed |  | MONITORCARDIACFIXED-Philips-Intellivue MX450 |  |  |  |  | Covered PM Repair - Biomedical | MHHS-Mem City
NO | YES |  |  |  | 041-19183 | 041-19183 | Philips Medical Systems Cardiac and Monitoring Syste | INTELLIVUE MX450 |  | DE35136358 | MEMORIAL CITY - MHT - JHC PACU | MHHS-Mem City |  | Monitor, Cardiac, Fixed |  | 041-19183 | 041-19183 | West | Memorial City - Memorial Hermann Hospital West | MEMORIAL CITY - MHT - JHC PACU | West Recovery 15 |  |  |  |  | MONITORS, PHYSIOLOGIC, VITAL SIGNS |  | MONITORCARDIACFIXED-Philips-Intellivue MX450 | MONITORCARDIACFIXED | Intellivue MX450 |  |  |  | Philips | Monitor, Cardiac, Fixed |  | MONITORCARDIACFIXED-Philips-Intellivue MX450 |  |  |  |  | Covered PM Repair - Biomedical | MHHS-Mem City
NO | YES |  |  |  | 041-19186 | 041-19186 | Philips Medical Systems Cardiac and Monitoring Syste | INTELLIVUE MX450 |  | DE35136357 | MEMORIAL CITY - Outpatient | MHHS-Mem City |  | Monitor, Cardiac, Fixed |  | 041-19186 | 041-19186 | West | Memorial City - Memorial Hermann Hospital West | MEMORIAL CITY - Outpatient | West Recovery |  |  |  |  | MONITORS, PHYSIOLOGIC, VITAL SIGNS |  | MONITORCARDIACFIXED-Philips-Intellivue MX450 | MONITORCARDIACFIXED | Intellivue MX450 |  |  |  | Philips | Monitor, Cardiac, Fixed |  | MONITORCARDIACFIXED-Philips-Intellivue MX450 |  |  |  |  | Covered PM Repair - Biomedical | MHHS-Mem City
NO | YES |  |  |  | 041-19189 | 041-19189 | Philips Medical Systems Cardiac and Monitoring Syste | INTELLIVUE MX450 |  | DE35136356 | MEMORIAL CITY - MHT - JHC RECOVER | MHHS-Mem City |  | Monitor, Cardiac, Fixed |  | 041-19189 | 041-19189 | West | Memorial Hermann Memorial City Medical Center | MEMORIAL CITY - MHT - JHC RECOVER | MEMORIAL CITY - MHT - JHC RECOVER |  |  |  |  | MONITORS, PHYSIOLOGIC, VITAL SIGNS |  | MONITORCARDIACFIXED-Philips-Intellivue MX450 | MONITORCARDIACFIXED | Intellivue MX450 |  |  |  | Philips | Monitor, Cardiac, Fixed |  | MONITORCARDIACFIXED-Philips-Intellivue MX450 |  |  |  |  | Covered PM Repair - Biomedical | MHHS-Mem City
NO | YES |  |  |  | 041-19192 | 041-19192 | Philips Medical Systems Cardiac and Monitoring Syste | INTELLIVUE MX450 |  | DE35136361 | MEMORIAL CITY - MHT - JHC Recovery | MHHS-Mem City |  | Monitor, Cardiac, Fixed |  | 041-19192 | 041-19192 | West | Memorial Hermann Memorial City Medical Center | MEMORIAL CITY - MHT - JHC Recovery | MH11 Recovery Bay 4 |  |  |  |  | MONITORS, PHYSIOLOGIC, VITAL SIGNS |  | MONITORCARDIACFIXED-Philips-Intellivue MX450 | MONITORCARDIACFIXED | Intellivue MX450 |  |  |  | Philips | Monitor, Cardiac, Fixed |  | MONITORCARDIACFIXED-Philips-Intellivue MX450 |  |  |  |  | Covered PM Repair - Biomedical | MHHS-Mem City
NO | YES |  |  |  | 041-19227 | 041-19227 | Philips Medical Systems Cardiac and Monitoring Syste | INTELLIVUE MX450 |  | DE35136352 | MEMORIAL CITY - MHT - JHC Recovery | MHHS-Mem City |  | Monitor, Cardiac, Fixed |  | 041-19227 | 041-19227 | West | Memorial Hermann Memorial City Medical Center | MEMORIAL CITY - MHT - JHC Recovery | MH11 Recovery Bay 3 |  |  |  |  | MONITORS, PHYSIOLOGIC, VITAL SIGNS |  | MONITORCARDIACFIXED-Philips-Intellivue MX450 | MONITORCARDIACFIXED | Intellivue MX450 |  |  |  | Philips | Monitor, Cardiac, Fixed |  | MONITORCARDIACFIXED-Philips-Intellivue MX450 |  |  |  |  | Covered PM Repair - Biomedical | MHHS-Mem City
NO | YES |  |  |  | 041-19230 | 041-19230 | Philips Medical Systems Cardiac and Monitoring Syste | INTELLIVUE MX450 |  | DE35136353 | Memorial city - out patient surgery | MHHS-Mem City |  | Monitor, Cardiac, Fixed |  | 041-19230 | 041-19230 | West and memorial city | Memorial city - memorial herman hospital | Memorial city - out patient surgery | Recovery |  |  |  |  | MONITORS, PHYSIOLOGIC, VITAL SIGNS |  | MONITORCARDIACFIXED-Philips-Intellivue MX450 | MONITORCARDIACFIXED | Intellivue MX450 |  |  |  | Philips | Monitor, Cardiac, Fixed |  | MONITORCARDIACFIXED-Philips-Intellivue MX450 |  |  |  |  | Covered PM Repair - Biomedical | MHHS-Mem City
NO | YES |  |  |  | 041-19233 | 041-19233 | Philips Medical Systems Cardiac and Monitoring Syste | INTELLIVUE MX450 |  | DE35136377 | Memorial city - out patient surgery | MHHS-Mem City |  | Monitor, Cardiac, Fixed |  | 041-19233 | 041-19233 | West and memorial city | Memorial city - memorial herman hospital | Memorial city - out patient surgery | Recovery |  |  |  |  | MONITORS, PHYSIOLOGIC, VITAL SIGNS |  | MONITORCARDIACFIXED-Philips-Intellivue MX450 | MONITORCARDIACFIXED | Intellivue MX450 |  |  |  | Philips | Monitor, Cardiac, Fixed |  | MONITORCARDIACFIXED-Philips-Intellivue MX450 |  |  |  |  | Covered PM Repair - Biomedical | MHHS-Mem City
NO | YES |  |  |  | 041-19239 | 041-19239 | Philips Medical Systems Cardiac and Monitoring Syste | INTELLIVUE MX450 |  | DE35136363 | Memorial city - out patient surgery | MHHS-Mem City |  | Monitor, Cardiac, Fixed |  | 041-19239 | 041-19239 | West and memorial city | Memorial city - memorial herman hospital | Memorial city - out patient surgery | Recovery |  |  |  |  | MONITORS, PHYSIOLOGIC, VITAL SIGNS |  | MONITORCARDIACFIXED-Philips-Intellivue MX450 | MONITORCARDIACFIXED | Intellivue MX450 |  |  |  | Philips | Monitor, Cardiac, Fixed |  | MONITORCARDIACFIXED-Philips-Intellivue MX450 |  |  |  |  | Covered PM Repair - Biomedical | MHHS-Mem City
NO | YES |  |  |  | 041-19242 | 041-19242 | Philips Medical Systems Cardiac and Monitoring Syste | INTELLIVUE MX450 |  | DE35136362 | MEMORIAL CITY - MHT - JHC Recovery | MHHS-Mem City |  | Monitor, Cardiac, Fixed |  | 041-19242 | 041-19242 | West | Memorial Hermann Memorial City Medical Center | MEMORIAL CITY - MHT - JHC Recovery | MH11 Recovery Bay 2 |  |  |  |  | MONITORS, PHYSIOLOGIC, VITAL SIGNS |  | MONITORCARDIACFIXED-Philips-Intellivue MX450 | MONITORCARDIACFIXED | Intellivue MX450 |  |  |  | Philips | Monitor, Cardiac, Fixed |  | MONITORCARDIACFIXED-Philips-Intellivue MX450 |  |  |  |  | Covered PM Repair - Biomedical | MHHS-Mem City
NO | YES |  |  |  | 041-19245 | 041-19245 | Philips Medical Systems Cardiac and Monitoring Syste | INTELLIVUE MX450 |  | DE35136350 | Outpatient Surgery Recovery | MHHS-Mem City |  | Monitor, Cardiac, Fixed |  | 041-19245 | 041-19245 | West | Memorial City | Outpatient Surgery Recovery | Recovery 17 |  |  |  |  | MONITORS, PHYSIOLOGIC, VITAL SIGNS |  | MONITORCARDIACFIXED-Philips-Intellivue MX450 | MONITORCARDIACFIXED | Intellivue MX450 |  |  |  | Philips | Monitor, Cardiac, Fixed |  | MONITORCARDIACFIXED-Philips-Intellivue MX450 |  |  |  |  | Covered PM Repair - Biomedical | MHHS-Mem City
NO | YES |  |  |  | 041-19248 | 041-19248 | Philips Medical Systems Cardiac and Monitoring Syste | INTELLIVUE MX450 |  | DE35136351 | MEMORIAL CITY - MHT - JHC PACU | MHHS-Mem City |  | Monitor, Cardiac, Fixed |  | 041-19248 | 041-19248 | West | Memorial City - Memorial Hermann Hospital West | MEMORIAL CITY - MHT - JHC PACU | West Recovery 16 |  |  |  |  | MONITORS, PHYSIOLOGIC, VITAL SIGNS |  | MONITORCARDIACFIXED-Philips-Intellivue MX450 | MONITORCARDIACFIXED | Intellivue MX450 |  |  |  | Philips | Monitor, Cardiac, Fixed |  | MONITORCARDIACFIXED-Philips-Intellivue MX450 |  |  |  |  | Covered PM Repair - Biomedical | MHHS-Mem City
NO | YES |  |  |  | 041-19286 | 041-19286 | Philips Medical Systems Cardiac and Monitoring Syste | INTELLIVUE MX450 |  | DE35136355 | MEMORIAL CITY - MHT - JHC RECOVER | MHHS-Mem City |  | Monitor, Cardiac, Fixed |  | 041-19286 | 041-19286 | West | Memorial Hermann Memorial City Medical Center | MEMORIAL CITY - MHT - JHC RECOVER | MEMORIAL CITY - MHT - JHC RECOVER |  |  |  |  | MONITORS, PHYSIOLOGIC, VITAL SIGNS |  | MONITORCARDIACFIXED-Philips-Intellivue MX450 | MONITORCARDIACFIXED | Intellivue MX450 |  |  |  | Philips | Monitor, Cardiac, Fixed |  | MONITORCARDIACFIXED-Philips-Intellivue MX450 |  |  |  |  | Covered PM Repair - Biomedical | MHHS-Mem City
NO | YES |  |  |  | 041-34359 | 041-34359 | Philips Medical Systems Cardiac and Monitoring Syste | INTELLIVUE MX450 |  | DE671F2321 | Memorial City OR Recovery | MHHS-Mem City |  | Monitor, Cardiac, Fixed |  | 041-34359 | 041-34359 | West | Memorial Hermann Memorial City Medical Center | Memorial City OR Recovery | Memorial City - OR Recovery Bay 7 |  |  |  |  | MONITORS, PHYSIOLOGIC, VITAL SIGNS |  | MONITORCARDIACFIXED-Philips-Intellivue MX450 | MONITORCARDIACFIXED | Intellivue MX450 |  |  |  | Philips | Monitor, Cardiac, Fixed |  | MONITORCARDIACFIXED-Philips-Intellivue MX450 |  |  |  |  | Covered PM Repair - Biomedical | MHHS-Mem City
NO | YES |  |  |  | 041-20108 | 041-20108 | Philips Medical Systems Cardiac and Monitoring Syste | INTELLIVUE MX450 |  | DE35148121 | MEMORIAL CITY - MOR RECOVERY | MHHS-Mem City |  | Monitor, Cardiac, Fixed |  | 041-20108 | 041-20108 | West | Memorial Hermann Memorial City Medical Center | MEMORIAL CITY - MOR RECOVERY | MEMORIAL CITY - MOR RECOVER |  |  |  |  | MONITORS, PHYSIOLOGIC, VITAL SIGNS |  | MONITORCARDIACFIXED-Philips-Intellivue MX450 | MONITORCARDIACFIXED | Intellivue MX450 |  |  |  | Philips | Monitor, Cardiac, Fixed |  | MONITORCARDIACFIXED-Philips-Intellivue MX450 |  |  |  |  | Covered PM Repair - Biomedical | MHHS-Mem City
NO | YES |  |  |  | 041-20111 | 041-20111 | Philips Medical Systems Cardiac and Monitoring Syste | INTELLIVUE MX450 |  | DE35148115 | MEMORIAL CITY - MOR RECOVERY | MHHS-Mem City |  | Monitor, Cardiac, Fixed |  | 041-20111 | 041-20111 | West | Memorial City - Memorial Hermann Hospital East Tower | MEMORIAL CITY - MOR RECOVERY | Bay 25 |  |  |  |  | MONITORS, PHYSIOLOGIC, VITAL SIGNS |  | MONITORCARDIACFIXED-Philips-Intellivue MX450 | MONITORCARDIACFIXED | Intellivue MX450 |  |  |  | Philips | Monitor, Cardiac, Fixed |  | MONITORCARDIACFIXED-Philips-Intellivue MX450 |  |  |  |  | Covered PM Repair - Biomedical | MHHS-Mem City
NO | YES |  |  |  | 041-20114 | 041-20114 | Philips Medical Systems Cardiac and Monitoring Syste | INTELLIVUE MX450 |  | DE35148118 | MEMORIAL CITY - MOR RECOVERY | MHHS-Mem City |  | Monitor, Cardiac, Fixed |  | 041-20114 | 041-20114 | West |  | MEMORIAL CITY - MOR RECOVERY | Bay 25 |  |  |  |  | MONITORS, PHYSIOLOGIC, VITAL SIGNS |  | MONITORCARDIACFIXED-Philips-Intellivue MX450 | MONITORCARDIACFIXED | Intellivue MX450 |  |  |  | Philips | Monitor, Cardiac, Fixed |  | MONITORCARDIACFIXED-Philips-Intellivue MX450 |  |  |  |  | Covered PM Repair - Biomedical | MHHS-Mem City
NO | YES |  |  |  | 041-20117 | 041-20117 | Philips Medical Systems Cardiac and Monitoring Syste | INTELLIVUE MX450 |  | DE35148127 | MEMORIAL CITY - MOR RECOVERY | MHHS-Mem City |  | Monitor, Cardiac, Fixed |  | 041-20117 | 041-20117 | West | Memorial Hermann Memorial City Medical Center | MEMORIAL CITY - MOR RECOVERY | MEMORIAL CITY - MOR RECOVER |  |  |  |  | MONITORS, PHYSIOLOGIC, VITAL SIGNS |  | MONITORCARDIACFIXED-Philips-Intellivue MX450 | MONITORCARDIACFIXED | Intellivue MX450 |  |  |  | Philips | Monitor, Cardiac, Fixed |  | MONITORCARDIACFIXED-Philips-Intellivue MX450 |  |  |  |  | Covered PM Repair - Biomedical | MHHS-Mem City
NO | YES |  |  |  | 041-20123 | 041-20123 | Philips Medical Systems Cardiac and Monitoring Syste | INTELLIVUE MX450 |  | DE35148119 | MEMORIAL CITY - MOR RECOVERY | MHHS-Mem City |  | Monitor, Cardiac, Fixed |  | 041-20123 | 041-20123 | West | Memorial City - Memorial Hermann Hospital East Tower | MEMORIAL CITY - MOR RECOVERY | Bay 20 |  |  |  |  | MONITORS, PHYSIOLOGIC, VITAL SIGNS |  | MONITORCARDIACFIXED-Philips-Intellivue MX450 | MONITORCARDIACFIXED | Intellivue MX450 |  |  |  | Philips | Monitor, Cardiac, Fixed |  | MONITORCARDIACFIXED-Philips-Intellivue MX450 |  |  |  |  | Covered PM Repair - Biomedical | MHHS-Mem City
NO | YES |  |  |  | 041-20128 | 041-20128 | Philips Medical Systems Cardiac and Monitoring Syste | INTELLIVUE MX450 |  | DE35148126 | Memorial City OR Recovery | MHHS-Mem City |  | Monitor, Cardiac, Fixed |  | 041-20128 | 041-20128 | West | Memorial Hermann Memorial City Medical Center | Memorial City OR Recovery | Memorial City - OR Recovery Bay 26 |  |  |  |  | MONITORS, PHYSIOLOGIC, VITAL SIGNS |  | MONITORCARDIACFIXED-Philips-Intellivue MX450 | MONITORCARDIACFIXED | Intellivue MX450 |  |  |  | Philips | Monitor, Cardiac, Fixed |  | MONITORCARDIACFIXED-Philips-Intellivue MX450 |  |  |  |  | Covered PM Repair - Biomedical | MHHS-Mem City
NO | YES |  |  |  | 041-20131 | 041-20131 | Philips Medical Systems Cardiac and Monitoring Syste | INTELLIVUE MX450 |  | DE35146105 | Memorial City OR Recovery | MHHS-Mem City |  | Monitor, Cardiac, Fixed |  | 041-20131 | 041-20131 | West | Memorial Hermann Memorial City Medical Center | Memorial City OR Recovery | Memorial City - OR Recovery Bay 27 |  |  |  |  | MONITORS, PHYSIOLOGIC, VITAL SIGNS |  | MONITORCARDIACFIXED-Philips-Intellivue MX450 | MONITORCARDIACFIXED | Intellivue MX450 |  |  |  | Philips | Monitor, Cardiac, Fixed |  | MONITORCARDIACFIXED-Philips-Intellivue MX450 |  |  |  |  | Covered PM Repair - Biomedical | MHHS-Mem City
NO | YES |  |  |  | 041-32476 | 041-32476 | Philips Medical Systems Cardiac and Monitoring Syste | INTELLIVUE MX450 |  | DE671F2320 | MEMORIAL CITY - MOR RECOVERY | MHHS-Mem City |  | Monitor, Cardiac, Fixed |  | 041-32476 | 041-32476 | West | Memorial City - Memorial Hermann Hospital East Tower | MEMORIAL CITY - MOR RECOVERY | Bay 18 |  |  |  |  | MONITORS, PHYSIOLOGIC, VITAL SIGNS |  | MONITORCARDIACFIXED-Philips-Intellivue MX450 | MONITORCARDIACFIXED | Intellivue MX450 |  |  |  | Philips | Monitor, Cardiac, Fixed |  | MONITORCARDIACFIXED-Philips-Intellivue MX450 |  |  |  |  | Covered PM Repair - Biomedical | MHHS-Mem City
NO | YES |  |  |  | 041-32478 | 041-32478 | Philips Medical Systems Cardiac and Monitoring Syste | INTELLIVUE MX450 |  | DE670F2319 | Memorial City OR Recovery | MHHS-Mem City |  | Monitor, Cardiac, Fixed |  | 041-32478 | 041-32478 | West | Memorial Hermann Memorial City Medical Center | Memorial City OR Recovery | Memorial City - OR Recovery Bay 19 |  |  |  |  | MONITORS, PHYSIOLOGIC, VITAL SIGNS |  | MONITORCARDIACFIXED-Philips-Intellivue MX450 | MONITORCARDIACFIXED | Intellivue MX450 |  |  |  | Philips | Monitor, Cardiac, Fixed |  | MONITORCARDIACFIXED-Philips-Intellivue MX450 |  |  |  |  | Covered PM Repair - Biomedical | MHHS-Mem City
NO | YES |  |  |  | 041-32820 | 041-32820 | Philips Medical Systems Cardiac and Monitoring Syste | INTELLIVUE MX450 |  | DE671D5394 | MEMORIAL CITY - MOR RECOVERY | MHHS-Mem City |  | Monitor, Cardiac, Fixed |  | 041-32820 | 041-32820 | West |  | MEMORIAL CITY - MOR RECOVERY | MEMORIAL CITY - MOR RECOVER |  |  |  |  | MONITORS, PHYSIOLOGIC, VITAL SIGNS |  | MONITORCARDIACFIXED-Philips-Intellivue MX450 | MONITORCARDIACFIXED | Intellivue MX450 |  |  |  | Philips | Monitor, Cardiac, Fixed |  | MONITORCARDIACFIXED-Philips-Intellivue MX450 |  |  |  |  | Covered PM Repair - Biomedical | MHHS-Mem City
NO | YES |  |  |  | 041-32822 | 041-32822 | Philips Medical Systems Cardiac and Monitoring Syste | INTELLIVUE MX450 |  | DE671D5396 | Memorial City-MOR Recovery | MHHS-Mem City |  | Monitor, Cardiac, Fixed |  | 041-32822 | 041-32822 | West | Memorial Hermann Memorial City Medical Center | Memorial City-MOR Recovery | E2 220 |  |  |  |  | MONITORS, PHYSIOLOGIC, VITAL SIGNS |  | MONITORCARDIACFIXED-Philips-Intellivue MX450 | MONITORCARDIACFIXED | Intellivue MX450 |  |  |  | Philips | Monitor, Cardiac, Fixed |  | MONITORCARDIACFIXED-Philips-Intellivue MX450 |  |  |  |  | Covered PM Repair - Biomedical | MHHS-Mem City
NO | YES |  |  |  | 041-32824 | 041-32824 | Philips Medical Systems Cardiac and Monitoring Syste | INTELLIVUE MX450 |  | DE671D5397 | Memorial City - Recovery | MHHS-Mem City |  | Monitor, Cardiac, Fixed |  | 041-32824 | 041-32824 | West | Memorial Hermann - Memorial City | Memorial City - Recovery | E2 MOR Recovery - PACU 13 |  |  |  |  | MONITORS, PHYSIOLOGIC, VITAL SIGNS |  | MONITORCARDIACFIXED-Philips-Intellivue MX450 | MONITORCARDIACFIXED | Intellivue MX450 |  |  |  | Philips | Monitor, Cardiac, Fixed |  | MONITORCARDIACFIXED-Philips-Intellivue MX450 |  |  |  |  | Covered PM Repair - Biomedical | MHHS-Mem City
NO | YES |  |  |  | 041-32826 | 041-32826 | Philips Medical Systems Cardiac and Monitoring Syste | INTELLIVUE MX450 |  | DE671D5398 | East Tower OR | MHHS-Mem City |  | Monitor, Cardiac, Fixed |  | 041-32826 | 041-32826 | West | Memorial Hermann - Memorial City | East Tower OR | E2 Isolation Room E2 225.1 |  |  |  |  | MONITORS, PHYSIOLOGIC, VITAL SIGNS |  | MONITORCARDIACFIXED-Philips-Intellivue MX450 | MONITORCARDIACFIXED | Intellivue MX450 |  |  |  | Philips | Monitor, Cardiac, Fixed |  | MONITORCARDIACFIXED-Philips-Intellivue MX450 |  |  |  |  | Covered PM Repair - Biomedical | MHHS-Mem City
NO | YES |  |  |  | 041-32828 | 041-32828 | Philips Medical Systems Cardiac and Monitoring Syste | INTELLIVUE MX450 |  | DE671D5399 | Memorial City - Recovery | MHHS-Mem City |  | Monitor, Cardiac, Fixed |  | 041-32828 | 041-32828 | West | Memorial Hermann - Memorial City | Memorial City - Recovery | E2 MOR Recovery - PACU 14 |  |  |  |  | MONITORS, PHYSIOLOGIC, VITAL SIGNS |  | MONITORCARDIACFIXED-Philips-Intellivue MX450 | MONITORCARDIACFIXED | Intellivue MX450 |  |  |  | Philips | Monitor, Cardiac, Fixed |  | MONITORCARDIACFIXED-Philips-Intellivue MX450 |  |  |  |  | Covered PM Repair - Biomedical | MHHS-Mem City
NO | YES |  |  |  | 041-32830 | 041-32830 | Philips Medical Systems Cardiac and Monitoring Syste | INTELLIVUE MX450 |  | DE671D5395 | MEMORIAL CITY - MOR RECOVERY | MHHS-Mem City |  | Monitor, Cardiac, Fixed |  | 041-32830 | 041-32830 | West | Memorial Hermann Memorial City Medical Center | MEMORIAL CITY - MOR RECOVERY | MEMORIAL CITY - MOR RECOVER |  |  |  |  | MONITORS, PHYSIOLOGIC, VITAL SIGNS |  | MONITORCARDIACFIXED-Philips-Intellivue MX450 | MONITORCARDIACFIXED | Intellivue MX450 |  |  |  | Philips | Monitor, Cardiac, Fixed |  | MONITORCARDIACFIXED-Philips-Intellivue MX450 |  |  |  |  | Covered PM Repair - Biomedical | MHHS-Mem City
NO | YES |  |  |  | 041-32832 | 041-32832 | Philips Medical Systems Cardiac and Monitoring Syste | INTELLIVUE MX450 |  | DE671D5400 | MEMORIAL CITY - MOR RECOVERY | MHHS-Mem City |  | Monitor, Cardiac, Fixed |  | 041-32832 | 041-32832 | West | Memorial Hermann Memorial City Medical Center | MEMORIAL CITY - MOR RECOVERY | MEMORIAL CITY - MOR RECOVER |  |  |  |  | MONITORS, PHYSIOLOGIC, VITAL SIGNS |  | MONITORCARDIACFIXED-Philips-Intellivue MX450 | MONITORCARDIACFIXED | Intellivue MX450 |  |  |  | Philips | Monitor, Cardiac, Fixed |  | MONITORCARDIACFIXED-Philips-Intellivue MX450 |  |  |  |  | Covered PM Repair - Biomedical | MHHS-Mem City
NO | YES |  |  |  | 041-34335 | 041-34335 | Philips Medical Systems Cardiac and Monitoring Syste | INTELLIVUE MX450 |  | DE671F2318 | MEMORIAL CITY - MOR RECOVERY | MHHS-Mem City |  | Monitor, Cardiac, Fixed |  | 041-34335 | 041-34335 | West | Memorial City - Memorial Hermann Hospital East Tower | MEMORIAL CITY - MOR RECOVERY | Bay 18 |  |  |  |  | MONITORS, PHYSIOLOGIC, VITAL SIGNS |  | MONITORCARDIACFIXED-Philips-Intellivue MX450 | MONITORCARDIACFIXED | Intellivue MX450 |  |  |  | Philips | Monitor, Cardiac, Fixed |  | MONITORCARDIACFIXED-Philips-Intellivue MX450 |  |  |  |  | Covered PM Repair - Biomedical | MHHS-Mem City
NO | YES |  |  |  | 145-00189 | 145-00189 | Philips Medical Systems Cardiac and Monitoring Syste | INTELLIVUE MX450 |  | DE35142077 | Pearland-OR-Preop/PACU | MHHS-Pearland Hospital |  | Monitor, Cardiac, Fixed |  | 145-00189 | 145-00189 | Pearland | MHHS-Pearland Hospital | Pearland-OR-Preop/PACU | Pacu 7 | 9/1/19 | 9/1/20 |  |  | MONITORS, PHYSIOLOGIC, VITAL SIGNS | Monitor, Cardiac, Fixed | MONITORCARDIACFIXED-Philips-Intellivue MX450 | MONITORCARDIACFIXED | Intellivue MX450 |  |  |  | Philips | Monitor, Cardiac, Fixed |  | MONITORCARDIACFIXED-Philips-Intellivue MX450 |  |  |  | MCH-A | Covered PM Repair - Biomedical | MHHS-Pearland Hospital | [8 empty] | MONITORCARDIACFIXED | Monitor, Cardiac, Fixed | Philips
NO | YES |  |  |  | 145-00190 | 145-00190 | Philips Medical Systems Cardiac and Monitoring Syste | INTELLIVUE MX450 |  | DE35142073 | Pearland-OR-Preop/PACU | MHHS-Pearland Hospital |  | Monitor, Cardiac, Fixed |  | 145-00190 | 145-00190 | Pearland | MHHS-Pearland Hospital | Pearland-OR-Preop/PACU | Pacu 6 | 9/1/19 | 9/1/20 |  |  | MONITORS, PHYSIOLOGIC, VITAL SIGNS | Monitor, Cardiac, Fixed | MONITORCARDIACFIXED-Philips-Intellivue MX450 | MONITORCARDIACFIXED | Intellivue MX450 |  |  |  | Philips | Monitor, Cardiac, Fixed |  | MONITORCARDIACFIXED-Philips-Intellivue MX450 |  |  |  | MCH-A | Covered PM Repair - Biomedical | MHHS-Pearland Hospital | [8 empty] | MONITORCARDIACFIXED | Monitor, Cardiac, Fixed | Philips
NO | YES |  |  |  | 145-00307 | 145-00307 | Philips Medical Systems Cardiac and Monitoring Syste | INTELLIVUE MX450 |  | DE35142071 | Pearland-OR-Preop/PACU | MHHS-Pearland Hospital |  | Monitor, Cardiac, Fixed |  | 145-00307 | 145-00307 | Pearland | MHHS-Pearland Hospital | Pearland-OR-Preop/PACU | Pacu 5 | 9/1/19 | 9/1/20 |  |  | MONITORS, PHYSIOLOGIC, VITAL SIGNS | Monitor, Cardiac, Fixed | MONITORCARDIACFIXED-Philips-Intellivue MX450 | MONITORCARDIACFIXED | Intellivue MX450 |  |  |  | Philips | Monitor, Cardiac, Fixed |  | MONITORCARDIACFIXED-Philips-Intellivue MX450 |  |  |  | MCH-A | Covered PM Repair - Biomedical | MHHS-Pearland Hospital | [8 empty] | MONITORCARDIACFIXED | Monitor, Cardiac, Fixed | Philips
NO | YES |  |  |  | 145-00310 | 145-00310 | Philips Medical Systems Cardiac and Monitoring Syste | INTELLIVUE MX450 |  | DE35142072 | Pearland-OR-Preop/PACU | MHHS-Pearland Hospital |  | Monitor, Cardiac, Fixed |  | 145-00310 | 145-00310 | Pearland | MHHS-Pearland Hospital | Pearland-OR-Preop/PACU | Pacu 4 | 9/1/19 | 9/1/20 |  |  | MONITORS, PHYSIOLOGIC, VITAL SIGNS | Monitor, Cardiac, Fixed | MONITORCARDIACFIXED-Philips-Intellivue MX450 | MONITORCARDIACFIXED | Intellivue MX450 |  |  |  | Philips | Monitor, Cardiac, Fixed |  | MONITORCARDIACFIXED-Philips-Intellivue MX450 |  |  |  | MCH-A | Covered PM Repair - Biomedical | MHHS-Pearland Hospital | [8 empty] | MONITORCARDIACFIXED | Monitor, Cardiac, Fixed | Philips
NO | YES |  |  |  | 145-00311 | 145-00311 | Philips Medical Systems Cardiac and Monitoring Syste | INTELLIVUE MX450 |  | DE35142081 | Pearland-OR-Preop/PACU | MHHS-Pearland Hospital |  | Monitor, Cardiac, Fixed |  | 145-00311 | 145-00311 | Pearland | MHHS-Pearland Hospital | Pearland-OR-Preop/PACU | PacU 2 | 9/1/19 | 9/1/20 |  |  | MONITORS, PHYSIOLOGIC, VITAL SIGNS | Monitor, Cardiac, Fixed | MONITORCARDIACFIXED-Philips-Intellivue MX450 | MONITORCARDIACFIXED | Intellivue MX450 |  |  |  | Philips | Monitor, Cardiac, Fixed |  | MONITORCARDIACFIXED-Philips-Intellivue MX450 |  |  |  | MCH-A | Covered PM Repair - Biomedical | MHHS-Pearland Hospital | [8 empty] | MONITORCARDIACFIXED | Monitor, Cardiac, Fixed | Philips
NO | YES |  |  |  | 145-00314 | 145-00314 | Philips Medical Systems Cardiac and Monitoring Syste | INTELLIVUE MX450 |  | DE35142078 | Pearland-OR-Preop/PACU | MHHS-Pearland Hospital |  | Monitor, Cardiac, Fixed |  | 145-00314 | 145-00314 | Pearland | MHHS-Pearland Hospital | Pearland-OR-Preop/PACU | PacU 2 | 9/1/19 | 9/1/20 |  |  | MONITORS, PHYSIOLOGIC, VITAL SIGNS | Monitor, Cardiac, Fixed | MONITORCARDIACFIXED-Philips-Intellivue MX450 | MONITORCARDIACFIXED | Intellivue MX450 |  |  |  | Philips | Monitor, Cardiac, Fixed |  | MONITORCARDIACFIXED-Philips-Intellivue MX450 |  |  |  | MCH-A | Covered PM Repair - Biomedical | MHHS-Pearland Hospital | [8 empty] | MONITORCARDIACFIXED | Monitor, Cardiac, Fixed | Philips
NO | YES |  |  |  | 145-00315 | 145-00315 | Philips Medical Systems Cardiac and Monitoring Syste | INTELLIVUE MX450 |  | DE35142076 | Pearland-OR-Preop/PACU | MHHS-Pearland Hospital |  | Monitor, Cardiac, Fixed |  | 145-00315 | 145-00315 | Pearland | MHHS-Pearland Hospital | Pearland-OR-Preop/PACU | PacU 1 | 11/1/19 | 9/1/20 |  |  | MONITORS, PHYSIOLOGIC, VITAL SIGNS | Monitor, Cardiac, Fixed | MONITORCARDIACFIXED-Philips-Intellivue MX450 | MONITORCARDIACFIXED | Intellivue MX450 |  |  |  | Philips | Monitor, Cardiac, Fixed |  | MONITORCARDIACFIXED-Philips-Intellivue MX450 |  |  |  | MCH-A | Covered PM Repair - Biomedical | MHHS-Pearland Hospital | [8 empty] | MONITORCARDIACFIXED | Monitor, Cardiac, Fixed | Philips
NO | YES |  |  |  | 145-00435 | 145-00435 | Philips Medical Systems Cardiac and Monitoring Syste | INTELLIVUE MX450 |  | DE35142074 | Pearland-OR-Preop/PACU | MHHS-Pearland Hospital |  | Monitor, Cardiac, Fixed |  | 145-00435 | 145-00435 | Pearland | MHHS-Pearland Hospital | Pearland-OR-Preop/PACU | PACU 8 | 9/1/19 | 9/1/20 |  |  | MONITORS, PHYSIOLOGIC, VITAL SIGNS | Monitor, Cardiac, Fixed | MONITORCARDIACFIXED-Philips-Intellivue MX450 | MONITORCARDIACFIXED | Intellivue MX450 |  |  |  | Philips | Monitor, Cardiac, Fixed |  | MONITORCARDIACFIXED-Philips-Intellivue MX450 |  |  |  | MCH-A | Covered PM Repair - Biomedical | MHHS-Pearland Hospital | [8 empty] | MONITORCARDIACFIXED | Monitor, Cardiac, Fixed | Philips
NO | YES |  |  |  | 145-00437 | 145-00437 | Philips Medical Systems Cardiac and Monitoring Syste | INTELLIVUE MX450 |  | DE35142093 | Pearland-OR-Preop/PACU | MHHS-Pearland Hospital |  | Monitor, Cardiac, Fixed |  | 145-00437 | 145-00437 | Pearland | MHHS-Pearland Hospital | Pearland-OR-Preop/PACU | PACU 9 | 9/1/19 | 9/1/20 |  |  | MONITORS, PHYSIOLOGIC, VITAL SIGNS | Monitor, Cardiac, Fixed | MONITORCARDIACFIXED-Philips-Intellivue MX450 | MONITORCARDIACFIXED | Intellivue MX450 |  |  |  | Philips | Monitor, Cardiac, Fixed |  | MONITORCARDIACFIXED-Philips-Intellivue MX450 |  |  |  | MCH-A | Covered PM Repair - Biomedical | MHHS-Pearland Hospital | [8 empty] | MONITORCARDIACFIXED | Monitor, Cardiac, Fixed | Philips
NO | YES |  |  |  | 005-10413 | 005-10413 | Philips Medical Systems Cardiac and Monitoring Syste | INTELLIVUE MX450 |  | DE35129463 | SE-Emergency Center | MHHS-Southeast |  | Monitor, Cardiac, Fixed |  | 005-10413 | 005-10413 | Southeast | MHHS-Southeast | SE-Emergency Center | ER | 11/1/19 |  | 11/1/20 |  | MONITORS, PHYSIOLOGIC, VITAL SIGNS |  | MONITORCARDIACFIXED-Philips-Intellivue MX450 | MONITORCARDIACFIXED | Intellivue MX450 |  |  |  | Philips | Monitor, Cardiac, Fixed |  | MONITORCARDIACFIXED-Philips-Intellivue MX450 |  |  |  |  | Covered PM Repair - Biomedical | MHHS-Southeast
NO | YES |  |  |  | 005-10415 | 005-10415 | Philips Medical Systems Cardiac and Monitoring Syste | INTELLIVUE MX450 |  | DE35129462 | SE-Emergency Center | MHHS-Southeast |  | Monitor, Cardiac, Fixed |  | 005-10415 | 005-10415 | Southeast | MHHS-Southeast | SE-Emergency Center | Nurse Station | 2/1/19 |  |  |  | MONITORS, PHYSIOLOGIC, VITAL SIGNS |  | MONITORCARDIACFIXED-Philips-Intellivue MX450 | MONITORCARDIACFIXED | Intellivue MX450 |  |  |  | Philips | Monitor, Cardiac, Fixed |  | MONITORCARDIACFIXED-Philips-Intellivue MX450 |  |  |  |  | Covered PM Repair - Biomedical | MHHS-Southeast
NO | YES |  |  |  | 005-10417 | 005-10417 | Philips Medical Systems Cardiac and Monitoring Syste | INTELLIVUE MX450 |  | DE35129466 | SE-Emergency Center | MHHS-Southeast |  | Monitor, Cardiac, Fixed |  | 005-10417 | 005-10417 | Southeast | MHHS-Southeast | SE-Emergency Center | Biomed | 10/1/19 |  | 10/1/20 |  | MONITORS, PHYSIOLOGIC, VITAL SIGNS |  | MONITORCARDIACFIXED-Philips-Intellivue MX450 | MONITORCARDIACFIXED | Intellivue MX450 |  |  |  | Philips | Monitor, Cardiac, Fixed |  | MONITORCARDIACFIXED-Philips-Intellivue MX450 |  |  |  |  | Covered PM Repair - Biomedical | MHHS-Southeast
NO | YES |  |  |  | 005-10655 | 005-10655 | Philips Medical Systems Cardiac and Monitoring Syste | INTELLIVUE MX450 |  | DE35129460 | SE-Emergency Center | MHHS-Southeast |  | Monitor, Cardiac, Fixed |  | 005-10655 | 005-10655 | Southeast | MHHS-Southeast | SE-Emergency Center | Biomed | 10/1/19 |  | 10/1/20 |  | MONITORS, PHYSIOLOGIC, VITAL SIGNS |  | MONITORCARDIACFIXED-Philips-Intellivue MX450 | MONITORCARDIACFIXED | Intellivue MX450 |  |  |  | Philips | Monitor, Cardiac, Fixed |  | MONITORCARDIACFIXED-Philips-Intellivue MX450 |  |  |  |  | Covered PM Repair - Biomedical | MHHS-Southeast
NO | YES |  |  |  | 005-10659 | 005-10659 | Philips Medical Systems Cardiac and Monitoring Syste | INTELLIVUE MX450 |  | DE35129461 | SE-Emergency Center | MHHS-Southeast |  | Monitor, Cardiac, Fixed |  | 005-10659 | 005-10659 | Southeast | MHHS-Southeast | SE-Emergency Center | Nurse Station | 10/1/19 |  |  |  | MONITORS, PHYSIOLOGIC, VITAL SIGNS |  | MONITORCARDIACFIXED-Philips-Intellivue MX450 | MONITORCARDIACFIXED | Intellivue MX450 |  |  |  | Philips | Monitor, Cardiac, Fixed |  | MONITORCARDIACFIXED-Philips-Intellivue MX450 |  |  |  |  | Covered PM Repair - Biomedical | MHHS-Southeast
NO | YES |  |  |  | 005-10661 | 005-10661 | Philips Medical Systems Cardiac and Monitoring Syste | INTELLIVUE MX450 |  | DE35129465 | SE-Emergency Center | MHHS-Southeast |  | Monitor, Cardiac, Fixed |  | 005-10661 | 005-10661 | Southeast | MHHS-Southeast | SE-Emergency Center | Nurse Station | 10/1/19 |  |  |  | MONITORS, PHYSIOLOGIC, VITAL SIGNS |  | MONITORCARDIACFIXED-Philips-Intellivue MX450 | MONITORCARDIACFIXED | Intellivue MX450 |  |  |  | Philips | Monitor, Cardiac, Fixed |  | MONITORCARDIACFIXED-Philips-Intellivue MX450 |  |  |  |  | Covered PM Repair - Biomedical | MHHS-Southeast
NO | YES |  |  |  | 005-10266 | 005-10266 | Philips Medical Systems Cardiac and Monitoring Syste | INTELLIVUE MX450 |  | DE35115833 | SE-Esophageal Disease Center | MHHS-Southeast |  | Monitor, Cardiac, Fixed |  | 005-10266 | 005-10266 | Southeast | MHHS-Southeast | SE-Esophageal Disease Center | Endo procesure 1 | 5/1/19 |  |  |  | MONITORS, PHYSIOLOGIC, VITAL SIGNS |  | MONITORCARDIACFIXED-Philips-Intellivue MX450 | MONITORCARDIACFIXED | Intellivue MX450 |  |  |  | Philips | Monitor, Cardiac, Fixed |  | MONITORCARDIACFIXED-Philips-Intellivue MX450 |  |  |  |  | Covered PM Repair - Biomedical | MHHS-Southeast
NO | YES |  |  |  | 005-10272 | 005-10272 | Philips Medical Systems Cardiac and Monitoring Syste | INTELLIVUE MX450 |  | DE35115832 | SE-Esophageal Disease Center | MHHS-Southeast |  | Monitor, Cardiac, Fixed |  | 005-10272 | 005-10272 | Southeast | MHHS-Southeast | SE-Esophageal Disease Center | Procedure 1 | 5/1/19 |  | 5/1/20 |  | MONITORS, PHYSIOLOGIC, VITAL SIGNS |  | MONITORCARDIACFIXED-Philips-Intellivue MX450 | MONITORCARDIACFIXED | Intellivue MX450 |  |  |  | Philips | Monitor, Cardiac, Fixed |  | MONITORCARDIACFIXED-Philips-Intellivue MX450 |  |  |  |  | Covered PM Repair - Biomedical | MHHS-Southeast
NO | YES |  |  |  | 005-10773 | 005-10773 | Philips Medical Systems Cardiac and Monitoring Syste | INTELLIVUE MX450 |  | DE35134601 | SE-Esophageal Disease Center | MHHS-Southeast |  | Monitor, Cardiac, Fixed |  | 005-10773 | 005-10773 | Southeast | MHHS-Southeast | SE-Esophageal Disease Center | SE - ESOPHAGEAL DISEASE CENTER | 5/1/19 |  | 5/1/20 |  | MONITORS, PHYSIOLOGIC, VITAL SIGNS |  | MONITORCARDIACFIXED-Philips-Intellivue MX450 | MONITORCARDIACFIXED | Intellivue MX450 |  |  |  | Philips | Monitor, Cardiac, Fixed |  | MONITORCARDIACFIXED-Philips-Intellivue MX450 |  |  |  |  | Covered PM Repair - Biomedical | MHHS-Southeast
NO | YES |  |  |  | 005-10774 | 005-10774 | Philips Medical Systems Cardiac and Monitoring Syste | INTELLIVUE MX450 |  | DE35134604 | SE-Esophageal Disease Center | MHHS-Southeast |  | Monitor, Cardiac, Fixed |  | 005-10774 | 005-10774 | Southeast & Bay Area | MHHS-Southeast | SE-Esophageal Disease Center | Endo 11 | 5/1/19 |  | 5/1/20 |  | MONITORS, PHYSIOLOGIC, VITAL SIGNS |  | MONITORCARDIACFIXED-Philips-Intellivue MX450 | MONITORCARDIACFIXED | Intellivue MX450 |  |  |  | Philips | Monitor, Cardiac, Fixed |  | MONITORCARDIACFIXED-Philips-Intellivue MX450 |  |  |  |  | Covered PM Repair - Biomedical | MHHS-Southeast
NO | YES |  |  |  | 005-10775 | 005-10775 | Philips Medical Systems Cardiac and Monitoring Syste | INTELLIVUE MX450 |  | DE35134602 | SE-Esophageal Disease Center | MHHS-Southeast |  | Monitor, Cardiac, Fixed |  | 005-10775 | 005-10775 | Southeast | MHHS-Southeast | SE-Esophageal Disease Center | Bay 12 | 5/1/19 |  | 5/1/20 |  | MONITORS, PHYSIOLOGIC, VITAL SIGNS |  | MONITORCARDIACFIXED-Philips-Intellivue MX450 | MONITORCARDIACFIXED | Intellivue MX450 |  |  |  | Philips | Monitor, Cardiac, Fixed |  | MONITORCARDIACFIXED-Philips-Intellivue MX450 |  |  |  |  | Covered PM Repair - Biomedical | MHHS-Southeast
NO | YES |  |  |  | 005-10795 | 005-10795 | Philips Medical Systems Cardiac and Monitoring Syste | INTELLIVUE MX450 |  | DE35115830 | SE-Nurse Call | MHHS-Southeast |  | Monitor, Cardiac, Fixed |  | 005-10795 | 005-10795 | Southeast | MHHS-Southeast | SE-Nurse Call | Endo 3 | 5/1/19 |  | 5/1/20 |  | MONITORS, PHYSIOLOGIC, VITAL SIGNS |  | MONITORCARDIACFIXED-Philips-Intellivue MX450 | MONITORCARDIACFIXED | Intellivue MX450 |  |  |  | Philips | Monitor, Cardiac, Fixed |  | MONITORCARDIACFIXED-Philips-Intellivue MX450 |  |  |  |  | Covered PM Repair - Biomedical | MHHS-Southeast
NO | YES |  |  |  | 013-37381 | 013-37381 | Philips Medical Systems Cardiac and Monitoring Syste | INTELLIVUE MX450 |  | DE35140866 | SW-HVI-Preop | MHHS-Southwest |  | Monitor, Cardiac, Fixed |  | 013-37381 | 013-37381 | Southwest | MHHS-Southwest | SW-HVI-Preop | Bay 18 | 2/1/20 |  | 2/1/21 |  | MONITORS, PHYSIOLOGIC, VITAL SIGNS | Monitor, Cardiac, Fixed | MONITORCARDIACFIXED-Philips-Intellivue MX450 | MONITORCARDIACFIXED | Intellivue MX450 |  |  |  | Philips | Monitor, Cardiac, Fixed |  | MONITORCARDIACFIXED-Philips-Intellivue MX450 |  |  |  | MCH-A | Covered PM Repair - Biomedical | MHHS-Southwest | [8 empty] | MONITORCARDIACFIXED | Monitor, Cardiac, Fixed | Philips
NO | YES |  |  |  | 013-37384 | 013-37384 | Philips Medical Systems Cardiac and Monitoring Syste | INTELLIVUE MX450 |  | DE35140867 | SW-HVI-Preop | MHHS-Southwest |  | Monitor, Cardiac, Fixed |  | 013-37384 | 013-37384 | Southwest | MHHS-Southwest | SW-HVI-Preop | Room 19 | 2/1/20 |  | 2/1/21 |  | MONITORS, PHYSIOLOGIC, VITAL SIGNS | Monitor, Cardiac, Fixed | MONITORCARDIACFIXED-Philips-Intellivue MX450 | MONITORCARDIACFIXED | Intellivue MX450 |  |  |  | Philips | Monitor, Cardiac, Fixed |  | MONITORCARDIACFIXED-Philips-Intellivue MX450 |  |  |  | MCH-A | Covered PM Repair - Biomedical | MHHS-Southwest | [8 empty] | MONITORCARDIACFIXED | Monitor, Cardiac, Fixed | Philips
NO | YES |  |  |  | 013-37390 | 013-37390 | Philips Medical Systems Cardiac and Monitoring Syste | INTELLIVUE MX450 |  | DE35140862 | SW-HVI-Preop | MHHS-Southwest |  | Monitor, Cardiac, Fixed |  | 013-37390 | 013-37390 | Southwest | MHHS-Southwest | SW-HVI-Preop | Rm 21 | 2/1/20 |  | 2/1/21 |  | MONITORS, PHYSIOLOGIC, VITAL SIGNS | Monitor, Cardiac, Fixed | MONITORCARDIACFIXED-Philips-Intellivue MX450 | MONITORCARDIACFIXED | Intellivue MX450 |  |  |  | Philips | Monitor, Cardiac, Fixed |  | MONITORCARDIACFIXED-Philips-Intellivue MX450 |  |  |  | MCH-A | Covered PM Repair - Biomedical | MHHS-Southwest | [8 empty] | MONITORCARDIACFIXED | Monitor, Cardiac, Fixed | Philips
NO | YES |  |  |  | 013-37393 | 013-37393 | Philips Medical Systems Cardiac and Monitoring Syste | INTELLIVUE MX450 |  | DE35140861 | SW-HVI-Preop | MHHS-Southwest |  | Monitor, Cardiac, Fixed |  | 013-37393 | 013-37393 | Southwest | MHHS-Southwest | SW-HVI-Preop |  | 2/12/19 |  |  |  | MONITORS, PHYSIOLOGIC, VITAL SIGNS | Monitor, Cardiac, Fixed | MONITORCARDIACFIXED-Philips-Intellivue MX450 | MONITORCARDIACFIXED | Intellivue MX450 |  |  |  | Philips | Monitor, Cardiac, Fixed |  | MONITORCARDIACFIXED-Philips-Intellivue MX450 |  |  | Finished from Script 3/27/2020 12:11:52pm (Central) | MCH-A | Covered PM Repair - Biomedical | MHHS-Southwest | [8 empty] | MONITORCARDIACFIXED | Monitor, Cardiac, Fixed | Philips
NO | YES |  |  |  | 013-37399 | 013-37399 | Philips Medical Systems Cardiac and Monitoring Syste | INTELLIVUE MX450 |  | DE35140859 | SW-HVI-Holding | MHHS-Southwest |  | Monitor, Cardiac, Fixed |  | 013-37399 | 013-37399 | Southwest | MHHS-Southwest | SW-HVI-Holding | PACU 24 | 2/1/20 |  | 2/1/21 |  | MONITORS, PHYSIOLOGIC, VITAL SIGNS | Monitor, Cardiac, Fixed | MONITORCARDIACFIXED-Philips-Intellivue MX450 | MONITORCARDIACFIXED | Intellivue MX450 |  |  |  | Philips | Monitor, Cardiac, Fixed |  | MONITORCARDIACFIXED-Philips-Intellivue MX450 |  |  |  | MCH-A | Covered PM Repair - Biomedical | MHHS-Southwest | [8 empty] | MONITORCARDIACFIXED | Monitor, Cardiac, Fixed | Philips
NO | YES |  |  |  | 013-37402 | 013-37402 | Philips Medical Systems Cardiac and Monitoring Syste | INTELLIVUE MX450 |  | DE35140857 | SW-HVI-Holding | MHHS-Southwest |  | Monitor, Cardiac, Fixed |  | 013-37402 | 013-37402 | Southwest | MHHS-Southwest | SW-HVI-Holding | PACU 25 | 2/1/20 |  | 2/1/21 |  | MONITORS, PHYSIOLOGIC, VITAL SIGNS | Monitor, Cardiac, Fixed | MONITORCARDIACFIXED-Philips-Intellivue MX450 | MONITORCARDIACFIXED | Intellivue MX450 |  |  |  | Philips | Monitor, Cardiac, Fixed |  | MONITORCARDIACFIXED-Philips-Intellivue MX450 |  |  |  | MCH-A | Covered PM Repair - Biomedical | MHHS-Southwest | [8 empty] | MONITORCARDIACFIXED | Monitor, Cardiac, Fixed | Philips
NO | YES |  |  |  | 013-37405 | 013-37405 | Philips Medical Systems Cardiac and Monitoring Syste | INTELLIVUE MX450 |  | DE35140856 | SW-HVI-Holding | MHHS-Southwest |  | Monitor, Cardiac, Fixed |  | 013-37405 | 013-37405 | Southwest | MHHS-Southwest | SW-HVI-Holding | HVI | 2/1/19 |  |  |  | MONITORS, PHYSIOLOGIC, VITAL SIGNS | Monitor, Cardiac, Fixed | MONITORCARDIACFIXED-Philips-Intellivue MX450 | MONITORCARDIACFIXED | Intellivue MX450 |  |  |  | Philips | Monitor, Cardiac, Fixed |  | MONITORCARDIACFIXED-Philips-Intellivue MX450 |  |  |  | MCH-A | Covered PM Repair - Biomedical | MHHS-Southwest | [8 empty] | MONITORCARDIACFIXED | Monitor, Cardiac, Fixed | Philips
NO | YES |  |  |  | 013-37408 | 013-37408 | Philips Medical Systems Cardiac and Monitoring Syste | INTELLIVUE MX450 |  | DE35140865 | SW-HVI-Holding | MHHS-Southwest |  | Monitor, Cardiac, Fixed |  | 013-37408 | 013-37408 | Southwest | MHHS-Southwest | SW-HVI-Holding | HVI | 2/1/19 |  |  |  | MONITORS, PHYSIOLOGIC, VITAL SIGNS | Monitor, Cardiac, Fixed | MONITORCARDIACFIXED-Philips-Intellivue MX450 | MONITORCARDIACFIXED | Intellivue MX450 |  |  |  | Philips | Monitor, Cardiac, Fixed |  | MONITORCARDIACFIXED-Philips-Intellivue MX450 |  |  |  | MCH-A | Covered PM Repair - Biomedical | MHHS-Southwest | [8 empty] | MONITORCARDIACFIXED | Monitor, Cardiac, Fixed | Philips
NO | YES |  |  |  | 013-37411 | 013-37411 | Philips Medical Systems Cardiac and Monitoring Syste | INTELLIVUE MX450 |  | DE35140860 | SW-HVI-Holding | MHHS-Southwest |  | Monitor, Cardiac, Fixed |  | 013-37411 | 013-37411 | Southwest | MHHS-Southwest | SW-HVI-Holding | HVI | 2/1/20 |  | 3/1/21 |  | MONITORS, PHYSIOLOGIC, VITAL SIGNS | Monitor, Cardiac, Fixed | MONITORCARDIACFIXED-Philips-Intellivue MX450 | MONITORCARDIACFIXED | Intellivue MX450 |  |  |  | Philips | Monitor, Cardiac, Fixed |  | MONITORCARDIACFIXED-Philips-Intellivue MX450 |  |  |  | MCH-A | Covered PM Repair - Biomedical | MHHS-Southwest | [8 empty] | MONITORCARDIACFIXED | Monitor, Cardiac, Fixed | Philips
NO | YES |  |  |  | 013-37414 | 013-37414 | Philips Medical Systems Cardiac and Monitoring Syste | INTELLIVUE MX450 |  | DE35140863 | SW-HVI-Preop | MHHS-Southwest |  | Monitor, Cardiac, Fixed |  | 013-37414 | 013-37414 | Southwest | MHHS-Southwest | SW-HVI-Preop | Isolation Room - 17 | 2/1/20 |  | 2/1/21 |  | MONITORS, PHYSIOLOGIC, VITAL SIGNS | Monitor, Cardiac, Fixed | MONITORCARDIACFIXED-Philips-Intellivue MX450 | MONITORCARDIACFIXED | Intellivue MX450 |  |  |  | Philips | Monitor, Cardiac, Fixed |  | MONITORCARDIACFIXED-Philips-Intellivue MX450 |  |  |  | MCH-A | Covered PM Repair - Biomedical | MHHS-Southwest | [8 empty] | MONITORCARDIACFIXED | Monitor, Cardiac, Fixed | Philips
NO | YES |  |  |  | 013-38546 | 013-38546 | Philips Medical Systems Cardiac and Monitoring Syste | INTELLIVUE MX450 |  | DE351A6056 | SW-NICU | MHHS-Southwest |  | Monitor, Cardiac, Fixed |  | 013-38546 | 013-38546 | Southwest | MHHS-Southwest | SW-NICU | NICU | 12/1/18 |  |  |  | MONITORS, PHYSIOLOGIC, VITAL SIGNS | Monitor, Cardiac, Fixed | MONITORCARDIACFIXED-Philips-Intellivue MX450 | MONITORCARDIACFIXED | Intellivue MX450 |  |  |  | Philips | Monitor, Cardiac, Fixed |  | MONITORCARDIACFIXED-Philips-Intellivue MX450 |  |  |  | MCH-A | Covered PM Repair - Biomedical | MHHS-Southwest | [8 empty] | MONITORCARDIACFIXED | Monitor, Cardiac, Fixed | Philips
NO | YES |  |  |  | 013-38548 | 013-38548 | Philips Medical Systems Cardiac and Monitoring Syste | INTELLIVUE MX450 |  | De35A6057 | SW-NICU | MHHS-Southwest |  | Monitor, Cardiac, Fixed |  | 013-38548 | 013-38548 | Southwest | MHHS-Southwest | SW-NICU | NICU | 8/1/19 |  |  |  | MONITORS, PHYSIOLOGIC, VITAL SIGNS | Monitor, Cardiac, Fixed | MONITORCARDIACFIXED-Philips-Intellivue MX450 | MONITORCARDIACFIXED | Intellivue MX450 |  |  |  | Philips | Monitor, Cardiac, Fixed |  | MONITORCARDIACFIXED-Philips-Intellivue MX450 |  |  |  | MCH-A | Covered PM Repair - Biomedical | MHHS-Southwest | [8 empty] | MONITORCARDIACFIXED | Monitor, Cardiac, Fixed | Philips
NO | YES |  |  |  | 013-38550 | 013-38550 | Philips Medical Systems Cardiac and Monitoring Syste | INTELLIVUE MX450 |  | DE351A6069 | SW-NICU | MHHS-Southwest |  | Monitor, Cardiac, Fixed |  | 013-38550 | 013-38550 | Southwest | MHHS-Southwest | SW-NICU | NICU | 1/1/20 |  | 1/1/21 |  | MONITORS, PHYSIOLOGIC, VITAL SIGNS | Monitor, Cardiac, Fixed | MONITORCARDIACFIXED-Philips-Intellivue MX450 | MONITORCARDIACFIXED | Intellivue MX450 |  |  |  | Philips | Monitor, Cardiac, Fixed |  | MONITORCARDIACFIXED-Philips-Intellivue MX450 |  |  |  | MCH-A | Covered PM Repair - Biomedical | MHHS-Southwest | [8 empty] | MONITORCARDIACFIXED | Monitor, Cardiac, Fixed | Philips
NO | YES |  |  |  | 013-38552 | 013-38552 | Philips Medical Systems Cardiac and Monitoring Syste | INTELLIVUE MX450 |  | DE351A6072 | SW-NICU | MHHS-Southwest |  | Monitor, Cardiac, Fixed |  | 013-38552 | 013-38552 | Southwest | MHHS-Southwest | SW-NICU | NICU | 1/1/20 |  | 1/1/21 |  | MONITORS, PHYSIOLOGIC, VITAL SIGNS | Monitor, Cardiac, Fixed | MONITORCARDIACFIXED-Philips-Intellivue MX450 | MONITORCARDIACFIXED | Intellivue MX450 |  |  |  | Philips | Monitor, Cardiac, Fixed |  | MONITORCARDIACFIXED-Philips-Intellivue MX450 |  |  |  | MCH-A | Covered PM Repair - Biomedical | MHHS-Southwest | [8 empty] | MONITORCARDIACFIXED | Monitor, Cardiac, Fixed | Philips
NO | YES |  |  |  | 013-38554 | 013-38554 | Philips Medical Systems Cardiac and Monitoring Syste | INTELLIVUE MX450 |  | DE351A6080 | SW-NICU | MHHS-Southwest |  | Monitor, Cardiac, Fixed |  | 013-38554 | 013-38554 | Southwest | MHHS-Southwest | SW-NICU | NICU | 1/1/20 |  | 1/1/21 |  | MONITORS, PHYSIOLOGIC, VITAL SIGNS | Monitor, Cardiac, Fixed | MONITORCARDIACFIXED-Philips-Intellivue MX450 | MONITORCARDIACFIXED | Intellivue MX450 |  |  |  | Philips | Monitor, Cardiac, Fixed |  | MONITORCARDIACFIXED-Philips-Intellivue MX450 |  |  |  | MCH-A | Covered PM Repair - Biomedical | MHHS-Southwest | [8 empty] | MONITORCARDIACFIXED | Monitor, Cardiac, Fixed | Philips
NO | YES |  |  |  | 013-38556 | 013-38556 | Philips Medical Systems Cardiac and Monitoring Syste | INTELLIVUE MX450 |  | DE351A6050 | SW-NICU | MHHS-Southwest |  | Monitor, Cardiac, Fixed |  | 013-38556 | 013-38556 | Southwest | MHHS-Southwest | SW-NICU | NICU | 12/1/19 |  | 12/1/20 |  | MONITORS, PHYSIOLOGIC, VITAL SIGNS | Monitor, Cardiac, Fixed | MONITORCARDIACFIXED-Philips-Intellivue MX450 | MONITORCARDIACFIXED | Intellivue MX450 |  |  |  | Philips | Monitor, Cardiac, Fixed |  | MONITORCARDIACFIXED-Philips-Intellivue MX450 |  |  |  | MCH-A | Covered PM Repair - Biomedical | MHHS-Southwest | [8 empty] | MONITORCARDIACFIXED | Monitor, Cardiac, Fixed | Philips
NO | YES |  |  |  | 013-38558 | 013-38558 | Philips Medical Systems Cardiac and Monitoring Syste | INTELLIVUE MX450 |  | DE351A6048 | SW-NICU | MHHS-Southwest |  | Monitor, Cardiac, Fixed |  | 013-38558 | 013-38558 | Southwest | MHHS-Southwest | SW-NICU | NICU | 12/1/19 |  |  |  | MONITORS, PHYSIOLOGIC, VITAL SIGNS | Monitor, Cardiac, Fixed | MONITORCARDIACFIXED-Philips-Intellivue MX450 | MONITORCARDIACFIXED | Intellivue MX450 |  |  |  | Philips | Monitor, Cardiac, Fixed |  | MONITORCARDIACFIXED-Philips-Intellivue MX450 |  |  |  | MCH-A | Covered PM Repair - Biomedical | MHHS-Southwest | [8 empty] | MONITORCARDIACFIXED | Monitor, Cardiac, Fixed | Philips
NO | YES |  |  |  | 013-38560 | 013-38560 | Philips Medical Systems Cardiac and Monitoring Syste | INTELLIVUE MX450 |  | DE351A6073 | SW-NICU | MHHS-Southwest |  | Monitor, Cardiac, Fixed |  | 013-38560 | 013-38560 | Southwest | MHHS-Southwest | SW-NICU | NICU | 12/1/19 |  | 12/1/20 |  | MONITORS, PHYSIOLOGIC, VITAL SIGNS | Monitor, Cardiac, Fixed | MONITORCARDIACFIXED-Philips-Intellivue MX450 | MONITORCARDIACFIXED | Intellivue MX450 |  |  |  | Philips | Monitor, Cardiac, Fixed |  | MONITORCARDIACFIXED-Philips-Intellivue MX450 |  |  |  | MCH-A | Covered PM Repair - Biomedical | MHHS-Southwest | [8 empty] | MONITORCARDIACFIXED | Monitor, Cardiac, Fixed | Philips
NO | YES |  |  |  | 013-38562 | 013-38562 | Philips Medical Systems Cardiac and Monitoring Syste | INTELLIVUE MX450 |  | DE351A6066 | SW-NICU | MHHS-Southwest |  | Monitor, Cardiac, Fixed |  | 013-38562 | 013-38562 | Southwest | MHHS-Southwest | SW-NICU | NICU | 1/1/20 |  | 1/1/21 |  | MONITORS, PHYSIOLOGIC, VITAL SIGNS | Monitor, Cardiac, Fixed | MONITORCARDIACFIXED-Philips-Intellivue MX450 | MONITORCARDIACFIXED | Intellivue MX450 |  |  |  | Philips | Monitor, Cardiac, Fixed |  | MONITORCARDIACFIXED-Philips-Intellivue MX450 |  |  |  | MCH-A | Covered PM Repair - Biomedical | MHHS-Southwest | [8 empty] | MONITORCARDIACFIXED | Monitor, Cardiac, Fixed | Philips
NO | YES |  |  |  | 013-38564 | 013-38564 | Philips Medical Systems Cardiac and Monitoring Syste | INTELLIVUE MX450 |  | DE351A6052 | SW-NICU | MHHS-Southwest |  | Monitor, Cardiac, Fixed |  | 013-38564 | 013-38564 | Southwest | MHHS-Southwest | SW-NICU | NICU | 1/1/20 |  | 1/1/21 |  | MONITORS, PHYSIOLOGIC, VITAL SIGNS | Monitor, Cardiac, Fixed | MONITORCARDIACFIXED-Philips-Intellivue MX450 | MONITORCARDIACFIXED | Intellivue MX450 |  |  |  | Philips | Monitor, Cardiac, Fixed |  | MONITORCARDIACFIXED-Philips-Intellivue MX450 |  |  |  | MCH-A | Covered PM Repair - Biomedical | MHHS-Southwest | [8 empty] | MONITORCARDIACFIXED | Monitor, Cardiac, Fixed | Philips
NO | YES |  |  |  | 013-38566 | 013-38566 | Philips Medical Systems Cardiac and Monitoring Syste | INTELLIVUE MX450 |  | DE351A6049 | SW-NICU | MHHS-Southwest |  | Monitor, Cardiac, Fixed |  | 013-38566 | 013-38566 | Southwest | MHHS-Southwest | SW-NICU | NICU | 12/1/18 |  |  |  | MONITORS, PHYSIOLOGIC, VITAL SIGNS | Monitor, Cardiac, Fixed | MONITORCARDIACFIXED-Philips-Intellivue MX450 | MONITORCARDIACFIXED | Intellivue MX450 |  |  |  | Philips | Monitor, Cardiac, Fixed |  | MONITORCARDIACFIXED-Philips-Intellivue MX450 |  |  |  | MCH-A | Covered PM Repair - Biomedical | MHHS-Southwest | [8 empty] | MONITORCARDIACFIXED | Monitor, Cardiac, Fixed | Philips
NO | YES |  |  |  | 013-38568 | 013-38568 | Philips Medical Systems Cardiac and Monitoring Syste | INTELLIVUE MX450 |  | DE351A6064 | SW-NICU | MHHS-Southwest |  | Monitor, Cardiac, Fixed |  | 013-38568 | 013-38568 | Southwest | MHHS-Southwest | SW-NICU | NICU | 12/1/18 |  |  |  | MONITORS, PHYSIOLOGIC, VITAL SIGNS | Monitor, Cardiac, Fixed | MONITORCARDIACFIXED-Philips-Intellivue MX450 | MONITORCARDIACFIXED | Intellivue MX450 |  |  |  | Philips | Monitor, Cardiac, Fixed |  | MONITORCARDIACFIXED-Philips-Intellivue MX450 |  |  |  | MCH-A | Covered PM Repair - Biomedical | MHHS-Southwest | [8 empty] | MONITORCARDIACFIXED | Monitor, Cardiac, Fixed | Philips
NO | YES | Asset Tag 013-38570 |  |  | 013-38570 | 013-38570 | Philips Medical Systems Cardiac and Monitoring Syste | INTELLIVUE MX450 |  | DE351A6068 | SW-NICU | MHHS-Southwest |  | Monitor, Cardiac, Fixed |  | 013-38570 | 013-38570 | Southwest | MHHS-Southwest | SW-NICU |  | 12/6/18 |  |  |  | MONITORS, PHYSIOLOGIC, VITAL SIGNS | Monitor, Cardiac, Fixed | MONITORCARDIACFIXED-Philips-Intellivue MX450 | MONITORCARDIACFIXED | Intellivue MX450 |  |  |  | Philips | Monitor, Cardiac, Fixed |  | MONITORCARDIACFIXED-Philips-Intellivue MX450 |  |  | Finished from Script 3/27/2020 12:11:52pm (Central) | MCH-A | Covered PM Repair - Biomedical | MHHS-Southwest | [8 empty] | MONITORCARDIACFIXED | Monitor, Cardiac, Fixed | Philips
NO | YES |  |  |  | 013-38572 | 013-38572 | Philips Medical Systems Cardiac and Monitoring Syste | INTELLIVUE MX450 |  | DE351A6058 | SW-NICU | MHHS-Southwest |  | Monitor, Cardiac, Fixed |  | 013-38572 | 013-38572 | Southwest | MHHS-Southwest | SW-NICU | NICU | 12/1/18 |  |  |  | MONITORS, PHYSIOLOGIC, VITAL SIGNS | Monitor, Cardiac, Fixed | MONITORCARDIACFIXED-Philips-Intellivue MX450 | MONITORCARDIACFIXED | Intellivue MX450 |  |  |  | Philips | Monitor, Cardiac, Fixed |  | MONITORCARDIACFIXED-Philips-Intellivue MX450 |  |  |  | MCH-A | Covered PM Repair - Biomedical | MHHS-Southwest | [8 empty] | MONITORCARDIACFIXED | Monitor, Cardiac, Fixed | Philips
NO | YES |  |  |  | 013-38574 | 013-38574 | Philips Medical Systems Cardiac and Monitoring Syste | INTELLIVUE MX450 |  | DE351A6051 | SW-NICU | MHHS-Southwest |  | Monitor, Cardiac, Fixed |  | 013-38574 | 013-38574 | Southwest | MHHS-Southwest | SW-NICU | NICU | 1/1/20 |  | 1/1/21 |  | MONITORS, PHYSIOLOGIC, VITAL SIGNS | Monitor, Cardiac, Fixed | MONITORCARDIACFIXED-Philips-Intellivue MX450 | MONITORCARDIACFIXED | Intellivue MX450 |  |  |  | Philips | Monitor, Cardiac, Fixed |  | MONITORCARDIACFIXED-Philips-Intellivue MX450 |  |  |  | MCH-A | Covered PM Repair - Biomedical | MHHS-Southwest | [8 empty] | MONITORCARDIACFIXED | Monitor, Cardiac, Fixed | Philips
NO | YES |  |  |  | 013-38576 | 013-38576 | Philips Medical Systems Cardiac and Monitoring Syste | INTELLIVUE MX450 |  | DE351A6070 | SW-NICU | MHHS-Southwest |  | Monitor, Cardiac, Fixed |  | 013-38576 | 013-38576 | Southwest | MHHS-Southwest | SW-NICU | NICU | 1/1/20 |  | 1/1/21 |  | MONITORS, PHYSIOLOGIC, VITAL SIGNS | Monitor, Cardiac, Fixed | MONITORCARDIACFIXED-Philips-Intellivue MX450 | MONITORCARDIACFIXED | Intellivue MX450 |  |  |  | Philips | Monitor, Cardiac, Fixed |  | MONITORCARDIACFIXED-Philips-Intellivue MX450 |  |  |  | MCH-A | Covered PM Repair - Biomedical | MHHS-Southwest | [8 empty] | MONITORCARDIACFIXED | Monitor, Cardiac, Fixed | Philips
NO | YES |  |  |  | 013-38584 | 013-38584 | Philips Medical Systems Cardiac and Monitoring Syste | INTELLIVUE MX450 |  | DE351A6065 | SW-NICU | MHHS-Southwest |  | Monitor, Cardiac, Fixed |  | 013-38584 | 013-38584 | Southwest | MHHS-Southwest | SW-NICU | NICU | 12/1/18 |  |  |  | MONITORS, PHYSIOLOGIC, VITAL SIGNS | Monitor, Cardiac, Fixed | MONITORCARDIACFIXED-Philips-Intellivue MX450 | MONITORCARDIACFIXED | Intellivue MX450 |  |  |  | Philips | Monitor, Cardiac, Fixed |  | MONITORCARDIACFIXED-Philips-Intellivue MX450 |  | 6/1/17 |  | MCH-A | Covered PM Repair - Biomedical | MHHS-Southwest | [8 empty] | MONITORCARDIACFIXED | Monitor, Cardiac, Fixed | Philips
NO | YES |  |  |  | 013-38586 | 013-38586 | Philips Medical Systems Cardiac and Monitoring Syste | INTELLIVUE MX450 |  | DE351A6071 | SW-NICU | MHHS-Southwest |  | Monitor, Cardiac, Fixed |  | 013-38586 | 013-38586 | Southwest | MHHS-Southwest | SW-NICU | NICU | 12/1/18 |  |  |  | MONITORS, PHYSIOLOGIC, VITAL SIGNS | Monitor, Cardiac, Fixed | MONITORCARDIACFIXED-Philips-Intellivue MX450 | MONITORCARDIACFIXED | Intellivue MX450 |  |  |  | Philips | Monitor, Cardiac, Fixed |  | MONITORCARDIACFIXED-Philips-Intellivue MX450 |  | 6/1/17 |  | MCH-A | Covered PM Repair - Biomedical | MHHS-Southwest | [8 empty] | MONITORCARDIACFIXED | Monitor, Cardiac, Fixed | Philips
NO | YES |  |  |  | 013-38588 | 013-38588 | Philips Medical Systems Cardiac and Monitoring Syste | INTELLIVUE MX450 |  | DE351A6063 | SW-NICU | MHHS-Southwest |  | Monitor, Cardiac, Fixed |  | 013-38588 | 013-38588 | Southwest | MHHS-Southwest | SW-NICU | NICU 2 | 1/1/20 |  | 1/1/21 |  | MONITORS, PHYSIOLOGIC, VITAL SIGNS | Monitor, Cardiac, Fixed | MONITORCARDIACFIXED-Philips-Intellivue MX450 | MONITORCARDIACFIXED | Intellivue MX450 |  |  |  | Philips | Monitor, Cardiac, Fixed |  | MONITORCARDIACFIXED-Philips-Intellivue MX450 |  | 6/1/17 |  | MCH-A | Covered PM Repair - Biomedical | MHHS-Southwest | [8 empty] | MONITORCARDIACFIXED | Monitor, Cardiac, Fixed | Philips
NO | YES |  |  |  | 013-38590 | 013-38590 | Philips Medical Systems Cardiac and Monitoring Syste | INTELLIVUE MX450 |  | DE351A6055 | SW-NICU | MHHS-Southwest |  | Monitor, Cardiac, Fixed |  | 013-38590 | 013-38590 | Southwest | MHHS-Southwest | SW-NICU | NICU 2 | 1/1/20 |  | 1/1/21 |  | MONITORS, PHYSIOLOGIC, VITAL SIGNS | Monitor, Cardiac, Fixed | MONITORCARDIACFIXED-Philips-Intellivue MX450 | MONITORCARDIACFIXED | Intellivue MX450 |  |  |  | Philips | Monitor, Cardiac, Fixed |  | MONITORCARDIACFIXED-Philips-Intellivue MX450 |  | 6/1/17 |  | MCH-A | Covered PM Repair - Biomedical | MHHS-Southwest | [8 empty] | MONITORCARDIACFIXED | Monitor, Cardiac, Fixed | Philips
NO | YES |  |  |  | 013-38592 | 013-38592 | Philips Medical Systems Cardiac and Monitoring Syste | INTELLIVUE MX450 |  | DE351A6067 | SW-NICU | MHHS-Southwest |  | Monitor, Cardiac, Fixed |  | 013-38592 | 013-38592 | Southwest | MHHS-Southwest | SW-NICU | NICU | 1/1/20 |  | 1/1/21 |  | MONITORS, PHYSIOLOGIC, VITAL SIGNS | Monitor, Cardiac, Fixed | MONITORCARDIACFIXED-Philips-Intellivue MX450 | MONITORCARDIACFIXED | Intellivue MX450 |  |  |  | Philips | Monitor, Cardiac, Fixed |  | MONITORCARDIACFIXED-Philips-Intellivue MX450 |  |  |  | MCH-A | Covered PM Repair - Biomedical | MHHS-Southwest | [8 empty] | MONITORCARDIACFIXED | Monitor, Cardiac, Fixed | Philips
NO | YES |  |  |  | 013-38594 | 013-38594 | Philips Medical Systems Cardiac and Monitoring Syste | INTELLIVUE MX450 |  | DE351A6079 | SW-NICU | MHHS-Southwest |  | Monitor, Cardiac, Fixed |  | 013-38594 | 013-38594 | Southwest | MHHS-Southwest | SW-NICU | Nicu | 12/1/18 |  |  |  | MONITORS, PHYSIOLOGIC, VITAL SIGNS | Monitor, Cardiac, Fixed | MONITORCARDIACFIXED-Philips-Intellivue MX450 | MONITORCARDIACFIXED | Intellivue MX450 |  |  |  | Philips | Monitor, Cardiac, Fixed |  | MONITORCARDIACFIXED-Philips-Intellivue MX450 |  |  |  | MCH-A | Covered PM Repair - Biomedical | MHHS-Southwest | [8 empty] | MONITORCARDIACFIXED | Monitor, Cardiac, Fixed | Philips
NO | YES |  |  |  | 013-38596 | 013-38596 | Philips Medical Systems Cardiac and Monitoring Syste | INTELLIVUE MX450 |  | DE351A6059 | SW-NICU | MHHS-Southwest |  | Monitor, Cardiac, Fixed |  | 013-38596 | 013-38596 | Southwest | MHHS-Southwest | SW-NICU | NICU | 1/1/20 |  | 1/1/21 |  | MONITORS, PHYSIOLOGIC, VITAL SIGNS | Monitor, Cardiac, Fixed | MONITORCARDIACFIXED-Philips-Intellivue MX450 | MONITORCARDIACFIXED | Intellivue MX450 |  |  |  | Philips | Monitor, Cardiac, Fixed |  | MONITORCARDIACFIXED-Philips-Intellivue MX450 |  |  |  | MCH-A | Covered PM Repair - Biomedical | MHHS-Southwest | [8 empty] | MONITORCARDIACFIXED | Monitor, Cardiac, Fixed | Philips
NO | YES |  |  |  | 013-38598 | 013-38598 | Philips Medical Systems Cardiac and Monitoring Syste | INTELLIVUE MX450 |  | DE351A6060 | SW-NICU | MHHS-Southwest |  | Monitor, Cardiac, Fixed |  | 013-38598 | 013-38598 | Southwest | MHHS-Southwest | SW-NICU | Nicu | 12/1/18 |  |  |  | MONITORS, PHYSIOLOGIC, VITAL SIGNS | Monitor, Cardiac, Fixed | MONITORCARDIACFIXED-Philips-Intellivue MX450 | MONITORCARDIACFIXED | Intellivue MX450 |  |  |  | Philips | Monitor, Cardiac, Fixed |  | MONITORCARDIACFIXED-Philips-Intellivue MX450 |  | 10/25/17 |  | MCH-A | Covered PM Repair - Biomedical | MHHS-Southwest | [8 empty] | MONITORCARDIACFIXED | Monitor, Cardiac, Fixed | Philips
NO | YES |  |  |  | 129-07013 | 129-07013 | Philips Medical Systems Cardiac and Monitoring Syste | INTELLIVUE MX450 |  | DE35158796 | Sugar Land-Endoscopy | MHHS-Sugarland |  | Monitor, Cardiac, Fixed |  | 129-07013 | 129-07013 | Sugar Land | MHHS-Sugarland | Sugar Land-Endoscopy | Room 7 | 8/1/19 |  | 8/1/20 |  | MONITORS, PHYSIOLOGIC, VITAL SIGNS | Monitor, Cardiac, Fixed | MONITORCARDIACFIXED-Philips-Intellivue MX450 | MONITORCARDIACFIXED | Intellivue MX450 |  |  |  | Philips | Monitor, Cardiac, Fixed |  | MONITORCARDIACFIXED-Philips-Intellivue MX450 |  |  |  | MCH-A | Covered PM Repair - Biomedical | MHHS-Sugarland | [8 empty] | MONITORCARDIACFIXED | Monitor, Cardiac, Fixed | Philips
NO | YES |  |  |  | 129-07014 | 129-07014 | Philips Medical Systems Cardiac and Monitoring Syste | INTELLIVUE MX450 |  | DE35158794 | Sugar Land-Endoscopy | MHHS-Sugarland |  | Monitor, Cardiac, Fixed |  | 129-07014 | 129-07014 | Sugar Land | MHHS-Sugarland | Sugar Land-Endoscopy | Room 6 | 8/1/19 |  | 8/1/20 |  | MONITORS, PHYSIOLOGIC, VITAL SIGNS | Monitor, Cardiac, Fixed | MONITORCARDIACFIXED-Philips-Intellivue MX450 | MONITORCARDIACFIXED | Intellivue MX450 |  |  |  | Philips | Monitor, Cardiac, Fixed |  | MONITORCARDIACFIXED-Philips-Intellivue MX450 |  |  |  | MCH-A | Covered PM Repair - Biomedical | MHHS-Sugarland | [8 empty] | MONITORCARDIACFIXED | Monitor, Cardiac, Fixed | Philips
NO | YES |  |  |  | 129-07015 | 129-07015 | Philips Medical Systems Cardiac and Monitoring Syste | INTELLIVUE MX450 |  | DE35158799 | Sugar Land-Endoscopy | MHHS-Sugarland |  | Monitor, Cardiac, Fixed |  | 129-07015 | 129-07015 | Sugar Land | MHHS-Sugarland | Sugar Land-Endoscopy | Room 5 | 8/1/19 |  | 8/1/20 |  | MONITORS, PHYSIOLOGIC, VITAL SIGNS | Monitor, Cardiac, Fixed | MONITORCARDIACFIXED-Philips-Intellivue MX450 | MONITORCARDIACFIXED | Intellivue MX450 |  |  |  | Philips | Monitor, Cardiac, Fixed |  | MONITORCARDIACFIXED-Philips-Intellivue MX450 |  |  |  | MCH-A | Covered PM Repair - Biomedical | MHHS-Sugarland | [8 empty] | MONITORCARDIACFIXED | Monitor, Cardiac, Fixed | Philips
NO | YES |  |  |  | 129-07035 | 129-07035 | Philips Medical Systems Cardiac and Monitoring Syste | INTELLIVUE MX450 |  | DE35158798 | Sugar Land-Endoscopy | MHHS-Sugarland |  | Monitor, Cardiac, Fixed |  | 129-07035 | 129-07035 | Sugar Land | MHHS-Sugarland | Sugar Land-Endoscopy | Room 4 | 8/1/19 |  | 8/1/20 |  | MONITORS, PHYSIOLOGIC, VITAL SIGNS | Monitor, Cardiac, Fixed | MONITORCARDIACFIXED-Philips-Intellivue MX450 | MONITORCARDIACFIXED | Intellivue MX450 |  |  |  | Philips | Monitor, Cardiac, Fixed |  | MONITORCARDIACFIXED-Philips-Intellivue MX450 |  |  |  | MCH-A | Covered PM Repair - Biomedical | MHHS-Sugarland | [8 empty] | MONITORCARDIACFIXED | Monitor, Cardiac, Fixed | Philips
NO | YES |  |  |  | 129-07036 | 129-07036 | Philips Medical Systems Cardiac and Monitoring Syste | INTELLIVUE MX450 |  | DE35158797 | Sugar Land-Endoscopy | MHHS-Sugarland |  | Monitor, Cardiac, Fixed |  | 129-07036 | 129-07036 | Sugar Land | MHHS-Sugarland | Sugar Land-Endoscopy |  | 8/1/19 | 8/1/20 |  |  | MONITORS, PHYSIOLOGIC, VITAL SIGNS | Monitor, Cardiac, Fixed | MONITORCARDIACFIXED-Philips-Intellivue MX450 | MONITORCARDIACFIXED | Intellivue MX450 |  |  |  | Philips | Monitor, Cardiac, Fixed |  | MONITORCARDIACFIXED-Philips-Intellivue MX450 |  |  |  | MCH-A | Covered PM Repair - Biomedical | MHHS-Sugarland | [8 empty] | MONITORCARDIACFIXED | Monitor, Cardiac, Fixed | Philips
NO | YES |  |  |  | 129-07037 | 129-07037 | Philips Medical Systems Cardiac and Monitoring Syste | INTELLIVUE MX450 |  | DE35158795 | Sugar Land-Endoscopy | MHHS-Sugarland |  | Monitor, Cardiac, Fixed |  | 129-07037 | 129-07037 | Sugar Land | MHHS-Sugarland | Sugar Land-Endoscopy | Endoscopy | 8/1/19 |  | 8/1/20 |  | MONITORS, PHYSIOLOGIC, VITAL SIGNS | Monitor, Cardiac, Fixed | MONITORCARDIACFIXED-Philips-Intellivue MX450 | MONITORCARDIACFIXED | Intellivue MX450 |  |  |  | Philips | Monitor, Cardiac, Fixed |  | MONITORCARDIACFIXED-Philips-Intellivue MX450 |  |  |  | MCH-A | Covered PM Repair - Biomedical | MHHS-Sugarland | [8 empty] | MONITORCARDIACFIXED | Monitor, Cardiac, Fixed | Philips
NO | YES |  |  |  | 129-07038 | 129-07038 | Philips Medical Systems Cardiac and Monitoring Syste | INTELLIVUE MX450 |  | DE35158800 | Sugar Land-Endoscopy | MHHS-Sugarland |  | Monitor, Cardiac, Fixed |  | 129-07038 | 129-07038 | Sugar Land | MHHS-Sugarland | Sugar Land-Endoscopy | Endoscopy | 8/1/19 |  | 8/1/20 |  | MONITORS, PHYSIOLOGIC, VITAL SIGNS | Monitor, Cardiac, Fixed | MONITORCARDIACFIXED-Philips-Intellivue MX450 | MONITORCARDIACFIXED | Intellivue MX450 |  |  |  | Philips | Monitor, Cardiac, Fixed |  | MONITORCARDIACFIXED-Philips-Intellivue MX450 |  |  |  | MCH-A | Covered PM Repair - Biomedical | MHHS-Sugarland | [8 empty] | MONITORCARDIACFIXED | Monitor, Cardiac, Fixed | Philips
NO | YES |  |  |  | 077-08111 | 077-08111 | Philips Medical Systems Cardiac and Monitoring Syste | INTELLIVUE MX450 |  | DE35114658 | TMC-Children's-CCN (10Hp) | MHHS-TMC |  | Monitor, Cardiac, Fixed |  | 077-08111 | 077-08111 | TMC | MHHS-TMC | TMC-Children's-CCN (10Hp) |  | 4/12/19 |  |  |  | MONITORS, PHYSIOLOGIC, VITAL SIGNS |  | MONITORCARDIACFIXED-Philips-Intellivue MX450 | MONITORCARDIACFIXED | Intellivue MX450 |  |  |  | Philips | Monitor, Cardiac, Fixed |  | MONITORCARDIACFIXED-Philips-Intellivue MX450 |  |  | Verified 3/29/2020 11:26:am (Central) |  | Covered PM Repair - Biomedical | MHHS-TMC
NO | YES |  |  |  | 077-08112 | 077-08112 | Philips Medical Systems Cardiac and Monitoring Syste | INTELLIVUE MX450 |  | DE35114654 | TMC-Children's-CCN (10Hp) | MHHS-TMC |  | Monitor, Cardiac, Fixed |  | 077-08112 | 077-08112 | TMC | MHHS-TMC | TMC-Children's-CCN (10Hp) |  | 4/19/19 |  |  |  | MONITORS, PHYSIOLOGIC, VITAL SIGNS |  | MONITORCARDIACFIXED-Philips-Intellivue MX450 | MONITORCARDIACFIXED | Intellivue MX450 |  |  |  | Philips | Monitor, Cardiac, Fixed |  | MONITORCARDIACFIXED-Philips-Intellivue MX450 |  |  | Verified 3/29/2020 11:26:am (Central) |  | Covered PM Repair - Biomedical | MHHS-TMC
NO | YES |  |  |  | 077-08113 | 077-08113 | Philips Medical Systems Cardiac and Monitoring Syste | INTELLIVUE MX450 |  | DE35114653 | TMC-Children's-CCN (10Hp) | MHHS-TMC |  | Monitor, Cardiac, Fixed |  | 077-08113 | 077-08113 | TMC | MHHS-TMC | TMC-Children's-CCN (10Hp) |  | 4/19/19 |  |  |  | MONITORS, PHYSIOLOGIC, VITAL SIGNS |  | MONITORCARDIACFIXED-Philips-Intellivue MX450 | MONITORCARDIACFIXED | Intellivue MX450 |  |  |  | Philips | Monitor, Cardiac, Fixed |  | MONITORCARDIACFIXED-Philips-Intellivue MX450 |  |  | Verified 3/29/2020 11:26:am (Central) |  | Covered PM Repair - Biomedical | MHHS-TMC
NO | YES |  |  |  | 077-08114 | 077-08114 | Philips Medical Systems Cardiac and Monitoring Syste | INTELLIVUE MX450 |  | DE35114657 | TMC-Children's-CCN (10Hp) | MHHS-TMC |  | Monitor, Cardiac, Fixed |  | 077-08114 | 077-08114 | TMC | MHHS-TMC | TMC-Children's-CCN (10Hp) |  | 4/22/19 |  |  |  | MONITORS, PHYSIOLOGIC, VITAL SIGNS |  | MONITORCARDIACFIXED-Philips-Intellivue MX450 | MONITORCARDIACFIXED | Intellivue MX450 |  |  |  | Philips | Monitor, Cardiac, Fixed |  | MONITORCARDIACFIXED-Philips-Intellivue MX450 |  |  | Verified 3/29/2020 11:26:am (Central) |  | Covered PM Repair - Biomedical | MHHS-TMC
NO | YES |  |  |  | 077-08115 | 077-08115 | Philips Medical Systems Cardiac and Monitoring Syste | INTELLIVUE MX450 |  | DE35114655 | TMC-Children's-CCN (10Hp) | MHHS-TMC |  | Monitor, Cardiac, Fixed |  | 077-08115 | 077-08115 | TMC | MHHS-TMC | TMC-Children's-CCN (10Hp) |  | 4/12/19 |  |  |  | MONITORS, PHYSIOLOGIC, VITAL SIGNS |  | MONITORCARDIACFIXED-Philips-Intellivue MX450 | MONITORCARDIACFIXED | Intellivue MX450 |  |  |  | Philips | Monitor, Cardiac, Fixed |  | MONITORCARDIACFIXED-Philips-Intellivue MX450 |  |  | Verified 3/29/2020 11:26:am (Central) |  | Covered PM Repair - Biomedical | MHHS-TMC
NO | YES |  |  |  | 077-08116 | 077-08116 | Philips Medical Systems Cardiac and Monitoring Syste | INTELLIVUE MX450 |  | DE35114656 | TMC-Children's-CCN (10Hp) | MHHS-TMC |  | Monitor, Cardiac, Fixed |  | 077-08116 | 077-08116 | TMC | MHHS-TMC | TMC-Children's-CCN (10Hp) |  | 4/12/19 |  |  |  | MONITORS, PHYSIOLOGIC, VITAL SIGNS |  | MONITORCARDIACFIXED-Philips-Intellivue MX450 | MONITORCARDIACFIXED | Intellivue MX450 |  |  |  | Philips | Monitor, Cardiac, Fixed |  | MONITORCARDIACFIXED-Philips-Intellivue MX450 |  | 11/1/18 | Verified 3/29/2020 11:26:am (Central) |  | Covered PM Repair - Biomedical | MHHS-TMC
NO | YES |  |  |  | 077-09379 | 077-09379 | Philips Medical Systems Cardiac and Monitoring Syste | INTELLIVUE MX450 |  | DE35144581 | TMC-Children's-CCN (10Hp) | MHHS-TMC |  | Monitor, Cardiac, Fixed |  | 077-09379 | 077-09379 | TMC | MHHS-TMC | TMC-Children's-CCN (10Hp) |  | 4/16/19 |  |  |  | MONITORS, PHYSIOLOGIC, VITAL SIGNS |  | MONITORCARDIACFIXED-Philips-Intellivue MX450 | MONITORCARDIACFIXED | Intellivue MX450 |  |  |  | Philips | Monitor, Cardiac, Fixed |  | MONITORCARDIACFIXED-Philips-Intellivue MX450 |  | 11/1/18 | Verified 3/29/2020 11:26:am (Central) |  | Covered PM Repair - Biomedical | MHHS-TMC
NO | YES |  |  |  | 077-09380 | 077-09380 | Philips Medical Systems Cardiac and Monitoring Syste | INTELLIVUE MX450 |  | DE35144580 | TMC-Children's-CCN (10Hp) | MHHS-TMC |  | Monitor, Cardiac, Fixed |  | 077-09380 | 077-09380 | TMC | MHHS-TMC | TMC-Children's-CCN (10Hp) |  | 4/23/19 |  |  |  | MONITORS, PHYSIOLOGIC, VITAL SIGNS |  | MONITORCARDIACFIXED-Philips-Intellivue MX450 | MONITORCARDIACFIXED | Intellivue MX450 |  |  |  | Philips | Monitor, Cardiac, Fixed |  | MONITORCARDIACFIXED-Philips-Intellivue MX450 |  | 11/1/18 | Verified 3/29/2020 11:26:am (Central) |  | Covered PM Repair - Biomedical | MHHS-TMC
NO | YES |  |  |  | 077-09381 | 077-09381 | Philips Medical Systems Cardiac and Monitoring Syste | INTELLIVUE MX450 |  | DE35144584 | TMC-Children's-CCN (10Hp) | MHHS-TMC |  | Monitor, Cardiac, Fixed |  | 077-09381 | 077-09381 | TMC | MHHS-TMC | TMC-Children's-CCN (10Hp) |  | 4/23/19 |  |  |  | MONITORS, PHYSIOLOGIC, VITAL SIGNS |  | MONITORCARDIACFIXED-Philips-Intellivue MX450 | MONITORCARDIACFIXED | Intellivue MX450 |  |  |  | Philips | Monitor, Cardiac, Fixed |  | MONITORCARDIACFIXED-Philips-Intellivue MX450 |  | 11/1/18 | Verified 3/29/2020 11:26:am (Central) |  | Covered PM Repair - Biomedical | MHHS-TMC
NO | YES |  |  |  | 077-09382 | 077-09382 | Philips Medical Systems Cardiac and Monitoring Syste | INTELLIVUE MX450 |  | DE351411585 | TMC-Children's-CCN (10Hp) | MHHS-TMC |  | Monitor, Cardiac, Fixed |  | 077-09382 | 077-09382 | TMC | MHHS-TMC | TMC-Children's-CCN (10Hp) |  | 4/16/19 |  |  |  | MONITORS, PHYSIOLOGIC, VITAL SIGNS |  | MONITORCARDIACFIXED-Philips-Intellivue MX450 | MONITORCARDIACFIXED | Intellivue MX450 |  |  |  | Philips | Monitor, Cardiac, Fixed |  | MONITORCARDIACFIXED-Philips-Intellivue MX450 |  | 11/1/18 | Verified 3/29/2020 11:26:am (Central) |  | Covered PM Repair - Biomedical | MHHS-TMC
NO | YES |  |  |  | 077-09383 | 077-09383 | Philips Medical Systems Cardiac and Monitoring Syste | INTELLIVUE MX450 |  | DE35144596 | TMC-Children's-CCN (10Hp) | MHHS-TMC |  | Monitor, Cardiac, Fixed |  | 077-09383 | 077-09383 | TMC | MHHS-TMC | TMC-Children's-CCN (10Hp) |  | 4/23/19 |  |  |  | MONITORS, PHYSIOLOGIC, VITAL SIGNS |  | MONITORCARDIACFIXED-Philips-Intellivue MX450 | MONITORCARDIACFIXED | Intellivue MX450 |  |  |  | Philips | Monitor, Cardiac, Fixed |  | MONITORCARDIACFIXED-Philips-Intellivue MX450 |  |  | Verified 3/29/2020 11:26:am (Central) |  | Covered PM Repair - Biomedical | MHHS-TMC
NO | YES |  |  |  | 077-09384 | 077-09384 | Philips Medical Systems Cardiac and Monitoring Syste | INTELLIVUE MX450 |  | DE35144582 | TMC-Children's-CCN (10Hp) | MHHS-TMC |  | Monitor, Cardiac, Fixed |  | 077-09384 | 077-09384 | TMC | MHHS-TMC | TMC-Children's-CCN (10Hp) |  | 4/16/19 |  |  |  | MONITORS, PHYSIOLOGIC, VITAL SIGNS |  | MONITORCARDIACFIXED-Philips-Intellivue MX450 | MONITORCARDIACFIXED | Intellivue MX450 |  |  |  | Philips | Monitor, Cardiac, Fixed |  | MONITORCARDIACFIXED-Philips-Intellivue MX450 |  |  | Verified 3/29/2020 11:26:am (Central) |  | Covered PM Repair - Biomedical | MHHS-TMC
NO | YES |  |  |  | 077-09418 | 077-09418 | Philips Medical Systems Cardiac and Monitoring Syste | INTELLIVUE MX450 |  | DE35154387 | TMC-Children's-CCN (10Hp) | MHHS-TMC |  | Monitor, Cardiac, Fixed |  | 077-09418 | 077-09418 | TMC | MHHS-TMC | TMC-Children's-CCN (10Hp) |  | 4/22/19 |  |  |  | MONITORS, PHYSIOLOGIC, VITAL SIGNS |  | MONITORCARDIACFIXED-Philips-Intellivue MX450 | MONITORCARDIACFIXED | Intellivue MX450 |  |  |  | Philips | Monitor, Cardiac, Fixed |  | MONITORCARDIACFIXED-Philips-Intellivue MX450 |  |  | Verified 3/29/2020 11:26:am (Central) |  | Covered PM Repair - Biomedical | MHHS-TMC
NO | YES |  |  |  | 077-09419 | 077-09419 | Philips Medical Systems Cardiac and Monitoring Syste | INTELLIVUE MX450 |  | DE35154386 | TMC-Children's-CCN (10Hp) | MHHS-TMC |  | Monitor, Cardiac, Fixed |  | 077-09419 | 077-09419 | TMC | MHHS-TMC | TMC-Children's-CCN (10Hp) |  | 4/22/19 |  |  |  | MONITORS, PHYSIOLOGIC, VITAL SIGNS |  | MONITORCARDIACFIXED-Philips-Intellivue MX450 | MONITORCARDIACFIXED | Intellivue MX450 |  |  |  | Philips | Monitor, Cardiac, Fixed |  | MONITORCARDIACFIXED-Philips-Intellivue MX450 |  |  | Verified 3/29/2020 11:26:am (Central) |  | Covered PM Repair - Biomedical | MHHS-TMC
NO | YES |  |  |  | 077-09423 | 077-09423 | Philips Medical Systems Cardiac and Monitoring Syste | INTELLIVUE MX450 |  | DE35154389 | TMC-Children's-CCN (10Hp) | MHHS-TMC |  | Monitor, Cardiac, Fixed |  | 077-09423 | 077-09423 | TMC | MHHS-TMC | TMC-Children's-CCN (10Hp) |  | 4/22/19 |  |  |  | MONITORS, PHYSIOLOGIC, VITAL SIGNS |  | MONITORCARDIACFIXED-Philips-Intellivue MX450 | MONITORCARDIACFIXED | Intellivue MX450 |  |  |  | Philips | Monitor, Cardiac, Fixed |  | MONITORCARDIACFIXED-Philips-Intellivue MX450 |  |  | Verified 3/29/2020 11:26:am (Central) |  | Covered PM Repair - Biomedical | MHHS-TMC
NO | YES |  |  |  | 077-09427 | 077-09427 | Philips Medical Systems Cardiac and Monitoring Syste | INTELLIVUE MX450 |  | DE35154385 | TMC-Children's-CCN (10Hp) | MHHS-TMC |  | Monitor, Cardiac, Fixed |  | 077-09427 | 077-09427 | TMC | MHHS-TMC | TMC-Children's-CCN (10Hp) |  | 4/22/19 |  |  |  | MONITORS, PHYSIOLOGIC, VITAL SIGNS |  | MONITORCARDIACFIXED-Philips-Intellivue MX450 | MONITORCARDIACFIXED | Intellivue MX450 |  |  |  | Philips | Monitor, Cardiac, Fixed |  | MONITORCARDIACFIXED-Philips-Intellivue MX450 |  |  | Verified 3/29/2020 11:26:am (Central) |  | Covered PM Repair - Biomedical | MHHS-TMC
NO | YES |  |  |  | 151-04695 | 151-04695 | Philips Medical Systems Cardiac and Monitoring Syste | INTELLIVUE MX450 |  | De671e6172 | CY-Cardiac Cath Lab |  |  |  |  | 151-04695 | 151-04695 | Northwest | MHHS-Cypress | CY-Cardiac Cath Lab | Cvr 7 | 2/1/20 | 2/1/21
NO | NO |  |  |  | 041-20120 |  | Philips Medical Systems Cardiac and Monitoring Syste | INTELLIVUE MX450 |  | DE35148120 | MEMORIAL CITY - MOR RECOVERY | MHHS-Mem City |  | Monitor, Cardiac, Fixed |  | 041-20120 |  | West & Memorial City |  | MEMORIAL CITY - MOR RECOVERY | [5 empty] | MONITORS, PHYSIOLOGIC, VITAL SIGNS |  | MONITORCARDIACFIXED-Philips-Intellivue MX450 | MONITORCARDIACFIXED | Intellivue MX450 |  |  |  | Philips | Monitor, Cardiac, Fixed |  | MONITORCARDIACFIXED-Philips-Intellivue MX450 |  |  |  |  | Covered PM Repair - Biomedical | MHHS-Mem City
NO | NO |  |  |  | 005-10657 |  | Philips Medical Systems Cardiac and Monitoring Syste | INTELLIVUE MX450 |  | DE35129467 | SE - EMERGENCY CENTER | MHHS-Southeast |  | Monitor, Cardiac, Fixed |  | 005-10657 |  | Southeast & Bay Area |  | SE - EMERGENCY CENTER | [5 empty] | MONITORS, PHYSIOLOGIC, VITAL SIGNS |  | MONITORCARDIACFIXED-Philips-Intellivue MX450 | MONITORCARDIACFIXED | Intellivue MX450 |  |  |  | Philips | Monitor, Cardiac, Fixed |  | MONITORCARDIACFIXED-Philips-Intellivue MX450 |  |  |  |  | Covered PM Repair - Biomedical | MHHS-Southeast
NO | NO |  |  |  | 013-37387 |  | Philips Medical Systems Cardiac and Monitoring Syste | INTELLIVUE MX450 |  | DE35140892 | SW - HVI - PREOP | MHHS-Southwest |  | Monitor, Cardiac, Fixed |  | 013-37387 |  | Southwest |  | SW - HVI - PREOP | [5 empty] | MONITORS, PHYSIOLOGIC, VITAL SIGNS |  | MONITORCARDIACFIXED-Philips-Intellivue MX450 | MONITORCARDIACFIXED | Intellivue MX450 |  |  |  | Philips | Monitor, Cardiac, Fixed |  | MONITORCARDIACFIXED-Philips-Intellivue MX450 |  |  |  |  | Covered PM Repair - Biomedical | MHHS-Southwest
NO | NO |  |  |  | 013-37396 |  | Philips Medical Systems Cardiac and Monitoring Syste | INTELLIVUE MX450 |  | DE35140864 | SW - HVI - PREOP | MHHS-Southwest |  | Monitor, Cardiac, Fixed |  | 013-37396 |  | Southwest |  | SW - HVI - PREOP | [5 empty] | MONITORS, PHYSIOLOGIC, VITAL SIGNS |  | MONITORCARDIACFIXED-Philips-Intellivue MX450 | MONITORCARDIACFIXED | Intellivue MX450 |  |  |  | Philips | Monitor, Cardiac, Fixed |  | MONITORCARDIACFIXED-Philips-Intellivue MX450 |  |  |  |  | Covered PM Repair - Biomedical | MHHS-Southwest
NO | NO |  |  |  | 077-09421 |  | Philips Medical Systems Cardiac and Monitoring Syste | INTELLIVUE MX450 |  | DE35154388 | TMC - CHILDRENS - CCN (10HP) | MHHS-TMC |  | Monitor, Cardiac, Fixed |  | 077-09421 |  | TMC |  | TMC - CHILDRENS - CCN (10HP) | [5 empty] | MONITORS, PHYSIOLOGIC, VITAL SIGNS |  | MONITORCARDIACFIXED-Philips-Intellivue MX450 | MONITORCARDIACFIXED | Intellivue MX450 |  |  |  | Philips | Monitor, Cardiac, Fixed |  | MONITORCARDIACFIXED-Philips-Intellivue MX450 |  |  |  |  | Covered PM Repair - Biomedical | MHHS-TMC
NO | NO |  |  |  | 077-09424 |  | Philips Medical Systems Cardiac and Monitoring Syste | INTELLIVUE MX450 |  | DE35154390 | TMC - CHILDRENS - CCN (10HP) | MHHS-TMC |  | Monitor, Cardiac, Fixed |  | 077-09424 |  | TMC |  | TMC - CHILDRENS - CCN (10HP) | [5 empty] | MONITORS, PHYSIOLOGIC, VITAL SIGNS |  | MONITORCARDIACFIXED-Philips-Intellivue MX450 | MONITORCARDIACFIXED | Intellivue MX450 |  |  |  | Philips | Monitor, Cardiac, Fixed |  | MONITORCARDIACFIXED-Philips-Intellivue MX450 |  |  |  |  | Covered PM Repair - Biomedical | MHHS-TMC
NO | YES |  |  |  | 151-01195 | 151-01195 | Philips Medical Systems Cardiac and Monitoring Syste | INTELLIVUE MX500 |  | DE35172086 | CY-Labor & Delivery | MHHS-Cypress |  | Monitor, Cardiac, Fixed |  | 151-01195 | 151-01195 | Northwest | MHHS-Cypress | CY-Labor & Delivery | C section 1 | 12/1/19 | 12/1/20 |  |  | MONITORS, PHYSIOLOGIC, VITAL SIGNS | Monitor, Cardiac, Fixed | MONITORCARDIACFIXED-Philips-Intellivue MX500 | MONITORCARDIACFIXED | Intellivue MX500 |  |  |  | Philips | Monitor, Cardiac, Fixed |  | MONITORCARDIACFIXED-Philips-Intellivue MX500 |  |  |  | MCH-A | Covered PM Repair - Biomedical | MHHS-Cypress | [8 empty] | MONITORCARDIACFIXED | Monitor, Cardiac, Fixed | Philips
NO | YES |  |  |  | 151-01196 | 151-01196 | Philips Medical Systems Cardiac and Monitoring Syste | INTELLIVUE MX500 |  | DE35172087 | CY-Labor & Delivery | MHHS-Cypress |  | Monitor, Cardiac, Fixed |  | 151-01196 | 151-01196 | Northwest | MHHS-Cypress | CY-Labor & Delivery | C-Section 2 | 12/1/19 | 12/1/20 |  |  | MONITORS, PHYSIOLOGIC, VITAL SIGNS | Monitor, Cardiac, Fixed | MONITORCARDIACFIXED-Philips-Intellivue MX500 | MONITORCARDIACFIXED | Intellivue MX500 |  |  |  | Philips | Monitor, Cardiac, Fixed |  | MONITORCARDIACFIXED-Philips-Intellivue MX500 |  |  |  | MCH-A | Covered PM Repair - Biomedical | MHHS-Cypress | [8 empty] | MONITORCARDIACFIXED | Monitor, Cardiac, Fixed | Philips
NO | YES |  |  |  | 151-01133 | 151-01133 | Philips Medical Systems Cardiac and Monitoring Syste | INTELLIVUE MX500 |  | DE35172089 | CY-NICU | MHHS-Cypress |  | Monitor, Cardiac, Fixed |  | 151-01133 | 151-01133 | Northwest | MHHS-Cypress | CY-NICU | NICU 1 | 6/1/19 | 6/1/20 |  |  | MONITORS, PHYSIOLOGIC, VITAL SIGNS | Monitor, Cardiac, Fixed | MONITORCARDIACFIXED-Philips-Intellivue MX500 | MONITORCARDIACFIXED | Intellivue MX500 |  |  |  | Philips | Monitor, Cardiac, Fixed |  | MONITORCARDIACFIXED-Philips-Intellivue MX500 |  |  |  | MCH-A | Covered PM Repair - Biomedical | MHHS-Cypress | [8 empty] | MONITORCARDIACFIXED | Monitor, Cardiac, Fixed | Philips
NO | YES |  |  |  | 151-01134 | 151-01134 | Philips Medical Systems Cardiac and Monitoring Syste | INTELLIVUE MX500 |  | DE35172090 | CY-NICU | MHHS-Cypress |  | Monitor, Cardiac, Fixed |  | 151-01134 | 151-01134 | Northwest | MHHS-Cypress | CY-NICU | NICU 4 | 6/1/19 | 6/1/20 |  |  | MONITORS, PHYSIOLOGIC, VITAL SIGNS | Monitor, Cardiac, Fixed | MONITORCARDIACFIXED-Philips-Intellivue MX500 | MONITORCARDIACFIXED | Intellivue MX500 |  |  |  | Philips | Monitor, Cardiac, Fixed |  | MONITORCARDIACFIXED-Philips-Intellivue MX500 |  |  |  | MCH-A | Covered PM Repair - Biomedical | MHHS-Cypress | [8 empty] | MONITORCARDIACFIXED | Monitor, Cardiac, Fixed | Philips
NO | YES |  |  |  | 151-01135 | 151-01135 | Philips Medical Systems Cardiac and Monitoring Syste | INTELLIVUE MX500 |  | DE35172088 | CY-NICU | MHHS-Cypress |  | Monitor, Cardiac, Fixed |  | 151-01135 | 151-01135 | Northwest | MHHS-Cypress | CY-NICU | Nicu 3 | 6/1/19 | 6/1/20 |  |  | MONITORS, PHYSIOLOGIC, VITAL SIGNS | Monitor, Cardiac, Fixed | MONITORCARDIACFIXED-Philips-Intellivue MX500 | MONITORCARDIACFIXED | Intellivue MX500 |  |  |  | Philips | Monitor, Cardiac, Fixed |  | MONITORCARDIACFIXED-Philips-Intellivue MX500 |  |  |  | MCH-A | Covered PM Repair - Biomedical | MHHS-Cypress | [8 empty] | MONITORCARDIACFIXED | Monitor, Cardiac, Fixed | Philips
NO | YES |  |  |  | 151-01136 | 151-01136 | Philips Medical Systems Cardiac and Monitoring Syste | INTELLIVUE MX500 |  | DE35172091 | CY-NICU | MHHS-Cypress |  | Monitor, Cardiac, Fixed |  | 151-01136 | 151-01136 | Northwest | MHHS-Cypress | CY-NICU | NICU 2 | 6/1/19 | 6/1/20 |  |  | MONITORS, PHYSIOLOGIC, VITAL SIGNS | Monitor, Cardiac, Fixed | MONITORCARDIACFIXED-Philips-Intellivue MX500 | MONITORCARDIACFIXED | Intellivue MX500 |  |  |  | Philips | Monitor, Cardiac, Fixed |  | MONITORCARDIACFIXED-Philips-Intellivue MX500 |  |  |  | MCH-A | Covered PM Repair - Biomedical | MHHS-Cypress | [8 empty] | MONITORCARDIACFIXED | Monitor, Cardiac, Fixed | Philips
NO | YES |  |  |  | 151-03259 | 151-03259 | Philips Medical Systems Cardiac and Monitoring Syste | INTELLIVUE MX500 |  | DE671E2314 | CY-NICU | MHHS-Cypress |  | Monitor, Cardiac, Fixed |  | 151-03259 | 151-03259 | Northwest | MHHS-Cypress | CY-NICU | NICU 4 | 6/1/19 | 6/1/20 |  |  | MONITORS, PHYSIOLOGIC, VITAL SIGNS | Monitor, Cardiac, Fixed | MONITORCARDIACFIXED-Philips-Intellivue MX500 | MONITORCARDIACFIXED | Intellivue MX500 |  |  |  | Philips | Monitor, Cardiac, Fixed |  | MONITORCARDIACFIXED-Philips-Intellivue MX500 |  |  |  | MCH-A | Covered PM Repair - Biomedical | MHHS-Cypress | [8 empty] | MONITORCARDIACFIXED | Monitor, Cardiac, Fixed | Philips
NO | YES |  |  |  | 151-03260 | 151-03260 | Philips Medical Systems Cardiac and Monitoring Syste | INTELLIVUE MX500 |  | DE671E2313 | CY-NICU | MHHS-Cypress |  | Monitor, Cardiac, Fixed |  | 151-03260 | 151-03260 | Northwest | MHHS-Cypress | CY-NICU | NICU 2 | 6/1/19 | 6/1/20 |  |  | MONITORS, PHYSIOLOGIC, VITAL SIGNS | Monitor, Cardiac, Fixed | MONITORCARDIACFIXED-Philips-Intellivue MX500 | MONITORCARDIACFIXED | Intellivue MX500 |  |  |  | Philips | Monitor, Cardiac, Fixed |  | MONITORCARDIACFIXED-Philips-Intellivue MX500 |  |  |  | MCH-A | Covered PM Repair - Biomedical | MHHS-Cypress | [8 empty] | MONITORCARDIACFIXED | Monitor, Cardiac, Fixed | Philips
NO | YES |  |  |  | 151-03261 | 151-03261 | Philips Medical Systems Cardiac and Monitoring Syste | INTELLIVUE MX500 |  | DE671E2355 | CY-NICU | MHHS-Cypress |  | Monitor, Cardiac, Fixed |  | 151-03261 | 151-03261 | Northwest | MHHS-Cypress | CY-NICU | NICU 1 | 6/1/19 | 6/1/20 |  |  | MONITORS, PHYSIOLOGIC, VITAL SIGNS | Monitor, Cardiac, Fixed | MONITORCARDIACFIXED-Philips-Intellivue MX500 | MONITORCARDIACFIXED | Intellivue MX500 |  |  |  | Philips | Monitor, Cardiac, Fixed |  | MONITORCARDIACFIXED-Philips-Intellivue MX500 |  |  |  | MCH-A | Covered PM Repair - Biomedical | MHHS-Cypress | [8 empty] | MONITORCARDIACFIXED | Monitor, Cardiac, Fixed | Philips
NO | YES |  |  |  | 151-03281 | 151-03281 | Philips Medical Systems Cardiac and Monitoring Syste | INTELLIVUE MX500 |  | DE671E2354 | CY-NICU | MHHS-Cypress |  | Monitor, Cardiac, Fixed |  | 151-03281 | 151-03281 | Northwest | MHHS-Cypress | CY-NICU | Nicu 3 | 6/1/19 | 6/1/20 |  |  | MONITORS, PHYSIOLOGIC, VITAL SIGNS | Monitor, Cardiac, Fixed | MONITORCARDIACFIXED-Philips-Intellivue MX500 | MONITORCARDIACFIXED | Intellivue MX500 |  |  |  | Philips | Monitor, Cardiac, Fixed |  | MONITORCARDIACFIXED-Philips-Intellivue MX500 |  |  |  | MCH-A | Covered PM Repair - Biomedical | MHHS-Cypress | [8 empty] | MONITORCARDIACFIXED | Monitor, Cardiac, Fixed | Philips
NO | YES |  |  |  | 151-02903 | 151-02903 | Philips Medical Systems Cardiac and Monitoring Syste | INTELLIVUE MX500 |  | DE671E2316 | CY-Nursery | MHHS-Cypress |  | Monitor, Cardiac, Fixed |  | 151-02903 | 151-02903 | Northwest | MHHS-Cypress | CY-Nursery | Nursery | 3/1/19 | 3/1/20 |  |  | MONITORS, PHYSIOLOGIC, VITAL SIGNS | Monitor, Cardiac, Fixed | MONITORCARDIACFIXED-Philips-Intellivue MX500 | MONITORCARDIACFIXED | Intellivue MX500 |  |  |  | Philips | Monitor, Cardiac, Fixed |  | MONITORCARDIACFIXED-Philips-Intellivue MX500 |  |  |  | MCH-A | Covered PM Repair - Biomedical | MHHS-Cypress | [8 empty] | MONITORCARDIACFIXED | Monitor, Cardiac, Fixed | Philips
NO | YES |  |  |  | 009-33359 | 009-33359 | Philips Medical Systems Cardiac and Monitoring Syste | INTELLIVUE MX500 |  | DE351B9653 | GH - NICU | MHHS-Greater Heights |  | Monitor, Cardiac, Fixed |  | 009-33359 | 009-33359 | Central | Memorial Hermann Greater Heights Hospital | GH - NICU | NICU |  |  |  |  | MONITORS, PHYSIOLOGIC, VITAL SIGNS |  | MONITORCARDIACFIXED-Philips-Intellivue MX500 | MONITORCARDIACFIXED | Intellivue MX500 |  |  |  | Philips | Monitor, Cardiac, Fixed |  | MONITORCARDIACFIXED-Philips-Intellivue MX500 |  |  |  |  | Covered PM Repair - Biomedical | MHHS-Greater Heights
NO | YES |  |  |  | 009-33360 | 009-33360 | Philips Medical Systems Cardiac and Monitoring Syste | INTELLIVUE MX500 |  | DE351B9652 | GH - NICU | MHHS-Greater Heights |  | Monitor, Cardiac, Fixed |  | 009-33360 | 009-33360 | Central | Memorial Hermann Greater Heights Hospital | GH - NICU | NICU |  |  |  |  | MONITORS, PHYSIOLOGIC, VITAL SIGNS |  | MONITORCARDIACFIXED-Philips-Intellivue MX500 | MONITORCARDIACFIXED | Intellivue MX500 |  |  |  | Philips | Monitor, Cardiac, Fixed |  | MONITORCARDIACFIXED-Philips-Intellivue MX500 |  |  |  |  | Covered PM Repair - Biomedical | MHHS-Greater Heights
NO | YES |  |  |  | 009-33361 | 009-33361 | Philips Medical Systems Cardiac and Monitoring Syste | INTELLIVUE MX500 |  | DE351B9655 | GH - NICU | MHHS-Greater Heights |  | Monitor, Cardiac, Fixed |  | 009-33361 | 009-33361 | Central | Memorial Hermann Greater Heights Hospital | GH - NICU | GH - NICU - Level 2 Nursey 1 |  |  |  |  | MONITORS, PHYSIOLOGIC, VITAL SIGNS |  | MONITORCARDIACFIXED-Philips-Intellivue MX500 | MONITORCARDIACFIXED | Intellivue MX500 |  |  |  | Philips | Monitor, Cardiac, Fixed |  | MONITORCARDIACFIXED-Philips-Intellivue MX500 |  |  |  |  | Covered PM Repair - Biomedical | MHHS-Greater Heights
NO | YES |  |  |  | 009-33362 | 009-33362 | Philips Medical Systems Cardiac and Monitoring Syste | INTELLIVUE MX500 |  | DE351B9650 | GH - NICU | MHHS-Greater Heights |  | Monitor, Cardiac, Fixed |  | 009-33362 | 009-33362 | Central | Memorial Hermann Greater Heights Hospital | GH - NICU | Nicu level 2 Bay 2 |  |  |  |  | MONITORS, PHYSIOLOGIC, VITAL SIGNS |  | MONITORCARDIACFIXED-Philips-Intellivue MX500 | MONITORCARDIACFIXED | Intellivue MX500 |  |  |  | Philips | Monitor, Cardiac, Fixed |  | MONITORCARDIACFIXED-Philips-Intellivue MX500 |  |  |  |  | Covered PM Repair - Biomedical | MHHS-Greater Heights
NO | YES |  |  |  | 009-33363 | 009-33363 | Philips Medical Systems Cardiac and Monitoring Syste | INTELLIVUE MX500 |  | DE351B9651 | GH - NICU | MHHS-Greater Heights |  | Monitor, Cardiac, Fixed |  | 009-33363 | 009-33363 | Central | Memorial Hermann Greater Heights Hospital | GH - NICU | GH - NICU - Level 2 Nursey 4 |  |  |  |  | MONITORS, PHYSIOLOGIC, VITAL SIGNS |  | MONITORCARDIACFIXED-Philips-Intellivue MX500 | MONITORCARDIACFIXED | Intellivue MX500 |  |  |  | Philips | Monitor, Cardiac, Fixed |  | MONITORCARDIACFIXED-Philips-Intellivue MX500 |  |  |  |  | Covered PM Repair - Biomedical | MHHS-Greater Heights
NO | YES |  |  |  | 009-33364 | 009-33364 | Philips Medical Systems Cardiac and Monitoring Syste | INTELLIVUE MX500 |  | DE351B9654 | GH - NICU | MHHS-Greater Heights |  | Monitor, Cardiac, Fixed |  | 009-33364 | 009-33364 | Central | Memorial Hermann Greater Heights Hospital | GH - NICU | GH - NICU - Level 2 Nursey 3 |  |  |  |  | MONITORS, PHYSIOLOGIC, VITAL SIGNS |  | MONITORCARDIACFIXED-Philips-Intellivue MX500 | MONITORCARDIACFIXED | Intellivue MX500 |  |  |  | Philips | Monitor, Cardiac, Fixed |  | MONITORCARDIACFIXED-Philips-Intellivue MX500 |  |  |  |  | Covered PM Repair - Biomedical | MHHS-Greater Heights
NO | YES |  |  |  | 009-33365 | 009-33365 | Philips Medical Systems Cardiac and Monitoring Syste | INTELLIVUE MX500 |  | DE351B9649 | GH - NURSERY | MHHS-Greater Heights |  | Monitor, Cardiac, Fixed |  | 009-33365 | 009-33365 | Central | Memorial Hermann Greater Heights Hospital | GH - NURSERY | GH - NICU 5 |  |  |  |  | MONITORS, PHYSIOLOGIC, VITAL SIGNS |  | MONITORCARDIACFIXED-Philips-Intellivue MX500 | MONITORCARDIACFIXED | Intellivue MX500 |  |  |  | Philips | Monitor, Cardiac, Fixed |  | MONITORCARDIACFIXED-Philips-Intellivue MX500 |  |  |  |  | Covered PM Repair - Biomedical | MHHS-Greater Heights
NO | YES |  |  |  | 009-33366 | 009-33366 | Philips Medical Systems Cardiac and Monitoring Syste | INTELLIVUE MX500 |  | DE351B9632 | GH - NICU | MHHS-Greater Heights |  | Monitor, Cardiac, Fixed |  | 009-33366 | 009-33366 | Central | Greater heights NICU | GH - NICU | GH - NICU |  |  |  |  | MONITORS, PHYSIOLOGIC, VITAL SIGNS |  | MONITORCARDIACFIXED-Philips-Intellivue MX500 | MONITORCARDIACFIXED | Intellivue MX500 |  |  |  | Philips | Monitor, Cardiac, Fixed |  | MONITORCARDIACFIXED-Philips-Intellivue MX500 |  |  |  |  | Covered PM Repair - Biomedical | MHHS-Greater Heights
NO | YES |  |  |  | 009-33367 | 009-33367 | Philips Medical Systems Cardiac and Monitoring Syste | INTELLIVUE MX500 |  | DE351B9640 | GH - NURSERY | MHHS-Greater Heights |  | Monitor, Cardiac, Fixed |  | 009-33367 | 009-33367 | Central | Memorial Hermann Greater Heights Hospital | GH - NURSERY | GH - NICU 6 |  |  |  |  | MONITORS, PHYSIOLOGIC, VITAL SIGNS |  | MONITORCARDIACFIXED-Philips-Intellivue MX500 | MONITORCARDIACFIXED | Intellivue MX500 |  |  |  | Philips | Monitor, Cardiac, Fixed |  | MONITORCARDIACFIXED-Philips-Intellivue MX500 |  |  |  |  | Covered PM Repair - Biomedical | MHHS-Greater Heights
NO | YES |  |  |  | 009-33368 | 009-33368 | Philips Medical Systems Cardiac and Monitoring Syste | INTELLIVUE MX500 |  | DE351B9658 | GH - NICU | MHHS-Greater Heights |  | Monitor, Cardiac, Fixed |  | 009-33368 | 009-33368 | Central | Greater heights | GH - NICU | GH - NICU |  |  |  |  | MONITORS, PHYSIOLOGIC, VITAL SIGNS |  | MONITORCARDIACFIXED-Philips-Intellivue MX500 | MONITORCARDIACFIXED | Intellivue MX500 |  |  |  | Philips | Monitor, Cardiac, Fixed |  | MONITORCARDIACFIXED-Philips-Intellivue MX500 |  |  |  |  | Covered PM Repair - Biomedical | MHHS-Greater Heights
NO | YES |  |  |  | 009-33369 | 009-33369 | Philips Medical Systems Cardiac and Monitoring Syste | INTELLIVUE MX500 |  | DE351B9648 | GH - NICU | MHHS-Greater Heights |  | Monitor, Cardiac, Fixed |  | 009-33369 | 009-33369 | Central | Greater heights | GH - NICU | GH - NICU |  |  |  |  | MONITORS, PHYSIOLOGIC, VITAL SIGNS |  | MONITORCARDIACFIXED-Philips-Intellivue MX500 | MONITORCARDIACFIXED | Intellivue MX500 |  |  |  | Philips | Monitor, Cardiac, Fixed |  | MONITORCARDIACFIXED-Philips-Intellivue MX500 |  |  |  |  | Covered PM Repair - Biomedical | MHHS-Greater Heights
NO | YES |  |  |  | 009-33370 | 009-33370 | Philips Medical Systems Cardiac and Monitoring Syste | INTELLIVUE MX500 |  | DE351B9656 | GH - NICU | MHHS-Greater Heights |  | Monitor, Cardiac, Fixed |  | 009-33370 | 009-33370 | Central | Greater heights NICU | GH - NICU | GH - NICU |  |  |  |  | MONITORS, PHYSIOLOGIC, VITAL SIGNS |  | MONITORCARDIACFIXED-Philips-Intellivue MX500 | MONITORCARDIACFIXED | Intellivue MX500 |  |  |  | Philips | Monitor, Cardiac, Fixed |  | MONITORCARDIACFIXED-Philips-Intellivue MX500 |  |  |  |  | Covered PM Repair - Biomedical | MHHS-Greater Heights
NO | YES |  |  |  | 009-34350 | 009-34350 | Philips Medical Systems Cardiac and Monitoring Syste | INTELLIVUE MX500 |  | DE671F8095 | GH-PACU | MHHS-Greater Heights |  | Monitor, Cardiac, Fixed |  | 009-34350 | 009-34350 | Central | MHHS-Greater Heights | GH-PACU | PACU | 6/1/19 |  | 6/1/20 |  | MONITORS, PHYSIOLOGIC, VITAL SIGNS | Monitor, Cardiac, Fixed | MONITORCARDIACFIXED-Philips-Intellivue MX500 | MONITORCARDIACFIXED | Intellivue MX500 |  |  |  | Philips | Monitor, Cardiac, Fixed |  | MONITORCARDIACFIXED-Philips-Intellivue MX500 |  |  |  | MCH-A | Covered PM Repair - Biomedical | MHHS-Greater Heights | [8 empty] | MONITORCARDIACFIXED | Monitor, Cardiac, Fixed | Philips
NO | YES |  |  |  | 009-34352 | 009-34352 | Philips Medical Systems Cardiac and Monitoring Syste | INTELLIVUE MX500 |  | DE671F8096 | GH-PACU | MHHS-Greater Heights |  | Monitor, Cardiac, Fixed |  | 009-34352 | 009-34352 | Central | MHHS-Greater Heights | GH-PACU | PACU | 6/1/19 |  | 6/1/20 |  | MONITORS, PHYSIOLOGIC, VITAL SIGNS | Monitor, Cardiac, Fixed | MONITORCARDIACFIXED-Philips-Intellivue MX500 | MONITORCARDIACFIXED | Intellivue MX500 |  |  |  | Philips | Monitor, Cardiac, Fixed |  | MONITORCARDIACFIXED-Philips-Intellivue MX500 |  |  |  | MCH-A | Covered PM Repair - Biomedical | MHHS-Greater Heights | [8 empty] | MONITORCARDIACFIXED | Monitor, Cardiac, Fixed | Philips
NO | YES |  |  |  | 009-34726 | 009-34726 | Philips Medical Systems Cardiac and Monitoring Syste | INTELLIVUE MX500 |  | DE671F8097 | GH-PACU | MHHS-Greater Heights |  | Monitor, Cardiac, Fixed |  | 009-34726 | 009-34726 | Central | MHHS-Greater Heights | GH-PACU | PACU | 6/1/19 |  | 6/1/20 |  | MONITORS, PHYSIOLOGIC, VITAL SIGNS | Monitor, Cardiac, Fixed | MONITORCARDIACFIXED-Philips-Intellivue MX500 | MONITORCARDIACFIXED | Intellivue MX500 |  |  |  | Philips | Monitor, Cardiac, Fixed |  | MONITORCARDIACFIXED-Philips-Intellivue MX500 |  |  |  | MCH-A | Covered PM Repair - Biomedical | MHHS-Greater Heights | [8 empty] | MONITORCARDIACFIXED | Monitor, Cardiac, Fixed | Philips
NO | YES |  |  |  | 009-34728 | 009-34728 | Philips Medical Systems Cardiac and Monitoring Syste | INTELLIVUE MX500 |  | DE671F8094 | GH-PACU | MHHS-Greater Heights |  | Monitor, Cardiac, Fixed |  | 009-34728 | 009-34728 | Central | MHHS-Greater Heights | GH-PACU | PACU | 6/1/19 |  | 6/1/20 |  | MONITORS, PHYSIOLOGIC, VITAL SIGNS | Monitor, Cardiac, Fixed | MONITORCARDIACFIXED-Philips-Intellivue MX500 | MONITORCARDIACFIXED | Intellivue MX500 |  |  |  | Philips | Monitor, Cardiac, Fixed |  | MONITORCARDIACFIXED-Philips-Intellivue MX500 |  |  |  | MCH-A | Covered PM Repair - Biomedical | MHHS-Greater Heights | [8 empty] | MONITORCARDIACFIXED | Monitor, Cardiac, Fixed | Philips
NO | YES |  |  |  | 009-34730 | 009-34730 | Philips Medical Systems Cardiac and Monitoring Syste | INTELLIVUE MX500 |  | DE671F8092 | GH-PACU | MHHS-Greater Heights |  | Monitor, Cardiac, Fixed |  | 009-34730 | 009-34730 | Central | MHHS-Greater Heights | GH-PACU | PACU | 6/1/19 |  | 6/1/20 |  | MONITORS, PHYSIOLOGIC, VITAL SIGNS | Monitor, Cardiac, Fixed | MONITORCARDIACFIXED-Philips-Intellivue MX500 | MONITORCARDIACFIXED | Intellivue MX500 |  |  |  | Philips | Monitor, Cardiac, Fixed |  | MONITORCARDIACFIXED-Philips-Intellivue MX500 |  |  |  | MCH-A | Covered PM Repair - Biomedical | MHHS-Greater Heights | [8 empty] | MONITORCARDIACFIXED | Monitor, Cardiac, Fixed | Philips
NO | YES |  |  |  | 009-34732 | 009-34732 | Philips Medical Systems Cardiac and Monitoring Syste | INTELLIVUE MX500 |  | DE671F8093 | GH-PACU | MHHS-Greater Heights |  | Monitor, Cardiac, Fixed |  | 009-34732 | 009-34732 | Central | MHHS-Greater Heights | GH-PACU | PACU | 6/1/19 |  | 6/1/20 |  | MONITORS, PHYSIOLOGIC, VITAL SIGNS | Monitor, Cardiac, Fixed | MONITORCARDIACFIXED-Philips-Intellivue MX500 | MONITORCARDIACFIXED | Intellivue MX500 |  |  |  | Philips | Monitor, Cardiac, Fixed |  | MONITORCARDIACFIXED-Philips-Intellivue MX500 |  |  |  | MCH-A | Covered PM Repair - Biomedical | MHHS-Greater Heights | [8 empty] | MONITORCARDIACFIXED | Monitor, Cardiac, Fixed | Philips
NO | YES |  |  |  | 009-34779 | 009-34779 | Philips Medical Systems Cardiac and Monitoring Syste | INTELLIVUE MX500 |  | DE671F8099 | GH-PACU | MHHS-Greater Heights |  | Monitor, Cardiac, Fixed |  | 009-34779 | 009-34779 | Central | MHHS-Greater Heights | GH-PACU | PACU | 6/1/19 |  | 6/1/20 |  | MONITORS, PHYSIOLOGIC, VITAL SIGNS | Monitor, Cardiac, Fixed | MONITORCARDIACFIXED-Philips-Intellivue MX500 | MONITORCARDIACFIXED | Intellivue MX500 |  |  |  | Philips | Monitor, Cardiac, Fixed |  | MONITORCARDIACFIXED-Philips-Intellivue MX500 |  |  |  | MCH-A | Covered PM Repair - Biomedical | MHHS-Greater Heights | [8 empty] | MONITORCARDIACFIXED | Monitor, Cardiac, Fixed | Philips
NO | YES |  |  |  | 009-34780 | 009-34780 | Philips Medical Systems Cardiac and Monitoring Syste | INTELLIVUE MX500 |  | DE671F8098 | GH-PACU | MHHS-Greater Heights |  | Monitor, Cardiac, Fixed |  | 009-34780 | 009-34780 | Central | MHHS-Greater Heights | GH-PACU | PACU | 6/1/19 |  | 6/1/20 |  | MONITORS, PHYSIOLOGIC, VITAL SIGNS | Monitor, Cardiac, Fixed | MONITORCARDIACFIXED-Philips-Intellivue MX500 | MONITORCARDIACFIXED | Intellivue MX500 |  |  |  | Philips | Monitor, Cardiac, Fixed |  | MONITORCARDIACFIXED-Philips-Intellivue MX500 |  |  |  | MCH-A | Covered PM Repair - Biomedical | MHHS-Greater Heights | [8 empty] | MONITORCARDIACFIXED | Monitor, Cardiac, Fixed | Philips
NO | YES |  |  |  | 145-00458 | 145-00458 | Philips Medical Systems Cardiac and Monitoring Syste | INTELLIVUE MX500 |  | DE35142801 | Pearland-OR-Anesthesia | MHHS-Pearland Hospital |  | Monitor, Cardiac, Fixed |  | 145-00458 | 145-00458 | Pearland | MHHS-Pearland Hospital | Pearland-OR-Anesthesia | OR C SECTION | 11/1/19 | 11/1/20 |  |  | MONITORS, PHYSIOLOGIC, VITAL SIGNS | Monitor, Cardiac, Fixed | MONITORCARDIACFIXED-Philips-Intellivue MX500 | MONITORCARDIACFIXED | Intellivue MX500 |  |  |  | Philips | Monitor, Cardiac, Fixed |  | MONITORCARDIACFIXED-Philips-Intellivue MX500 |  |  |  | MCH-A | Covered PM Repair - Biomedical | MHHS-Pearland Hospital | [8 empty] | MONITORCARDIACFIXED | Monitor, Cardiac, Fixed | Philips
NO | YES |  |  |  | 145-00531 | 145-00531 | Philips Medical Systems Cardiac and Monitoring Syste | INTELLIVUE MX500 |  | DE35142802 | Pearland-OR-Anesthesia | MHHS-Pearland Hospital |  | Monitor, Cardiac, Fixed |  | 145-00531 | 145-00531 | Pearland | MHHS-Pearland Hospital | Pearland-OR-Anesthesia | PEARLAND - Endoscopy | 11/1/19 | 11/1/20 |  |  | MONITORS, PHYSIOLOGIC, VITAL SIGNS | Monitor, Cardiac, Fixed | MONITORCARDIACFIXED-Philips-Intellivue MX500 | MONITORCARDIACFIXED | Intellivue MX500 |  |  |  | Philips | Monitor, Cardiac, Fixed |  | MONITORCARDIACFIXED-Philips-Intellivue MX500 |  |  |  | MCH-A | Covered PM Repair - Biomedical | MHHS-Pearland Hospital | [8 empty] | MONITORCARDIACFIXED | Monitor, Cardiac, Fixed | Philips
NO | YES |  |  |  | 013-38206 | 013-38206 | Philips Medical Systems Cardiac and Monitoring Syste | INTELLIVUE MX500 |  | DE351A2496 | SW | MHHS-Southwest |  | Monitor, Cardiac, Fixed |  | 013-38206 | 013-38206 | Southwest | Memorial Hermann Southwest Hospital | SW | 7th D-Wing RM 756 | 12/1/19 |  | 12/1/20 |  | MONITORS, PHYSIOLOGIC, VITAL SIGNS | Monitor, Cardiac, Fixed | MONITORCARDIACFIXED-Philips-Intellivue MX500 | MONITORCARDIACFIXED | Intellivue MX500 |  |  |  | Philips | Monitor, Cardiac, Fixed |  | MONITORCARDIACFIXED-Philips-Intellivue MX500 |  |  |  | MCH-A | Covered PM Repair - Biomedical | MHHS-Southwest | [8 empty] | MONITORCARDIACFIXED | Monitor, Cardiac, Fixed | Philips
NO | YES |  |  |  | 013-38210 | 013-38210 | Philips Medical Systems Cardiac and Monitoring Syste | INTELLIVUE MX500 |  | DE351A2499 | SW-Neuorology | MHHS-Southwest |  | Monitor, Cardiac, Fixed |  | 013-38210 | 013-38210 | Southwest | MHHS-Southwest | SW-Neuorology | Rm 759 | 12/1/19 |  | 12/1/20 |  | MONITORS, PHYSIOLOGIC, VITAL SIGNS | Monitor, Cardiac, Fixed | MONITORCARDIACFIXED-Philips-Intellivue MX500 | MONITORCARDIACFIXED | Intellivue MX500 |  |  |  | Philips | Monitor, Cardiac, Fixed |  | MONITORCARDIACFIXED-Philips-Intellivue MX500 |  |  |  | MCH-A | Covered PM Repair - Biomedical | MHHS-Southwest | [8 empty] | MONITORCARDIACFIXED | Monitor, Cardiac, Fixed | Philips
NO | YES |  |  |  | 013-38211 | 013-38211 | Philips Medical Systems Cardiac and Monitoring Syste | INTELLIVUE MX500 |  | DE351A2494 | SW | MHHS-Southwest |  | Monitor, Cardiac, Fixed |  | 013-38211 | 013-38211 | Southwest | Memorial Hermann Southwest Hospital | SW | 7th D-Wing RM 761 | 12/1/19 |  | 12/1/20 |  | MONITORS, PHYSIOLOGIC, VITAL SIGNS | Monitor, Cardiac, Fixed | MONITORCARDIACFIXED-Philips-Intellivue MX500 | MONITORCARDIACFIXED | Intellivue MX500 |  |  |  | Philips | Monitor, Cardiac, Fixed |  | MONITORCARDIACFIXED-Philips-Intellivue MX500 |  |  |  | MCH-A | Covered PM Repair - Biomedical | MHHS-Southwest | [8 empty] | MONITORCARDIACFIXED | Monitor, Cardiac, Fixed | Philips
NO | YES |  |  |  | 013-38213 | 013-38213 | Philips Medical Systems Cardiac and Monitoring Syste | INTELLIVUE MX500 |  | DE351A2498 | SW | MHHS-Southwest |  | Monitor, Cardiac, Fixed |  | 013-38213 | 013-38213 | Southwest | Memorial Hermann Southwest Hospital | SW | 7th D-Wing RM 763 | 12/1/19 |  |  |  | MONITORS, PHYSIOLOGIC, VITAL SIGNS | Monitor, Cardiac, Fixed | MONITORCARDIACFIXED-Philips-Intellivue MX500 | MONITORCARDIACFIXED | Intellivue MX500 |  |  |  | Philips | Monitor, Cardiac, Fixed |  | MONITORCARDIACFIXED-Philips-Intellivue MX500 |  |  |  | MCH-A | Covered PM Repair - Biomedical | MHHS-Southwest | [8 empty] | MONITORCARDIACFIXED | Monitor, Cardiac, Fixed | Philips
NO | YES |  |  |  | 013-38215 | 013-38215 | Philips Medical Systems Cardiac and Monitoring Syste | INTELLIVUE MX500 |  | DE351A2497 | SW-Neuorology | MHHS-Southwest |  | Monitor, Cardiac, Fixed |  | 013-38215 | 013-38215 | Southwest | MHHS-Southwest | SW-Neuorology | Room 762 | 12/1/19 |  | 12/1/20 |  | MONITORS, PHYSIOLOGIC, VITAL SIGNS | Monitor, Cardiac, Fixed | MONITORCARDIACFIXED-Philips-Intellivue MX500 | MONITORCARDIACFIXED | Intellivue MX500 |  |  |  | Philips | Monitor, Cardiac, Fixed |  | MONITORCARDIACFIXED-Philips-Intellivue MX500 |  |  |  | MCH-A | Covered PM Repair - Biomedical | MHHS-Southwest | [8 empty] | MONITORCARDIACFIXED | Monitor, Cardiac, Fixed | Philips
NO | YES |  |  |  | 013-38208 | 013-38208 | Philips Medical Systems Cardiac and Monitoring Syste | INTELLIVUE MX500 |  | DE6520H1G7 | SW | MHHS-Southwest |  | Module, Multi-Parameter |  | 013-38208 | 013-38208 | Southwest | Memorial Hermann Southwest Hospital | SW | 7th D-Wing RM 763 | 12/1/19 |  |  |  | PHYSIOLOGIC MONITOR MODULES, MULTIPARAMETER | Module, Multi-Parameter | MODULEMULTIPARAMETER-Philips-M3001A | MODULEMULTIPARAMETER | M3001A |  |  |  | Philips | Module, Multi-Parameter |  | MODULEMULTIPARAMETER-Philips-M3001A |  | 10/1/19 |  | MMP-A | Covered PM Repair - Biomedical | MHHS-Southwest | [8 empty] | MODULEMULTIPARAMETER | Module, Multi-Parameter | Philips
NO | YES |  |  |  | 013-38209 | 013-38209 | Philips Medical Systems Cardiac and Monitoring Syste | INTELLIVUE MX500 |  | DE6520H1G5 | SW | MHHS-Southwest |  | Module, Multi-Parameter |  | 013-38209 | 013-38209 | Southwest | Memorial Hermann Southwest Hospital | SW | 7th D-Wing RM 761 | 11/1/18 |  |  |  | PHYSIOLOGIC MONITOR MODULES, MULTIPARAMETER | Module, Multi-Parameter | MODULEMULTIPARAMETER-Philips-M3001A | MODULEMULTIPARAMETER | M3001A |  |  |  | Philips | Module, Multi-Parameter |  | MODULEMULTIPARAMETER-Philips-M3001A |  | 10/1/19 |  | MMP-A | Covered PM Repair - Biomedical | MHHS-Southwest | [8 empty] | MODULEMULTIPARAMETER | Module, Multi-Parameter | Philips
NO | YES |  |  |  | 129-06980 | 129-06980 | Philips Medical Systems Cardiac and Monitoring Syste | INTELLIVUE MX500 |  | DE35158802 | Sugar Land-Endoscopy | MHHS-Sugarland |  | Monitor, Cardiac, Fixed |  | 129-06980 | 129-06980 | Sugar Land | MHHS-Sugarland | Sugar Land-Endoscopy |  | 8/1/19 | 8/1/20 |  |  | MONITORS, PHYSIOLOGIC, VITAL SIGNS | Monitor, Cardiac, Fixed | MONITORCARDIACFIXED-Philips-Intellivue MX500 | MONITORCARDIACFIXED | Intellivue MX500 |  |  |  | Philips | Monitor, Cardiac, Fixed |  | MONITORCARDIACFIXED-Philips-Intellivue MX500 |  |  |  | MCH-A | Covered PM Repair - Biomedical | MHHS-Sugarland | [8 empty] | MONITORCARDIACFIXED | Monitor, Cardiac, Fixed | Philips
NO | YES |  |  |  | 129-06289 | 129-06289 | Philips Medical Systems Cardiac and Monitoring Syste | INTELLIVUE MX500 |  | DE35134903 | Sugar Land-OR | MHHS-Sugarland |  | Monitor, Cardiac, Fixed |  | 129-06289 | 129-06289 | Sugar Land | MHHS-Sugarland | Sugar Land-OR | OR 2 | 7/1/19 |  | 7/1/20 |  | MONITORS, PHYSIOLOGIC, VITAL SIGNS | Monitor, Cardiac, Fixed | MONITORCARDIACFIXED-Philips-Intellivue MX500 | MONITORCARDIACFIXED | Intellivue MX500 |  |  |  | Philips | Monitor, Cardiac, Fixed |  | MONITORCARDIACFIXED-Philips-Intellivue MX500 |  |  |  | MCH-A | Covered PM Repair - Biomedical | MHHS-Sugarland | [8 empty] | MONITORCARDIACFIXED | Monitor, Cardiac, Fixed | Philips
NO | YES |  |  |  | 129-07550 | 129-07550 | Philips Medical Systems Cardiac and Monitoring Syste | INTELLIVUE MX500 |  | DE671F5648 | Sugar Land-PACU | MHHS-Sugarland |  | Monitor, Cardiac, Fixed |  | 129-07550 | 129-07550 | Sugar Land | MHHS-Sugarland | Sugar Land-PACU |  | 6/1/19 | 6/1/20 |  |  | MONITORS, PHYSIOLOGIC, VITAL SIGNS | Monitor, Cardiac, Fixed | MONITORCARDIACFIXED-Philips-Intellivue MX500 | MONITORCARDIACFIXED | Intellivue MX500 |  |  |  | Philips | Monitor, Cardiac, Fixed |  | MONITORCARDIACFIXED-Philips-Intellivue MX500 |  |  |  | MCH-A | Covered PM Repair - Biomedical | MHHS-Sugarland | [8 empty] | MONITORCARDIACFIXED | Monitor, Cardiac, Fixed | Philips
NO | YES |  |  |  | 129-07553 | 129-07553 | Philips Medical Systems Cardiac and Monitoring Syste | INTELLIVUE MX500 |  | DE671F5650 | Sugar Land-PACU | MHHS-Sugarland |  | Monitor, Cardiac, Fixed |  | 129-07553 | 129-07553 | Sugar Land | MHHS-Sugarland | Sugar Land-PACU | Room 12 | 6/1/19 |  | 6/1/20 |  | MONITORS, PHYSIOLOGIC, VITAL SIGNS | Monitor, Cardiac, Fixed | MONITORCARDIACFIXED-Philips-Intellivue MX500 | MONITORCARDIACFIXED | Intellivue MX500 |  |  |  | Philips | Monitor, Cardiac, Fixed |  | MONITORCARDIACFIXED-Philips-Intellivue MX500 |  |  |  | MCH-A | Covered PM Repair - Biomedical | MHHS-Sugarland | [8 empty] | MONITORCARDIACFIXED | Monitor, Cardiac, Fixed | Philips
NO | YES |  |  |  | 129-07554 | 129-07554 | Philips Medical Systems Cardiac and Monitoring Syste | INTELLIVUE MX500 |  | DE671F5651 | Sugar Land-PACU | MHHS-Sugarland |  | Monitor, Cardiac, Fixed |  | 129-07554 | 129-07554 | Sugar Land | MHHS-Sugarland | Sugar Land-PACU | PACU | 5/1/19 |  | 6/1/20 |  | MONITORS, PHYSIOLOGIC, VITAL SIGNS | Monitor, Cardiac, Fixed | MONITORCARDIACFIXED-Philips-Intellivue MX500 | MONITORCARDIACFIXED | Intellivue MX500 |  |  |  | Philips | Monitor, Cardiac, Fixed |  | MONITORCARDIACFIXED-Philips-Intellivue MX500 |  |  |  | MCH-A | Covered PM Repair - Biomedical | MHHS-Sugarland | [8 empty] | MONITORCARDIACFIXED | Monitor, Cardiac, Fixed | Philips
NO | YES |  |  |  | 129-07559 | 129-07559 | Philips Medical Systems Cardiac and Monitoring Syste | INTELLIVUE MX500 |  | DE671F5649 | Sugar Land-PACU | MHHS-Sugarland |  | Monitor, Cardiac, Fixed |  | 129-07559 | 129-07559 | Sugar Land | MHHS-Sugarland | Sugar Land-PACU | Room 1 | 6/1/19 |  | 6/1/20 |  | MONITORS, PHYSIOLOGIC, VITAL SIGNS | Monitor, Cardiac, Fixed | MONITORCARDIACFIXED-Philips-Intellivue MX500 | MONITORCARDIACFIXED | Intellivue MX500 |  |  |  | Philips | Monitor, Cardiac, Fixed |  | MONITORCARDIACFIXED-Philips-Intellivue MX500 |  |  |  | MCH-A | Covered PM Repair - Biomedical | MHHS-Sugarland | [8 empty] | MONITORCARDIACFIXED | Monitor, Cardiac, Fixed | Philips
NO | YES |  |  |  | 129-07561 | 129-07561 | Philips Medical Systems Cardiac and Monitoring Syste | INTELLIVUE MX500 |  | DE671F5647 | Sugar Land-PACU | MHHS-Sugarland |  | Monitor, Cardiac, Fixed |  | 129-07561 | 129-07561 | Sugar Land | MHHS-Sugarland | Sugar Land-PACU |  | 6/1/19 | 6/1/20 |  |  | MONITORS, PHYSIOLOGIC, VITAL SIGNS | Monitor, Cardiac, Fixed | MONITORCARDIACFIXED-Philips-Intellivue MX500 | MONITORCARDIACFIXED | Intellivue MX500 |  |  |  | Philips | Monitor, Cardiac, Fixed |  | MONITORCARDIACFIXED-Philips-Intellivue MX500 |  |  |  | MCH-A | Covered PM Repair - Biomedical | MHHS-Sugarland | [8 empty] | MONITORCARDIACFIXED | Monitor, Cardiac, Fixed | Philips
NO | YES |  |  |  | 077-09221 | 077-09221 | Philips Medical Systems Cardiac and Monitoring Syste | INTELLIVUE MX500 |  | DE35137038 | TMC-Children's-PICU (9Hp) | MHHS-TMC |  | Monitor, Cardiac, Fixed |  | 077-09221 | 077-09221 | TMC | MHHS-TMC | TMC-Children's-PICU (9Hp) |  | 4/4/19 |  |  |  | MONITORS, PHYSIOLOGIC, VITAL SIGNS |  | MONITORCARDIACFIXED-Philips-Intellivue MX500 | MONITORCARDIACFIXED | Intellivue MX500 |  |  |  | Philips | Monitor, Cardiac, Fixed |  | MONITORCARDIACFIXED-Philips-Intellivue MX500 |  |  | Verified 3/30/2020 4:07pm (Central) |  | Covered PM Repair - Biomedical | MHHS-TMC
NO | YES |  |  |  | 077-09222 | 077-09222 | Philips Medical Systems Cardiac and Monitoring Syste | INTELLIVUE MX500 |  | DE35137056 | TMC-Children's-PICU (9Hp) | MHHS-TMC |  | Monitor, Cardiac, Fixed |  | 077-09222 | 077-09222 | TMC | MHHS-TMC | TMC-Children's-PICU (9Hp) |  | 4/25/19 |  |  |  | MONITORS, PHYSIOLOGIC, VITAL SIGNS |  | MONITORCARDIACFIXED-Philips-Intellivue MX500 | MONITORCARDIACFIXED | Intellivue MX500 |  |  |  | Philips | Monitor, Cardiac, Fixed |  | MONITORCARDIACFIXED-Philips-Intellivue MX500 |  |  | Verified 3/30/2020 4:07pm (Central) |  | Covered PM Repair - Biomedical | MHHS-TMC
NO | YES |  |  |  | 077-09223 | 077-09223 | Philips Medical Systems Cardiac and Monitoring Syste | INTELLIVUE MX500 |  | DE35137039 | TMC-Children's-PICU (9Hp) | MHHS-TMC |  | Monitor, Cardiac, Fixed |  | 077-09223 | 077-09223 | TMC | MHHS-TMC | TMC-Children's-PICU (9Hp) |  | 4/10/19 |  |  |  | MONITORS, PHYSIOLOGIC, VITAL SIGNS |  | MONITORCARDIACFIXED-Philips-Intellivue MX500 | MONITORCARDIACFIXED | Intellivue MX500 |  |  |  | Philips | Monitor, Cardiac, Fixed |  | MONITORCARDIACFIXED-Philips-Intellivue MX500 |  |  | Verified 3/30/2020 4:07pm (Central) |  | Covered PM Repair - Biomedical | MHHS-TMC
NO | YES |  |  |  | 077-09224 | 077-09224 | Philips Medical Systems Cardiac and Monitoring Syste | INTELLIVUE MX500 |  | DE35137037 | TMC-Children's-PICU (9Hp) | MHHS-TMC |  | Monitor, Cardiac, Fixed |  | 077-09224 | 077-09224 | TMC | MHHS-TMC | TMC-Children's-PICU (9Hp) |  | 4/9/19 |  |  |  | MONITORS, PHYSIOLOGIC, VITAL SIGNS |  | MONITORCARDIACFIXED-Philips-Intellivue MX500 | MONITORCARDIACFIXED | Intellivue MX500 |  |  |  | Philips | Monitor, Cardiac, Fixed |  | MONITORCARDIACFIXED-Philips-Intellivue MX500 |  |  | Verified 3/30/2020 4:07pm (Central) |  | Covered PM Repair - Biomedical | MHHS-TMC
NO | NO |  |  |  | 151-02904 |  | Philips Medical Systems Cardiac and Monitoring Syste | INTELLIVUE MX500 |  | DE671E2317 | CY - NURSERY | MHHS-Cypress |  | Monitor, Cardiac, Fixed |  | 151-02904 |  | Northwest & Cypress |  | CY - NURSERY | [5 empty] | MONITORS, PHYSIOLOGIC, VITAL SIGNS |  | MONITORCARDIACFIXED-Philips-Intellivue MX500 | MONITORCARDIACFIXED | Intellivue MX500 |  |  |  | Philips | Monitor, Cardiac, Fixed |  | MONITORCARDIACFIXED-Philips-Intellivue MX500 |  |  |  |  | Covered PM Repair - Biomedical | MHHS-Cypress
NO | NO |  |  |  | 013-38207 |  | Philips Medical Systems Cardiac and Monitoring Syste | INTELLIVUE MX500 |  | DE351A2495 | SW - NEUOROLOGY | MHHS-Southwest |  | Monitor, Cardiac, Fixed |  | 013-38207 |  | Southwest |  | SW - NEUOROLOGY | [5 empty] | MONITORS, PHYSIOLOGIC, VITAL SIGNS |  | MONITORCARDIACFIXED-Philips-Intellivue MX500 | MONITORCARDIACFIXED | Intellivue MX500 |  |  |  | Philips | Monitor, Cardiac, Fixed |  | MONITORCARDIACFIXED-Philips-Intellivue MX500 |  |  |  |  | Covered PM Repair - Biomedical | MHHS-Southwest
NO | NO |  |  |  | 077-09225 |  | Philips Medical Systems Cardiac and Monitoring Syste | INTELLIVUE MX500 |  | DE35137036 | TMC - CHILDRENS - PICU (9HP) | MHHS-TMC |  | Monitor, Cardiac, Fixed |  | 077-09225 |  | TMC |  | TMC - CHILDRENS - PICU (9HP) | [5 empty] | MONITORS, PHYSIOLOGIC, VITAL SIGNS |  | MONITORCARDIACFIXED-Philips-Intellivue MX500 | MONITORCARDIACFIXED | Intellivue MX500 |  |  |  | Philips | Monitor, Cardiac, Fixed |  | MONITORCARDIACFIXED-Philips-Intellivue MX500 |  |  |  |  | Covered PM Repair - Biomedical | MHHS-TMC
NO | YES |  |  |  | 133-09795 | 133-09795 | Philips Medical Systems Cardiac and Monitoring Syste | INTELLIVUE MX800 |  | DE12522996 | Katy-OR | MHHS-Katy |  | Monitor, Cardiac, Fixed |  | 133-09795 | 133-09795 | Katy | MHHS-Katy | Katy-OR | OR10 | 8/1/19 | 8/1/20 |  |  | MONITORS, PHYSIOLOGIC, VITAL SIGNS | Monitor, Cardiac, Fixed | MONITORCARDIACFIXED-Philips-IntelliVue MX800 | MONITORCARDIACFIXED | IntelliVue MX800 |  |  |  | Philips | Monitor, Cardiac, Fixed |  | MONITORCARDIACFIXED-Philips-IntelliVue MX800 |  |  |  | MCH-A | Covered PM Repair - Biomedical | MHHS-Katy | [8 empty] | MONITORCARDIACFIXED | Monitor, Cardiac, Fixed | Philips
NO | YES |  |  |  | 041-19167 | 041-19167 | Philips Medical Systems Cardiac and Monitoring Syste | INTELLIVUE MX800 |  | DE50844432 | MEMORIAL CITY - EAST TOWER - NEUROLOGY | MHHS-Mem City |  | Monitor, Cardiac, Fixed |  | 041-19167 | 041-19167 | West |  | MEMORIAL CITY - EAST TOWER - NEUROLOGY | [5 empty] | MONITORS, PHYSIOLOGIC, VITAL SIGNS |  | MONITORCARDIACFIXED-Philips-IntelliVue MX800 | MONITORCARDIACFIXED | IntelliVue MX800 |  |  |  | Philips | Monitor, Cardiac, Fixed |  | MONITORCARDIACFIXED-Philips-IntelliVue MX800 |  |  |  |  | Covered PM Repair - Biomedical | MHHS-Mem City
NO | YES |  |  |  | 041-20470 | 041-20470 | Philips Medical Systems Cardiac and Monitoring Syste | INTELLIVUE MX800 |  | DE50843260 | MEMORIAL CITY MOR | MHHS-Mem City |  | Monitor, Cardiac, Fixed |  | 041-20470 | 041-20470 | West | Memorial Hermann Memorial City Medical Center | MEMORIAL CITY MOR | MEMORIAL CITY MOR |  |  |  |  | MONITORS, PHYSIOLOGIC, VITAL SIGNS |  | MONITORCARDIACFIXED-Philips-IntelliVue MX800 | MONITORCARDIACFIXED | IntelliVue MX800 |  |  |  | Philips | Monitor, Cardiac, Fixed |  | MONITORCARDIACFIXED-Philips-IntelliVue MX800 |  |  |  |  | Covered PM Repair - Biomedical | MHHS-Mem City
NO | YES |  |  |  | 005-33929 | 005-33929 | Philips Medical Systems Cardiac and Monitoring Syste | INTELLIVUE MX800 |  | DE50878402 | SE-OR | MHHS-Southeast |  | Monitor, Cardiac, Fixed |  | 005-33929 | 005-33929 | Southeast | MHHS-Southeast | SE-OR | Hybrid Ii |  |  |  |  | MONITORS, PHYSIOLOGIC, VITAL SIGNS |  | MONITORCARDIACFIXED-Philips-IntelliVue MX800 | MONITORCARDIACFIXED | IntelliVue MX800 |  |  |  | Philips | Monitor, Cardiac, Fixed |  | MONITORCARDIACFIXED-Philips-IntelliVue MX800 |  |  |  |  | Covered PM Repair - Biomedical | MHHS-Southeast
NO | YES |  |  |  | 005-33934 | 005-33934 | Philips Medical Systems Cardiac and Monitoring Syste | INTELLIVUE MX800 |  | DE50878401 | SE-OR | MHHS-Southeast |  | Monitor, Cardiac, Fixed |  | 005-33934 | 005-33934 | Southeast | MHHS-Southeast | SE-OR | Room 12 | 4/1/19 |  | 4/1/20 |  | MONITORS, PHYSIOLOGIC, VITAL SIGNS |  | MONITORCARDIACFIXED-Philips-IntelliVue MX800 | MONITORCARDIACFIXED | IntelliVue MX800 |  |  |  | Philips | Monitor, Cardiac, Fixed |  | MONITORCARDIACFIXED-Philips-IntelliVue MX800 |  |  |  |  | Covered PM Repair - Biomedical | MHHS-Southeast
NO | YES |  |  |  | 005-33938 | 005-33938 | Philips Medical Systems Cardiac and Monitoring Syste | INTELLIVUE MX800 |  | DE50878383 | SE-OR | MHHS-Southeast |  | Monitor, Cardiac, Fixed |  | 005-33938 | 005-33938 | Southeast | MHHS-Southeast | SE-OR | OR14 | 5/1/19 |  |  |  | MONITORS, PHYSIOLOGIC, VITAL SIGNS |  | MONITORCARDIACFIXED-Philips-IntelliVue MX800 | MONITORCARDIACFIXED | IntelliVue MX800 |  |  |  | Philips | Monitor, Cardiac, Fixed |  | MONITORCARDIACFIXED-Philips-IntelliVue MX800 |  |  |  |  | Covered PM Repair - Biomedical | MHHS-Southeast
NO | YES |  |  |  | 013-37359 | 013-37359 | Philips Medical Systems Cardiac and Monitoring Syste | INTELLIVUE MX800 |  | DE50845856 | SW-HVI-CV ICU | MHHS-Southwest |  | Monitor, Cardiac, Fixed |  | 013-37359 | 013-37359 | Southwest | MHHS-Southwest | SW-HVI-CV ICU | CVICU | 4/1/19 |  |  |  | MONITORS, PHYSIOLOGIC, VITAL SIGNS | Monitor, Cardiac, Fixed | MONITORCARDIACFIXED-Philips-IntelliVue MX800 | MONITORCARDIACFIXED | IntelliVue MX800 |  |  |  | Philips | Monitor, Cardiac, Fixed |  | MONITORCARDIACFIXED-Philips-IntelliVue MX800 |  |  |  | MCH-A | Covered PM Repair - Biomedical | MHHS-Southwest | [8 empty] | MONITORCARDIACFIXED | Monitor, Cardiac, Fixed | Philips
NO | YES |  |  |  | 013-37363 | 013-37363 | Philips Medical Systems Cardiac and Monitoring Syste | INTELLIVUE MX800 |  | DE50845861 | SW-HVI-CV ICU | MHHS-Southwest |  | Monitor, Cardiac, Fixed |  | 013-37363 | 013-37363 | Southwest | MHHS-Southwest | SW-HVI-CV ICU | CVICU | 7/1/19 |  |  |  | MONITORS, PHYSIOLOGIC, VITAL SIGNS | Monitor, Cardiac, Fixed | MONITORCARDIACFIXED-Philips-IntelliVue MX800 | MONITORCARDIACFIXED | IntelliVue MX800 |  |  |  | Philips | Monitor, Cardiac, Fixed |  | MONITORCARDIACFIXED-Philips-IntelliVue MX800 |  |  |  | MCH-A | Covered PM Repair - Biomedical | MHHS-Southwest | [8 empty] | MONITORCARDIACFIXED | Monitor, Cardiac, Fixed | Philips
NO | YES |  |  |  | 013-37367 | 013-37367 | Philips Medical Systems Cardiac and Monitoring Syste | INTELLIVUE MX800 |  | DE50845868 | SW-HVI-Telemetry | MHHS-Southwest |  | Monitor, Cardiac, Fixed |  | 013-37367 | 013-37367 | Southwest | MHHS-Southwest | SW-HVI-Telemetry | CVICU9 | 8/1/19 |  | 8/1/20 |  | MONITORS, PHYSIOLOGIC, VITAL SIGNS | Monitor, Cardiac, Fixed | MONITORCARDIACFIXED-Philips-IntelliVue MX800 | MONITORCARDIACFIXED | IntelliVue MX800 |  |  |  | Philips | Monitor, Cardiac, Fixed |  | MONITORCARDIACFIXED-Philips-IntelliVue MX800 |  |  |  | MCH-A | Covered PM Repair - Biomedical | MHHS-Southwest | [8 empty] | MONITORCARDIACFIXED | Monitor, Cardiac, Fixed | Philips
NO | YES |  |  |  | 013-37371 | 013-37371 | Philips Medical Systems Cardiac and Monitoring Syste | INTELLIVUE MX800 |  | DE50845902 | SW-HVI-CV ICU | MHHS-Southwest |  | Monitor, Cardiac, Fixed |  | 013-37371 | 013-37371 | Southwest | MHHS-Southwest | SW-HVI-CV ICU | CVICU | 7/1/19 |  |  |  | MONITORS, PHYSIOLOGIC, VITAL SIGNS | Monitor, Cardiac, Fixed | MONITORCARDIACFIXED-Philips-IntelliVue MX800 | MONITORCARDIACFIXED | IntelliVue MX800 |  |  |  | Philips | Monitor, Cardiac, Fixed |  | MONITORCARDIACFIXED-Philips-IntelliVue MX800 |  |  |  | MCH-A | Covered PM Repair - Biomedical | MHHS-Southwest | [8 empty] | MONITORCARDIACFIXED | Monitor, Cardiac, Fixed | Philips
NO | YES |  |  |  | 013-37573 | 013-37573 | Philips Medical Systems Cardiac and Monitoring Syste | INTELLIVUE MX800 |  | DE50845846 | SW-HVI-CV ICU | MHHS-Southwest |  | Monitor, Cardiac, Fixed |  | 013-37573 | 013-37573 | Southwest | MHHS-Southwest | SW-HVI-CV ICU | Room 2 | 9/1/19 |  | 9/1/20 |  | MONITORS, PHYSIOLOGIC, VITAL SIGNS | Monitor, Cardiac, Fixed | MONITORCARDIACFIXED-Philips-IntelliVue MX800 | MONITORCARDIACFIXED | IntelliVue MX800 |  |  |  | Philips | Monitor, Cardiac, Fixed |  | MONITORCARDIACFIXED-Philips-IntelliVue MX800 |  |  |  | MCH-A | Covered PM Repair - Biomedical | MHHS-Southwest | [8 empty] | MONITORCARDIACFIXED | Monitor, Cardiac, Fixed | Philips
NO | YES |  |  |  | 013-37576 | 013-37576 | Philips Medical Systems Cardiac and Monitoring Syste | INTELLIVUE MX800 |  | DE50845835 | SW-HVI-CV ICU | MHHS-Southwest |  | Monitor, Cardiac, Fixed |  | 013-37576 | 013-37576 | Southwest | MHHS-Southwest | SW-HVI-CV ICU | CVICU | 11/1/19 |  |  |  | MONITORS, PHYSIOLOGIC, VITAL SIGNS | Monitor, Cardiac, Fixed | MONITORCARDIACFIXED-Philips-IntelliVue MX800 | MONITORCARDIACFIXED | IntelliVue MX800 |  |  |  | Philips | Monitor, Cardiac, Fixed |  | MONITORCARDIACFIXED-Philips-IntelliVue MX800 |  |  |  | MCH-A | Covered PM Repair - Biomedical | MHHS-Southwest | [8 empty] | MONITORCARDIACFIXED | Monitor, Cardiac, Fixed | Philips
NO | YES |  |  |  | 013-37418 | 013-37418 | Philips Medical Systems Cardiac and Monitoring Syste | INTELLIVUE MX800 |  | DE50846666 | SW-HVI-OR | MHHS-Southwest |  | Monitor, Cardiac, Fixed |  | 013-37418 | 013-37418 | Southwest | MHHS-Southwest | SW-HVI-OR | SW-HVI-OR | 1/1/20 |  | 1/1/21 |  | MONITORS, PHYSIOLOGIC, VITAL SIGNS | Monitor, Cardiac, Fixed | MONITORCARDIACFIXED-Philips-IntelliVue MX800 | MONITORCARDIACFIXED | IntelliVue MX800 |  |  |  | Philips | Monitor, Cardiac, Fixed |  | MONITORCARDIACFIXED-Philips-IntelliVue MX800 |  |  |  | MCH-A | Covered PM Repair - Biomedical | MHHS-Southwest | [8 empty] | MONITORCARDIACFIXED | Monitor, Cardiac, Fixed | Philips
NO | YES |  |  |  | 013-37425 | 013-37425 | Philips Medical Systems Cardiac and Monitoring Syste | INTELLIVUE MX800 |  | DE50846658 | SW-HVI-OR | MHHS-Southwest |  | Monitor, Cardiac, Fixed |  | 013-37425 | 013-37425 | Southwest | MHHS-Southwest | SW-HVI-OR | HVI ENDO 7 | 2/1/20 |  | 2/1/21 |  | MONITORS, PHYSIOLOGIC, VITAL SIGNS | Monitor, Cardiac, Fixed | MONITORCARDIACFIXED-Philips-IntelliVue MX800 | MONITORCARDIACFIXED | IntelliVue MX800 |  |  |  | Philips | Monitor, Cardiac, Fixed |  | MONITORCARDIACFIXED-Philips-IntelliVue MX800 |  | 11/19/17 |  | MCH-A | Covered PM Repair - Biomedical | MHHS-Southwest | [8 empty] | MONITORCARDIACFIXED | Monitor, Cardiac, Fixed | Philips
NO | YES |  |  |  | 013-37426 | 013-37426 | Philips Medical Systems Cardiac and Monitoring Syste | INTELLIVUE MX800 |  | DE50846646 | SW-HVI-OR | MHHS-Southwest |  | Monitor, Cardiac, Fixed |  | 013-37426 | 013-37426 | Southwest | MHHS-Southwest | SW-HVI-OR | Hvi or 2 | 1/1/20 |  | 1/1/21 |  | MONITORS, PHYSIOLOGIC, VITAL SIGNS | Monitor, Cardiac, Fixed | MONITORCARDIACFIXED-Philips-IntelliVue MX800 | MONITORCARDIACFIXED | IntelliVue MX800 |  |  |  | Philips | Monitor, Cardiac, Fixed |  | MONITORCARDIACFIXED-Philips-IntelliVue MX800 |  |  |  | MCH-A | Covered PM Repair - Biomedical | MHHS-Southwest | [8 empty] | MONITORCARDIACFIXED | Monitor, Cardiac, Fixed | Philips
NO | YES |  |  |  | 013-37427 | 013-37427 | Philips Medical Systems Cardiac and Monitoring Syste | INTELLIVUE MX800 |  | DE50846670 | SW-HVI-OR | MHHS-Southwest |  | Monitor, Cardiac, Fixed |  | 013-37427 | 013-37427 | Southwest | MHHS-Southwest | SW-HVI-OR | SW-HVI-OR | 1/1/20 |  | 1/1/21 |  | MONITORS, PHYSIOLOGIC, VITAL SIGNS | Monitor, Cardiac, Fixed | MONITORCARDIACFIXED-Philips-IntelliVue MX800 | MONITORCARDIACFIXED | IntelliVue MX800 |  |  |  | Philips | Monitor, Cardiac, Fixed |  | MONITORCARDIACFIXED-Philips-IntelliVue MX800 |  |  |  | MCH-A | Covered PM Repair - Biomedical | MHHS-Southwest | [8 empty] | MONITORCARDIACFIXED | Monitor, Cardiac, Fixed | Philips
NO | YES |  |  |  | 013-34033 | 013-34033 | Philips Medical Systems Cardiac and Monitoring Syste | INTELLIVUE MX800 |  | DE50885517 | SW-ICU-Neuro & Stroke | MHHS-Southwest |  | Monitor, Cardiac, Fixed |  | 013-34033 | 013-34033 | Southwest | MHHS-Southwest | SW-ICU-Neuro & Stroke | Rm 741 | 9/1/19 |  | 9/1/20 |  | MONITORS, PHYSIOLOGIC, VITAL SIGNS | Monitor, Cardiac, Fixed | MONITORCARDIACFIXED-Philips-IntelliVue MX800 | MONITORCARDIACFIXED | IntelliVue MX800 |  |  |  | Philips | Monitor, Cardiac, Fixed |  | MONITORCARDIACFIXED-Philips-IntelliVue MX800 |  |  |  | MCH-A | Covered PM Repair - Biomedical | MHHS-Southwest | [8 empty] | MONITORCARDIACFIXED | Monitor, Cardiac, Fixed | Philips
NO | YES |  |  |  | 013-34037 | 013-34037 | Philips Medical Systems Cardiac and Monitoring Syste | INTELLIVUE MX800 |  | DE50885519 | SW-ICU-Neuro & Stroke | MHHS-Southwest |  | Monitor, Cardiac, Fixed |  | 013-34037 | 013-34037 | Southwest | MHHS-Southwest | SW-ICU-Neuro & Stroke | Floor 7 | 9/1/19 |  |  |  | MONITORS, PHYSIOLOGIC, VITAL SIGNS | Monitor, Cardiac, Fixed | MONITORCARDIACFIXED-Philips-IntelliVue MX800 | MONITORCARDIACFIXED | IntelliVue MX800 |  |  |  | Philips | Monitor, Cardiac, Fixed |  | MONITORCARDIACFIXED-Philips-IntelliVue MX800 |  |  |  | MCH-A | Covered PM Repair - Biomedical | MHHS-Southwest | [8 empty] | MONITORCARDIACFIXED | Monitor, Cardiac, Fixed | Philips
NO | YES |  |  |  | 013-34041 | 013-34041 | Philips Medical Systems Cardiac and Monitoring Syste | INTELLIVUE MX800 |  | DE50885510 | SW-ICU-Neuro & Stroke | MHHS-Southwest |  | Monitor, Cardiac, Fixed |  | 013-34041 | 013-34041 | Southwest | MHHS-Southwest | SW-ICU-Neuro & Stroke | Room H7 - ICU 47 | 9/1/19 |  | 9/1/20 |  | MONITORS, PHYSIOLOGIC, VITAL SIGNS | Monitor, Cardiac, Fixed | MONITORCARDIACFIXED-Philips-IntelliVue MX800 | MONITORCARDIACFIXED | IntelliVue MX800 |  |  |  | Philips | Monitor, Cardiac, Fixed |  | MONITORCARDIACFIXED-Philips-IntelliVue MX800 |  |  |  | MCH-A | Covered PM Repair - Biomedical | MHHS-Southwest | [8 empty] | MONITORCARDIACFIXED | Monitor, Cardiac, Fixed | Philips
NO | YES |  |  |  | 013-34044 | 013-34044 | Philips Medical Systems Cardiac and Monitoring Syste | INTELLIVUE MX800 |  | DE50885523 | SW-ICU-Neuro & Stroke | MHHS-Southwest |  | Monitor, Cardiac, Fixed |  | 013-34044 | 013-34044 | Southwest | MHHS-Southwest | SW-ICU-Neuro & Stroke | Rm 42 | 9/1/19 |  | 9/1/20 |  | MONITORS, PHYSIOLOGIC, VITAL SIGNS | Monitor, Cardiac, Fixed | MONITORCARDIACFIXED-Philips-IntelliVue MX800 | MONITORCARDIACFIXED | IntelliVue MX800 |  |  |  | Philips | Monitor, Cardiac, Fixed |  | MONITORCARDIACFIXED-Philips-IntelliVue MX800 |  |  |  | MCH-A | Covered PM Repair - Biomedical | MHHS-Southwest | [8 empty] | MONITORCARDIACFIXED | Monitor, Cardiac, Fixed | Philips
NO | YES |  |  |  | 013-34047 | 013-34047 | Philips Medical Systems Cardiac and Monitoring Syste | INTELLIVUE MX800 |  | DE50885505 | SW-ICU-Neuro & Stroke | MHHS-Southwest |  | Monitor, Cardiac, Fixed |  | 013-34047 | 013-34047 | Southwest | MHHS-Southwest | SW-ICU-Neuro & Stroke | ICU 43 | 9/1/19 | 9/1/20 |  |  | MONITORS, PHYSIOLOGIC, VITAL SIGNS | Monitor, Cardiac, Fixed | MONITORCARDIACFIXED-Philips-IntelliVue MX800 | MONITORCARDIACFIXED | IntelliVue MX800 |  |  |  | Philips | Monitor, Cardiac, Fixed |  | MONITORCARDIACFIXED-Philips-IntelliVue MX800 |  | 7/20/15 |  | MCH-A | Covered PM Repair - Biomedical | MHHS-Southwest | [8 empty] | MONITORCARDIACFIXED | Monitor, Cardiac, Fixed | Philips
NO | YES |  |  |  | 013-37896 | 013-37896 | Philips Medical Systems Cardiac and Monitoring Syste | INTELLIVUE MX800 |  | DE50854200 | SW-ICU-Neuro & Stroke | MHHS-Southwest |  | Monitor, Cardiac, Fixed |  | 013-37896 | 013-37896 | Southwest | MHHS-Southwest | SW-ICU-Neuro & Stroke | Room H7 - ICU49 | 1/1/19 |  | 1/1/20 |  | MONITORS, PHYSIOLOGIC, VITAL SIGNS | Monitor, Cardiac, Fixed | MONITORCARDIACFIXED-Philips-IntelliVue MX800 | MONITORCARDIACFIXED | IntelliVue MX800 |  |  |  | Philips | Monitor, Cardiac, Fixed |  | MONITORCARDIACFIXED-Philips-IntelliVue MX800 |  |  |  | MCH-A | Covered PM Repair - Biomedical | MHHS-Southwest | [8 empty] | MONITORCARDIACFIXED | Monitor, Cardiac, Fixed | Philips
NO | YES |  |  |  | 013-37899 | 013-37899 | Philips Medical Systems Cardiac and Monitoring Syste | INTELLIVUE MX800 |  | DE50854224 | SW-ICU-Neuro & Stroke | MHHS-Southwest |  | Monitor, Cardiac, Fixed |  | 013-37899 | 013-37899 | Southwest | MHHS-Southwest | SW-ICU-Neuro & Stroke | Floor 7 | 1/1/20 |  |  |  | MONITORS, PHYSIOLOGIC, VITAL SIGNS | Monitor, Cardiac, Fixed | MONITORCARDIACFIXED-Philips-IntelliVue MX800 | MONITORCARDIACFIXED | IntelliVue MX800 |  |  |  | Philips | Monitor, Cardiac, Fixed |  | MONITORCARDIACFIXED-Philips-IntelliVue MX800 |  | 12/15/15 |  | MCH-A | Covered PM Repair - Biomedical | MHHS-Southwest | [8 empty] | MONITORCARDIACFIXED | Monitor, Cardiac, Fixed | Philips
NO | YES |  |  |  | 013-37902 | 013-37902 | Philips Medical Systems Cardiac and Monitoring Syste | INTELLIVUE MX800 |  | DE50854223 | SW-ICU-Neuro & Stroke | MHHS-Southwest |  | Monitor, Cardiac, Fixed |  | 013-37902 | 013-37902 | Southwest | MHHS-Southwest | SW-ICU-Neuro & Stroke | Floor 7 | 12/1/19 |  |  |  | MONITORS, PHYSIOLOGIC, VITAL SIGNS | Monitor, Cardiac, Fixed | MONITORCARDIACFIXED-Philips-IntelliVue MX800 | MONITORCARDIACFIXED | IntelliVue MX800 |  |  |  | Philips | Monitor, Cardiac, Fixed |  | MONITORCARDIACFIXED-Philips-IntelliVue MX800 |  | 11/29/14 |  | MCH-A | Covered PM Repair - Biomedical | MHHS-Southwest | [8 empty] | MONITORCARDIACFIXED | Monitor, Cardiac, Fixed | Philips
NO | YES |  |  |  | 013-37905 | 013-37905 | Philips Medical Systems Cardiac and Monitoring Syste | INTELLIVUE MX800 |  | DE50854185 | SW-ICU-Neuro & Stroke | MHHS-Southwest |  | Monitor, Cardiac, Fixed |  | 013-37905 | 013-37905 | Southwest | MHHS-Southwest | SW-ICU-Neuro & Stroke | Rm 52 | 1/1/20 |  | 1/1/21 |  | MONITORS, PHYSIOLOGIC, VITAL SIGNS | Monitor, Cardiac, Fixed | MONITORCARDIACFIXED-Philips-IntelliVue MX800 | MONITORCARDIACFIXED | IntelliVue MX800 |  |  |  | Philips | Monitor, Cardiac, Fixed |  | MONITORCARDIACFIXED-Philips-IntelliVue MX800 |  | 8/22/16 |  | MCH-A | Covered PM Repair - Biomedical | MHHS-Southwest | [8 empty] | MONITORCARDIACFIXED | Monitor, Cardiac, Fixed | Philips
NO | YES |  |  |  | 013-37911 | 013-37911 | Philips Medical Systems Cardiac and Monitoring Syste | INTELLIVUE MX800 |  | DE50854203 | SW-ICU-Neuro & Stroke | MHHS-Southwest |  | Monitor, Cardiac, Fixed |  | 013-37911 | 013-37911 | Southwest | MHHS-Southwest | SW-ICU-Neuro & Stroke | ICU54 | 1/1/20 |  | 1/1/21 |  | MONITORS, PHYSIOLOGIC, VITAL SIGNS | Monitor, Cardiac, Fixed | MONITORCARDIACFIXED-Philips-IntelliVue MX800 | MONITORCARDIACFIXED | IntelliVue MX800 |  |  |  | Philips | Monitor, Cardiac, Fixed |  | MONITORCARDIACFIXED-Philips-IntelliVue MX800 |  |  |  | MCH-A | Covered PM Repair - Biomedical | MHHS-Southwest | [8 empty] | MONITORCARDIACFIXED | Monitor, Cardiac, Fixed | Philips
NO | YES |  |  |  | 013-37914 | 013-37914 | Philips Medical Systems Cardiac and Monitoring Syste | INTELLIVUE MX800 |  | DE50854193 | SW-ICU-Neuro & Stroke | MHHS-Southwest |  | Monitor, Cardiac, Fixed |  | 013-37914 | 013-37914 | Southwest | MHHS-Southwest | SW-ICU-Neuro & Stroke | Floor 7 | 3/1/19 |  |  |  | MONITORS, PHYSIOLOGIC, VITAL SIGNS | Monitor, Cardiac, Fixed | MONITORCARDIACFIXED-Philips-IntelliVue MX800 | MONITORCARDIACFIXED | IntelliVue MX800 |  |  |  | Philips | Monitor, Cardiac, Fixed |  | MONITORCARDIACFIXED-Philips-IntelliVue MX800 |  |  |  | MCH-A | Covered PM Repair - Biomedical | MHHS-Southwest | [8 empty] | MONITORCARDIACFIXED | Monitor, Cardiac, Fixed | Philips
NO | YES |  |  |  | 129-05674 | 129-05674 | Philips Medical Systems Cardiac and Monitoring Syste | INTELLIVUE MX800 |  | DE34533547 | Sugar Land-IMU | MHHS-Sugarland |  | Monitor, Cardiac, Fixed |  | 129-05674 | 129-05674 | Sugar Land | MHHS-Sugarland | Sugar Land-IMU | E322 | 8/1/19 |  | 8/1/20 |  | MONITORS, PHYSIOLOGIC, VITAL SIGNS | Monitor, Cardiac, Fixed | MONITORCARDIACFIXED-Philips-IntelliVue MX800 | MONITORCARDIACFIXED | IntelliVue MX800 |  |  |  | Philips | Monitor, Cardiac, Fixed |  | MONITORCARDIACFIXED-Philips-IntelliVue MX800 |  |  |  | MCH-A | Covered PM Repair - Biomedical | MHHS-Sugarland | [8 empty] | MONITORCARDIACFIXED | Monitor, Cardiac, Fixed | Philips
NO | YES |  |  |  | 129-05677 | 129-05677 | Philips Medical Systems Cardiac and Monitoring Syste | INTELLIVUE MX800 |  | DE34553543 | Sugar Land-ICU | MHHS-Sugarland |  | Monitor, Cardiac, Fixed |  | 129-05677 | 129-05677 | Sugar Land | MHHS-Sugarland | Sugar Land-ICU | ICU | 9/1/19 |  |  |  | MONITORS, PHYSIOLOGIC, VITAL SIGNS | Monitor, Cardiac, Fixed | MONITORCARDIACFIXED-Philips-IntelliVue MX800 | MONITORCARDIACFIXED | IntelliVue MX800 |  |  |  | Philips | Monitor, Cardiac, Fixed |  | MONITORCARDIACFIXED-Philips-IntelliVue MX800 |  |  |  | MCH-A | Covered PM Repair - Biomedical | MHHS-Sugarland | [8 empty] | MONITORCARDIACFIXED | Monitor, Cardiac, Fixed | Philips
NO | YES |  |  |  | 129-05679 | 129-05679 | Philips Medical Systems Cardiac and Monitoring Syste | INTELLIVUE MX800 |  | DE34533544 | Sugar Land-IMU | MHHS-Sugarland |  | Monitor, Cardiac, Fixed |  | 129-05679 | 129-05679 | Sugar Land | MHHS-Sugarland | Sugar Land-IMU | E316 | 9/1/19 |  | 9/1/20 |  | MONITORS, PHYSIOLOGIC, VITAL SIGNS | Monitor, Cardiac, Fixed | MONITORCARDIACFIXED-Philips-IntelliVue MX800 | MONITORCARDIACFIXED | IntelliVue MX800 |  |  |  | Philips | Monitor, Cardiac, Fixed |  | MONITORCARDIACFIXED-Philips-IntelliVue MX800 |  |  |  | MCH-A | Covered PM Repair - Biomedical | MHHS-Sugarland | [8 empty] | MONITORCARDIACFIXED | Monitor, Cardiac, Fixed | Philips
NO | YES |  |  |  | 129-05681 | 129-05681 | Philips Medical Systems Cardiac and Monitoring Syste | INTELLIVUE MX800 |  | DE34533545 | Sugar Land-IMU | MHHS-Sugarland |  | Monitor, Cardiac, Fixed |  | 129-05681 | 129-05681 | Sugar Land | MHHS-Sugarland | Sugar Land-IMU | E320 | 10/1/19 |  |  |  | MONITORS, PHYSIOLOGIC, VITAL SIGNS | Monitor, Cardiac, Fixed | MONITORCARDIACFIXED-Philips-IntelliVue MX800 | MONITORCARDIACFIXED | IntelliVue MX800 |  |  |  | Philips | Monitor, Cardiac, Fixed |  | MONITORCARDIACFIXED-Philips-IntelliVue MX800 |  |  |  | MCH-A | Covered PM Repair - Biomedical | MHHS-Sugarland | [8 empty] | MONITORCARDIACFIXED | Monitor, Cardiac, Fixed | Philips
NO | YES |  |  |  | 129-05682 | 129-05682 | Philips Medical Systems Cardiac and Monitoring Syste | INTELLIVUE MX800 |  | DE34533546 | Sugar Land-ICU | MHHS-Sugarland |  | Monitor, Cardiac, Fixed |  | 129-05682 | 129-05682 | Sugar Land | MHHS-Sugarland | Sugar Land-ICU | RM E321 | 8/1/19 |  | 8/1/20 |  | MONITORS, PHYSIOLOGIC, VITAL SIGNS | Monitor, Cardiac, Fixed | MONITORCARDIACFIXED-Philips-IntelliVue MX800 | MONITORCARDIACFIXED | IntelliVue MX800 |  |  |  | Philips | Monitor, Cardiac, Fixed |  | MONITORCARDIACFIXED-Philips-IntelliVue MX800 |  |  |  | MCH-A | Covered PM Repair - Biomedical | MHHS-Sugarland | [8 empty] | MONITORCARDIACFIXED | Monitor, Cardiac, Fixed | Philips
NO | YES |  |  |  | 129-05683 | 129-05683 | Philips Medical Systems Cardiac and Monitoring Syste | INTELLIVUE MX800 |  | DE34533549 | Sugar Land-ICU | MHHS-Sugarland |  | Monitor, Cardiac, Fixed |  | 129-05683 | 129-05683 | Sugar Land | MHHS-Sugarland | Sugar Land-ICU | ICU | 8/1/19 |  | 8/1/20 |  | MONITORS, PHYSIOLOGIC, VITAL SIGNS | Monitor, Cardiac, Fixed | MONITORCARDIACFIXED-Philips-IntelliVue MX800 | MONITORCARDIACFIXED | IntelliVue MX800 |  |  |  | Philips | Monitor, Cardiac, Fixed |  | MONITORCARDIACFIXED-Philips-IntelliVue MX800 |  |  |  | MCH-A | Covered PM Repair - Biomedical | MHHS-Sugarland | [8 empty] | MONITORCARDIACFIXED | Monitor, Cardiac, Fixed | Philips
NO | YES |  |  |  | 129-05684 | 129-05684 | Philips Medical Systems Cardiac and Monitoring Syste | INTELLIVUE MX800 |  | DE345533555 | Sugar Land-ICU | MHHS-Sugarland |  | Monitor, Cardiac, Fixed |  | 129-05684 | 129-05684 | Sugar Land | MHHS-Sugarland | Sugar Land-ICU | RM E317 | 8/1/19 |  | 8/1/20 |  | MONITORS, PHYSIOLOGIC, VITAL SIGNS | Monitor, Cardiac, Fixed | MONITORCARDIACFIXED-Philips-IntelliVue MX800 | MONITORCARDIACFIXED | IntelliVue MX800 |  |  |  | Philips | Monitor, Cardiac, Fixed |  | MONITORCARDIACFIXED-Philips-IntelliVue MX800 |  |  |  | MCH-A | Covered PM Repair - Biomedical | MHHS-Sugarland | [8 empty] | MONITORCARDIACFIXED | Monitor, Cardiac, Fixed | Philips
NO | YES |  |  |  | 129-07060 | 129-07060 | Philips Medical Systems Cardiac and Monitoring Syste | INTELLIVUE MX800 |  | DE50851659 | Sugar Land-ICU | MHHS-Sugarland |  | Monitor, Cardiac, Fixed |  | 129-07060 | 129-07060 | Sugar Land | MHHS-Sugarland | Sugar Land-ICU | Rm E310 | 8/1/19 |  | 8/1/20 |  | MONITORS, PHYSIOLOGIC, VITAL SIGNS | Monitor, Cardiac, Fixed | MONITORCARDIACFIXED-Philips-IntelliVue MX800 | MONITORCARDIACFIXED | IntelliVue MX800 |  |  |  | Philips | Monitor, Cardiac, Fixed |  | MONITORCARDIACFIXED-Philips-IntelliVue MX800 |  |  |  | MCH-A | Covered PM Repair - Biomedical | MHHS-Sugarland | [8 empty] | MONITORCARDIACFIXED | Monitor, Cardiac, Fixed | Philips
NO | YES |  |  |  | 129-07066 | 129-07066 | Philips Medical Systems Cardiac and Monitoring Syste | INTELLIVUE MX800 |  | DE50851675 | Sugar Land-ICU | MHHS-Sugarland |  | Monitor, Cardiac, Fixed |  | 129-07066 | 129-07066 | Sugar Land | MHHS-Sugarland | Sugar Land-ICU | Rm E312 | 8/1/19 |  | 8/1/20 |  | MONITORS, PHYSIOLOGIC, VITAL SIGNS | Monitor, Cardiac, Fixed | MONITORCARDIACFIXED-Philips-IntelliVue MX800 | MONITORCARDIACFIXED | IntelliVue MX800 |  |  |  | Philips | Monitor, Cardiac, Fixed |  | MONITORCARDIACFIXED-Philips-IntelliVue MX800 |  | 11/6/12 |  | MCH-A | Covered PM Repair - Biomedical | MHHS-Sugarland | [8 empty] | MONITORCARDIACFIXED | Monitor, Cardiac, Fixed | Philips
NO | YES |  |  |  | 129-05650 | 129-05650 | Philips Medical Systems Cardiac and Monitoring Syste | INTELLIVUE MX800 |  | DE34531797 | Sugar Land-OR | MHHS-Sugarland |  | Monitor, Cardiac, Fixed |  | 129-05650 | 129-05650 | Sugar Land | MHHS-Sugarland | Sugar Land-OR | OR | 7/1/19 |  | 7/1/20 |  | MONITORS, PHYSIOLOGIC, VITAL SIGNS | Monitor, Cardiac, Fixed | MONITORCARDIACFIXED-Philips-IntelliVue MX800 | MONITORCARDIACFIXED | IntelliVue MX800 |  |  |  | Philips | Monitor, Cardiac, Fixed |  | MONITORCARDIACFIXED-Philips-IntelliVue MX800 |  |  |  | MCH-A | Covered PM Repair - Biomedical | MHHS-Sugarland | [8 empty] | MONITORCARDIACFIXED | Monitor, Cardiac, Fixed | Philips
NO | NO |  |  |  | 041-19142 |  | Philips Medical Systems Cardiac and Monitoring Syste | INTELLIVUE MX800 |  | DE50844396 | MEMORIAL CITY - EAST TOWER - NEUROLOGY | MHHS-Mem City |  | Monitor, Cardiac, Fixed |  | 041-19142 |  | West & Memorial City |  | MEMORIAL CITY - EAST TOWER - NEUROLOGY | [5 empty] | MONITORS, PHYSIOLOGIC, VITAL SIGNS |  | MONITORCARDIACFIXED-Philips-IntelliVue MX800 | MONITORCARDIACFIXED | IntelliVue MX800 |  |  |  | Philips | Monitor, Cardiac, Fixed |  | MONITORCARDIACFIXED-Philips-IntelliVue MX800 |  |  |  |  | Covered PM Repair - Biomedical | MHHS-Mem City
NO | NO |  |  |  | 041-19143 |  | Philips Medical Systems Cardiac and Monitoring Syste | INTELLIVUE MX800 |  | DE50844441 | MEMORIAL CITY - EAST TOWER - NEUROLOGY | MHHS-Mem City |  | Monitor, Cardiac, Fixed |  | 041-19143 |  | West & Memorial City |  | MEMORIAL CITY - EAST TOWER - NEUROLOGY | [5 empty] | MONITORS, PHYSIOLOGIC, VITAL SIGNS |  | MONITORCARDIACFIXED-Philips-IntelliVue MX800 | MONITORCARDIACFIXED | IntelliVue MX800 |  |  |  | Philips | Monitor, Cardiac, Fixed |  | MONITORCARDIACFIXED-Philips-IntelliVue MX800 |  |  |  |  | Covered PM Repair - Biomedical | MHHS-Mem City
NO | NO |  |  |  | 041-19145 |  | Philips Medical Systems Cardiac and Monitoring Syste | INTELLIVUE MX800 |  | DE50844395 | MEMORIAL CITY - EAST TOWER - NEUROLOGY | MHHS-Mem City |  | Monitor, Cardiac, Fixed |  | 041-19145 |  | West & Memorial City |  | MEMORIAL CITY - EAST TOWER - NEUROLOGY | [5 empty] | MONITORS, PHYSIOLOGIC, VITAL SIGNS |  | MONITORCARDIACFIXED-Philips-IntelliVue MX800 | MONITORCARDIACFIXED | IntelliVue MX800 |  |  |  | Philips | Monitor, Cardiac, Fixed |  | MONITORCARDIACFIXED-Philips-IntelliVue MX800 |  |  |  |  | Covered PM Repair - Biomedical | MHHS-Mem City
NO | NO |  |  |  | 041-19146 |  | Philips Medical Systems Cardiac and Monitoring Syste | INTELLIVUE MX800 |  | DE50844397 | MEMORIAL CITY - EAST TOWER - NEUROLOGY | MHHS-Mem City |  | Monitor, Cardiac, Fixed |  | 041-19146 |  | West & Memorial City |  | MEMORIAL CITY - EAST TOWER - NEUROLOGY | [5 empty] | MONITORS, PHYSIOLOGIC, VITAL SIGNS |  | MONITORCARDIACFIXED-Philips-IntelliVue MX800 | MONITORCARDIACFIXED | IntelliVue MX800 |  |  |  | Philips | Monitor, Cardiac, Fixed |  | MONITORCARDIACFIXED-Philips-IntelliVue MX800 |  |  |  |  | Covered PM Repair - Biomedical | MHHS-Mem City
NO | NO |  |  |  | 041-19168 |  | Philips Medical Systems Cardiac and Monitoring Syste | INTELLIVUE MX800 |  | DE50844428 | MEMORIAL CITY - EAST TOWER - NEUROLOGY | MHHS-Mem City |  | Monitor, Cardiac, Fixed |  | 041-19168 |  | West & Memorial City |  | MEMORIAL CITY - EAST TOWER - NEUROLOGY | [5 empty] | MONITORS, PHYSIOLOGIC, VITAL SIGNS |  | MONITORCARDIACFIXED-Philips-IntelliVue MX800 | MONITORCARDIACFIXED | IntelliVue MX800 |  |  |  | Philips | Monitor, Cardiac, Fixed |  | MONITORCARDIACFIXED-Philips-IntelliVue MX800 |  |  |  |  | Covered PM Repair - Biomedical | MHHS-Mem City
NO | NO |  |  |  | 041-19169 |  | Philips Medical Systems Cardiac and Monitoring Syste | INTELLIVUE MX800 |  | DE50844398 | MEMORIAL CITY - EAST TOWER - NEUROLOGY | MHHS-Mem City |  | Monitor, Cardiac, Fixed |  | 041-19169 |  | West & Memorial City |  | MEMORIAL CITY - EAST TOWER - NEUROLOGY | [5 empty] | MONITORS, PHYSIOLOGIC, VITAL SIGNS |  | MONITORCARDIACFIXED-Philips-IntelliVue MX800 | MONITORCARDIACFIXED | IntelliVue MX800 |  |  |  | Philips | Monitor, Cardiac, Fixed |  | MONITORCARDIACFIXED-Philips-IntelliVue MX800 |  |  |  |  | Covered PM Repair - Biomedical | MHHS-Mem City
NO | NO |  |  |  | 041-19172 |  | Philips Medical Systems Cardiac and Monitoring Syste | INTELLIVUE MX800 |  | DE50844422 | MEMORIAL CITY - EAST TOWER - NEUROLOGY | MHHS-Mem City |  | Monitor, Cardiac, Fixed |  | 041-19172 |  | West & Memorial City |  | MEMORIAL CITY - EAST TOWER - NEUROLOGY | [5 empty] | MONITORS, PHYSIOLOGIC, VITAL SIGNS |  | MONITORCARDIACFIXED-Philips-IntelliVue MX800 | MONITORCARDIACFIXED | IntelliVue MX800 |  |  |  | Philips | Monitor, Cardiac, Fixed |  | MONITORCARDIACFIXED-Philips-IntelliVue MX800 |  |  |  |  | Covered PM Repair - Biomedical | MHHS-Mem City
NO | NO |  |  |  | 041-17659 |  | Philips Medical Systems Cardiac and Monitoring Syste | INTELLIVUE MX800 |  | DE12521375 | MEMORIAL CITY - MICU | MHHS-Mem City |  | Monitor, Cardiac, Fixed |  | 041-17659 |  | West & Memorial City |  | MEMORIAL CITY - MICU | [5 empty] | MONITORS, PHYSIOLOGIC, VITAL SIGNS |  | MONITORCARDIACFIXED-Philips-IntelliVue MX800 | MONITORCARDIACFIXED | IntelliVue MX800 |  |  |  | Philips | Monitor, Cardiac, Fixed |  | MONITORCARDIACFIXED-Philips-IntelliVue MX800 |  |  |  |  | Covered PM Repair - Biomedical | MHHS-Mem City
NO | NO |  |  |  | 041-17663 |  | Philips Medical Systems Cardiac and Monitoring Syste | INTELLIVUE MX800 |  | DE12521365 | MEMORIAL CITY - MICU | MHHS-Mem City |  | Monitor, Cardiac, Fixed |  | 041-17663 |  | West & Memorial City |  | MEMORIAL CITY - MICU | [5 empty] | MONITORS, PHYSIOLOGIC, VITAL SIGNS |  | MONITORCARDIACFIXED-Philips-IntelliVue MX800 | MONITORCARDIACFIXED | IntelliVue MX800 |  |  |  | Philips | Monitor, Cardiac, Fixed |  | MONITORCARDIACFIXED-Philips-IntelliVue MX800 |  |  |  |  | Covered PM Repair - Biomedical | MHHS-Mem City
NO | NO |  |  |  | 041-17724 |  | Philips Medical Systems Cardiac and Monitoring Syste | INTELLIVUE MX800 |  | DE12521369 | MEMORIAL CITY - MICU | MHHS-Mem City |  | Monitor, Cardiac, Fixed |  | 041-17724 |  | West & Memorial City |  | MEMORIAL CITY - MICU | [5 empty] | MONITORS, PHYSIOLOGIC, VITAL SIGNS |  | MONITORCARDIACFIXED-Philips-IntelliVue MX800 | MONITORCARDIACFIXED | IntelliVue MX800 |  |  |  | Philips | Monitor, Cardiac, Fixed |  | MONITORCARDIACFIXED-Philips-IntelliVue MX800 |  |  |  |  | Covered PM Repair - Biomedical | MHHS-Mem City
NO | NO |  |  |  | 041-17725 |  | Philips Medical Systems Cardiac and Monitoring Syste | INTELLIVUE MX800 |  | DE12521358 | MEMORIAL CITY - MICU | MHHS-Mem City |  | Monitor, Cardiac, Fixed |  | 041-17725 |  | West & Memorial City |  | MEMORIAL CITY - MICU | [5 empty] | MONITORS, PHYSIOLOGIC, VITAL SIGNS |  | MONITORCARDIACFIXED-Philips-IntelliVue MX800 | MONITORCARDIACFIXED | IntelliVue MX800 |  |  |  | Philips | Monitor, Cardiac, Fixed |  | MONITORCARDIACFIXED-Philips-IntelliVue MX800 |  |  |  |  | Covered PM Repair - Biomedical | MHHS-Mem City
NO | NO |  |  |  | 041-17740 |  | Philips Medical Systems Cardiac and Monitoring Syste | INTELLIVUE MX800 |  | DE12521368 | MEMORIAL CITY - MICU | MHHS-Mem City |  | Monitor, Cardiac, Fixed |  | 041-17740 |  | West & Memorial City |  | MEMORIAL CITY - MICU | [5 empty] | MONITORS, PHYSIOLOGIC, VITAL SIGNS |  | MONITORCARDIACFIXED-Philips-IntelliVue MX800 | MONITORCARDIACFIXED | IntelliVue MX800 |  |  |  | Philips | Monitor, Cardiac, Fixed |  | MONITORCARDIACFIXED-Philips-IntelliVue MX800 |  |  |  |  | Covered PM Repair - Biomedical | MHHS-Mem City
NO | NO |  |  |  | 041-17741 |  | Philips Medical Systems Cardiac and Monitoring Syste | INTELLIVUE MX800 |  | DE12521359 | MEMORIAL CITY - MICU | MHHS-Mem City |  | Monitor, Cardiac, Fixed |  | 041-17741 |  | West & Memorial City |  | MEMORIAL CITY - MICU | [5 empty] | MONITORS, PHYSIOLOGIC, VITAL SIGNS |  | MONITORCARDIACFIXED-Philips-IntelliVue MX800 | MONITORCARDIACFIXED | IntelliVue MX800 |  |  |  | Philips | Monitor, Cardiac, Fixed |  | MONITORCARDIACFIXED-Philips-IntelliVue MX800 |  |  |  |  | Covered PM Repair - Biomedical | MHHS-Mem City
NO | NO |  |  |  | 041-17742 |  | Philips Medical Systems Cardiac and Monitoring Syste | INTELLIVUE MX800 |  | DE12521361 | MEMORIAL CITY - MICU | MHHS-Mem City |  | Monitor, Cardiac, Fixed |  | 041-17742 |  | West & Memorial City |  | MEMORIAL CITY - MICU | [5 empty] | MONITORS, PHYSIOLOGIC, VITAL SIGNS |  | MONITORCARDIACFIXED-Philips-IntelliVue MX800 | MONITORCARDIACFIXED | IntelliVue MX800 |  |  |  | Philips | Monitor, Cardiac, Fixed |  | MONITORCARDIACFIXED-Philips-IntelliVue MX800 |  |  |  |  | Covered PM Repair - Biomedical | MHHS-Mem City
NO | NO |  |  |  | 041-17743 |  | Philips Medical Systems Cardiac and Monitoring Syste | INTELLIVUE MX800 |  | DE12521366 | MEMORIAL CITY - MICU | MHHS-Mem City |  | Monitor, Cardiac, Fixed |  | 041-17743 |  | West & Memorial City |  | MEMORIAL CITY - MICU | [5 empty] | MONITORS, PHYSIOLOGIC, VITAL SIGNS |  | MONITORCARDIACFIXED-Philips-IntelliVue MX800 | MONITORCARDIACFIXED | IntelliVue MX800 |  |  |  | Philips | Monitor, Cardiac, Fixed |  | MONITORCARDIACFIXED-Philips-IntelliVue MX800 |  |  |  |  | Covered PM Repair - Biomedical | MHHS-Mem City
NO | NO |  |  |  | 041-17744 |  | Philips Medical Systems Cardiac and Monitoring Syste | INTELLIVUE MX800 |  | DE12521362 | MEMORIAL CITY - MICU | MHHS-Mem City |  | Monitor, Cardiac, Fixed |  | 041-17744 |  | West & Memorial City |  | MEMORIAL CITY - MICU | [5 empty] | MONITORS, PHYSIOLOGIC, VITAL SIGNS |  | MONITORCARDIACFIXED-Philips-IntelliVue MX800 | MONITORCARDIACFIXED | IntelliVue MX800 |  |  |  | Philips | Monitor, Cardiac, Fixed |  | MONITORCARDIACFIXED-Philips-IntelliVue MX800 |  |  |  |  | Covered PM Repair - Biomedical | MHHS-Mem City
NO | NO |  |  |  | 041-17745 |  | Philips Medical Systems Cardiac and Monitoring Syste | INTELLIVUE MX800 |  | DE125213770 | MEMORIAL CITY - MICU | MHHS-Mem City |  | Monitor, Cardiac, Fixed |  | 041-17745 |  | West & Memorial City |  | MEMORIAL CITY - MICU | [5 empty] | MONITORS, PHYSIOLOGIC, VITAL SIGNS |  | MONITORCARDIACFIXED-Philips-IntelliVue MX800 | MONITORCARDIACFIXED | IntelliVue MX800 |  |  |  | Philips | Monitor, Cardiac, Fixed |  | MONITORCARDIACFIXED-Philips-IntelliVue MX800 |  |  |  |  | Not Covered Vendor Only - Biomedical | MHHS-Mem City
NO | NO |  |  |  | 041-17746 |  | Philips Medical Systems Cardiac and Monitoring Syste | INTELLIVUE MX800 |  | DE12521370 | MEMORIAL CITY - MICU | MHHS-Mem City |  | Monitor, Cardiac, Fixed |  | 041-17746 |  | West & Memorial City |  | MEMORIAL CITY - MICU | [5 empty] | MONITORS, PHYSIOLOGIC, VITAL SIGNS |  | MONITORCARDIACFIXED-Philips-IntelliVue MX800 | MONITORCARDIACFIXED | IntelliVue MX800 |  |  |  | Philips | Monitor, Cardiac, Fixed |  | MONITORCARDIACFIXED-Philips-IntelliVue MX800 |  |  |  |  | Covered PM Repair - Biomedical | MHHS-Mem City
NO | NO |  |  |  | 041-17747 |  | Philips Medical Systems Cardiac and Monitoring Syste | INTELLIVUE MX800 |  | DE12521363 | MEMORIAL CITY - MICU | MHHS-Mem City |  | Monitor, Cardiac, Fixed |  | 041-17747 |  | West & Memorial City |  | MEMORIAL CITY - MICU | [5 empty] | MONITORS, PHYSIOLOGIC, VITAL SIGNS |  | MONITORCARDIACFIXED-Philips-IntelliVue MX800 | MONITORCARDIACFIXED | IntelliVue MX800 |  |  |  | Philips | Monitor, Cardiac, Fixed |  | MONITORCARDIACFIXED-Philips-IntelliVue MX800 |  |  |  |  | Covered PM Repair - Biomedical | MHHS-Mem City
NO | NO |  |  |  | 041-17748 |  | Philips Medical Systems Cardiac and Monitoring Syste | INTELLIVUE MX800 |  | DE12521357 | MEMORIAL CITY - MICU | MHHS-Mem City |  | Monitor, Cardiac, Fixed |  | 041-17748 |  | West & Memorial City |  | MEMORIAL CITY - MICU | [5 empty] | MONITORS, PHYSIOLOGIC, VITAL SIGNS |  | MONITORCARDIACFIXED-Philips-IntelliVue MX800 | MONITORCARDIACFIXED | IntelliVue MX800 |  |  |  | Philips | Monitor, Cardiac, Fixed |  | MONITORCARDIACFIXED-Philips-IntelliVue MX800 |  |  |  |  | Covered PM Repair - Biomedical | MHHS-Mem City
NO | NO |  |  |  | 041-17749 |  | Philips Medical Systems Cardiac and Monitoring Syste | INTELLIVUE MX800 |  | DE12521376 | MEMORIAL CITY - MICU | MHHS-Mem City |  | Monitor, Cardiac, Fixed |  | 041-17749 |  | West & Memorial City |  | MEMORIAL CITY - MICU | [5 empty] | MONITORS, PHYSIOLOGIC, VITAL SIGNS |  | MONITORCARDIACFIXED-Philips-IntelliVue MX800 | MONITORCARDIACFIXED | IntelliVue MX800 |  |  |  | Philips | Monitor, Cardiac, Fixed |  | MONITORCARDIACFIXED-Philips-IntelliVue MX800 |  |  |  |  | Covered PM Repair - Biomedical | MHHS-Mem City
NO | NO |  |  |  | 041-17750 |  | Philips Medical Systems Cardiac and Monitoring Syste | INTELLIVUE MX800 |  | DE12521374 | MEMORIAL CITY - MICU | MHHS-Mem City |  | Monitor, Cardiac, Fixed |  | 041-17750 |  | West & Memorial City |  | MEMORIAL CITY - MICU | [5 empty] | MONITORS, PHYSIOLOGIC, VITAL SIGNS |  | MONITORCARDIACFIXED-Philips-IntelliVue MX800 | MONITORCARDIACFIXED | IntelliVue MX800 |  |  |  | Philips | Monitor, Cardiac, Fixed |  | MONITORCARDIACFIXED-Philips-IntelliVue MX800 |  |  |  |  | Covered PM Repair - Biomedical | MHHS-Mem City
NO | NO |  |  |  | 041-17751 |  | Philips Medical Systems Cardiac and Monitoring Syste | INTELLIVUE MX800 |  | DE12521373 | MEMORIAL CITY - MICU | MHHS-Mem City |  | Monitor, Cardiac, Fixed |  | 041-17751 |  | West & Memorial City |  | MEMORIAL CITY - MICU | [5 empty] | MONITORS, PHYSIOLOGIC, VITAL SIGNS |  | MONITORCARDIACFIXED-Philips-IntelliVue MX800 | MONITORCARDIACFIXED | IntelliVue MX800 |  |  |  | Philips | Monitor, Cardiac, Fixed |  | MONITORCARDIACFIXED-Philips-IntelliVue MX800 |  |  |  |  | Covered PM Repair - Biomedical | MHHS-Mem City
NO | NO |  |  |  | 041-17752 |  | Philips Medical Systems Cardiac and Monitoring Syste | INTELLIVUE MX800 |  | DE12521371 | MEMORIAL CITY - MICU | MHHS-Mem City |  | Monitor, Cardiac, Fixed |  | 041-17752 |  | West & Memorial City |  | MEMORIAL CITY - MICU | [5 empty] | MONITORS, PHYSIOLOGIC, VITAL SIGNS |  | MONITORCARDIACFIXED-Philips-IntelliVue MX800 | MONITORCARDIACFIXED | IntelliVue MX800 |  |  |  | Philips | Monitor, Cardiac, Fixed |  | MONITORCARDIACFIXED-Philips-IntelliVue MX800 |  |  |  |  | Covered PM Repair - Biomedical | MHHS-Mem City
NO | NO |  |  |  | 041-17753 |  | Philips Medical Systems Cardiac and Monitoring Syste | INTELLIVUE MX800 |  | DE12521360 | MEMORIAL CITY - MICU | MHHS-Mem City |  | Monitor, Cardiac, Fixed |  | 041-17753 |  | West & Memorial City |  | MEMORIAL CITY - MICU | [5 empty] | MONITORS, PHYSIOLOGIC, VITAL SIGNS |  | MONITORCARDIACFIXED-Philips-IntelliVue MX800 | MONITORCARDIACFIXED | IntelliVue MX800 |  |  |  | Philips | Monitor, Cardiac, Fixed |  | MONITORCARDIACFIXED-Philips-IntelliVue MX800 |  |  |  |  | Covered PM Repair - Biomedical | MHHS-Mem City
NO | NO |  |  |  | 005-33814 |  | Philips Medical Systems Cardiac and Monitoring Syste | INTELLIVUE MX800 |  | DE50872400 | SE - IMCU | MHHS-Southeast |  | Monitor, Cardiac, Fixed |  | 005-33814 |  | Southeast & Bay Area |  | SE - IMCU | [5 empty] | MONITORS, PHYSIOLOGIC, VITAL SIGNS |  | MONITORCARDIACFIXED-Philips-IntelliVue MX800 | MONITORCARDIACFIXED | IntelliVue MX800 |  |  |  | Philips | Monitor, Cardiac, Fixed |  | MONITORCARDIACFIXED-Philips-IntelliVue MX800 |  |  |  |  | Covered PM Repair - Biomedical | MHHS-Southeast
NO | NO |  |  |  | 005-33819 |  | Philips Medical Systems Cardiac and Monitoring Syste | INTELLIVUE MX800 |  | DE50872396 | SE - IMCU | MHHS-Southeast |  | Monitor, Cardiac, Fixed |  | 005-33819 |  | Southeast & Bay Area |  | SE - IMCU | [5 empty] | MONITORS, PHYSIOLOGIC, VITAL SIGNS |  | MONITORCARDIACFIXED-Philips-IntelliVue MX800 | MONITORCARDIACFIXED | IntelliVue MX800 |  |  |  | Philips | Monitor, Cardiac, Fixed |  | MONITORCARDIACFIXED-Philips-IntelliVue MX800 |  |  |  |  | Covered PM Repair - Biomedical | MHHS-Southeast
NO | NO |  |  |  | 005-33822 |  | Philips Medical Systems Cardiac and Monitoring Syste | INTELLIVUE MX800 |  | DE50872420 | SE - IMCU | MHHS-Southeast |  | Monitor, Cardiac, Fixed |  | 005-33822 |  | Southeast & Bay Area |  | SE - IMCU | [5 empty] | MONITORS, PHYSIOLOGIC, VITAL SIGNS |  | MONITORCARDIACFIXED-Philips-IntelliVue MX800 | MONITORCARDIACFIXED | IntelliVue MX800 |  |  |  | Philips | Monitor, Cardiac, Fixed |  | MONITORCARDIACFIXED-Philips-IntelliVue MX800 |  |  |  |  | Covered PM Repair - Biomedical | MHHS-Southeast
NO | NO |  |  |  | 005-33825 |  | Philips Medical Systems Cardiac and Monitoring Syste | INTELLIVUE MX800 |  | DE50872392 | SE - IMCU | MHHS-Southeast |  | Monitor, Cardiac, Fixed |  | 005-33825 |  | Southeast & Bay Area |  | SE - IMCU | [5 empty] | MONITORS, PHYSIOLOGIC, VITAL SIGNS |  | MONITORCARDIACFIXED-Philips-IntelliVue MX800 | MONITORCARDIACFIXED | IntelliVue MX800 |  |  |  | Philips | Monitor, Cardiac, Fixed |  | MONITORCARDIACFIXED-Philips-IntelliVue MX800 |  |  |  |  | Covered PM Repair - Biomedical | MHHS-Southeast
NO | NO |  |  |  | 005-33828 |  | Philips Medical Systems Cardiac and Monitoring Syste | INTELLIVUE MX800 |  | DE50872414 | SE - IMCU | MHHS-Southeast |  | Monitor, Cardiac, Fixed |  | 005-33828 |  | Southeast & Bay Area |  | SE - IMCU | [5 empty] | MONITORS, PHYSIOLOGIC, VITAL SIGNS |  | MONITORCARDIACFIXED-Philips-IntelliVue MX800 | MONITORCARDIACFIXED | IntelliVue MX800 |  |  |  | Philips | Monitor, Cardiac, Fixed |  | MONITORCARDIACFIXED-Philips-IntelliVue MX800 |  |  |  |  | Covered PM Repair - Biomedical | MHHS-Southeast
NO | NO |  |  |  | 005-33831 |  | Philips Medical Systems Cardiac and Monitoring Syste | INTELLIVUE MX800 |  | DE50872391 | SE - IMCU | MHHS-Southeast |  | Monitor, Cardiac, Fixed |  | 005-33831 |  | Southeast & Bay Area |  | SE - IMCU | [5 empty] | MONITORS, PHYSIOLOGIC, VITAL SIGNS |  | MONITORCARDIACFIXED-Philips-IntelliVue MX800 | MONITORCARDIACFIXED | IntelliVue MX800 |  |  |  | Philips | Monitor, Cardiac, Fixed |  | MONITORCARDIACFIXED-Philips-IntelliVue MX800 |  |  |  |  | Covered PM Repair - Biomedical | MHHS-Southeast
NO | NO |  |  |  | 013-37345 |  | Philips Medical Systems Cardiac and Monitoring Syste | INTELLIVUE MX800 |  | DE50845583 | SW - HVI - CV ICU | MHHS-Southwest |  | Monitor, Cardiac, Fixed |  | 013-37345 |  | Southwest |  | SW - HVI - CV ICU | [5 empty] | MONITORS, PHYSIOLOGIC, VITAL SIGNS |  | MONITORCARDIACFIXED-Philips-IntelliVue MX800 | MONITORCARDIACFIXED | IntelliVue MX800 |  |  |  | Philips | Monitor, Cardiac, Fixed |  | MONITORCARDIACFIXED-Philips-IntelliVue MX800 |  |  |  |  | Covered PM Repair - Biomedical | MHHS-Southwest
NO | NO |  |  |  | 013-37355 |  | Philips Medical Systems Cardiac and Monitoring Syste | INTELLIVUE MX800 |  | DE50845833 | SW - HVI - CV ICU | MHHS-Southwest |  | Monitor, Cardiac, Fixed |  | 013-37355 |  | Southwest |  | SW - HVI - CV ICU | [5 empty] | MONITORS, PHYSIOLOGIC, VITAL SIGNS |  | MONITORCARDIACFIXED-Philips-IntelliVue MX800 | MONITORCARDIACFIXED | IntelliVue MX800 |  |  |  | Philips | Monitor, Cardiac, Fixed |  | MONITORCARDIACFIXED-Philips-IntelliVue MX800 |  |  |  |  | Covered PM Repair - Biomedical | MHHS-Southwest
NO | NO |  |  |  | 013-37374 |  | Philips Medical Systems Cardiac and Monitoring Syste | INTELLIVUE MX800 |  | DE50845841 | SW - HVI - CV ICU | MHHS-Southwest |  | Monitor, Cardiac, Fixed |  | 013-37374 |  | Southwest |  | SW - HVI - CV ICU | [5 empty] | MONITORS, PHYSIOLOGIC, VITAL SIGNS |  | MONITORCARDIACFIXED-Philips-IntelliVue MX800 | MONITORCARDIACFIXED | IntelliVue MX800 |  |  |  | Philips | Monitor, Cardiac, Fixed |  | MONITORCARDIACFIXED-Philips-IntelliVue MX800 |  |  |  |  | Covered PM Repair - Biomedical | MHHS-Southwest
NO | NO |  |  |  | 013-38030 |  | Philips Medical Systems Cardiac and Monitoring Syste | INTELLIVUE MX800 |  | DE50846672 | SW - HVI - OR | MHHS-Southwest |  | Monitor, Cardiac, Fixed |  | 013-38030 |  | Southwest |  | SW - HVI - OR | [5 empty] | MONITORS, PHYSIOLOGIC, VITAL SIGNS |  | MONITORCARDIACFIXED-Philips-IntelliVue MX800 | MONITORCARDIACFIXED | IntelliVue MX800 |  |  |  | Philips | Monitor, Cardiac, Fixed |  | MONITORCARDIACFIXED-Philips-IntelliVue MX800 |  |  |  |  | Covered PM Repair - Biomedical | MHHS-Southwest
NO | NO |  |  |  | 013-34050 |  | Philips Medical Systems Cardiac and Monitoring Syste | INTELLIVUE MX800 |  | DE50885515 | SW - ICU - NEURO & STROKE | MHHS-Southwest |  | Monitor, Cardiac, Fixed |  | 013-34050 |  | Southwest |  | SW - ICU - NEURO & STROKE | [5 empty] | MONITORS, PHYSIOLOGIC, VITAL SIGNS |  | MONITORCARDIACFIXED-Philips-IntelliVue MX800 | MONITORCARDIACFIXED | IntelliVue MX800 |  |  |  | Philips | Monitor, Cardiac, Fixed |  | MONITORCARDIACFIXED-Philips-IntelliVue MX800 |  |  |  |  | Covered PM Repair - Biomedical | MHHS-Southwest
NO | NO |  |  |  | 013-34075 |  | Philips Medical Systems Cardiac and Monitoring Syste | INTELLIVUE MX800 |  | DE50885502 | SW - ICU - NEURO & STROKE | MHHS-Southwest |  | Monitor, Cardiac, Fixed |  | 013-34075 |  | Southwest |  | SW - ICU - NEURO & STROKE | [5 empty] | MONITORS, PHYSIOLOGIC, VITAL SIGNS |  | MONITORCARDIACFIXED-Philips-IntelliVue MX800 | MONITORCARDIACFIXED | IntelliVue MX800 |  |  |  | Philips | Monitor, Cardiac, Fixed |  | MONITORCARDIACFIXED-Philips-IntelliVue MX800 |  |  |  |  | Covered PM Repair - Biomedical | MHHS-Southwest
NO | NO |  |  |  | 013-37328 |  | Philips Medical Systems Cardiac and Monitoring Syste | INTELLIVUE MX800 |  | DE50850823 | SW - ICU - NEURO & STROKE | MHHS-Southwest |  | Monitor, Cardiac, Fixed |  | 013-37328 |  | Southwest |  | SW - ICU - NEURO & STROKE | [5 empty] | MONITORS, PHYSIOLOGIC, VITAL SIGNS |  | MONITORCARDIACFIXED-Philips-IntelliVue MX800 | MONITORCARDIACFIXED | IntelliVue MX800 |  |  |  | Philips | Monitor, Cardiac, Fixed |  | MONITORCARDIACFIXED-Philips-IntelliVue MX800 |  |  |  |  | Covered PM Repair - Biomedical | MHHS-Southwest
NO | NO |  |  |  | 013-37331 |  | Philips Medical Systems Cardiac and Monitoring Syste | INTELLIVUE MX800 |  | DE50850792 | SW - ICU - NEURO & STROKE | MHHS-Southwest |  | Monitor, Cardiac, Fixed |  | 013-37331 |  | Southwest |  | SW - ICU - NEURO & STROKE | [5 empty] | MONITORS, PHYSIOLOGIC, VITAL SIGNS |  | MONITORCARDIACFIXED-Philips-IntelliVue MX800 | MONITORCARDIACFIXED | IntelliVue MX800 |  |  |  | Philips | Monitor, Cardiac, Fixed |  | MONITORCARDIACFIXED-Philips-IntelliVue MX800 |  |  |  |  | Covered PM Repair - Biomedical | MHHS-Southwest
NO | NO |  |  |  | 013-37334 |  | Philips Medical Systems Cardiac and Monitoring Syste | INTELLIVUE MX800 |  | DE50850767 | SW - ICU - NEURO & STROKE | MHHS-Southwest |  | Monitor, Cardiac, Fixed |  | 013-37334 |  | Southwest |  | SW - ICU - NEURO & STROKE | [5 empty] | MONITORS, PHYSIOLOGIC, VITAL SIGNS |  | MONITORCARDIACFIXED-Philips-IntelliVue MX800 | MONITORCARDIACFIXED | IntelliVue MX800 |  |  |  | Philips | Monitor, Cardiac, Fixed |  | MONITORCARDIACFIXED-Philips-IntelliVue MX800 |  |  |  |  | Covered PM Repair - Biomedical | MHHS-Southwest
NO | NO |  |  |  | 013-37337 |  | Philips Medical Systems Cardiac and Monitoring Syste | INTELLIVUE MX800 |  | DE50850825 | SW - ICU - NEURO & STROKE | MHHS-Southwest |  | Monitor, Cardiac, Fixed |  | 013-37337 |  | Southwest |  | SW - ICU - NEURO & STROKE | [5 empty] | MONITORS, PHYSIOLOGIC, VITAL SIGNS |  | MONITORCARDIACFIXED-Philips-IntelliVue MX800 | MONITORCARDIACFIXED | IntelliVue MX800 |  |  |  | Philips | Monitor, Cardiac, Fixed |  | MONITORCARDIACFIXED-Philips-IntelliVue MX800 |  |  |  |  | Covered PM Repair - Biomedical | MHHS-Southwest
NO | NO |  |  |  | 013-37340 |  | Philips Medical Systems Cardiac and Monitoring Syste | INTELLIVUE MX800 |  | DE50850812 | SW - ICU - NEURO & STROKE | MHHS-Southwest |  | Monitor, Cardiac, Fixed |  | 013-37340 |  | Southwest |  | SW - ICU - NEURO & STROKE | [5 empty] | MONITORS, PHYSIOLOGIC, VITAL SIGNS |  | MONITORCARDIACFIXED-Philips-IntelliVue MX800 | MONITORCARDIACFIXED | IntelliVue MX800 |  |  |  | Philips | Monitor, Cardiac, Fixed |  | MONITORCARDIACFIXED-Philips-IntelliVue MX800 |  |  |  |  | Covered PM Repair - Biomedical | MHHS-Southwest
NO | NO |  |  |  | 013-37379 |  | Philips Medical Systems Cardiac and Monitoring Syste | INTELLIVUE MX800 |  | DE50850408 | SW - ICU - NEURO & STROKE | MHHS-Southwest |  | Monitor, Cardiac, Fixed |  | 013-37379 |  | Southwest |  | SW - ICU - NEURO & STROKE | [5 empty] | MONITORS, PHYSIOLOGIC, VITAL SIGNS |  | MONITORCARDIACFIXED-Philips-IntelliVue MX800 | MONITORCARDIACFIXED | IntelliVue MX800 |  |  |  | Philips | Monitor, Cardiac, Fixed |  | MONITORCARDIACFIXED-Philips-IntelliVue MX800 |  |  |  |  | Covered PM Repair - Biomedical | MHHS-Southwest
NO | NO |  |  |  | 013-37908 |  | Philips Medical Systems Cardiac and Monitoring Syste | INTELLIVUE MX800 |  | DE50854186 | SW - ICU - NEURO & STROKE | MHHS-Southwest |  | Monitor, Cardiac, Fixed |  | 013-37908 |  | Southwest |  | SW - ICU - NEURO & STROKE | [5 empty] | MONITORS, PHYSIOLOGIC, VITAL SIGNS |  | MONITORCARDIACFIXED-Philips-IntelliVue MX800 | MONITORCARDIACFIXED | IntelliVue MX800 |  |  |  | Philips | Monitor, Cardiac, Fixed |  | MONITORCARDIACFIXED-Philips-IntelliVue MX800 |  |  |  |  | Covered PM Repair - Biomedical | MHHS-Southwest
NO | NO |  |  |  | 013-37917 |  | Philips Medical Systems Cardiac and Monitoring Syste | INTELLIVUE MX800 |  | DE50854194 | SW - ICU - NEURO & STROKE | MHHS-Southwest |  | Monitor, Cardiac, Fixed |  | 013-37917 |  | Southwest |  | SW - ICU - NEURO & STROKE | [5 empty] | MONITORS, PHYSIOLOGIC, VITAL SIGNS |  | MONITORCARDIACFIXED-Philips-IntelliVue MX800 | MONITORCARDIACFIXED | IntelliVue MX800 |  |  |  | Philips | Monitor, Cardiac, Fixed |  | MONITORCARDIACFIXED-Philips-IntelliVue MX800 |  |  |  |  | Covered PM Repair - Biomedical | MHHS-Southwest
NO | NO |  |  |  | 013-37994 |  | Philips Medical Systems Cardiac and Monitoring Syste | INTELLIVUE MX800 |  | DE50850791 | SW - ICU - NEURO & STROKE | MHHS-Southwest |  | Monitor, Cardiac, Fixed |  | 013-37994 |  | Southwest |  | SW - ICU - NEURO & STROKE | [5 empty] | MONITORS, PHYSIOLOGIC, VITAL SIGNS |  | MONITORCARDIACFIXED-Philips-IntelliVue MX800 | MONITORCARDIACFIXED | IntelliVue MX800 |  |  |  | Philips | Monitor, Cardiac, Fixed |  | MONITORCARDIACFIXED-Philips-IntelliVue MX800 |  |  |  |  | Covered PM Repair - Biomedical | MHHS-Southwest
NO | NO |  |  |  | 013-37997 |  | Philips Medical Systems Cardiac and Monitoring Syste | INTELLIVUE MX800 |  | De50850505 | SW - ICU - NEURO & STROKE | MHHS-Southwest |  | Monitor, Cardiac, Fixed |  | 013-37997 |  | Southwest |  | SW - ICU - NEURO & STROKE | [5 empty] | MONITORS, PHYSIOLOGIC, VITAL SIGNS |  | MONITORCARDIACFIXED-Philips-IntelliVue MX800 | MONITORCARDIACFIXED | IntelliVue MX800 |  |  |  | Philips | Monitor, Cardiac, Fixed |  | MONITORCARDIACFIXED-Philips-IntelliVue MX800 |  |  |  |  | Covered PM Repair - Biomedical | MHHS-Southwest
NO | NO |  |  |  | 129-05738 |  | Philips Medical Systems Cardiac and Monitoring Syste | INTELLIVUE MX800 |  | DE47734374 | SUGAR LAND - ICU | MHHS-Sugarland |  | Monitor, Cardiac, Fixed |  | 129-05738 |  | Sugar Land |  | SUGAR LAND - ICU | [5 empty] | MONITORS, PHYSIOLOGIC, VITAL SIGNS |  | MONITORCARDIACFIXED-Philips-IntelliVue MX800 | MONITORCARDIACFIXED | IntelliVue MX800 |  |  |  | Philips | Monitor, Cardiac, Fixed |  | MONITORCARDIACFIXED-Philips-IntelliVue MX800 |  |  |  |  | Covered PM Repair - Biomedical | MHHS-Sugarland
NO | NO |  |  |  | 129-07057 |  | Philips Medical Systems Cardiac and Monitoring Syste | INTELLIVUE MX800 |  | DE50851645 | SUGAR LAND - ICU | MHHS-Sugarland |  | Monitor, Cardiac, Fixed |  | 129-07057 |  | Sugar Land |  | SUGAR LAND - ICU | [5 empty] | MONITORS, PHYSIOLOGIC, VITAL SIGNS |  | MONITORCARDIACFIXED-Philips-IntelliVue MX800 | MONITORCARDIACFIXED | IntelliVue MX800 |  |  |  | Philips | Monitor, Cardiac, Fixed |  | MONITORCARDIACFIXED-Philips-IntelliVue MX800 |  |  |  |  | Covered PM Repair - Biomedical | MHHS-Sugarland
NO | NO |  |  |  | 129-07063 |  | Philips Medical Systems Cardiac and Monitoring Syste | INTELLIVUE MX800 |  | DE50851631 | SUGAR LAND - ICU | MHHS-Sugarland |  | Monitor, Cardiac, Fixed |  | 129-07063 |  | Sugar Land |  | SUGAR LAND - ICU | [5 empty] | MONITORS, PHYSIOLOGIC, VITAL SIGNS |  | MONITORCARDIACFIXED-Philips-IntelliVue MX800 | MONITORCARDIACFIXED | IntelliVue MX800 |  |  |  | Philips | Monitor, Cardiac, Fixed |  | MONITORCARDIACFIXED-Philips-IntelliVue MX800 |  |  |  |  | Covered PM Repair - Biomedical | MHHS-Sugarland
NO | NO |  |  |  | 129-07069 |  | Philips Medical Systems Cardiac and Monitoring Syste | INTELLIVUE MX800 |  | DE50851632 | SUGAR LAND - ICU | MHHS-Sugarland |  | Monitor, Cardiac, Fixed |  | 129-07069 |  | Sugar Land |  | SUGAR LAND - ICU | [5 empty] | MONITORS, PHYSIOLOGIC, VITAL SIGNS |  | MONITORCARDIACFIXED-Philips-IntelliVue MX800 | MONITORCARDIACFIXED | IntelliVue MX800 |  |  |  | Philips | Monitor, Cardiac, Fixed |  | MONITORCARDIACFIXED-Philips-IntelliVue MX800 |  |  |  |  | Covered PM Repair - Biomedical | MHHS-Sugarland
NO | NO |  |  |  | 129-07073 |  | Philips Medical Systems Cardiac and Monitoring Syste | INTELLIVUE MX800 |  | DE50851650 | SUGAR LAND - ICU | MHHS-Sugarland |  | Monitor, Cardiac, Fixed |  | 129-07073 |  | Sugar Land |  | SUGAR LAND - ICU | [5 empty] | MONITORS, PHYSIOLOGIC, VITAL SIGNS |  | MONITORCARDIACFIXED-Philips-IntelliVue MX800 | MONITORCARDIACFIXED | IntelliVue MX800 |  |  |  | Philips | Monitor, Cardiac, Fixed |  | MONITORCARDIACFIXED-Philips-IntelliVue MX800 |  |  |  |  | Covered PM Repair - Biomedical | MHHS-Sugarland
NO | NO |  |  |  | 041-34352 TEL32 |  | Philips Medical Systems Cardiac and Monitoring Syste | INTELLIVUE TRX |  | US84348371 | MEMORIAL CITY - TELEMETRY | MHHS-Mem City |  | Transmitter, Telemetry |  | 041-34352 TEL32 |  | West & Memorial City |  | MEMORIAL CITY - TELEMETRY | [5 empty] | MONITORS, TELEMETRIC |  | TRANSMITTERTELEMETRY-Philips-IntelliVue TRx | TRANSMITTERTELEMETRY | IntelliVue TRx |  |  |  | Philips | Transmitter, Telemetry |  | TRANSMITTERTELEMETRY-Philips-IntelliVue TRx |  |  |  |  | Covered PM Repair - Biomedical | MHHS-Mem City
NO | NO |  |  |  | 009-09342 |  | Philips Medical Systems Cardiac and Monitoring Syste | ITS3171A |  | SG12101830 | GH - TELEMETRY | MHHS-Greater Heights |  | Transmitter, Telemetry |  | 009-09342 |  | Central & Greater Heights |  | GH - TELEMETRY | [5 empty] | MONITORS, TELEMETRIC, TRANSMITTER |  | TRANSMITTERTELEMETRY-PHILIPS-ITS3171A | TRANSMITTERTELEMETRY | ITS3171A |  |  |  | Philips | Transmitter, Telemetry |  | TRANSMITTERTELEMETRY-PHILIPS-ITS3171A |  |  |  |  | Covered PM Repair Labor Only - Biomedica | MHHS-Greater Heights
NO | NO |  |  |  | 009-09343 |  | Philips Medical Systems Cardiac and Monitoring Syste | ITS3171A |  | SG12101905 | GH - TELEMETRY | MHHS-Greater Heights |  | Transmitter, Telemetry |  | 009-09343 |  | Central & Greater Heights |  | GH - TELEMETRY | [5 empty] | MONITORS, TELEMETRIC, TRANSMITTER |  | TRANSMITTERTELEMETRY-PHILIPS-ITS3171A | TRANSMITTERTELEMETRY | ITS3171A |  |  |  | Philips | Transmitter, Telemetry |  | TRANSMITTERTELEMETRY-PHILIPS-ITS3171A |  |  |  |  | Covered PM Repair Labor Only - Biomedica | MHHS-Greater Heights
NO | NO |  |  |  | 009-09344 |  | Philips Medical Systems Cardiac and Monitoring Syste | ITS3171A |  | SG12101888 | GH - TELEMETRY | MHHS-Greater Heights |  | Transmitter, Telemetry |  | 009-09344 |  | Central & Greater Heights |  | GH - TELEMETRY | [5 empty] | MONITORS, TELEMETRIC, TRANSMITTER |  | TRANSMITTERTELEMETRY-PHILIPS-ITS3171A | TRANSMITTERTELEMETRY | ITS3171A |  |  |  | Philips | Transmitter, Telemetry |  | TRANSMITTERTELEMETRY-PHILIPS-ITS3171A |  |  |  |  | Covered PM Repair Labor Only - Biomedica | MHHS-Greater Heights
NO | NO |  |  |  | 005-06173 |  | Philips Medical Systems Cardiac and Monitoring Syste | ITS3171A |  | SG12101223 | SE - TELEMETRY | MHHS-Southeast |  | Transmitter, Telemetry |  | 005-06173 |  | Southeast & Bay Area |  | SE - TELEMETRY | [5 empty] | MONITORS, TELEMETRIC, TRANSMITTER |  | TRANSMITTERTELEMETRY-PHILIPS-ITS3171A | TRANSMITTERTELEMETRY | ITS3171A |  |  |  | Philips | Transmitter, Telemetry |  | TRANSMITTERTELEMETRY-PHILIPS-ITS3171A |  |  |  |  | Covered PM Repair Labor Only - Biomedica | MHHS-Southeast
NO | NO |  |  |  | 009-08234 |  | Philips Medical Systems Cardiac and Monitoring Syste | LG1480 |  |  | GH - IMU | MHHS-Greater Heights |  | Charger, Battery |  | 009-08234 |  | Central & Greater Heights |  | GH - IMU | [5 empty] | BATTERIES |  | CHARGERBATTERY-Philips-LG1480 | CHARGERBATTERY | LG1480 |  |  |  | Philips | Charger, Battery |  | CHARGERBATTERY-Philips-LG1480 |  |  |  |  | Covered PM Repair - Biomedical | MHHS-Greater Heights
NO | YES |  |  |  | 041-00178 | 041-00178 | Philips Medical Systems Cardiac and Monitoring Syste | M1001A |  | 3410a23784 | MEMORIAL CITY - OUTPATIENT SURGERY RECOVERY | MHHS-Mem City |  | Module, ECG |  | 041-00178 | 041-00178 | West | Memorial City - Memorial Hermann Hospital | MEMORIAL CITY - OUTPATIENT SURGERY RECOVERY | Recovery 25 |  |  |  |  | MONITORS, PHYSIOLOGIC, VITAL SIGNS |  | MODULEECG-Philips-M1001A | MODULEECG | M1001A |  |  |  | Philips | Module, ECG |  | MODULEECG-Philips-M1001A |  |  |  |  | Covered PM Repair - Biomedical | MHHS-Mem City
NO | YES |  |  |  | 041-00207 | 041-00207 | Philips Medical Systems Cardiac and Monitoring Syste | M1001A |  | 3410A21731 | MEMORIAL CITY - OUTPATIENT SURGERY | MHHS-Mem City |  | Module, ECG |  | 041-00207 | 041-00207 | West | Memorial City - Memorial Hermann Hospital | MEMORIAL CITY - OUTPATIENT SURGERY | Nurse Station |  |  |  |  | MONITORS, PHYSIOLOGIC, VITAL SIGNS |  | MODULEECG-Philips-M1001A | MODULEECG | M1001A |  |  |  | Philips | Module, ECG |  | MODULEECG-Philips-M1001A |  |  |  |  | Covered PM Repair - Biomedical | MHHS-Mem City
NO | YES |  |  |  | 041-00196 | 041-00196 | Philips Medical Systems Cardiac and Monitoring Syste | M1001A |  | 3410a21620 | Memorial City - 10 Floor Storage | MHHS-Mem City |  | Module, ECG |  | 041-00196 | 041-00196 | West | Memorial Hermann Memorial City Medical Center | Memorial City - 10 Floor Storage | Memorial City - 10 Floor Storage |  |  |  |  | MONITORS, PHYSIOLOGIC, VITAL SIGNS |  | MODULEECG-Philips-M1001A | MODULEECG | M1001A |  |  |  | Philips | Module, ECG |  | MODULEECG-Philips-M1001A |  |  |  |  | Covered PM Repair - Biomedical | MHHS-Mem City
NO | YES |  |  |  | 005-00910 | 005-00910 | Philips Medical Systems Cardiac and Monitoring Syste | M1001A |  | 3410A22026 | SE-OR | MHHS-Southeast |  | Module, ECG |  | 005-00910 | 005-00910 | Southeast | MHHS-Southeast | SE-OR |  | 9/1/17 |  |  |  | MONITORS, PHYSIOLOGIC, VITAL SIGNS |  | MODULEECG-Philips-M1001A | MODULEECG | M1001A |  |  |  | Philips | Module, ECG |  | MODULEECG-Philips-M1001A |  | 3/15/17 |  |  | Covered PM Repair - Biomedical | MHHS-Southeast
NO | YES |  |  |  | 005-03376 | 005-03376 | Philips Medical Systems Cardiac and Monitoring Syste | M1002A |  | DE242C4676 | SE - RADIOLOGY | MHHS-Southeast |  | Module, ECG |  | 005-03376 | 005-03376 | Southeast | Memorial Hermann- SE - RADIOLOGY | SE - RADIOLOGY | CT1 |  |  |  |  | MONITORS, PHYSIOLOGIC, VITAL SIGNS |  | MODULEECG-Philips-M1002A | MODULEECG | M1002A |  |  |  | Philips | Module, ECG |  | MODULEECG-Philips-M1002A |  | 3/15/17 |  |  | Covered PM Repair - Biomedical | MHHS-Southeast
NO | NO |  |  |  | 041-00856 |  | Philips Medical Systems Cardiac and Monitoring Syste | M1002A |  | 3805A61570 | MEMORIAL CITY - MOR RECOVERY | MHHS-Mem City |  | Module, ECG |  | 041-00856 |  | West & Memorial City |  | MEMORIAL CITY - MOR RECOVERY | [5 empty] | MONITORS, PHYSIOLOGIC, VITAL SIGNS |  | MODULEECG-Philips-M1002A | MODULEECG | M1002A |  |  |  | Philips | Module, ECG |  | MODULEECG-Philips-M1002A |  |  |  |  | Covered PM Repair - Biomedical | MHHS-Mem City
NO | NO |  |  |  | 041-09824 |  | Philips Medical Systems Cardiac and Monitoring Syste | M1002A |  | DE242J9070 | MEMORIAL CITY - RADIOLOGY - INPATIENT | MHHS-Mem City |  | Module, ECG |  | 041-09824 |  | West & Memorial City |  | MEMORIAL CITY - RADIOLOGY - INPATIENT | [5 empty] | MONITORS, PHYSIOLOGIC, VITAL SIGNS |  | MODULEECG-Philips-M1002A | MODULEECG | M1002A |  |  |  | Philips | Module, ECG |  | MODULEECG-Philips-M1002A |  |  |  |  | Covered PM Repair - Biomedical | MHHS-Mem City
NO | NO | [5 empty] | Philips Medical Systems Cardiac and Monitoring Syste | M1002A |  | DE74418398 | TMC - DIALYSIS - CHILDRENS (9HP) | MHHS-TMC |  | Module, ECG |  |  |  | TMC |  | TMC - DIALYSIS - CHILDRENS (9HP) | [5 empty] | MONITORS, PHYSIOLOGIC, VITAL SIGNS |  | MODULEECG-Philips-M1002A | MODULEECG | M1002A |  |  |  | Philips | Module, ECG |  | MODULEECG-Philips-M1002A |  |  |  |  | Covered PM Repair - Biomedical | MHHS-TMC
NO | YES |  |  |  |  | 041-06796 | Philips Medical Systems Cardiac and Monitoring Syste | M1002B |  | DE242C0189 | MEMORIAL CITY - MOR RECOVERY | MHHS-Mem City |  | Module, ECG |  |  | 041-06796 | West | Memorial City - Memorial Hermann Hospital East Tower | MEMORIAL CITY - MOR RECOVERY | Bay 8 |  |  |  | One time insoection sticker found on unit | MONITORS, PHYSIOLOGIC, VITAL SIGNS |  | MODULEECG-Philips-M1002B | MODULEECG | M1002B |  |  |  | Philips | Module, ECG |  | MODULEECG-Philips-M1002B |  |  |  |  | Covered PM Repair - Biomedical | MHHS-Mem City
NO | YES | Serial Number 3516A30933 |  |  |  |  | Philips Medical Systems Cardiac and Monitoring Syste | M1002B |  | 3516A30933 | Memorial City - 10 Floor Storage | MHHS-Mem City |  | Module, ECG |  |  |  | West | Memorial Hermann Memorial City Medical Center | Memorial City - 10 Floor Storage | Memorial City - 10 Floor Storage |  |  |  |  | MONITORS, PHYSIOLOGIC, VITAL SIGNS |  | MODULEECG-Philips-M1002B | MODULEECG | M1002B |  |  |  | Philips | Module, ECG |  | MODULEECG-Philips-M1002B |  |  |  |  | Covered PM Repair - Biomedical | MHHS-Mem City
NO | YES |  |  |  | 041-06251 | 041-06251 | Philips Medical Systems Cardiac and Monitoring Syste | M1002B |  | DE242C0018 | Memorial City - 10 Floor Storage | MHHS-Mem City |  | Module, ECG |  | 041-06251 | 041-06251 | West | Memorial Hermann Memorial City Medical Center | Memorial City - 10 Floor Storage | Memorial City - 10 Floor Storage |  |  |  | No pm tag | MONITORS, PHYSIOLOGIC, VITAL SIGNS |  | MODULEECG-Philips-M1002B | MODULEECG | M1002B |  |  |  | Philips | Module, ECG |  | MODULEECG-Philips-M1002B |  |  |  |  | Covered PM Repair - Biomedical | MHHS-Mem City
NO | YES |  |  |  |  | 041-06404 | Philips Medical Systems Cardiac and Monitoring Syste | M1002B |  | DE242B9506 | MEMORIAL CITY - MOR RECOVERY | MHHS-Mem City |  | Module, ECG |  |  | 041-06404 | West | Memorial Hermann Memorial City Medical Center | MEMORIAL CITY - MOR RECOVERY | MEMORIAL CITY - MOR RECOVER |  |  |  |  | MONITORS, PHYSIOLOGIC, VITAL SIGNS |  | MODULEECG-Philips-M1002B | MODULEECG | M1002B |  |  |  | Philips | Module, ECG |  | MODULEECG-Philips-M1002B |  |  |  |  | Covered PM Repair - Biomedical | MHHS-Mem City
NO | YES |  |  |  | 005-02182 | 005-02182 | Philips Medical Systems Cardiac and Monitoring Syste | M1002B |  | DE01774108 | SE - RADIOLOGY | MHHS-Southeast |  | Module, ECG |  | 005-02182 | 005-02182 | Southeast | Memorial Hermann Southeast Hospital | SE - RADIOLOGY | RADIOLOGY |  |  |  |  | MONITORS, PHYSIOLOGIC, VITAL SIGNS |  | MODULEECG-Philips-M1002B | MODULEECG | M1002B |  |  |  | Philips | Module, ECG |  | MODULEECG-Philips-M1002B |  | 3/15/17 |  |  | Covered PM Repair - Biomedical | MHHS-Southeast
NO | YES |  |  |  | 013-09321 | 013-09321 | Philips Medical Systems Cardiac and Monitoring Syste | M1002B |  | DE242B8047 | SW-Nursery | MHHS-Southwest |  | Module, ECG |  | 013-09321 | 013-09321 | Southwest | MHHS-Southwest | SW-Nursery | Nursery |  |  |  |  | MONITORS, PHYSIOLOGIC, VITAL SIGNS | Module, ECG | MODULEECG-Philips-M1002B | MODULEECG | M1002B |  |  |  | Philips | Module, ECG |  | MODULEECG-Philips-M1002B |  | 3/15/17 |  | MECG-A | Covered PM Repair - Biomedical | MHHS-Southwest | [8 empty] | MODULEECG | Module, ECG | Philips
NO | YES |  |  |  | 013-12477 | 013-12477 | Philips Medical Systems Cardiac and Monitoring Syste | M1002B |  | de242b6341 | SW-Nursery | MHHS-Southwest |  | Module, ECG |  | 013-12477 | 013-12477 | Southwest | MHHS-Southwest | SW-Nursery | Nursery |  |  |  | New Add - One Time Inspection Sticker | MONITORS, PHYSIOLOGIC, VITAL SIGNS | Module, ECG | MODULEECG-Philips-M1002B | MODULEECG | M1002B |  |  |  | Philips | Module, ECG |  | MODULEECG-Philips-M1002B |  | 3/15/17 |  | MECG-A | Covered PM Repair - Biomedical | MHHS-Southwest | [8 empty] | MODULEECG | Module, ECG | Philips
NO | YES |  |  |  | 129-04417 | 129-04417 | Philips Medical Systems Cardiac and Monitoring Syste | M1002B |  | DE01773812 | SUGAR LAND - RADIOLOGY | MHHS-Sugarland |  | Module, ECG |  | 129-04417 | 129-04417 | Sugar Land |  | SUGAR LAND - RADIOLOGY | Patient holding |  |  |  |  | MONITORS, PHYSIOLOGIC, VITAL SIGNS |  | MODULEECG-Philips-M1002B | MODULEECG | M1002B |  |  |  | Philips | Module, ECG |  | MODULEECG-Philips-M1002B |  |  |  |  | Covered PM Repair - Biomedical | MHHS-Sugarland
NO | YES |  |  |  | 077-01276 | 077-01276 | Philips Medical Systems Cardiac and Monitoring Syste | M1002B |  | DE74418380 | TMC-Dialysis-Children's (9Hp) | MHHS-TMC |  | Module, ECG |  | 077-01276 | 077-01276 | TMC | MHHS-TMC | TMC-Dialysis-Children's (9Hp) |  | 12/19/19 |  |  |  | MONITORS, PHYSIOLOGIC, VITAL SIGNS |  | MODULEECG-Philips-M1002B | MODULEECG | M1002B |  |  |  | Philips | Module, ECG |  | MODULEECG-Philips-M1002B |  | 3/15/17 | Verified 3/30/2020 4:07pm (Central) |  | Covered PM Repair - Biomedical | MHHS-TMC
NO | YES |  |  |  | 077-01292 | 077-01292 | Philips Medical Systems Cardiac and Monitoring Syste | M1002B |  | DE74418425 | TMC-Dialysis-Children's (9Hp) | MHHS-TMC |  | Module, ECG |  | 077-01292 | 077-01292 | TMC | MHHS-TMC | TMC-Dialysis-Children's (9Hp) |  | 12/19/19 |  |  |  | MONITORS, PHYSIOLOGIC, VITAL SIGNS |  | MODULEECG-Philips-M1002B | MODULEECG | M1002B |  |  |  | Philips | Module, ECG |  | MODULEECG-Philips-M1002B |  | 3/15/17 | Verified 3/30/2020 4:07pm (Central) |  | Covered PM Repair - Biomedical | MHHS-TMC
NO | YES | [5 empty] | Philips Medical Systems Cardiac and Monitoring Syste | M1002B |  | DE74418384 | TMC-Dialysis-Children's (9Hp) | MHHS-TMC |  | Module, ECG |  |  |  | TMC | MHHS-TMC | TMC-Dialysis-Children's (9Hp) |  | 12/19/19 |  |  |  | MONITORS, PHYSIOLOGIC, VITAL SIGNS |  | MODULEECG-Philips-M1002B | MODULEECG | M1002B |  |  |  | Philips | Module, ECG |  | MODULEECG-Philips-M1002B |  | 5/1/16 | Verified 3/30/2020 4:07pm (Central) |  | Covered PM Repair - Biomedical | MHHS-TMC
NO | YES | [5 empty] | Philips Medical Systems Cardiac and Monitoring Syste | M1002B |  | DE74418397 | TMC-Dialysis-Children's (9Hp) | MHHS-TMC |  | Module, ECG |  |  |  | TMC | MHHS-TMC | TMC-Dialysis-Children's (9Hp) |  | 12/20/19 |  |  |  | MONITORS, PHYSIOLOGIC, VITAL SIGNS |  | MODULEECG-Philips-M1002B | MODULEECG | M1002B |  |  |  | Philips | Module, ECG |  | MODULEECG-Philips-M1002B |  | 8/23/17 | Verified 3/30/2020 4:07pm (Central) |  | Covered PM Repair - Biomedical | MHHS-TMC
NO | YES | [5 empty] | Philips Medical Systems Cardiac and Monitoring Syste | M1002B |  | DE242B5752 | TMC-Dialysis-Children's (9Hp) | MHHS-TMC |  | Module, ECG |  |  |  | TMC | MHHS-TMC | TMC-Dialysis-Children's (9Hp) |  | 12/20/19 |  |  |  | MONITORS, PHYSIOLOGIC, VITAL SIGNS |  | MODULEECG-Philips-M1002B | MODULEECG | M1002B |  |  |  | Philips | Module, ECG |  | MODULEECG-Philips-M1002B |  |  | Verified 3/30/2020 4:07pm (Central) |  | Covered PM Repair - Biomedical | MHHS-TMC
NO | YES | [5 empty] | Philips Medical Systems Cardiac and Monitoring Syste | M1002B |  | DE74418275 | TMC-Dialysis-Children's (9Hp) | MHHS-TMC |  | Module, ECG |  |  |  | TMC | MHHS-TMC | TMC-Dialysis-Children's (9Hp) |  | 12/20/19 |  |  |  | MONITORS, PHYSIOLOGIC, VITAL SIGNS |  | MODULEECG-Philips-M1002B | MODULEECG | M1002B |  |  |  | Philips | Module, ECG |  | MODULEECG-Philips-M1002B |  | 3/15/17 | Verified 3/30/2020 4:07pm (Central) |  | Covered PM Repair - Biomedical | MHHS-TMC
NO | NO | [5 empty] | Philips Medical Systems Cardiac and Monitoring Syste | M1002B |  | DE242B9859 | MEMORIAL CITY - OUTPATIENT SURGERY RECOVERY | MHHS-Mem City |  | Module, ECG |  |  |  | West & Memorial City |  | MEMORIAL CITY - OUTPATIENT SURGERY RECOVERY | [5 empty] | MONITORS, PHYSIOLOGIC, VITAL SIGNS |  | MODULEECG-Philips-M1002B | MODULEECG | M1002B |  |  |  | Philips | Module, ECG |  | MODULEECG-Philips-M1002B |  |  |  |  | Covered PM Repair - Biomedical | MHHS-Mem City
NO | NO | [5 empty] | Philips Medical Systems Cardiac and Monitoring Syste | M1002B |  | DE242K6497 | SW - CDU | MHHS-Southwest |  | Module, ECG |  |  |  | Southwest |  | SW - CDU | [5 empty] | MONITORS, PHYSIOLOGIC, VITAL SIGNS |  | MODULEECG-Philips-M1002B | MODULEECG | M1002B |  |  |  | Philips | Module, ECG |  | MODULEECG-Philips-M1002B |  |  |  |  | Covered PM Repair - Biomedical | MHHS-Southwest
NO | NO | [5 empty] | Philips Medical Systems Cardiac and Monitoring Syste | M1002B |  | DE01790255 | SW - DIALYSIS | MHHS-Southwest |  | Module, ECG |  |  |  | Southwest |  | SW - DIALYSIS | [5 empty] | MONITORS, PHYSIOLOGIC, VITAL SIGNS |  | MODULEECG-Philips-M1002B | MODULEECG | M1002B |  |  |  | Philips | Module, ECG |  | MODULEECG-Philips-M1002B |  |  |  |  | Covered PM Repair - Biomedical | MHHS-Southwest
NO | NO | [5 empty] | Philips Medical Systems Cardiac and Monitoring Syste | M1002B |  | DE242K6495 | SW - DIALYSIS | MHHS-Southwest |  | Module, ECG |  |  |  | Southwest |  | SW - DIALYSIS | [5 empty] | MONITORS, PHYSIOLOGIC, VITAL SIGNS |  | MODULEECG-Philips-M1002B | MODULEECG | M1002B |  |  |  | Philips | Module, ECG |  | MODULEECG-Philips-M1002B |  |  |  |  | Covered PM Repair - Biomedical | MHHS-Southwest
NO | NO | [5 empty] | Philips Medical Systems Cardiac and Monitoring Syste | M1002B |  | DE242K6494 | SW - DIALYSIS | MHHS-Southwest |  | Module, ECG |  |  |  | Southwest |  | SW - DIALYSIS | [5 empty] | MONITORS, PHYSIOLOGIC, VITAL SIGNS |  | MODULEECG-Philips-M1002B | MODULEECG | M1002B |  |  |  | Philips | Module, ECG |  | MODULEECG-Philips-M1002B |  |  |  |  | Covered PM Repair - Biomedical | MHHS-Southwest
NO | NO | [5 empty] | Philips Medical Systems Cardiac and Monitoring Syste | M1002B |  | DE242K6492 | SW - DIALYSIS | MHHS-Southwest |  | Module, ECG |  |  |  | Southwest |  | SW - DIALYSIS | [5 empty] | MONITORS, PHYSIOLOGIC, VITAL SIGNS |  | MODULEECG-Philips-M1002B | MODULEECG | M1002B |  |  |  | Philips | Module, ECG |  | MODULEECG-Philips-M1002B |  |  |  |  | Covered PM Repair - Biomedical | MHHS-Southwest
NO | NO | [5 empty] | Philips Medical Systems Cardiac and Monitoring Syste | M1002B |  | DE242K6510 | SW - DIALYSIS | MHHS-Southwest |  | Module, ECG |  |  |  | Southwest |  | SW - DIALYSIS | [5 empty] | MONITORS, PHYSIOLOGIC, VITAL SIGNS |  | MODULEECG-Philips-M1002B | MODULEECG | M1002B |  |  |  | Philips | Module, ECG |  | MODULEECG-Philips-M1002B |  |  |  |  | Covered PM Repair - Biomedical | MHHS-Southwest
NO | NO | [5 empty] | Philips Medical Systems Cardiac and Monitoring Syste | M1002B |  | DE242K6496 | SW - DIALYSIS | MHHS-Southwest |  | Module, ECG |  |  |  | Southwest |  | SW - DIALYSIS | [5 empty] | MONITORS, PHYSIOLOGIC, VITAL SIGNS |  | MODULEECG-Philips-M1002B | MODULEECG | M1002B |  |  |  | Philips | Module, ECG |  | MODULEECG-Philips-M1002B |  |  |  |  | Covered PM Repair - Biomedical | MHHS-Southwest
NO | NO | [5 empty] | Philips Medical Systems Cardiac and Monitoring Syste | M1002B |  | DE242B4781 | TMC - DIALYSIS - CHILDRENS (9HP) | MHHS-TMC |  | Module, ECG |  |  |  | TMC |  | TMC - DIALYSIS - CHILDRENS (9HP) | [5 empty] | MONITORS, PHYSIOLOGIC, VITAL SIGNS |  | MODULEECG-Philips-M1002B | MODULEECG | M1002B |  |  |  | Philips | Module, ECG |  | MODULEECG-Philips-M1002B |  |  |  |  | Covered PM Repair - Biomedical | MHHS-TMC
NO | NO | [5 empty] | Philips Medical Systems Cardiac and Monitoring Syste | M1002B |  | DE01787280 | TMC - DIALYSIS - CHILDRENS (9HP) | MHHS-TMC |  | Module, ECG |  |  |  | TMC |  | TMC - DIALYSIS - CHILDRENS (9HP) | [5 empty] | MONITORS, PHYSIOLOGIC, VITAL SIGNS |  | MODULEECG-Philips-M1002B | MODULEECG | M1002B |  |  |  | Philips | Module, ECG |  | MODULEECG-Philips-M1002B |  |  |  |  | Covered PM Repair - Biomedical | MHHS-TMC
NO | NO | [5 empty] | Philips Medical Systems Cardiac and Monitoring Syste | M1002B |  | DE242B5746 | TMC - DIALYSIS - CHILDRENS (9HP) | MHHS-TMC |  | Module, ECG |  |  |  | TMC |  | TMC - DIALYSIS - CHILDRENS (9HP) | [5 empty] | MONITORS, PHYSIOLOGIC, VITAL SIGNS |  | MODULEECG-Philips-M1002B | MODULEECG | M1002B |  |  |  | Philips | Module, ECG |  | MODULEECG-Philips-M1002B |  |  |  |  | Covered PM Repair - Biomedical | MHHS-TMC
NO | NO | [5 empty] | Philips Medical Systems Cardiac and Monitoring Syste | M1002B |  | DE242B4621 | TMC - DIALYSIS - CHILDRENS (9HP) | MHHS-TMC |  | Module, ECG |  |  |  | TMC |  | TMC - DIALYSIS - CHILDRENS (9HP) | [5 empty] | MONITORS, PHYSIOLOGIC, VITAL SIGNS |  | MODULEECG-Philips-M1002B | MODULEECG | M1002B |  |  |  | Philips | Module, ECG |  | MODULEECG-Philips-M1002B |  |  |  |  | Covered PM Repair - Biomedical | MHHS-TMC
NO | YES |  |  |  |  | 009-04670 | Philips Medical Systems Cardiac and Monitoring Syste | M1006A |  | DE805I8721 | GH - CV ICU | MHHS-Greater Heights |  | Module, Blood Pressure, INV |  |  | 009-04670 | Central | GH CV ICU | GH - CV ICU | GH - CV ICU |  |  |  |  | MONITORS, PHYSIOLOGIC, VITAL SIGNS |  | MODULEBLOODPRESSINV-Philips-M1006A | MODULEBLOODPRESSINV | M1006A |  |  |  | Philips | Module, Blood Pressure, INV |  | MODULEBLOODPRESSINV-Philips-M1006A |  |  |  |  | Covered PM Repair - Biomedical | MHHS-Greater Heights
NO | YES | Serial Number 3401A74558 |  |  |  | 009-01168 | Philips Medical Systems Cardiac and Monitoring Syste | M1006A |  | 3401A74558 | GH-ICU | MHHS-Greater Heights |  | Module, Blood Pressure, INV |  |  | 009-01168 | Central | MHHS-Greater Heights | GH-ICU |  | 3/1/19 |  |  |  | MONITORS, PHYSIOLOGIC, VITAL SIGNS | Module, Blood Pressure, INV | MODULEBLOODPRESSINV-Philips-M1006A | MODULEBLOODPRESSINV | M1006A |  |  |  | Philips | Module, Blood Pressure, INV |  | MODULEBLOODPRESSINV-Philips-M1006A |  | 5/22/20 |  | MBPI-A | Not Covered Vendor Only - Biomedical | MHHS-Greater Heights | [8 empty] | MODULEBLOODPRESSINV | Module, Blood Pressure, INV | Philips
NO | YES |  |  |  |  | 009-04632 | Philips Medical Systems Cardiac and Monitoring Syste | M1006A |  | DE805I9318 | GH - OR ANESTHESIA | MHHS-Greater Heights |  | Module, Blood Pressure, INV |  |  | 009-04632 | Central | GH OR | GH - OR ANESTHESIA | GH - OR ANESTHESIA |  |  |  |  | MONITORS, PHYSIOLOGIC, VITAL SIGNS |  | MODULEBLOODPRESSINV-Philips-M1006A | MODULEBLOODPRESSINV | M1006A |  |  |  | Philips | Module, Blood Pressure, INV |  | MODULEBLOODPRESSINV-Philips-M1006A |  |  |  |  | Covered PM Repair - Biomedical | MHHS-Greater Heights
NO | YES |  |  |  |  | 009-04634 | Philips Medical Systems Cardiac and Monitoring Syste | M1006A |  | DE805I9317 | GH-OR Anesthesia | MHHS-Greater Heights |  | Module, Blood Pressure, INV |  |  | 009-04634 | Central | MHHS-Greater Heights | GH-OR Anesthesia | OR | 3/1/19 |  | 3/1/20 |  | MONITORS, PHYSIOLOGIC, VITAL SIGNS | Module, Blood Pressure, INV | MODULEBLOODPRESSINV-Philips-M1006A | MODULEBLOODPRESSINV | M1006A |  |  |  | Philips | Module, Blood Pressure, INV |  | MODULEBLOODPRESSINV-Philips-M1006A |  | 2/1/14 |  | MBPI-A | Covered PM Repair - Biomedical | MHHS-Greater Heights | [8 empty] | MODULEBLOODPRESSINV | Module, Blood Pressure, INV | Philips
NO | YES |  |  |  |  | 009-04629 | Philips Medical Systems Cardiac and Monitoring Syste | M1006A |  | DE805I8808 | GH - OR ANESTHESIA | MHHS-Greater Heights |  | Module, Blood Pressure, INV |  |  | 009-04629 | Central | GH OR | GH - OR ANESTHESIA | GH - OR ANESTHESIA |  |  |  |  | MONITORS, PHYSIOLOGIC, VITAL SIGNS |  | MODULEBLOODPRESSINV-Philips-M1006A | MODULEBLOODPRESSINV | M1006A |  |  |  | Philips | Module, Blood Pressure, INV |  | MODULEBLOODPRESSINV-Philips-M1006A |  |  |  |  | Not Covered Vendor Only - Biomedical | MHHS-Greater Heights
NO | YES | [5 empty] | Philips Medical Systems Cardiac and Monitoring Syste | M1006A |  | DE805I9320 | GH-OR Anesthesia | MHHS-Greater Heights |  | Module, Blood Pressure, INV |  |  |  | Central & Greater Heights | MHHS-Greater Heights | GH-OR Anesthesia | Room 8 | 3/1/19 |  | 3/1/20 |  | MONITORS, PHYSIOLOGIC, VITAL SIGNS | Module, Blood Pressure, INV | MODULEBLOODPRESSINV-Philips-M1006A | MODULEBLOODPRESSINV | M1006A |  |  |  | Philips | Module, Blood Pressure, INV |  | MODULEBLOODPRESSINV-Philips-M1006A |  | 3/2/20 |  | MBPI-A | Not Covered Vendor Only - Biomedical | MHHS-Greater Heights | [8 empty] | MODULEBLOODPRESSINV | Module, Blood Pressure, INV | Philips
NO | YES |  |  |  |  | 009-04631 | Philips Medical Systems Cardiac and Monitoring Syste | M1006A |  | DE805I9321 | GH-OR Anesthesia | MHHS-Greater Heights |  | Module, Blood Pressure, INV |  |  | 009-04631 | Central | MHHS-Greater Heights | GH-OR Anesthesia | OR | 3/1/19 |  | 3/1/21 |  | MONITORS, PHYSIOLOGIC, VITAL SIGNS | Module, Blood Pressure, INV | MODULEBLOODPRESSINV-Philips-M1006A | MODULEBLOODPRESSINV | M1006A |  |  |  | Philips | Module, Blood Pressure, INV |  | MODULEBLOODPRESSINV-Philips-M1006A |  | 1/8/20 |  | MBPI-A | Not Covered Vendor Only - Biomedical | MHHS-Greater Heights | [8 empty] | MODULEBLOODPRESSINV | Module, Blood Pressure, INV | Philips
NO | YES |  |  |  |  | 009-04633 | Philips Medical Systems Cardiac and Monitoring Syste | M1006A |  | DE805I9322 | GH-CV ICU | MHHS-Greater Heights |  | Module, Blood Pressure, INV |  |  | 009-04633 | Central | MHHS-Greater Heights | GH-CV ICU | GH-CV ICU | 3/1/19 |  | 3/1/20 |  | MONITORS, PHYSIOLOGIC, VITAL SIGNS | Module, Blood Pressure, INV | MODULEBLOODPRESSINV-Philips-M1006A | MODULEBLOODPRESSINV | M1006A |  |  |  | Philips | Module, Blood Pressure, INV |  | MODULEBLOODPRESSINV-Philips-M1006A |  | 7/2/16 |  | MBPI-A | Covered PM Repair - Biomedical | MHHS-Greater Heights | [8 empty] | MODULEBLOODPRESSINV | Module, Blood Pressure, INV | Philips
NO | YES |  |  |  |  | 009-02452 | Philips Medical Systems Cardiac and Monitoring Syste | M1006A |  | 3005a00458 | GH-OR Anesthesia | MHHS-Greater Heights |  | Module, Blood Pressure, INV |  |  | 009-02452 | Central | MHHS-Greater Heights | GH-OR Anesthesia | OR | 3/1/19 |  | 3/1/20 |  | MONITORS, PHYSIOLOGIC, VITAL SIGNS | Module, Blood Pressure, INV | MODULEBLOODPRESSINV-Philips-M1006A | MODULEBLOODPRESSINV | M1006A |  |  |  | Philips | Module, Blood Pressure, INV |  | MODULEBLOODPRESSINV-Philips-M1006A |  | 7/2/16 |  | MBPI-A | Covered PM Repair - Biomedical | MHHS-Greater Heights | [8 empty] | MODULEBLOODPRESSINV | Module, Blood Pressure, INV | Philips
NO | YES |  |  |  |  | 009-01743 | Philips Medical Systems Cardiac and Monitoring Syste | M1006A |  | 2903A02941 | GH - OR ANESTHESIA | MHHS-Greater Heights |  | Module, Blood Pressure, INV |  |  | 009-01743 | Central | GH OR | GH - OR ANESTHESIA | GH - OR ANESTHESIA |  |  |  |  | MONITORS, PHYSIOLOGIC, VITAL SIGNS |  | MODULEBLOODPRESSINV-Philips-M1006A | MODULEBLOODPRESSINV | M1006A |  |  |  | Philips | Module, Blood Pressure, INV |  | MODULEBLOODPRESSINV-Philips-M1006A |  |  |  |  | Covered PM Repair - Biomedical | MHHS-Greater Heights
NO | YES |  |  |  |  | 009-03170 | Philips Medical Systems Cardiac and Monitoring Syste | M1006A |  | 3218A51357 | GH - LABORATORY - BLOOD WARMERS | MHHS-Greater Heights |  | Module, Blood Pressure, INV |  |  | 009-03170 | Central | GH OR | GH - LABORATORY - BLOOD WARMERS | GH OR |  |  |  |  | MONITORS, PHYSIOLOGIC, VITAL SIGNS |  | MODULEBLOODPRESSINV-Philips-M1006A | MODULEBLOODPRESSINV | M1006A |  |  |  | Philips | Module, Blood Pressure, INV |  | MODULEBLOODPRESSINV-Philips-M1006A |  |  |  |  | Covered PM Repair - Biomedical | MHHS-Greater Heights
NO | YES |  |  |  | 009-01739 | 009-01739 | Philips Medical Systems Cardiac and Monitoring Syste | M1006A |  | 2903A03328 | GH-PACU | MHHS-Greater Heights |  | Module, Blood Pressure, INV |  | 009-01739 | 009-01739 | Central | MHHS-Greater Heights | GH-PACU | PACU | 3/1/19 |  | 3/1/21 |  | MONITORS, PHYSIOLOGIC, VITAL SIGNS | Module, Blood Pressure, INV | MODULEBLOODPRESSINV-Philips-M1006A | MODULEBLOODPRESSINV | M1006A |  |  |  | Philips | Module, Blood Pressure, INV |  | MODULEBLOODPRESSINV-Philips-M1006A |  | 4/1/17 |  | MBPI-A | Covered PM Repair - Biomedical | MHHS-Greater Heights | [8 empty] | MODULEBLOODPRESSINV | Module, Blood Pressure, INV | Philips
NO | YES |  |  |  | 009-03061 | 009-03061 | Philips Medical Systems Cardiac and Monitoring Syste | M1006A |  | 2903A03333 | GH-PACU | MHHS-Greater Heights |  | Module, Blood Pressure, INV |  | 009-03061 | 009-03061 | Central | MHHS-Greater Heights | GH-PACU | PACU | 3/1/19 |  | 3/1/21 |  | MONITORS, PHYSIOLOGIC, VITAL SIGNS | Module, Blood Pressure, INV | MODULEBLOODPRESSINV-Philips-M1006A | MODULEBLOODPRESSINV | M1006A |  |  |  | Philips | Module, Blood Pressure, INV |  | MODULEBLOODPRESSINV-Philips-M1006A |  | 12/26/16 |  | MBPI-A | Covered PM Repair - Biomedical | MHHS-Greater Heights | [8 empty] | MODULEBLOODPRESSINV | Module, Blood Pressure, INV | Philips
NO | YES | [5 empty] | Philips Medical Systems Cardiac and Monitoring Syste | M1006A |  | 2903A02924 | GH-PACU | MHHS-Greater Heights |  | Module, Blood Pressure, INV |  |  |  | Central & Greater Heights | MHHS-Greater Heights | GH-PACU | Room 5 | 3/1/19 |  | 3/1/21 |  | MONITORS, PHYSIOLOGIC, VITAL SIGNS | Module, Blood Pressure, INV | MODULEBLOODPRESSINV-Philips-M1006A | MODULEBLOODPRESSINV | M1006A |  |  |  | Philips | Module, Blood Pressure, INV |  | MODULEBLOODPRESSINV-Philips-M1006A |  | 3/1/17 |  | MBPI-A | Covered PM Repair - Biomedical | MHHS-Greater Heights | [8 empty] | MODULEBLOODPRESSINV | Module, Blood Pressure, INV | Philips
NO | YES |  |  |  |  | 009-01736 | Philips Medical Systems Cardiac and Monitoring Syste | M1006A |  | 2903A03332 | GH-PACU | MHHS-Greater Heights |  | Module, Blood Pressure, INV |  |  | 009-01736 | Central | MHHS-Greater Heights | GH-PACU | PACU | 3/1/19 |  | 3/1/20 |  | MONITORS, PHYSIOLOGIC, VITAL SIGNS | Module, Blood Pressure, INV | MODULEBLOODPRESSINV-Philips-M1006A | MODULEBLOODPRESSINV | M1006A |  |  |  | Philips | Module, Blood Pressure, INV |  | MODULEBLOODPRESSINV-Philips-M1006A |  | 4/1/17 |  | MBPI-A | Covered PM Repair - Biomedical | MHHS-Greater Heights | [8 empty] | MODULEBLOODPRESSINV | Module, Blood Pressure, INV | Philips
NO | YES |  |  |  | 133-00654 | 133-00654 | Philips Medical Systems Cardiac and Monitoring Syste | M1006A |  | 3145A44178 | Katy-Biomedical Services | MHHS-Katy |  | Module, Blood Pressure, INV |  | 133-00654 | 133-00654 | Katy | MHHS-Katy | Katy-Biomedical Services | Biomed shop | 1/1/19 |  |  | No pm | MONITORS, PHYSIOLOGIC, VITAL SIGNS | Module, Blood Pressure, INV | MODULEBLOODPRESSINV-Philips-M1006A | MODULEBLOODPRESSINV | M1006A |  |  |  | Philips | Module, Blood Pressure, INV |  | MODULEBLOODPRESSINV-Philips-M1006A |  | 10/1/19 |  | MBPI-A | Covered PM Repair - Biomedical | MHHS-Katy | [8 empty] | MODULEBLOODPRESSINV | Module, Blood Pressure, INV | Philips
NO | YES |  |  |  |  | 041-02167 | Philips Medical Systems Cardiac and Monitoring Syste | M1006A |  | 3432A83928 | MEMORIAL CITY MOR | MHHS-Mem City |  | Module, Blood Pressure, INV |  |  | 041-02167 | West | Memorial Hermann Memorial City Medical Center | MEMORIAL CITY MOR | MEMORIAL CITY MOR |  |  |  |  | MONITORS, PHYSIOLOGIC, VITAL SIGNS |  | MODULEBLOODPRESSINV-Philips-M1006A | MODULEBLOODPRESSINV | M1006A |  |  |  | Philips | Module, Blood Pressure, INV |  | MODULEBLOODPRESSINV-Philips-M1006A |  |  |  |  | Covered PM Repair - Biomedical | MHHS-Mem City
NO | YES |  |  |  | 005-05143 | 005-05143 | Philips Medical Systems Cardiac and Monitoring Syste | M1006A |  | DE805J7096 | SE-Labor & Delivery | MHHS-Southeast |  | Module, Blood Pressure, INV |  | 005-05143 | 005-05143 | Southeast | MHHS-Southeast | SE-Labor & Delivery | Or 1 | 2/1/20 |  | 2/1/21 |  | MONITORS, PHYSIOLOGIC, VITAL SIGNS |  | MODULEBLOODPRESSINV-Philips-M1006A | MODULEBLOODPRESSINV | M1006A |  |  |  | Philips | Module, Blood Pressure, INV |  | MODULEBLOODPRESSINV-Philips-M1006A |  | 3/15/17 |  |  | Covered PM Repair - Biomedical | MHHS-Southeast
NO | YES |  |  |  | 005-05144 | 005-05144 | Philips Medical Systems Cardiac and Monitoring Syste | M1006A |  | DE805J7098 | SE-Labor & Delivery | MHHS-Southeast |  | Module, Blood Pressure, INV |  | 005-05144 | 005-05144 | Southeast | MHHS-Southeast | SE-Labor & Delivery | Or 1 | 2/1/20 |  | 2/1/21 |  | MONITORS, PHYSIOLOGIC, VITAL SIGNS |  | MODULEBLOODPRESSINV-Philips-M1006A | MODULEBLOODPRESSINV | M1006A |  |  |  | Philips | Module, Blood Pressure, INV |  | MODULEBLOODPRESSINV-Philips-M1006A |  | 3/15/17 |  |  | Covered PM Repair - Biomedical | MHHS-Southeast
NO | YES |  |  |  | 005-00366 | 005-00366 | Philips Medical Systems Cardiac and Monitoring Syste | M1006A |  | 3218A55057 | TMC-OR-Hermann (2Hp) | MHHS-Southeast |  | Module, Blood Pressure, INV |  | 005-00366 | 005-00366 | TMC | MHHS-TMC | TMC-OR-Hermann (2Hp) | Hybrid | 4/1/19 |  | 4/1/20 |  | MONITORS, PHYSIOLOGIC, VITAL SIGNS |  | MODULEBLOODPRESSINV-Philips-M1006A | MODULEBLOODPRESSINV | M1006A |  |  |  | Philips | Module, Blood Pressure, INV |  | MODULEBLOODPRESSINV-Philips-M1006A |  | 2/15/17 |  |  | Covered PM Repair - Biomedical | MHHS-Southeast
NO | YES |  |  |  | 005-00439 | 005-00439 | Philips Medical Systems Cardiac and Monitoring Syste | M1006A |  | 3218A55055 | TMC-OR-Hermann (2Hp) | MHHS-Southeast |  | Module, Blood Pressure, INV |  | 005-00439 | 005-00439 | TMC | MHHS-TMC | TMC-OR-Hermann (2Hp) | Hybrid | 4/1/19 |  | 4/1/20 |  | MONITORS, PHYSIOLOGIC, VITAL SIGNS |  | MODULEBLOODPRESSINV-Philips-M1006A | MODULEBLOODPRESSINV | M1006A |  |  |  | Philips | Module, Blood Pressure, INV |  | MODULEBLOODPRESSINV-Philips-M1006A |  | 11/1/19 |  |  | Covered PM Repair - Biomedical | MHHS-Southeast
NO | YES |  |  |  | 005-01625 | 005-01625 | Philips Medical Systems Cardiac and Monitoring Syste | M1006A |  | 3251A50633 | SE-OR | MHHS-Southeast |  | Module, Blood Pressure, INV |  | 005-01625 | 005-01625 | Southeast | MHHS-Southeast | SE-OR |  | 4/1/19 |  | 4/1/20 |  | MONITORS, PHYSIOLOGIC, VITAL SIGNS |  | MODULEBLOODPRESSINV-Philips-M1006A | MODULEBLOODPRESSINV | M1006A |  |  |  | Philips | Module, Blood Pressure, INV |  | MODULEBLOODPRESSINV-Philips-M1006A |  | 9/1/17 |  |  | Covered PM Repair - Biomedical | MHHS-Southeast
NO | YES |  |  |  | 005-05603 | 005-05603 | Philips Medical Systems Cardiac and Monitoring Syste | M1006A |  | DE805K3584 | SE-OR | MHHS-Southeast |  | Module, Blood Pressure, INV |  | 005-05603 | 005-05603 | Southeast | MHHS-Southeast | SE-OR | Hybrid Ii | 4/1/19 |  | 4/1/20 |  | MONITORS, PHYSIOLOGIC, VITAL SIGNS |  | MODULEBLOODPRESSINV-Philips-M1006A | MODULEBLOODPRESSINV | M1006A |  |  |  | Philips | Module, Blood Pressure, INV |  | MODULEBLOODPRESSINV-Philips-M1006A |  | 8/15/13 |  |  | Covered PM Repair - Biomedical | MHHS-Southeast
NO | YES |  |  |  | 005-02003 | 005-02003 | Philips Medical Systems Cardiac and Monitoring Syste | M1006A |  | 3401A74496 | SE-OR-Anesthesia | MHHS-Southeast |  | Module, Blood Pressure, INV |  | 005-02003 | 005-02003 | Southeast | MHHS-Southeast | SE-OR-Anesthesia | OR 7 | 4/1/20 |  | 4/1/21 |  | MONITORS, PHYSIOLOGIC, VITAL SIGNS |  | MODULEBLOODPRESSINV-Philips-M1006A | MODULEBLOODPRESSINV | M1006A |  |  |  | Philips | Module, Blood Pressure, INV |  | MODULEBLOODPRESSINV-Philips-M1006A |  | 8/15/13 |  |  | Covered PM Repair - Biomedical | MHHS-Southeast
NO | YES |  |  |  | 005-05076 | 005-05076 | Philips Medical Systems Cardiac and Monitoring Syste | M1006A |  | DE805J7101 | SE-OR-PACU | MHHS-Southeast |  | Module, Blood Pressure, INV |  | 005-05076 | 005-05076 | Southeast | MHHS-Southeast | SE-OR-PACU | SE - PR - PACU | 5/1/19 |  | 5/1/20 |  | MONITORS, PHYSIOLOGIC, VITAL SIGNS |  | MODULEBLOODPRESSINV-Philips-M1006A | MODULEBLOODPRESSINV | M1006A |  |  |  | Philips | Module, Blood Pressure, INV |  | MODULEBLOODPRESSINV-Philips-M1006A |  |  |  |  | Covered PM Repair - Biomedical | MHHS-Southeast
NO | YES |  |  |  |  | 013-11884 | Philips Medical Systems Cardiac and Monitoring Syste | M1006A |  | DE805I1291 | SW-Endoscopy | MHHS-Southwest |  | Module, Blood Pressure, INV |  |  | 013-11884 | Southwest | MHHS-Southwest | SW-Endoscopy | Bay 34 |  |  |  |  | MONITORS, PHYSIOLOGIC, VITAL SIGNS | Module, Blood Pressure, INV | MODULEBLOODPRESSINV-Philips-M1006A | MODULEBLOODPRESSINV | M1006A |  |  |  | Philips | Module, Blood Pressure, INV |  | MODULEBLOODPRESSINV-Philips-M1006A |  | 9/8/17 |  | MBPI-A | Covered PM Repair - Biomedical | MHHS-Southwest | [8 empty] | MODULEBLOODPRESSINV | Module, Blood Pressure, INV | Philips
NO | YES | [5 empty] | Philips Medical Systems Cardiac and Monitoring Syste | M1006A |  |  | Floor 2 | MHHS-Southwest |  | Module, Blood Pressure, INV |  |  |  | Southwest | Memorial Hermann Southwest Hospital | Floor 2 | Floor 2 | 11/1/19 |  |  |  | MONITORS, PHYSIOLOGIC, VITAL SIGNS | Module, Blood Pressure, INV | MODULEBLOODPRESSINV-Philips-M1006A | MODULEBLOODPRESSINV | M1006A |  |  |  | Philips | Module, Blood Pressure, INV |  | MODULEBLOODPRESSINV-Philips-M1006A |  | 9/8/17 |  | MBPI-A | Covered PM Repair - Biomedical | MHHS-Southwest | [8 empty] | MODULEBLOODPRESSINV | Module, Blood Pressure, INV | Philips
NO | YES |  |  |  |  | 013-03663 | Philips Medical Systems Cardiac and Monitoring Syste | M1006A |  |  | ICU D | MHHS-Southwest |  | Module, Blood Pressure, INV |  |  | 013-03663 | Southwest | Memorial Hermann Southwest Hospital | ICU D | ICU Room 30 | 11/1/19 |  |  | Unit locked in Rack | MONITORS, PHYSIOLOGIC, VITAL SIGNS | Module, Blood Pressure, INV | MODULEBLOODPRESSINV-Philips-M1006A | MODULEBLOODPRESSINV | M1006A |  |  |  | Philips | Module, Blood Pressure, INV |  | MODULEBLOODPRESSINV-Philips-M1006A |  | 2/1/17 |  | MBPI-A | Covered PM Repair - Biomedical | MHHS-Southwest | [8 empty] | MODULEBLOODPRESSINV | Module, Blood Pressure, INV | Philips
NO | YES |  |  |  | 013-02918 | 013-02918 | Philips Medical Systems Cardiac and Monitoring Syste | M1006A |  | 3410a78892 | SW-NICU | MHHS-Southwest |  | Module, Blood Pressure, INV |  | 013-02918 | 013-02918 | Southwest | MHHS-Southwest | SW-NICU | NICU | 3/1/19 |  |  |  | MONITORS, PHYSIOLOGIC, VITAL SIGNS | Module, Blood Pressure, INV | MODULEBLOODPRESSINV-Philips-M1006A | MODULEBLOODPRESSINV | M1006A |  |  |  | Philips | Module, Blood Pressure, INV |  | MODULEBLOODPRESSINV-Philips-M1006A |  | 2/13/20 |  | MBPI-A | Not Covered Vendor Only - Biomedical | MHHS-Southwest | [8 empty] | MODULEBLOODPRESSINV | Module, Blood Pressure, INV | Philips
NO | YES |  |  |  | 013-04527 | 013-04527 | Philips Medical Systems Cardiac and Monitoring Syste | M1006A |  | 3218A52558 | SW-NICU | MHHS-Southwest |  | Module, Blood Pressure, INV |  | 013-04527 | 013-04527 | Southwest | MHHS-Southwest | SW-NICU | NICU | 3/1/19 |  |  |  | MONITORS, PHYSIOLOGIC, VITAL SIGNS | Module, Blood Pressure, INV | MODULEBLOODPRESSINV-Philips-M1006A | MODULEBLOODPRESSINV | M1006A |  |  |  | Philips | Module, Blood Pressure, INV |  | MODULEBLOODPRESSINV-Philips-M1006A |  | 2/13/20 |  | MBPI-A | Not Covered Vendor Only - Biomedical | MHHS-Southwest | [8 empty] | MODULEBLOODPRESSINV | Module, Blood Pressure, INV | Philips
NO | YES |  |  |  |  | 013-03656 | Philips Medical Systems Cardiac and Monitoring Syste | M1006A |  | 3145A44094 | SW-NICU | MHHS-Southwest |  | Module, Blood Pressure, INV |  |  | 013-03656 | Southwest | MHHS-Southwest | SW-NICU | NICU | 10/1/19 |  |  |  | MONITORS, PHYSIOLOGIC, VITAL SIGNS | Module, Blood Pressure, INV | MODULEBLOODPRESSINV-Philips-M1006A | MODULEBLOODPRESSINV | M1006A |  |  |  | Philips | Module, Blood Pressure, INV |  | MODULEBLOODPRESSINV-Philips-M1006A |  | 2/13/20 |  | MBPI-A | Not Covered Vendor Only - Biomedical | MHHS-Southwest | [8 empty] | MODULEBLOODPRESSINV | Module, Blood Pressure, INV | Philips
YES | YES |  |  |  | 005-01565 | 005-01565 | Philips Medical Systems Cardiac and Monitoring Syste | M1006A |  | 3218A49653 | Surgery |  |  |  |  | 005-01565 | 005-01565 | TMC | Memorial Hermann-Texas Medical Center | Surgery | Hybrid
NO | NO | [5 empty] | Philips Medical Systems Cardiac and Monitoring Syste | M1006A |  | DE805I8720 | GH - CV ICU | MHHS-Greater Heights |  | Module, Blood Pressure, INV |  |  |  | Central & Greater Heights |  | GH - CV ICU | [5 empty] | MONITORS, PHYSIOLOGIC, VITAL SIGNS |  | MODULEBLOODPRESSINV-Philips-M1006A | MODULEBLOODPRESSINV | M1006A |  |  |  | Philips | Module, Blood Pressure, INV |  | MODULEBLOODPRESSINV-Philips-M1006A |  |  |  |  | Covered PM Repair - Biomedical | MHHS-Greater Heights
NO | NO |  |  |  | 009-03220 |  | Philips Medical Systems Cardiac and Monitoring Syste | M1006A |  | 3218A51359 | GH - ER | MHHS-Greater Heights |  | Module, Blood Pressure, INV |  | 009-03220 |  | Central & Greater Heights |  | GH - ER | [5 empty] | MONITORS, PHYSIOLOGIC, VITAL SIGNS |  | MODULEBLOODPRESSINV-Philips-M1006A | MODULEBLOODPRESSINV | M1006A |  |  |  | Philips | Module, Blood Pressure, INV |  | MODULEBLOODPRESSINV-Philips-M1006A |  |  |  |  | Covered PM Repair - Biomedical | MHHS-Greater Heights
NO | NO |  |  |  | 009-01735 |  | Philips Medical Systems Cardiac and Monitoring Syste | M1006A |  | 3218A27800 | GH - ICU | MHHS-Greater Heights |  | Module, Blood Pressure, INV |  | 009-01735 |  | Central & Greater Heights |  | GH - ICU | [5 empty] | MONITORS, PHYSIOLOGIC, VITAL SIGNS |  | MODULEBLOODPRESSINV-Philips-M1006A | MODULEBLOODPRESSINV | M1006A |  |  |  | Philips | Module, Blood Pressure, INV |  | MODULEBLOODPRESSINV-Philips-M1006A |  |  |  |  | Covered PM Repair - Biomedical | MHHS-Greater Heights
NO | NO | [5 empty] | Philips Medical Systems Cardiac and Monitoring Syste | M1006A |  | 2903A03327 | GH - ICU | MHHS-Greater Heights |  | Module, Blood Pressure, INV |  |  |  | Central & Greater Heights |  | GH - ICU | [5 empty] | MONITORS, PHYSIOLOGIC, VITAL SIGNS |  | MODULEBLOODPRESSINV-Philips-M1006A | MODULEBLOODPRESSINV | M1006A |  |  |  | Philips | Module, Blood Pressure, INV |  | MODULEBLOODPRESSINV-Philips-M1006A |  |  |  |  | Covered PM Repair - Biomedical | MHHS-Greater Heights
NO | NO | [5 empty] | Philips Medical Systems Cardiac and Monitoring Syste | M1006A |  | 2922A07825 | GH - ICU | MHHS-Greater Heights |  | Module, Blood Pressure, INV |  |  |  | Central & Greater Heights |  | GH - ICU | [5 empty] | MONITORS, PHYSIOLOGIC, VITAL SIGNS |  | MODULEBLOODPRESSINV-Philips-M1006A | MODULEBLOODPRESSINV | M1006A |  |  |  | Philips | Module, Blood Pressure, INV |  | MODULEBLOODPRESSINV-Philips-M1006A |  |  |  |  | Not Covered Vendor Only - Biomedical | MHHS-Greater Heights
NO | NO |  |  |  | 009-02456 |  | Philips Medical Systems Cardiac and Monitoring Syste | M1006A |  | 3005A10098 | GH - OR ANESTHESIA | MHHS-Greater Heights |  | Module, Blood Pressure, INV |  | 009-02456 |  | Central & Greater Heights |  | GH - OR ANESTHESIA | [5 empty] | MONITORS, PHYSIOLOGIC, VITAL SIGNS |  | MODULEBLOODPRESSINV-Philips-M1006A | MODULEBLOODPRESSINV | M1006A |  |  |  | Philips | Module, Blood Pressure, INV |  | MODULEBLOODPRESSINV-Philips-M1006A |  |  |  |  | Covered PM Repair - Biomedical | MHHS-Greater Heights
NO | NO |  |  |  | 009-04669 |  | Philips Medical Systems Cardiac and Monitoring Syste | M1006A |  | DE805I8722 | GH - OR ANESTHESIA | MHHS-Greater Heights |  | Module, Blood Pressure, INV |  | 009-04669 |  | Central & Greater Heights |  | GH - OR ANESTHESIA | [5 empty] | MONITORS, PHYSIOLOGIC, VITAL SIGNS |  | MODULEBLOODPRESSINV-Philips-M1006A | MODULEBLOODPRESSINV | M1006A |  |  |  | Philips | Module, Blood Pressure, INV |  | MODULEBLOODPRESSINV-Philips-M1006A |  |  |  |  | Covered PM Repair - Biomedical | MHHS-Greater Heights
NO | NO | [5 empty] | Philips Medical Systems Cardiac and Monitoring Syste | M1006A |  | DE805I8807 | GH - OR ANESTHESIA | MHHS-Greater Heights |  | Module, Blood Pressure, INV |  |  |  | Central & Greater Heights |  | GH - OR ANESTHESIA | [5 empty] | MONITORS, PHYSIOLOGIC, VITAL SIGNS |  | MODULEBLOODPRESSINV-Philips-M1006A | MODULEBLOODPRESSINV | M1006A |  |  |  | Philips | Module, Blood Pressure, INV |  | MODULEBLOODPRESSINV-Philips-M1006A |  |  |  |  | Not Covered Vendor Only - Biomedical | MHHS-Greater Heights
NO | NO |  |  |  | 005-01588 |  | Philips Medical Systems Cardiac and Monitoring Syste | M1006A |  | 3251A63066 | SE - ICU | MHHS-Southeast |  | Module, Blood Pressure, INV |  | 005-01588 |  | Southeast & Bay Area |  | SE - ICU | [5 empty] | MONITORS, PHYSIOLOGIC, VITAL SIGNS |  | MODULEBLOODPRESSINV-Philips-M1006A | MODULEBLOODPRESSINV | M1006A |  |  |  | Philips | Module, Blood Pressure, INV |  | MODULEBLOODPRESSINV-Philips-M1006A |  |  |  |  | Covered PM Repair - Biomedical | MHHS-Southeast
NO | NO |  |  |  | 005-01628 |  | Philips Medical Systems Cardiac and Monitoring Syste | M1006A |  | 3218A49671 | SE - ICU | MHHS-Southeast |  | Module, Blood Pressure, INV |  | 005-01628 |  | Southeast & Bay Area |  | SE - ICU | [5 empty] | MONITORS, PHYSIOLOGIC, VITAL SIGNS |  | MODULEBLOODPRESSINV-Philips-M1006A | MODULEBLOODPRESSINV | M1006A |  |  |  | Philips | Module, Blood Pressure, INV |  | MODULEBLOODPRESSINV-Philips-M1006A |  |  |  |  | Covered PM Repair - Biomedical | MHHS-Southeast
NO | NO |  |  |  | 005-01634 |  | Philips Medical Systems Cardiac and Monitoring Syste | M1006A |  | 3218A51250 | SE - ICU | MHHS-Southeast |  | Module, Blood Pressure, INV |  | 005-01634 |  | Southeast & Bay Area |  | SE - ICU | [5 empty] | MONITORS, PHYSIOLOGIC, VITAL SIGNS |  | MODULEBLOODPRESSINV-Philips-M1006A | MODULEBLOODPRESSINV | M1006A |  |  |  | Philips | Module, Blood Pressure, INV |  | MODULEBLOODPRESSINV-Philips-M1006A |  |  |  |  | Covered PM Repair - Biomedical | MHHS-Southeast
NO | NO |  |  |  | 005-01637 |  | Philips Medical Systems Cardiac and Monitoring Syste | M1006A |  | 3218A50173 | SE - IMCU | MHHS-Southeast |  | Module, Blood Pressure, INV |  | 005-01637 |  | Southeast & Bay Area |  | SE - IMCU | [5 empty] | MONITORS, PHYSIOLOGIC, VITAL SIGNS |  | MODULEBLOODPRESSINV-Philips-M1006A | MODULEBLOODPRESSINV | M1006A |  |  |  | Philips | Module, Blood Pressure, INV |  | MODULEBLOODPRESSINV-Philips-M1006A |  |  |  |  | Covered PM Repair - Biomedical | MHHS-Southeast
NO | NO | [5 empty] | Philips Medical Systems Cardiac and Monitoring Syste | M1006A |  |  | SW - ICU | MHHS-Southwest |  | Module, Blood Pressure, INV |  |  |  | Southwest |  | SW - ICU | [5 empty] | MONITORS, PHYSIOLOGIC, VITAL SIGNS |  | MODULEBLOODPRESSINV-Philips-M1006A | MODULEBLOODPRESSINV | M1006A |  |  |  | Philips | Module, Blood Pressure, INV |  | MODULEBLOODPRESSINV-Philips-M1006A |  |  |  |  | Covered PM Repair - Biomedical | MHHS-Southwest
NO | NO | [5 empty] | Philips Medical Systems Cardiac and Monitoring Syste | M1006A |  |  | SW - ICU | MHHS-Southwest |  | Module, Blood Pressure, INV |  |  |  | Southwest |  | SW - ICU | [5 empty] | MONITORS, PHYSIOLOGIC, VITAL SIGNS |  | MODULEBLOODPRESSINV-Philips-M1006A | MODULEBLOODPRESSINV | M1006A |  |  |  | Philips | Module, Blood Pressure, INV |  | MODULEBLOODPRESSINV-Philips-M1006A |  |  |  |  | Covered PM Repair - Biomedical | MHHS-Southwest
NO | NO | [5 empty] | Philips Medical Systems Cardiac and Monitoring Syste | M1006A |  | DE805J2501 | SW - ICU - CCU | MHHS-Southwest |  | Module, Blood Pressure, INV |  |  |  | Southwest |  | SW - ICU - CCU | [5 empty] | MONITORS, PHYSIOLOGIC, VITAL SIGNS |  | MODULEBLOODPRESSINV-Philips-M1006A | MODULEBLOODPRESSINV | M1006A |  |  |  | Philips | Module, Blood Pressure, INV |  | MODULEBLOODPRESSINV-Philips-M1006A |  |  |  |  | Covered PM Repair - Radiology, Low End | MHHS-Southwest
NO | NO | [5 empty] | Philips Medical Systems Cardiac and Monitoring Syste | M1006A |  | DE805J2503 | SW - ICU - CCU | MHHS-Southwest |  | Module, Blood Pressure, INV |  |  |  | Southwest |  | SW - ICU - CCU | [5 empty] | MONITORS, PHYSIOLOGIC, VITAL SIGNS |  | MODULEBLOODPRESSINV-Philips-M1006A | MODULEBLOODPRESSINV | M1006A |  |  |  | Philips | Module, Blood Pressure, INV |  | MODULEBLOODPRESSINV-Philips-M1006A |  |  |  |  | Not Covered Vendor Only - Biomedical | MHHS-Southwest
NO | NO | [5 empty] | Philips Medical Systems Cardiac and Monitoring Syste | M1006A |  | 3126A43895 | SW - ICU - CCU | MHHS-Southwest |  | Module, Blood Pressure, INV |  |  |  | Southwest |  | SW - ICU - CCU | [5 empty] | MONITORS, PHYSIOLOGIC, VITAL SIGNS |  | MODULEBLOODPRESSINV-Philips-M1006A | MODULEBLOODPRESSINV | M1006A |  |  |  | Philips | Module, Blood Pressure, INV |  | MODULEBLOODPRESSINV-Philips-M1006A |  |  |  |  | Covered PM Repair - Biomedical | MHHS-Southwest
NO | NO | [5 empty] | Philips Medical Systems Cardiac and Monitoring Syste | M1006A |  | 3410A78894 | SW - ICU - CCU | MHHS-Southwest |  | Module, Blood Pressure, INV |  |  |  | Southwest |  | SW - ICU - CCU | [5 empty] | MONITORS, PHYSIOLOGIC, VITAL SIGNS |  | MODULEBLOODPRESSINV-Philips-M1006A | MODULEBLOODPRESSINV | M1006A |  |  |  | Philips | Module, Blood Pressure, INV |  | MODULEBLOODPRESSINV-Philips-M1006A |  |  |  |  | Covered PM Repair - Biomedical | MHHS-Southwest
NO | NO | [5 empty] | Philips Medical Systems Cardiac and Monitoring Syste | M1006A |  | DE805H7045 | SW - NEUOROLOGY | MHHS-Southwest |  | Module, Blood Pressure, INV |  |  |  | Southwest |  | SW - NEUOROLOGY | [5 empty] | MONITORS, PHYSIOLOGIC, VITAL SIGNS |  | MODULEBLOODPRESSINV-Philips-M1006A | MODULEBLOODPRESSINV | M1006A |  |  |  | Philips | Module, Blood Pressure, INV |  | MODULEBLOODPRESSINV-Philips-M1006A |  |  |  |  | Covered PM Repair - Biomedical | MHHS-Southwest
NO | NO | [5 empty] | Philips Medical Systems Cardiac and Monitoring Syste | M1006A |  | DE805H7046 | SW - NEUOROLOGY | MHHS-Southwest |  | Module, Blood Pressure, INV |  |  |  | Southwest |  | SW - NEUOROLOGY | [5 empty] | MONITORS, PHYSIOLOGIC, VITAL SIGNS |  | MODULEBLOODPRESSINV-Philips-M1006A | MODULEBLOODPRESSINV | M1006A |  |  |  | Philips | Module, Blood Pressure, INV |  | MODULEBLOODPRESSINV-Philips-M1006A |  |  |  |  | Not Covered Vendor Only - Biomedical | MHHS-Southwest
NO | NO | [5 empty] | Philips Medical Systems Cardiac and Monitoring Syste | M1006A |  | DE805H7044 | SW - NEUOROLOGY | MHHS-Southwest |  | Module, Blood Pressure, INV |  |  |  | Southwest |  | SW - NEUOROLOGY | [5 empty] | MONITORS, PHYSIOLOGIC, VITAL SIGNS |  | MODULEBLOODPRESSINV-Philips-M1006A | MODULEBLOODPRESSINV | M1006A |  |  |  | Philips | Module, Blood Pressure, INV |  | MODULEBLOODPRESSINV-Philips-M1006A |  |  |  |  | Covered PM Repair - Biomedical | MHHS-Southwest
NO | NO | [5 empty] | Philips Medical Systems Cardiac and Monitoring Syste | M1006A |  | 3251A56034 | SW - RESPIRATORY | MHHS-Southwest |  | Module, Blood Pressure, INV |  |  |  | Southwest |  | SW - RESPIRATORY | [5 empty] | MONITORS, PHYSIOLOGIC, VITAL SIGNS |  | MODULEBLOODPRESSINV-Philips-M1006A | MODULEBLOODPRESSINV | M1006A |  |  |  | Philips | Module, Blood Pressure, INV |  | MODULEBLOODPRESSINV-Philips-M1006A |  |  |  |  | Covered PM Repair - Biomedical | MHHS-Southwest
NO | NO | [5 empty] | Philips Medical Systems Cardiac and Monitoring Syste | M1006A |  | 3145A46653 | TMC - CHILDRENS - NICU (7HP) | MHHS-TMC |  | Module, Blood Pressure, INV |  |  |  | TMC |  | TMC - CHILDRENS - NICU (7HP) | [5 empty] | MONITORS, PHYSIOLOGIC, VITAL SIGNS |  | MODULEBLOODPRESSINV-Philips-M1006A | MODULEBLOODPRESSINV | M1006A |  |  |  | Philips | Module, Blood Pressure, INV |  | MODULEBLOODPRESSINV-Philips-M1006A |  |  |  |  | Covered PM Repair - Biomedical | MHHS-TMC
NO | NO | [5 empty] | Philips Medical Systems Cardiac and Monitoring Syste | M1006A |  | 3251A58880 | TMC - CHILDRENS - PICU (9HP) | MHHS-TMC |  | Module, Blood Pressure, INV |  |  |  | TMC |  | TMC - CHILDRENS - PICU (9HP) | [5 empty] | MONITORS, PHYSIOLOGIC, VITAL SIGNS |  | MODULEBLOODPRESSINV-Philips-M1006A | MODULEBLOODPRESSINV | M1006A |  |  |  | Philips | Module, Blood Pressure, INV |  | MODULEBLOODPRESSINV-Philips-M1006A |  |  |  |  | Covered PM Repair - Biomedical | MHHS-TMC
NO | NO | [5 empty] | Philips Medical Systems Cardiac and Monitoring Syste | M1006A |  | 3251A58884 | TMC - CHILDRENS - PICU (9HP) | MHHS-TMC |  | Module, Blood Pressure, INV |  |  |  | TMC |  | TMC - CHILDRENS - PICU (9HP) | [5 empty] | MONITORS, PHYSIOLOGIC, VITAL SIGNS |  | MODULEBLOODPRESSINV-Philips-M1006A | MODULEBLOODPRESSINV | M1006A |  |  |  | Philips | Module, Blood Pressure, INV |  | MODULEBLOODPRESSINV-Philips-M1006A |  |  |  |  | Covered PM Repair - Biomedical | MHHS-TMC
NO | NO | [5 empty] | Philips Medical Systems Cardiac and Monitoring Syste | M1006A |  | 3145A44254 | TMC - CHILDRENS - PICU (9HP) | MHHS-TMC |  | Module, Blood Pressure, INV |  |  |  | TMC |  | TMC - CHILDRENS - PICU (9HP) | [5 empty] | MONITORS, PHYSIOLOGIC, VITAL SIGNS |  | MODULEBLOODPRESSINV-Philips-M1006A | MODULEBLOODPRESSINV | M1006A |  |  |  | Philips | Module, Blood Pressure, INV |  | MODULEBLOODPRESSINV-Philips-M1006A |  |  |  |  | Covered PM Repair - Biomedical | MHHS-TMC
NO | YES |  |  |  |  | DE805G3436 | Philips Medical Systems Cardiac and Monitoring Syste | M1006B |  | DE805G3436 | GH-OR Anesthesia | MHHS-Greater Heights |  | Module, Blood Pressure, INV |  |  | DE805G3436 | Central | MHHS-Greater Heights | GH-OR Anesthesia | OR | 3/1/19 |  | 3/1/20 |  | MONITORS, PHYSIOLOGIC, VITAL SIGNS | Module, Blood Pressure, INV | MODULEBLOODPRESSINV-Philips-M1006B | MODULEBLOODPRESSINV | M1006B |  |  |  | Philips | Module, Blood Pressure, INV |  | MODULEBLOODPRESSINV-Philips-M1006B |  | 12/1/13 |  | MBPI-A | Covered PM Repair - Biomedical | MHHS-Greater Heights | [8 empty] | MODULEBLOODPRESSINV | Module, Blood Pressure, INV | Philips
NO | YES | [5 empty] | Philips Medical Systems Cardiac and Monitoring Syste | M1006B |  | 3805A63847 | GH-OR | MHHS-Greater Heights |  | Module, Blood Pressure, INV |  |  |  | Central Greater Heights | MHHS-Greater Heights | GH-OR | Room 6 | 3/1/20 |  | 3/1/21 |  | MONITORS, PHYSIOLOGIC, VITAL SIGNS | Module, Blood Pressure, INV | MODULEBLOODPRESSINV-Philips-M1006B | MODULEBLOODPRESSINV | M1006B |  |  |  | Philips | Module, Blood Pressure, INV |  | MODULEBLOODPRESSINV-Philips-M1006B |  | 6/1/14 |  | MBPI-A | Covered PM Repair - Biomedical | MHHS-Greater Heights | [8 empty] | MODULEBLOODPRESSINV | Module, Blood Pressure, INV | Philips
NO | YES | [5 empty] | Philips Medical Systems Cardiac and Monitoring Syste | M1006B |  | DE805A2678 | GH-PACU | MHHS-Greater Heights |  | Module, Blood Pressure, INV |  |  |  | Central & Greater Heights | MHHS-Greater Heights | GH-PACU | Room 18 | 3/1/19 |  | 3/1/21 |  | MONITORS, PHYSIOLOGIC, VITAL SIGNS | Module, Blood Pressure, INV | MODULEBLOODPRESSINV-Philips-M1006B | MODULEBLOODPRESSINV | M1006B |  |  |  | Philips | Module, Blood Pressure, INV |  | MODULEBLOODPRESSINV-Philips-M1006B |  | 12/2/13 |  | MBPI-A | Covered PM Repair - Biomedical | MHHS-Greater Heights | [8 empty] | MODULEBLOODPRESSINV | Module, Blood Pressure, INV | Philips
NO | YES |  |  |  |  | 009-01745 | Philips Medical Systems Cardiac and Monitoring Syste | M1006B |  | 3436A04001 | GH-PACU | MHHS-Greater Heights |  | Module, Blood Pressure, INV |  |  | 009-01745 | Central | MHHS-Greater Heights | GH-PACU | PACU | 3/1/19 |  | 3/1/21 |  | MONITORS, PHYSIOLOGIC, VITAL SIGNS | Module, Blood Pressure, INV | MODULEBLOODPRESSINV-Philips-M1006B | MODULEBLOODPRESSINV | M1006B |  |  |  | Philips | Module, Blood Pressure, INV |  | MODULEBLOODPRESSINV-Philips-M1006B |  |  |  | MBPI-A | Covered PM Repair - Biomedical | MHHS-Greater Heights | [8 empty] | MODULEBLOODPRESSINV | Module, Blood Pressure, INV | Philips
NO | YES |  |  |  | 133-00528 | 133-00528 | Philips Medical Systems Cardiac and Monitoring Syste | M1006B |  | 3805A62071 | Katy-Biomedical Services | MHHS-Katy |  | Module, Blood Pressure, INV |  | 133-00528 | 133-00528 | Katy | MHHS-Katy | Katy-Biomedical Services | Biomed shop | 7/1/19 | 7/1/20 |  |  | MONITORS, PHYSIOLOGIC, VITAL SIGNS | Module, Blood Pressure, INV | MODULEBLOODPRESSINV-Philips-M1006B | MODULEBLOODPRESSINV | M1006B |  |  |  | Philips | Module, Blood Pressure, INV |  | MODULEBLOODPRESSINV-Philips-M1006B |  | 3/3/15 |  | MBPI-A | Covered PM Repair - Biomedical | MHHS-Katy | [8 empty] | MODULEBLOODPRESSINV | Module, Blood Pressure, INV | Philips
NO | YES |  |  |  | 133-00632 | 133-00632 | Philips Medical Systems Cardiac and Monitoring Syste | M1006B |  | 3422A01139 | Katy-Biomedical Services | MHHS-Katy |  | Module, Blood Pressure, INV |  | 133-00632 | 133-00632 | Katy | MHHS-Katy | Katy-Biomedical Services | Biomed shop | 7/1/19 |  |  |  | MONITORS, PHYSIOLOGIC, VITAL SIGNS | Module, Blood Pressure, INV | MODULEBLOODPRESSINV-Philips-M1006B | MODULEBLOODPRESSINV | M1006B |  |  |  | Philips | Module, Blood Pressure, INV |  | MODULEBLOODPRESSINV-Philips-M1006B |  |  |  | MBPI-A | Covered PM Repair - Biomedical | MHHS-Katy | [8 empty] | MODULEBLOODPRESSINV | Module, Blood Pressure, INV | Philips
NO | YES |  |  |  | 133-02706 | 133-02706 | Philips Medical Systems Cardiac and Monitoring Syste | M1006B |  | DE805J6892 | Katy-PACU | MHHS-Katy |  | Module, Blood Pressure, INV |  | 133-02706 | 133-02706 | Katy | MHHS-Katy | Katy-PACU | Endoscopy 1 |  |  |  |  | MONITORS, PHYSIOLOGIC, VITAL SIGNS | Module, Blood Pressure, INV | MODULEBLOODPRESSINV-Philips-M1006B | MODULEBLOODPRESSINV | M1006B |  |  |  | Philips | Module, Blood Pressure, INV |  | MODULEBLOODPRESSINV-Philips-M1006B |  |  |  | MBPI-A | Covered PM Repair - Biomedical | MHHS-Katy | [8 empty] | MODULEBLOODPRESSINV | Module, Blood Pressure, INV | Philips
NO | YES |  |  |  | 133-00423 | 133-00423 | Philips Medical Systems Cardiac and Monitoring Syste | M1006B |  | 3805A61876 | Katy-Biomedical Services | MHHS-Katy |  | Module, Blood Pressure, INV |  | 133-00423 | 133-00423 | Katy | MHHS-Katy | Katy-Biomedical Services | Biomed shop | 3/1/19 |  |  |  | MONITORS, PHYSIOLOGIC, VITAL SIGNS | Module, Blood Pressure, INV | MODULEBLOODPRESSINV-Philips-M1006B | MODULEBLOODPRESSINV | M1006B |  |  |  | Philips | Module, Blood Pressure, INV |  | MODULEBLOODPRESSINV-Philips-M1006B |  |  |  | MBPI-A | Covered PM Repair - Biomedical | MHHS-Katy | [8 empty] | MODULEBLOODPRESSINV | Module, Blood Pressure, INV | Philips
NO | YES |  |  |  | 133-00529 | 133-00529 | Philips Medical Systems Cardiac and Monitoring Syste | M1006B |  | 3805A62066 | Katy-ICU | MHHS-Katy |  | Module, Blood Pressure, INV |  | 133-00529 | 133-00529 | Katy | MHHS-Katy | Katy-ICU | ICU 20 | 1/1/19 | 1/1/20 |  |  | MONITORS, PHYSIOLOGIC, VITAL SIGNS | Module, Blood Pressure, INV | MODULEBLOODPRESSINV-Philips-M1006B | MODULEBLOODPRESSINV | M1006B |  |  |  | Philips | Module, Blood Pressure, INV |  | MODULEBLOODPRESSINV-Philips-M1006B |  |  |  | MBPI-A | Covered PM Repair - Biomedical | MHHS-Katy | [8 empty] | MODULEBLOODPRESSINV | Module, Blood Pressure, INV | Philips
NO | YES |  |  |  | 133-00603 | 133-00603 | Philips Medical Systems Cardiac and Monitoring Syste | M1006B |  | 3805A62065 | Katy-ICU | MHHS-Katy |  | Module, Blood Pressure, INV |  | 133-00603 | 133-00603 | Katy | MHHS-Katy | Katy-ICU | ICU 5 | 11/1/19 | 11/1/20 |  |  | MONITORS, PHYSIOLOGIC, VITAL SIGNS | Module, Blood Pressure, INV | MODULEBLOODPRESSINV-Philips-M1006B | MODULEBLOODPRESSINV | M1006B |  |  |  | Philips | Module, Blood Pressure, INV |  | MODULEBLOODPRESSINV-Philips-M1006B |  |  |  | MBPI-A | Covered PM Repair - Biomedical | MHHS-Katy | [8 empty] | MODULEBLOODPRESSINV | Module, Blood Pressure, INV | Philips
NO | YES |  |  |  | 133-00607 | 133-00607 | Philips Medical Systems Cardiac and Monitoring Syste | M1006B |  | 3805A61933 | Katy-ICU | MHHS-Katy |  | Module, Blood Pressure, INV |  | 133-00607 | 133-00607 | Katy | MHHS-Katy | Katy-ICU | ICU 8 | 12/1/19 | 12/1/20 |  |  | MONITORS, PHYSIOLOGIC, VITAL SIGNS | Module, Blood Pressure, INV | MODULEBLOODPRESSINV-Philips-M1006B | MODULEBLOODPRESSINV | M1006B |  |  |  | Philips | Module, Blood Pressure, INV |  | MODULEBLOODPRESSINV-Philips-M1006B |  |  |  | MBPI-A | Covered PM Repair - Biomedical | MHHS-Katy | [8 empty] | MODULEBLOODPRESSINV | Module, Blood Pressure, INV | Philips
NO | YES |  |  |  | 133-00659 | 133-00659 | Philips Medical Systems Cardiac and Monitoring Syste | M1006B |  | 3805A62068 | Katy-ICU | MHHS-Katy |  | Module, Blood Pressure, INV |  | 133-00659 | 133-00659 | Katy | MHHS-Katy | Katy-ICU | Room 6 | 12/1/19 | 12/1/20 |  |  | MONITORS, PHYSIOLOGIC, VITAL SIGNS | Module, Blood Pressure, INV | MODULEBLOODPRESSINV-Philips-M1006B | MODULEBLOODPRESSINV | M1006B |  |  |  | Philips | Module, Blood Pressure, INV |  | MODULEBLOODPRESSINV-Philips-M1006B |  |  |  | MBPI-A | Covered PM Repair - Biomedical | MHHS-Katy | [8 empty] | MODULEBLOODPRESSINV | Module, Blood Pressure, INV | Philips
NO | YES |  |  |  | 133-00660 | 133-00660 | Philips Medical Systems Cardiac and Monitoring Syste | M1006B |  | 3805A62124 | Katy-Biomedical Services | MHHS-Katy |  | Module, Blood Pressure, INV |  | 133-00660 | 133-00660 | Katy | MHHS-Katy | Katy-Biomedical Services | Biomed shop | 7/1/19 | 7/1/20 |  |  | MONITORS, PHYSIOLOGIC, VITAL SIGNS | Module, Blood Pressure, INV | MODULEBLOODPRESSINV-Philips-M1006B | MODULEBLOODPRESSINV | M1006B |  |  |  | Philips | Module, Blood Pressure, INV |  | MODULEBLOODPRESSINV-Philips-M1006B |  | 10/1/19 |  | MBPI-A | Covered PM Repair - Biomedical | MHHS-Katy | [8 empty] | MODULEBLOODPRESSINV | Module, Blood Pressure, INV | Philips
NO | YES |  |  |  | 133-01481 | 133-01481 | Philips Medical Systems Cardiac and Monitoring Syste | M1006B |  | DE805A6858 | Katy-Nursery | MHHS-Katy |  | Module, Blood Pressure, INV |  | 133-01481 | 133-01481 | Katy | MHHS-Katy | Katy-Nursery | NICU | 7/1/19 | 7/1/20 |  |  | MONITORS, PHYSIOLOGIC, VITAL SIGNS | Module, Blood Pressure, INV | MODULEBLOODPRESSINV-Philips-M1006B | MODULEBLOODPRESSINV | M1006B |  |  |  | Philips | Module, Blood Pressure, INV |  | MODULEBLOODPRESSINV-Philips-M1006B |  |  |  | MBPI-A | Covered PM Repair - Biomedical | MHHS-Katy | [8 empty] | MODULEBLOODPRESSINV | Module, Blood Pressure, INV | Philips
NO | YES |  |  |  | 133-00258 | 133-00258 | Philips Medical Systems Cardiac and Monitoring Syste | M1006B |  | 3805A58285 | Katy-OR | MHHS-Katy |  | Module, Blood Pressure, INV |  | 133-00258 | 133-00258 | Katy | MHHS-Katy | Katy-OR | OR 11 | 2/1/06 |  |  |  | MONITORS, PHYSIOLOGIC, VITAL SIGNS | Module, Blood Pressure, INV | MODULEBLOODPRESSINV-Philips-M1006B | MODULEBLOODPRESSINV | M1006B |  |  |  | Philips | Module, Blood Pressure, INV |  | MODULEBLOODPRESSINV-Philips-M1006B |  | 4/1/16 |  | MBPI-A | Covered PM Repair - Biomedical | MHHS-Katy | [8 empty] | MODULEBLOODPRESSINV | Module, Blood Pressure, INV | Philips
NO | YES |  |  |  | 133-02515 | 133-02515 | Philips Medical Systems Cardiac and Monitoring Syste | M1006B |  | DE805I3814 | Katy-OR | MHHS-Katy |  | Module, Blood Pressure, INV |  | 133-02515 | 133-02515 | Katy | MHHS-Katy | Katy-OR | OR10 | 7/1/19 | 7/1/20 |  |  | MONITORS, PHYSIOLOGIC, VITAL SIGNS | Module, Blood Pressure, INV | MODULEBLOODPRESSINV-Philips-M1006B | MODULEBLOODPRESSINV | M1006B |  |  |  | Philips | Module, Blood Pressure, INV |  | MODULEBLOODPRESSINV-Philips-M1006B |  | 4/1/16 |  | MBPI-A | Covered PM Repair - Biomedical | MHHS-Katy | [8 empty] | MODULEBLOODPRESSINV | Module, Blood Pressure, INV | Philips
NO | YES |  |  |  | 133-02525 | 133-02525 | Philips Medical Systems Cardiac and Monitoring Syste | M1006B |  | DE805I3815 | Katy-OR | MHHS-Katy |  | Module, Blood Pressure, INV |  | 133-02525 | 133-02525 | Katy | MHHS-Katy | Katy-OR | OR1 | 7/1/19 | 7/1/20 |  |  | MONITORS, PHYSIOLOGIC, VITAL SIGNS | Module, Blood Pressure, INV | MODULEBLOODPRESSINV-Philips-M1006B | MODULEBLOODPRESSINV | M1006B |  |  |  | Philips | Module, Blood Pressure, INV |  | MODULEBLOODPRESSINV-Philips-M1006B |  | 4/1/16 |  | MBPI-A | Covered PM Repair - Biomedical | MHHS-Katy | [8 empty] | MODULEBLOODPRESSINV | Module, Blood Pressure, INV | Philips
NO | YES |  |  |  | 133-02690 | 133-02690 | Philips Medical Systems Cardiac and Monitoring Syste | M1006B |  | DE805J6886 | Katy-OR | MHHS-Katy |  | Module, Blood Pressure, INV |  | 133-02690 | 133-02690 | Katy | MHHS-Katy | Katy-OR | OR 4 | 7/1/19 | 7/1/20 |  |  | MONITORS, PHYSIOLOGIC, VITAL SIGNS | Module, Blood Pressure, INV | MODULEBLOODPRESSINV-Philips-M1006B | MODULEBLOODPRESSINV | M1006B |  |  |  | Philips | Module, Blood Pressure, INV |  | MODULEBLOODPRESSINV-Philips-M1006B |  | 4/1/16 |  | MBPI-A | Covered PM Repair - Biomedical | MHHS-Katy | [8 empty] | MODULEBLOODPRESSINV | Module, Blood Pressure, INV | Philips
NO | YES |  |  |  | 133-06098 | 133-06098 | Philips Medical Systems Cardiac and Monitoring Syste | M1006B |  | DE805M2200 | Katy-OR | MHHS-Katy |  | Module, Blood Pressure, INV |  | 133-06098 | 133-06098 | Katy | MHHS-Katy | Katy-OR | OR 6 | 11/1/19 | 11/1/20 |  |  | MONITORS, PHYSIOLOGIC, VITAL SIGNS | Module, Blood Pressure, INV | MODULEBLOODPRESSINV-Philips-M1006B | MODULEBLOODPRESSINV | M1006B |  |  |  | Philips | Module, Blood Pressure, INV |  | MODULEBLOODPRESSINV-Philips-M1006B |  | 4/1/16 |  | MBPI-A | Covered PM Repair - Biomedical | MHHS-Katy | [8 empty] | MODULEBLOODPRESSINV | Module, Blood Pressure, INV | Philips
NO | YES |  |  |  | 133-02596 | 133-02596 | Philips Medical Systems Cardiac and Monitoring Syste | M1006B |  | DE805J1705 | Katy-OR | MHHS-Katy |  | Module, Blood Pressure, INV |  | 133-02596 | 133-02596 | Katy | MHHS-Katy | Katy-OR | C SECTION OR1 | 6/1/19 | 6/1/20 |  |  | MONITORS, PHYSIOLOGIC, VITAL SIGNS | Module, Blood Pressure, INV | MODULEBLOODPRESSINV-Philips-M1006B | MODULEBLOODPRESSINV | M1006B |  |  |  | Philips | Module, Blood Pressure, INV |  | MODULEBLOODPRESSINV-Philips-M1006B |  | 4/1/16 |  | MBPI-A | Covered PM Repair - Biomedical | MHHS-Katy | [8 empty] | MODULEBLOODPRESSINV | Module, Blood Pressure, INV | Philips
NO | YES |  |  |  | 133-02697 | 133-02697 | Philips Medical Systems Cardiac and Monitoring Syste | M1006B |  | DE805J6890 | Katy-Labor & Delivery OR | MHHS-Katy |  | Module, Blood Pressure, INV |  | 133-02697 | 133-02697 | Katy | MHHS-Katy | Katy-Labor & Delivery OR | Csection or 2 | 6/1/19 | 6/1/20 |  |  | MONITORS, PHYSIOLOGIC, VITAL SIGNS | Module, Blood Pressure, INV | MODULEBLOODPRESSINV-Philips-M1006B | MODULEBLOODPRESSINV | M1006B |  |  |  | Philips | Module, Blood Pressure, INV |  | MODULEBLOODPRESSINV-Philips-M1006B |  | 4/1/16 |  | MBPI-A | Covered PM Repair - Biomedical | MHHS-Katy | [8 empty] | MODULEBLOODPRESSINV | Module, Blood Pressure, INV | Philips
NO | YES |  |  |  | 041-32093 | 041-32093 | Philips Medical Systems Cardiac and Monitoring Syste | M1006B |  | 3523A26952 | MEMORIAL CITY - Endo | MHHS-Mem City |  | Module, Blood Pressure, INV |  | 041-32093 | 041-32093 | West | MEMORIAL CITY - MEMORIAL HERMANN WEST TOWER | MEMORIAL CITY - Endo | 148 Procedure Room 5 |  |  |  |  | MONITORS, PHYSIOLOGIC, VITAL SIGNS |  | MODULEBLOODPRESSINV-Philips-M1006B | MODULEBLOODPRESSINV | M1006B |  |  |  | Philips | Module, Blood Pressure, INV |  | MODULEBLOODPRESSINV-Philips-M1006B |  |  |  |  | Covered PM Repair - Biomedical | MHHS-Mem City
NO | YES |  |  |  | 041-02151 | 041-02151 | Philips Medical Systems Cardiac and Monitoring Syste | M1006B |  | 3436A03790 | MEMORIAL CITY - CATH LAB | MHHS-Mem City |  | Module, Blood Pressure, INV |  | 041-02151 | 041-02151 | West | Memorial herman heart and vascular - memorial city | MEMORIAL CITY - CATH LAB | Ct room 2 |  |  |  |  | MONITORS, PHYSIOLOGIC, VITAL SIGNS |  | MODULEBLOODPRESSINV-Philips-M1006B | MODULEBLOODPRESSINV | M1006B |  |  |  | Philips | Module, Blood Pressure, INV |  | MODULEBLOODPRESSINV-Philips-M1006B |  |  |  |  | Covered PM Repair - Biomedical | MHHS-Mem City
NO | YES |  |  |  |  | 041-02144 | Philips Medical Systems Cardiac and Monitoring Syste | M1006B |  | 3805G55198 | MEMORIAL CITY - MOR | MHHS-Mem City |  | Module, Blood Pressure, INV |  |  | 041-02144 | West | Memorial Hermann Memorial City Medical Center | MEMORIAL CITY - MOR | MEMORIAL CITY - MOR |  |  |  |  | MONITORS, PHYSIOLOGIC, VITAL SIGNS |  | MODULEBLOODPRESSINV-Philips-M1006B | MODULEBLOODPRESSINV | M1006B |  |  |  | Philips | Module, Blood Pressure, INV |  | MODULEBLOODPRESSINV-Philips-M1006B |  |  |  |  | Covered PM Repair - Biomedical | MHHS-Mem City
NO | YES |  |  |  |  | J03599 | Philips Medical Systems Cardiac and Monitoring Syste | M1006B |  | 3523A20882 | MEMORIAL CITY - MOR | MHHS-Mem City |  | Module, Blood Pressure, INV |  |  | J03599 | West | Memorial City - Memorial Hermann Hospital | MEMORIAL CITY - MOR | E2 321 Surgery Rm 6 |  |  |  |  | MONITORS, PHYSIOLOGIC, VITAL SIGNS |  | MODULEBLOODPRESSINV-Philips-M1006B | MODULEBLOODPRESSINV | M1006B |  |  |  | Philips | Module, Blood Pressure, INV |  | MODULEBLOODPRESSINV-Philips-M1006B |  |  |  |  | Covered PM Repair - Biomedical | MHHS-Mem City
NO | YES | [5 empty] | Philips Medical Systems Cardiac and Monitoring Syste | M1006B |  | 3805G53558 | MEMORIAL CITY - Anesthesiology | MHHS-Mem City |  | Module, Blood Pressure, INV |  |  |  | West | Memorial Hermann Memorial City Medical Center | MEMORIAL CITY - Anesthesiology | Surgery Procedure Room 10 |  |  |  | No pm sticker | MONITORS, PHYSIOLOGIC, VITAL SIGNS |  | MODULEBLOODPRESSINV-Philips-M1006B | MODULEBLOODPRESSINV | M1006B |  |  |  | Philips | Module, Blood Pressure, INV |  | MODULEBLOODPRESSINV-Philips-M1006B |  |  |  |  | Covered PM Repair - Biomedical | MHHS-Mem City
NO | YES |  |  |  |  | 041-01333 | Philips Medical Systems Cardiac and Monitoring Syste | M1006B |  | 3523A26956 | MEMORIAL CITY - MOR | MHHS-Mem City |  | Module, Blood Pressure, INV |  |  | 041-01333 | West | Memorial City - Memorial Hermann Hospital | MEMORIAL CITY - MOR | MOR 11 |  |  |  |  | MONITORS, PHYSIOLOGIC, VITAL SIGNS |  | MODULEBLOODPRESSINV-Philips-M1006B | MODULEBLOODPRESSINV | M1006B |  |  |  | Philips | Module, Blood Pressure, INV |  | MODULEBLOODPRESSINV-Philips-M1006B |  |  |  |  | Not Covered Vendor Only - Biomedical | MHHS-Mem City
NO | YES | [5 empty] | Philips Medical Systems Cardiac and Monitoring Syste | M1006B |  | 3805A63886 | MEMORIAL CITY - MOR | MHHS-Mem City |  | Module, Blood Pressure, INV |  |  |  | West | Memorial city -memorial herman hospital center | MEMORIAL CITY - MOR | Procedure room 2 |  |  |  | No pm found | MONITORS, PHYSIOLOGIC, VITAL SIGNS |  | MODULEBLOODPRESSINV-Philips-M1006B | MODULEBLOODPRESSINV | M1006B |  |  |  | Philips | Module, Blood Pressure, INV |  | MODULEBLOODPRESSINV-Philips-M1006B |  |  |  |  | Not Covered Vendor Only - Biomedical | MHHS-Mem City
NO | YES |  |  |  |  | 041-06309 | Philips Medical Systems Cardiac and Monitoring Syste | M1006B |  | DE805F6995 | MEMORIAL CITY - MOR RECOVERY | MHHS-Mem City |  | Module, Blood Pressure, INV |  |  | 041-06309 | West | Memorial City - Memorial Hermann Hospital East Tower | MEMORIAL CITY - MOR RECOVERY | Bay 8 |  |  |  |  | MONITORS, PHYSIOLOGIC, VITAL SIGNS |  | MODULEBLOODPRESSINV-Philips-M1006B | MODULEBLOODPRESSINV | M1006B |  |  |  | Philips | Module, Blood Pressure, INV |  | MODULEBLOODPRESSINV-Philips-M1006B |  |  |  |  | Covered PM Repair - Biomedical | MHHS-Mem City
NO | YES |  |  |  | 041-07592 | 041-07592 | Philips Medical Systems Cardiac and Monitoring Syste | M1006B |  | DE805F8517 | MEMORIAL CITY - OUTPATIENT SURGERY | MHHS-Mem City |  | Module, Blood Pressure, INV |  | 041-07592 | 041-07592 | West | Memorial Hermann Memorial City Medical Center | MEMORIAL CITY - OUTPATIENT SURGERY | Memorial City - Day Surgery Room W1 300.82 OR14 |  |  |  |  | MONITORS, PHYSIOLOGIC, VITAL SIGNS |  | MODULEBLOODPRESSINV-Philips-M1006B | MODULEBLOODPRESSINV | M1006B |  |  |  | Philips | Module, Blood Pressure, INV |  | MODULEBLOODPRESSINV-Philips-M1006B |  |  |  |  | Covered PM Repair - Biomedical | MHHS-Mem City
NO | YES |  |  |  |  | 041-07591 | Philips Medical Systems Cardiac and Monitoring Syste | M1006B |  | DE805F8516 | MEMORIAL CITY - MOR | MHHS-Mem City |  | Module, Blood Pressure, INV |  |  | 041-07591 | West | Memorial City - Memorial Hermann Hospital | MEMORIAL CITY - MOR | MOR 11 |  |  |  |  | MONITORS, PHYSIOLOGIC, VITAL SIGNS |  | MODULEBLOODPRESSINV-Philips-M1006B | MODULEBLOODPRESSINV | M1006B |  |  |  | Philips | Module, Blood Pressure, INV |  | MODULEBLOODPRESSINV-Philips-M1006B |  |  |  |  | Covered PM Repair - Biomedical | MHHS-Mem City
NO | YES |  |  |  | 005-04752 | 005-04752 | Philips Medical Systems Cardiac and Monitoring Syste | M1006B |  | DE805H7807 | Pearland-OR-Anesthesia | MHHS-Pearland Hospital |  | Module, Blood Pressure, INV |  | 005-04752 | 005-04752 | Pearland | MHHS-Pearland Hospital | Pearland-OR-Anesthesia | Biomed shop | 1/1/19 | 1/1/20 |  |  | MONITORS, PHYSIOLOGIC, VITAL SIGNS | Module, Blood Pressure, INV | MODULEBLOODPRESSINV-Philips-M1006B | MODULEBLOODPRESSINV | M1006B |  |  |  | Philips | Module, Blood Pressure, INV |  | MODULEBLOODPRESSINV-Philips-M1006B |  | 2/27/18 |  | MBPI-A | Covered PM Repair - Biomedical | MHHS-Pearland Hospital | [8 empty] | MODULEBLOODPRESSINV | Module, Blood Pressure, INV | Philips
NO | YES |  |  |  | 145-00510 | 145-00510 | Philips Medical Systems Cardiac and Monitoring Syste | M1006B |  | DE805H7882 | Pearland-OR-Anesthesia | MHHS-Pearland Hospital |  | Module, Blood Pressure, INV |  | 145-00510 | 145-00510 | Pearland | MHHS-Pearland Hospital | Pearland-OR-Anesthesia | OR1 | 1/1/20 | 12/1/20 |  |  | MONITORS, PHYSIOLOGIC, VITAL SIGNS | Module, Blood Pressure, INV | MODULEBLOODPRESSINV-Philips-M1006B | MODULEBLOODPRESSINV | M1006B |  |  |  | Philips | Module, Blood Pressure, INV |  | MODULEBLOODPRESSINV-Philips-M1006B |  |  |  | MBPI-A | Covered PM Repair - Biomedical | MHHS-Pearland Hospital | [8 empty] | MODULEBLOODPRESSINV | Module, Blood Pressure, INV | Philips
NO | YES |  |  |  | 005-04485 | 005-04485 | Philips Medical Systems Cardiac and Monitoring Syste | M1006B |  | de805h7830 | SE-Esophageal Disease Center | MHHS-Southeast |  | Module, Blood Pressure, INV |  | 005-04485 | 005-04485 | Southeast & Bay Area | MHHS-Southeast | SE-Esophageal Disease Center | EP 1 | 5/1/19 |  | 5/1/20 |  | MONITORS, PHYSIOLOGIC, VITAL SIGNS |  | MODULEBLOODPRESSINV-Philips-M1006B | MODULEBLOODPRESSINV | M1006B |  |  |  | Philips | Module, Blood Pressure, INV |  | MODULEBLOODPRESSINV-Philips-M1006B |  | 12/2/19 |  |  | Covered PM Repair - Biomedical | MHHS-Southeast
NO | YES | Asset Tag 005-04289 |  |  | 005-04289 | 005-04289 | Philips Medical Systems Cardiac and Monitoring Syste | M1006B |  | DE805H3836 | (null) | MHHS-Southeast |  | Module, Blood Pressure, INV |  | 005-04289 | 005-04289 | (null) | MHHS-Southeast | (null) | (null) |  |  |  | (null) | MONITORS, PHYSIOLOGIC, VITAL SIGNS |  | MODULEBLOODPRESSINV-Philips-M1006B | MODULEBLOODPRESSINV | M1006B |  |  |  | Philips | Module, Blood Pressure, INV |  | MODULEBLOODPRESSINV-Philips-M1006B |  | 12/2/19 |  |  | Covered PM Repair - Biomedical | MHHS-Southeast
NO | YES |  |  |  | 005-04746 | 095-04746 | Philips Medical Systems Cardiac and Monitoring Syste | M1006B |  | DE805H7822 | SE-Labor & Delivery | MHHS-Southeast |  | Module, Blood Pressure, INV |  | 005-04746 | 095-04746 | Southeast | MHHS-Southeast | SE-Labor & Delivery | Delivery OR 2 | 2/1/20 |  | 2/1/21 |  | MONITORS, PHYSIOLOGIC, VITAL SIGNS |  | MODULEBLOODPRESSINV-Philips-M1006B | MODULEBLOODPRESSINV | M1006B |  |  |  | Philips | Module, Blood Pressure, INV |  | MODULEBLOODPRESSINV-Philips-M1006B |  | 12/2/19 |  |  | Covered PM Repair - Biomedical | MHHS-Southeast
NO | YES |  |  |  | 005-04747 | 005-04747 | Philips Medical Systems Cardiac and Monitoring Syste | M1006B |  | DE805H7842 | SE-Labor & Delivery | MHHS-Southeast |  | Module, Blood Pressure, INV |  | 005-04747 | 005-04747 | Southeast | MHHS-Southeast | SE-Labor & Delivery | Delivery OR 2 | 2/1/20 |  | 2/1/21 |  | MONITORS, PHYSIOLOGIC, VITAL SIGNS |  | MODULEBLOODPRESSINV-Philips-M1006B | MODULEBLOODPRESSINV | M1006B |  |  |  | Philips | Module, Blood Pressure, INV |  | MODULEBLOODPRESSINV-Philips-M1006B |  | 12/2/19 |  |  | Covered PM Repair - Biomedical | MHHS-Southeast
NO | YES |  |  |  | 005-02294 | 005-02294 | Philips Medical Systems Cardiac and Monitoring Syste | M1006B |  | 3805G71810 | SE-OR | MHHS-Southeast |  | Module, Blood Pressure, INV |  | 005-02294 | 005-02294 | Southeast | MHHS-Southeast | SE-OR | SE -OR | 4/1/19 |  | 4/1/20 |  | MONITORS, PHYSIOLOGIC, VITAL SIGNS |  | MODULEBLOODPRESSINV-Philips-M1006B | MODULEBLOODPRESSINV | M1006B |  |  |  | Philips | Module, Blood Pressure, INV |  | MODULEBLOODPRESSINV-Philips-M1006B |  | 12/2/19 |  |  | Covered PM Repair - Biomedical | MHHS-Southeast
NO | YES |  |  |  | 005-04472 | 005-04472 | Philips Medical Systems Cardiac and Monitoring Syste | M1006B |  | DE805H7877 | SE-OR | MHHS-Southeast |  | Module, Blood Pressure, INV |  | 005-04472 | 005-04472 | Southeast | MHHS-Southeast | SE-OR | Or 5 | 1/1/19 |  | 1/1/21 |  | MONITORS, PHYSIOLOGIC, VITAL SIGNS |  | MODULEBLOODPRESSINV-Philips-M1006B | MODULEBLOODPRESSINV | M1006B |  |  |  | Philips | Module, Blood Pressure, INV |  | MODULEBLOODPRESSINV-Philips-M1006B |  | 12/2/19 |  |  | Covered PM Repair - Biomedical | MHHS-Southeast
NO | YES |  |  |  | 005-04488 | 005-04488 | Philips Medical Systems Cardiac and Monitoring Syste | M1006B |  | DE805H7844 | SE-OR | MHHS-Southeast |  | Module, Blood Pressure, INV |  | 005-04488 | 005-04488 | Southeast | MHHS-Southeast | SE-OR | OR14 | 1/1/17 |  |  |  | MONITORS, PHYSIOLOGIC, VITAL SIGNS |  | MODULEBLOODPRESSINV-Philips-M1006B | MODULEBLOODPRESSINV | M1006B |  |  |  | Philips | Module, Blood Pressure, INV |  | MODULEBLOODPRESSINV-Philips-M1006B |  | 12/2/19 |  |  | Covered PM Repair - Biomedical | MHHS-Southeast
NO | YES |  |  |  | 005-05075 | 005-05075 | Philips Medical Systems Cardiac and Monitoring Syste | M1006B |  | DE805J7099 | SE-OR | MHHS-Southeast |  | Module, Blood Pressure, INV |  | 005-05075 | 005-05075 | Southeast | MHHS-Southeast | SE-OR |  | 4/1/19 |  | 4/1/20 |  | MONITORS, PHYSIOLOGIC, VITAL SIGNS |  | MODULEBLOODPRESSINV-Philips-M1006B | MODULEBLOODPRESSINV | M1006B |  |  |  | Philips | Module, Blood Pressure, INV |  | MODULEBLOODPRESSINV-Philips-M1006B |  | 12/2/19 |  |  | Covered PM Repair - Biomedical | MHHS-Southeast
NO | YES |  |  |  | 005-05137 | 005-05137 | Philips Medical Systems Cardiac and Monitoring Syste | M1006B |  | DE805J7100 | SE-OR | MHHS-Southeast |  | Module, Blood Pressure, INV |  | 005-05137 | 005-05137 | Southeast | MHHS-Southeast | SE-OR | OR corridor | 7/1/19 |  |  |  | MONITORS, PHYSIOLOGIC, VITAL SIGNS |  | MODULEBLOODPRESSINV-Philips-M1006B | MODULEBLOODPRESSINV | M1006B |  |  |  | Philips | Module, Blood Pressure, INV |  | MODULEBLOODPRESSINV-Philips-M1006B |  | 12/2/19 |  |  | Covered PM Repair - Biomedical | MHHS-Southeast
NO | YES |  |  |  | 005-33931 | 005-33931 | Philips Medical Systems Cardiac and Monitoring Syste | M1006B |  | DE625W9174 | SE-OR | MHHS-Southeast |  | Module, Blood Pressure, INV |  | 005-33931 | 005-33931 | Southeast | MHHS-Southeast | SE-OR | OR14 | 5/1/19 |  |  |  | MONITORS, PHYSIOLOGIC, VITAL SIGNS |  | MODULEBLOODPRESSINV-Philips-M1006B | MODULEBLOODPRESSINV | M1006B |  |  |  | Philips | Module, Blood Pressure, INV |  | MODULEBLOODPRESSINV-Philips-M1006B |  | 12/2/19 |  |  | Covered PM Repair - Biomedical | MHHS-Southeast
NO | YES |  |  |  | 005-33932 | 005-33932 | Philips Medical Systems Cardiac and Monitoring Syste | M1006B |  | DE625W9852 | SE-OR | MHHS-Southeast |  | Module, Blood Pressure, INV |  | 005-33932 | 005-33932 | Southeast | MHHS-Southeast | SE-OR | OR14 | 5/1/19 |  |  |  | MONITORS, PHYSIOLOGIC, VITAL SIGNS |  | MODULEBLOODPRESSINV-Philips-M1006B | MODULEBLOODPRESSINV | M1006B |  |  |  | Philips | Module, Blood Pressure, INV |  | MODULEBLOODPRESSINV-Philips-M1006B |  | 12/2/19 |  |  | Covered PM Repair - Biomedical | MHHS-Southeast
NO | YES |  |  |  |  | 005-04486 | Philips Medical Systems Cardiac and Monitoring Syste | M1006B |  | DE805H7832 | SE-OR | MHHS-Southeast |  | Module, Blood Pressure, INV |  |  | 005-04486 | Southeast | MHHS-Southeast | SE-OR | SE - OR | 12/1/19 |  | 12/1/20 |  | MONITORS, PHYSIOLOGIC, VITAL SIGNS |  | MODULEBLOODPRESSINV-Philips-M1006B | MODULEBLOODPRESSINV | M1006B |  |  |  | Philips | Module, Blood Pressure, INV |  | MODULEBLOODPRESSINV-Philips-M1006B |  | 12/2/19 |  |  | Covered PM Repair - Biomedical | MHHS-Southeast
NO | YES |  |  |  | 005-02189 | 005-02189 | Philips Medical Systems Cardiac and Monitoring Syste | M1006B |  | DE805A6718 | SE-Cath Lab | MHHS-Southeast |  | Module, Blood Pressure, INV |  | 005-02189 | 005-02189 | Southeast & Bay Area | MHHS-Southeast | SE-Cath Lab | OR8 | 4/1/19 |  | 4/1/20 |  | MONITORS, PHYSIOLOGIC, VITAL SIGNS |  | MODULEBLOODPRESSINV-Philips-M1006B | MODULEBLOODPRESSINV | M1006B |  |  |  | Philips | Module, Blood Pressure, INV |  | MODULEBLOODPRESSINV-Philips-M1006B |  | 12/2/19 |  |  | Covered PM Repair - Biomedical | MHHS-Southeast
NO | YES |  |  |  | 005-02293 | 005-02293 | Philips Medical Systems Cardiac and Monitoring Syste | M1006B |  | 3805G74493 | SE-OR | MHHS-Southeast |  | Module, Blood Pressure, INV |  | 005-02293 | 005-02293 | Southeast | MHHS-Southeast | SE-OR | Or 5 | 4/1/19 |  | 4/1/20 |  | MONITORS, PHYSIOLOGIC, VITAL SIGNS |  | MODULEBLOODPRESSINV-Philips-M1006B | MODULEBLOODPRESSINV | M1006B |  |  |  | Philips | Module, Blood Pressure, INV |  | MODULEBLOODPRESSINV-Philips-M1006B |  | 12/2/19 |  |  | Covered PM Repair - Biomedical | MHHS-Southeast
NO | YES |  |  |  | 005-04479 | 005-04479 | Philips Medical Systems Cardiac and Monitoring Syste | M1006B |  | DE805H7879 | SE-OR | MHHS-Southeast |  | Module, Blood Pressure, INV |  | 005-04479 | 005-04479 | Southeast | MHHS-Southeast | SE-OR | SE -OR | 4/1/19 |  | 4/1/20 |  | MONITORS, PHYSIOLOGIC, VITAL SIGNS |  | MODULEBLOODPRESSINV-Philips-M1006B | MODULEBLOODPRESSINV | M1006B |  |  |  | Philips | Module, Blood Pressure, INV |  | MODULEBLOODPRESSINV-Philips-M1006B |  | 12/2/19 |  |  | Covered PM Repair - Biomedical | MHHS-Southeast
NO | YES |  |  |  | 005-04762 | 005-04762 | Philips Medical Systems Cardiac and Monitoring Syste | M1006B |  | DE805H7840 | SE-Cath Lab | MHHS-Southeast |  | Module, Blood Pressure, INV |  | 005-04762 | 005-04762 | Southeast & Bay Area | MHHS-Southeast | SE-Cath Lab | OR8 | 4/1/19 |  | 4/1/20 |  | MONITORS, PHYSIOLOGIC, VITAL SIGNS |  | MODULEBLOODPRESSINV-Philips-M1006B | MODULEBLOODPRESSINV | M1006B |  |  |  | Philips | Module, Blood Pressure, INV |  | MODULEBLOODPRESSINV-Philips-M1006B |  | 12/2/19 |  |  | Covered PM Repair - Biomedical | MHHS-Southeast
NO | YES |  |  |  | 005-04896 | 005-04896 | Philips Medical Systems Cardiac and Monitoring Syste | M1006B |  | DE805H7831 | SE-OR | MHHS-Southeast |  | Module, Blood Pressure, INV |  | 005-04896 | 005-04896 | Southeast | MHHS-Southeast | SE-OR | Hybrid Ii | 10/1/19 |  | 10/1/20 |  | MONITORS, PHYSIOLOGIC, VITAL SIGNS |  | MODULEBLOODPRESSINV-Philips-M1006B | MODULEBLOODPRESSINV | M1006B |  |  |  | Philips | Module, Blood Pressure, INV |  | MODULEBLOODPRESSINV-Philips-M1006B |  | 12/2/19 |  |  | Covered PM Repair - Biomedical | MHHS-Southeast
NO | YES |  |  |  | 005-10535 | 005-10535 | Philips Medical Systems Cardiac and Monitoring Syste | M1006B |  | DE408U9783 | SE-OR | MHHS-Southeast |  | Module, Blood Pressure, INV |  | 005-10535 | 005-10535 | Southeast | MHHS-Southeast | SE-OR | Or 11 | 4/1/20 |  | 4/1/21 |  | MONITORS, PHYSIOLOGIC, VITAL SIGNS |  | MODULEBLOODPRESSINV-Philips-M1006B | MODULEBLOODPRESSINV | M1006B |  |  |  | Philips | Module, Blood Pressure, INV |  | MODULEBLOODPRESSINV-Philips-M1006B |  | 12/2/19 |  |  | Covered PM Repair - Biomedical | MHHS-Southeast
NO | YES |  |  |  | 005-10536 | 005-10536 | Philips Medical Systems Cardiac and Monitoring Syste | M1006B |  | DE408U9776 | SE-OR-Anesthesia | MHHS-Southeast |  | Module, Blood Pressure, INV |  | 005-10536 | 005-10536 | Southeast | MHHS-Southeast | SE-OR-Anesthesia | OR 1 | 4/1/19 |  | 4/1/20 |  | MONITORS, PHYSIOLOGIC, VITAL SIGNS |  | MODULEBLOODPRESSINV-Philips-M1006B | MODULEBLOODPRESSINV | M1006B |  |  |  | Philips | Module, Blood Pressure, INV |  | MODULEBLOODPRESSINV-Philips-M1006B |  | 12/2/19 |  |  | Covered PM Repair - Biomedical | MHHS-Southeast
NO | YES |  |  |  | 005-10545 | 005-10545 | Philips Medical Systems Cardiac and Monitoring Syste | M1006B |  | DE408U9786 | SE-OR | MHHS-Southeast |  | Module, Blood Pressure, INV |  | 005-10545 | 005-10545 | Southeast | MHHS-Southeast | SE-OR | Room 12 | 4/1/19 |  | 4/1/20 |  | MONITORS, PHYSIOLOGIC, VITAL SIGNS |  | MODULEBLOODPRESSINV-Philips-M1006B | MODULEBLOODPRESSINV | M1006B |  |  |  | Philips | Module, Blood Pressure, INV |  | MODULEBLOODPRESSINV-Philips-M1006B |  | 12/2/19 |  |  | Covered PM Repair - Biomedical | MHHS-Southeast
NO | YES |  |  |  | 005-10546 | 005-10546 | Philips Medical Systems Cardiac and Monitoring Syste | M1006B |  | DE408U9777 | SE-OR | MHHS-Southeast |  | Module, Blood Pressure, INV |  | 005-10546 | 005-10546 | Southeast | MHHS-Southeast | SE-OR | Room 12 | 4/1/19 |  | 4/1/20 |  | MONITORS, PHYSIOLOGIC, VITAL SIGNS |  | MODULEBLOODPRESSINV-Philips-M1006B | MODULEBLOODPRESSINV | M1006B |  |  |  | Philips | Module, Blood Pressure, INV |  | MODULEBLOODPRESSINV-Philips-M1006B |  | 12/2/19 |  |  | Covered PM Repair - Biomedical | MHHS-Southeast
NO | YES |  |  |  | 005-12147 | 005-12147 | Philips Medical Systems Cardiac and Monitoring Syste | M1006B |  | DE805I8736 | SE-OR | MHHS-Southeast |  | Module, Blood Pressure, INV |  | 005-12147 | 005-12147 | Southeast | MHHS-Southeast | SE-OR | Room 12 | 4/1/19 |  | 4/1/20 |  | MONITORS, PHYSIOLOGIC, VITAL SIGNS |  | MODULEBLOODPRESSINV-Philips-M1006B | MODULEBLOODPRESSINV | M1006B |  |  |  | Philips | Module, Blood Pressure, INV |  | MODULEBLOODPRESSINV-Philips-M1006B |  | 12/2/19 |  |  | Covered PM Repair - Biomedical | MHHS-Southeast
NO | YES |  |  |  | 005-12149 | 005-12149 | Philips Medical Systems Cardiac and Monitoring Syste | M1006B |  | DE805N0473 | SE-OR | MHHS-Southeast |  | Module, Blood Pressure, INV |  | 005-12149 | 005-12149 | Southeast | MHHS-Southeast | SE-OR | Room 12 | 4/1/19 |  | 4/1/20 |  | MONITORS, PHYSIOLOGIC, VITAL SIGNS |  | MODULEBLOODPRESSINV-Philips-M1006B | MODULEBLOODPRESSINV | M1006B |  |  |  | Philips | Module, Blood Pressure, INV |  | MODULEBLOODPRESSINV-Philips-M1006B |  | 12/2/19 |  |  | Covered PM Repair - Biomedical | MHHS-Southeast
NO | YES |  |  |  | 099-06016 | 099-06016 | Philips Medical Systems Cardiac and Monitoring Syste | M1006B |  | DE805H7828 | (null) | MHHS-Southeast |  | Module, Blood Pressure, INV |  | 099-06016 | 099-06016 | Southeast & Bay Area | (null) | (null) | (null) |  |  |  | (null) | MONITORS, PHYSIOLOGIC, VITAL SIGNS |  | MODULEBLOODPRESSINV-Philips-M1006B | MODULEBLOODPRESSINV | M1006B |  |  |  | Philips | Module, Blood Pressure, INV |  | MODULEBLOODPRESSINV-Philips-M1006B |  | 10/1/20 |  |  | Not Covered Vendor Only - Biomedical | MHHS-Southeast
NO | YES |  |  |  | 005-02256 | 005-02256 | Philips Medical Systems Cardiac and Monitoring Syste | M1006B |  | 3805G58116 | SE - RADIOLOGY | MHHS-Southeast |  | Module, Blood Pressure, INV |  | 005-02256 | 005-02256 | Southeast | Memorial Hermann Southeast Hospital | SE - RADIOLOGY | RADIOLOGY |  |  |  |  | MONITORS, PHYSIOLOGIC, VITAL SIGNS |  | MODULEBLOODPRESSINV-Philips-M1006B | MODULEBLOODPRESSINV | M1006B |  |  |  | Philips | Module, Blood Pressure, INV |  | MODULEBLOODPRESSINV-Philips-M1006B |  | 5/1/20 |  |  | Not Covered Vendor Only - Biomedical | MHHS-Southeast
NO | YES |  |  |  | 013-11871 | 013-11871 | Philips Medical Systems Cardiac and Monitoring Syste | M1006B |  | DE805I1275 | SW-OR | MHHS-Southwest |  | Module, Blood Pressure, INV |  | 013-11871 | 013-11871 | Southwest | MHHS-Southwest | SW-OR | Endo | 5/1/19 |  | 5/1/20 |  | MONITORS, PHYSIOLOGIC, VITAL SIGNS | Module, Blood Pressure, INV | MODULEBLOODPRESSINV-Philips-M1006B | MODULEBLOODPRESSINV | M1006B |  |  |  | Philips | Module, Blood Pressure, INV |  | MODULEBLOODPRESSINV-Philips-M1006B |  | 11/2/18 |  | MBPI-A | Not Covered Vendor Only - Biomedical | MHHS-Southwest | [8 empty] | MODULEBLOODPRESSINV | Module, Blood Pressure, INV | Philips
NO | YES |  |  |  | 013-11877 | 013-11877 | Philips Medical Systems Cardiac and Monitoring Syste | M1006B |  | DE80511257 | SW-Endoscopy | MHHS-Southwest |  | Module, Blood Pressure, INV |  | 013-11877 | 013-11877 | Southwest | MHHS-Southwest | SW-Endoscopy | Bay 37 |  |  |  |  | MONITORS, PHYSIOLOGIC, VITAL SIGNS | Module, Blood Pressure, INV | MODULEBLOODPRESSINV-Philips-M1006B | MODULEBLOODPRESSINV | M1006B |  |  |  | Philips | Module, Blood Pressure, INV |  | MODULEBLOODPRESSINV-Philips-M1006B |  | 1/3/18 |  | MBPI-A | Covered PM Repair - Biomedical | MHHS-Southwest | [8 empty] | MODULEBLOODPRESSINV | Module, Blood Pressure, INV | Philips
NO | YES |  |  |  |  | 013-11868 | Philips Medical Systems Cardiac and Monitoring Syste | M1006B |  | DE805I1269 | SW-Endoscopy | MHHS-Southwest |  | Module, Blood Pressure, INV |  |  | 013-11868 | Southwest | MHHS-Southwest | SW-Endoscopy | Bay 27 | 5/1/19 |  |  |  | MONITORS, PHYSIOLOGIC, VITAL SIGNS | Module, Blood Pressure, INV | MODULEBLOODPRESSINV-Philips-M1006B | MODULEBLOODPRESSINV | M1006B |  |  |  | Philips | Module, Blood Pressure, INV |  | MODULEBLOODPRESSINV-Philips-M1006B |  | 5/1/16 |  | MBPI-A | Covered PM Repair - Biomedical | MHHS-Southwest | [8 empty] | MODULEBLOODPRESSINV | Module, Blood Pressure, INV | Philips
NO | YES |  |  |  |  | 013-11867 | Philips Medical Systems Cardiac and Monitoring Syste | M1006B |  | DE805I1290 | SW-Endoscopy | MHHS-Southwest |  | Module, Blood Pressure, INV |  |  | 013-11867 | Memorial Hermann Hospital - Southwest | MHHS-Southwest | SW-Endoscopy | Endo Pacu | 5/1/19 |  |  |  | MONITORS, PHYSIOLOGIC, VITAL SIGNS | Module, Blood Pressure, INV | MODULEBLOODPRESSINV-Philips-M1006B | MODULEBLOODPRESSINV | M1006B |  |  |  | Philips | Module, Blood Pressure, INV |  | MODULEBLOODPRESSINV-Philips-M1006B |  | 5/1/16 |  | MBPI-A | Covered PM Repair - Biomedical | MHHS-Southwest | [8 empty] | MODULEBLOODPRESSINV | Module, Blood Pressure, INV | Philips
NO | YES | [5 empty] | Philips Medical Systems Cardiac and Monitoring Syste | M1006B |  | DE805I1277 | SW-Endoscopy | MHHS-Southwest |  | Module, Blood Pressure, INV |  |  |  | Southwest | MHHS-Southwest | SW-Endoscopy | Bay 35 |  |  |  |  | MONITORS, PHYSIOLOGIC, VITAL SIGNS | Module, Blood Pressure, INV | MODULEBLOODPRESSINV-Philips-M1006B | MODULEBLOODPRESSINV | M1006B |  |  |  | Philips | Module, Blood Pressure, INV |  | MODULEBLOODPRESSINV-Philips-M1006B |  | 5/1/16 |  | MBPI-A | Covered PM Repair - Biomedical | MHHS-Southwest | [8 empty] | MODULEBLOODPRESSINV | Module, Blood Pressure, INV | Philips
NO | YES | [5 empty] | Philips Medical Systems Cardiac and Monitoring Syste | M1006B |  | DE805I1288 | SW-Endoscopy | MHHS-Southwest |  | Module, Blood Pressure, INV |  |  |  | Southwest | MHHS-Southwest | SW-Endoscopy | Bay 36 |  |  |  |  | MONITORS, PHYSIOLOGIC, VITAL SIGNS | Module, Blood Pressure, INV | MODULEBLOODPRESSINV-Philips-M1006B | MODULEBLOODPRESSINV | M1006B |  |  |  | Philips | Module, Blood Pressure, INV |  | MODULEBLOODPRESSINV-Philips-M1006B |  | 5/1/16 |  | MBPI-A | Covered PM Repair - Biomedical | MHHS-Southwest | [8 empty] | MODULEBLOODPRESSINV | Module, Blood Pressure, INV | Philips
NO | YES | [5 empty] | Philips Medical Systems Cardiac and Monitoring Syste | M1006B |  | DE805B7624 | SW-Endoscopy | MHHS-Southwest |  | Module, Blood Pressure, INV |  |  |  | Memorial Hermann Hospital - Southwest | MHHS-Southwest | SW-Endoscopy | Endo Pacu |  |  |  |  | MONITORS, PHYSIOLOGIC, VITAL SIGNS | Module, Blood Pressure, INV | MODULEBLOODPRESSINV-Philips-M1006B | MODULEBLOODPRESSINV | M1006B |  |  |  | Philips | Module, Blood Pressure, INV |  | MODULEBLOODPRESSINV-Philips-M1006B |  | 5/1/16 |  | MBPI-A | Covered PM Repair - Biomedical | MHHS-Southwest | [8 empty] | MODULEBLOODPRESSINV | Module, Blood Pressure, INV | Philips
NO | YES | [5 empty] | Philips Medical Systems Cardiac and Monitoring Syste | M1006B |  | DE805B7634 | SW-Endoscopy | MHHS-Southwest |  | Module, Blood Pressure, INV |  |  |  | Southwest | MHHS-Southwest | SW-Endoscopy | Bay 38 |  |  |  |  | MONITORS, PHYSIOLOGIC, VITAL SIGNS | Module, Blood Pressure, INV | MODULEBLOODPRESSINV-Philips-M1006B | MODULEBLOODPRESSINV | M1006B |  |  |  | Philips | Module, Blood Pressure, INV |  | MODULEBLOODPRESSINV-Philips-M1006B |  | 5/1/16 |  | MBPI-A | Covered PM Repair - Biomedical | MHHS-Southwest | [8 empty] | MODULEBLOODPRESSINV | Module, Blood Pressure, INV | Philips
NO | YES | [5 empty] | Philips Medical Systems Cardiac and Monitoring Syste | M1006B |  | DE805B7592 | SW-Endoscopy | MHHS-Southwest |  | Module, Blood Pressure, INV |  |  |  | Southwest | MHHS-Southwest | SW-Endoscopy | Bay 39 |  |  |  |  | MONITORS, PHYSIOLOGIC, VITAL SIGNS | Module, Blood Pressure, INV | MODULEBLOODPRESSINV-Philips-M1006B | MODULEBLOODPRESSINV | M1006B |  |  |  | Philips | Module, Blood Pressure, INV |  | MODULEBLOODPRESSINV-Philips-M1006B |  | 5/1/16 |  | MBPI-A | Covered PM Repair - Biomedical | MHHS-Southwest | [8 empty] | MODULEBLOODPRESSINV | Module, Blood Pressure, INV | Philips
NO | YES | [5 empty] | Philips Medical Systems Cardiac and Monitoring Syste | M1006B |  | DE805I1265 | SW-Endoscopy | MHHS-Southwest |  | Module, Blood Pressure, INV |  |  |  | Southwest | MHHS-Southwest | SW-Endoscopy | Bay 24 |  |  |  |  | MONITORS, PHYSIOLOGIC, VITAL SIGNS | Module, Blood Pressure, INV | MODULEBLOODPRESSINV-Philips-M1006B | MODULEBLOODPRESSINV | M1006B |  |  |  | Philips | Module, Blood Pressure, INV |  | MODULEBLOODPRESSINV-Philips-M1006B |  | 3/1/17 |  | MBPI-A | Covered PM Repair - Biomedical | MHHS-Southwest | [8 empty] | MODULEBLOODPRESSINV | Module, Blood Pressure, INV | Philips
NO | YES | [5 empty] | Philips Medical Systems Cardiac and Monitoring Syste | M1006B |  | DE805I1259 | SW-HVI-Telemetry | MHHS-Southwest |  | Module, Blood Pressure, INV |  |  |  | Southwest | MHHS-Southwest | SW-HVI-Telemetry | CVICU9 | 4/1/19 |  | 4/1/20 |  | MONITORS, PHYSIOLOGIC, VITAL SIGNS | Module, Blood Pressure, INV | MODULEBLOODPRESSINV-Philips-M1006B | MODULEBLOODPRESSINV | M1006B |  |  |  | Philips | Module, Blood Pressure, INV |  | MODULEBLOODPRESSINV-Philips-M1006B |  |  |  | MBPI-A | Covered PM Repair - Biomedical | MHHS-Southwest | [8 empty] | MODULEBLOODPRESSINV | Module, Blood Pressure, INV | Philips
NO | YES | [5 empty] | Philips Medical Systems Cardiac and Monitoring Syste | M1006B |  | DE805I1279 | SW-OR | MHHS-Southwest |  | Module, Blood Pressure, INV |  |  |  | Southwest | MHHS-Southwest | SW-OR | Endo | 5/1/19 |  | 5/1/20 |  | MONITORS, PHYSIOLOGIC, VITAL SIGNS | Module, Blood Pressure, INV | MODULEBLOODPRESSINV-Philips-M1006B | MODULEBLOODPRESSINV | M1006B |  |  |  | Philips | Module, Blood Pressure, INV |  | MODULEBLOODPRESSINV-Philips-M1006B |  | 5/1/16 |  | MBPI-A | Covered PM Repair - Biomedical | MHHS-Southwest | [8 empty] | MODULEBLOODPRESSINV | Module, Blood Pressure, INV | Philips
NO | YES |  |  |  |  | 013-10680 | Philips Medical Systems Cardiac and Monitoring Syste | M1006B |  | DE805B7256 | SW-Endoscopy | MHHS-Southwest |  | Module, Blood Pressure, INV |  |  | 013-10680 | Southwest | MHHS-Southwest | SW-Endoscopy | Bay 26 | 5/1/19 |  |  |  | MONITORS, PHYSIOLOGIC, VITAL SIGNS | Module, Blood Pressure, INV | MODULEBLOODPRESSINV-Philips-M1006B | MODULEBLOODPRESSINV | M1006B |  |  |  | Philips | Module, Blood Pressure, INV |  | MODULEBLOODPRESSINV-Philips-M1006B |  | 5/1/16 |  | MBPI-A | Covered PM Repair - Biomedical | MHHS-Southwest | [8 empty] | MODULEBLOODPRESSINV | Module, Blood Pressure, INV | Philips
NO | YES | [5 empty] | Philips Medical Systems Cardiac and Monitoring Syste | M1006B |  | DE805I1267 | SW-Endoscopy | MHHS-Southwest |  | Module, Blood Pressure, INV |  |  |  | Southwest | MHHS-Southwest | SW-Endoscopy | Bay 25 |  |  |  |  | MONITORS, PHYSIOLOGIC, VITAL SIGNS | Module, Blood Pressure, INV | MODULEBLOODPRESSINV-Philips-M1006B | MODULEBLOODPRESSINV | M1006B |  |  |  | Philips | Module, Blood Pressure, INV |  | MODULEBLOODPRESSINV-Philips-M1006B |  | 5/1/16 |  | MBPI-A | Covered PM Repair - Biomedical | MHHS-Southwest | [8 empty] | MODULEBLOODPRESSINV | Module, Blood Pressure, INV | Philips
NO | YES |  |  |  |  | 013-11874 | Philips Medical Systems Cardiac and Monitoring Syste | M1006B |  | DE805I1260 | SW-Endoscopy | MHHS-Southwest |  | Module, Blood Pressure, INV |  |  | 013-11874 | Southwest | MHHS-Southwest | SW-Endoscopy | Bay 30 | 5/1/19 |  |  | No PM Sticker | MONITORS, PHYSIOLOGIC, VITAL SIGNS | Module, Blood Pressure, INV | MODULEBLOODPRESSINV-Philips-M1006B | MODULEBLOODPRESSINV | M1006B |  |  |  | Philips | Module, Blood Pressure, INV |  | MODULEBLOODPRESSINV-Philips-M1006B |  | 5/1/16 |  | MBPI-A | Covered PM Repair - Biomedical | MHHS-Southwest | [8 empty] | MODULEBLOODPRESSINV | Module, Blood Pressure, INV | Philips
NO | YES |  |  |  |  | 013-10702 | Philips Medical Systems Cardiac and Monitoring Syste | M1006B |  | DE805B7622 | SW-Endoscopy | MHHS-Southwest |  | Module, Blood Pressure, INV |  |  | 013-10702 | Memorial Hermann Hospital - Southwest | MHHS-Southwest | SW-Endoscopy | Endo Pacu | 6/1/19 |  |  |  | MONITORS, PHYSIOLOGIC, VITAL SIGNS | Module, Blood Pressure, INV | MODULEBLOODPRESSINV-Philips-M1006B | MODULEBLOODPRESSINV | M1006B |  |  |  | Philips | Module, Blood Pressure, INV |  | MODULEBLOODPRESSINV-Philips-M1006B |  | 5/1/16 |  | MBPI-A | Covered PM Repair - Biomedical | MHHS-Southwest | [8 empty] | MODULEBLOODPRESSINV | Module, Blood Pressure, INV | Philips
NO | YES |  |  |  |  | 013-11861 | Philips Medical Systems Cardiac and Monitoring Syste | M1006B |  | DE805I1285 | SW-Endoscopy | MHHS-Southwest |  | Module, Blood Pressure, INV |  |  | 013-11861 | Memorial Hermann Hospital - Southwest | MHHS-Southwest | SW-Endoscopy | Endo Pacu | 5/1/19 |  |  |  | MONITORS, PHYSIOLOGIC, VITAL SIGNS | Module, Blood Pressure, INV | MODULEBLOODPRESSINV-Philips-M1006B | MODULEBLOODPRESSINV | M1006B |  |  |  | Philips | Module, Blood Pressure, INV |  | MODULEBLOODPRESSINV-Philips-M1006B |  | 5/1/16 |  | MBPI-A | Covered PM Repair - Biomedical | MHHS-Southwest | [8 empty] | MODULEBLOODPRESSINV | Module, Blood Pressure, INV | Philips
NO | YES | [5 empty] | Philips Medical Systems Cardiac and Monitoring Syste | M1006B |  | DE805I1294 | SW-OR | MHHS-Southwest |  | Module, Blood Pressure, INV |  |  |  | Southwest | MHHS-Southwest | SW-OR | Endo | 5/1/19 |  | 5/1/20 |  | MONITORS, PHYSIOLOGIC, VITAL SIGNS | Module, Blood Pressure, INV | MODULEBLOODPRESSINV-Philips-M1006B | MODULEBLOODPRESSINV | M1006B |  |  |  | Philips | Module, Blood Pressure, INV |  | MODULEBLOODPRESSINV-Philips-M1006B |  | 5/1/20 |  | MBPI-A | Not Covered Vendor Only - Biomedical | MHHS-Southwest | [8 empty] | MODULEBLOODPRESSINV | Module, Blood Pressure, INV | Philips
NO | YES |  |  |  |  | 013-11882 | Philips Medical Systems Cardiac and Monitoring Syste | M1006B |  | DE805I1268 | SW-Endoscopy | MHHS-Southwest |  | Module, Blood Pressure, INV |  |  | 013-11882 | Memorial Hermann Hospital - Southwest | MHHS-Southwest | SW-Endoscopy | Endo Pacu |  |  |  |  | MONITORS, PHYSIOLOGIC, VITAL SIGNS | Module, Blood Pressure, INV | MODULEBLOODPRESSINV-Philips-M1006B | MODULEBLOODPRESSINV | M1006B |  |  |  | Philips | Module, Blood Pressure, INV |  | MODULEBLOODPRESSINV-Philips-M1006B |  | 1/8/20 |  | MBPI-A | Not Covered Vendor Only - Biomedical | MHHS-Southwest | [8 empty] | MODULEBLOODPRESSINV | Module, Blood Pressure, INV | Philips
NO | YES |  |  |  |  | 013-11880 | Philips Medical Systems Cardiac and Monitoring Syste | M1006B |  | DE805I1266 | SW-Endoscopy | MHHS-Southwest |  | Module, Blood Pressure, INV |  |  | 013-11880 | Memorial Hermann Hospital - Southwest | MHHS-Southwest | SW-Endoscopy | Endo Pacu | 4/1/19 |  |  |  | MONITORS, PHYSIOLOGIC, VITAL SIGNS | Module, Blood Pressure, INV | MODULEBLOODPRESSINV-Philips-M1006B | MODULEBLOODPRESSINV | M1006B |  |  |  | Philips | Module, Blood Pressure, INV |  | MODULEBLOODPRESSINV-Philips-M1006B |  | 4/1/17 |  | MBPI-A | Covered PM Repair - Biomedical | MHHS-Southwest | [8 empty] | MODULEBLOODPRESSINV | Module, Blood Pressure, INV | Philips
NO | YES | [5 empty] | Philips Medical Systems Cardiac and Monitoring Syste | M1006B |  | DE805I1261 | SW-Endoscopy | MHHS-Southwest |  | Module, Blood Pressure, INV |  |  |  | Southwest | MHHS-Southwest | SW-Endoscopy | Bay 13 |  |  |  |  | MONITORS, PHYSIOLOGIC, VITAL SIGNS | Module, Blood Pressure, INV | MODULEBLOODPRESSINV-Philips-M1006B | MODULEBLOODPRESSINV | M1006B |  |  |  | Philips | Module, Blood Pressure, INV |  | MODULEBLOODPRESSINV-Philips-M1006B |  | 5/31/17 |  | MBPI-A | Covered PM Repair - Biomedical | MHHS-Southwest | [8 empty] | MODULEBLOODPRESSINV | Module, Blood Pressure, INV | Philips
NO | YES | [5 empty] | Philips Medical Systems Cardiac and Monitoring Syste | M1006B |  | DE805I1263 | SW-Endoscopy | MHHS-Southwest |  | Module, Blood Pressure, INV |  |  |  | Southwest | MHHS-Southwest | SW-Endoscopy | Bay 14 |  |  |  |  | MONITORS, PHYSIOLOGIC, VITAL SIGNS | Module, Blood Pressure, INV | MODULEBLOODPRESSINV-Philips-M1006B | MODULEBLOODPRESSINV | M1006B |  |  |  | Philips | Module, Blood Pressure, INV |  | MODULEBLOODPRESSINV-Philips-M1006B |  | 3/6/11 |  | MBPI-A | Covered PM Repair - Biomedical | MHHS-Southwest | [8 empty] | MODULEBLOODPRESSINV | Module, Blood Pressure, INV | Philips
NO | YES |  |  |  | 013-37454 | 013-37454 | Philips Medical Systems Cardiac and Monitoring Syste | M1006B |  | DE408V4240 | SW-HVI-CV ICU | MHHS-Southwest |  | Module, Blood Pressure, INV |  | 013-37454 | 013-37454 | Southwest | MHHS-Southwest | SW-HVI-CV ICU | CVICU | 5/1/19 |  |  |  | MONITORS, PHYSIOLOGIC, VITAL SIGNS | Module, Blood Pressure, INV | MODULEBLOODPRESSINV-Philips-M1006B | MODULEBLOODPRESSINV | M1006B |  |  |  | Philips | Module, Blood Pressure, INV |  | MODULEBLOODPRESSINV-Philips-M1006B |  |  |  | MBPI-A | Covered PM Repair - Biomedical | MHHS-Southwest | [8 empty] | MODULEBLOODPRESSINV | Module, Blood Pressure, INV | Philips
NO | YES |  |  |  | 013-37643 | 013-37643 | Philips Medical Systems Cardiac and Monitoring Syste | M1006B |  | DE408V4264 | SW-HVI-OR | MHHS-Southwest |  | Module, Blood Pressure, INV |  | 013-37643 | 013-37643 | Southwest | MHHS-Southwest | SW-HVI-OR | SW-HVI-OR | 3/1/19 |  | 1/1/21 |  | MONITORS, PHYSIOLOGIC, VITAL SIGNS | Module, Blood Pressure, INV | MODULEBLOODPRESSINV-Philips-M1006B | MODULEBLOODPRESSINV | M1006B |  |  |  | Philips | Module, Blood Pressure, INV |  | MODULEBLOODPRESSINV-Philips-M1006B |  | 10/20/17 |  | MBPI-A | Covered PM Repair - Biomedical | MHHS-Southwest | [8 empty] | MODULEBLOODPRESSINV | Module, Blood Pressure, INV | Philips
NO | YES |  |  |  | 013-37646 | 013-37646 | Philips Medical Systems Cardiac and Monitoring Syste | M1006B |  | DE408V4244 | SW-HVI-CV ICU | MHHS-Southwest |  | Module, Blood Pressure, INV |  | 013-37646 | 013-37646 | Southwest | MHHS-Southwest | SW-HVI-CV ICU | CVICU | 5/1/19 |  |  |  | MONITORS, PHYSIOLOGIC, VITAL SIGNS | Module, Blood Pressure, INV | MODULEBLOODPRESSINV-Philips-M1006B | MODULEBLOODPRESSINV | M1006B |  |  |  | Philips | Module, Blood Pressure, INV |  | MODULEBLOODPRESSINV-Philips-M1006B |  | 9/9/19 |  | MBPI-A | Covered PM Repair - Biomedical | MHHS-Southwest | [8 empty] | MODULEBLOODPRESSINV | Module, Blood Pressure, INV | Philips
NO | YES |  |  |  | 013-37638 | 013-37638 | Philips Medical Systems Cardiac and Monitoring Syste | M1006B |  | DE408V4331 | SW-HVI-OR | MHHS-Southwest |  | Module, Blood Pressure, INV |  | 013-37638 | 013-37638 | Southwest | MHHS-Southwest | SW-HVI-OR | SW-HVI-OR | 1/1/20 |  | 1/1/21 |  | MONITORS, PHYSIOLOGIC, VITAL SIGNS | Module, Blood Pressure, INV | MODULEBLOODPRESSINV-Philips-M1006B | MODULEBLOODPRESSINV | M1006B |  |  |  | Philips | Module, Blood Pressure, INV |  | MODULEBLOODPRESSINV-Philips-M1006B |  | 9/9/19 |  | MBPI-A | Covered PM Repair - Biomedical | MHHS-Southwest | [8 empty] | MODULEBLOODPRESSINV | Module, Blood Pressure, INV | Philips
NO | YES |  |  |  | 013-37639 | 013-37639 | Philips Medical Systems Cardiac and Monitoring Syste | M1006B |  | DE408V4242 | SW-HVI-OR | MHHS-Southwest |  | Module, Blood Pressure, INV |  | 013-37639 | 013-37639 | Southwest | MHHS-Southwest | SW-HVI-OR | Hvi or 2 | 1/1/20 |  | 1/1/21 |  | MONITORS, PHYSIOLOGIC, VITAL SIGNS | Module, Blood Pressure, INV | MODULEBLOODPRESSINV-Philips-M1006B | MODULEBLOODPRESSINV | M1006B |  |  |  | Philips | Module, Blood Pressure, INV |  | MODULEBLOODPRESSINV-Philips-M1006B |  |  |  | MBPI-A | Not Covered Vendor Only - Lab Ana/Anes | MHHS-Southwest | [8 empty] | MODULEBLOODPRESSINV | Module, Blood Pressure, INV | Philips
NO | YES |  |  |  | 013-37640 | 013-37640 | Philips Medical Systems Cardiac and Monitoring Syste | M1006B |  | DE408V4334 | SW-HVI-OR | MHHS-Southwest |  | Module, Blood Pressure, INV |  | 013-37640 | 013-37640 | Southwest | MHHS-Southwest | SW-HVI-OR | SW-HVI-OR | 1/1/20 |  | 1/1/21 |  | MONITORS, PHYSIOLOGIC, VITAL SIGNS | Module, Blood Pressure, INV | MODULEBLOODPRESSINV-Philips-M1006B | MODULEBLOODPRESSINV | M1006B |  |  |  | Philips | Module, Blood Pressure, INV |  | MODULEBLOODPRESSINV-Philips-M1006B |  |  |  | MBPI-A | Not Covered Vendor Only - Lab Ana/Anes | MHHS-Southwest | [8 empty] | MODULEBLOODPRESSINV | Module, Blood Pressure, INV | Philips
NO | YES |  |  |  | 013-37641 | 013-37641 | Philips Medical Systems Cardiac and Monitoring Syste | M1006B |  | DE408V4325 | Floor 2 | MHHS-Southwest |  | Module, Blood Pressure, INV |  | 013-37641 | 013-37641 | Southwest | Memorial Hermann Southwest Hospital | Floor 2 | Floor 2 | 6/1/19 |  |  |  | MONITORS, PHYSIOLOGIC, VITAL SIGNS | Module, Blood Pressure, INV | MODULEBLOODPRESSINV-Philips-M1006B | MODULEBLOODPRESSINV | M1006B |  |  |  | Philips | Module, Blood Pressure, INV |  | MODULEBLOODPRESSINV-Philips-M1006B |  |  |  | MBPI-A | Not Covered Vendor Only - Lab Ana/Anes | MHHS-Southwest | [8 empty] | MODULEBLOODPRESSINV | Module, Blood Pressure, INV | Philips
NO | YES |  |  |  | 013-37642 | 013-37642 | Philips Medical Systems Cardiac and Monitoring Syste | M1006B |  | DE408V4330 | SW-HVI-OR | MHHS-Southwest |  | Module, Blood Pressure, INV |  | 013-37642 | 013-37642 | Southwest | MHHS-Southwest | SW-HVI-OR | HVI ENDO 7 | 2/1/20 |  | 2/1/21 |  | MONITORS, PHYSIOLOGIC, VITAL SIGNS | Module, Blood Pressure, INV | MODULEBLOODPRESSINV-Philips-M1006B | MODULEBLOODPRESSINV | M1006B |  |  |  | Philips | Module, Blood Pressure, INV |  | MODULEBLOODPRESSINV-Philips-M1006B |  |  |  | MBPI-A | Not Covered Vendor Only - Lab Ana/Anes | MHHS-Southwest | [8 empty] | MODULEBLOODPRESSINV | Module, Blood Pressure, INV | Philips
NO | YES |  |  |  |  | 013-15123 | Philips Medical Systems Cardiac and Monitoring Syste | M1006B |  | DE805J4731 | ICU B | MHHS-Southwest |  | Module, Blood Pressure, INV |  |  | 013-15123 | Southwest | Memorial Hermann Southwest Hospital | ICU B | Rm 9 |  |  |  |  | MONITORS, PHYSIOLOGIC, VITAL SIGNS | Module, Blood Pressure, INV | MODULEBLOODPRESSINV-Philips-M1006B | MODULEBLOODPRESSINV | M1006B |  |  |  | Philips | Module, Blood Pressure, INV |  | MODULEBLOODPRESSINV-Philips-M1006B |  |  |  | MBPI-A | Covered PM Repair - Biomedical | MHHS-Southwest | [8 empty] | MODULEBLOODPRESSINV | Module, Blood Pressure, INV | Philips
NO | YES |  |  |  |  | 013-03018 | Philips Medical Systems Cardiac and Monitoring Syste | M1006B |  |  | SW-ICU-Neuro & Stroke | MHHS-Southwest |  | Module, Blood Pressure, INV |  |  | 013-03018 | Southwest | MHHS-Southwest | SW-ICU-Neuro & Stroke | ICU B - Room 13 | 11/1/19 |  |  | One Time Inspection Sticker | MONITORS, PHYSIOLOGIC, VITAL SIGNS | Module, Blood Pressure, INV | MODULEBLOODPRESSINV-Philips-M1006B | MODULEBLOODPRESSINV | M1006B |  |  |  | Philips | Module, Blood Pressure, INV |  | MODULEBLOODPRESSINV-Philips-M1006B |  |  |  | MBPI-A | Covered PM Repair - Biomedical | MHHS-Southwest | [8 empty] | MODULEBLOODPRESSINV | Module, Blood Pressure, INV | Philips
NO | YES |  |  |  | 013-09355 | 013-09355 | Philips Medical Systems Cardiac and Monitoring Syste | M1006B |  | DE805F5036 | SW-NICU | MHHS-Southwest |  | Module, Blood Pressure, INV |  | 013-09355 | 013-09355 | Southwest | MHHS-Southwest | SW-NICU | NICU | 12/1/19 |  |  |  | MONITORS, PHYSIOLOGIC, VITAL SIGNS | Module, Blood Pressure, INV | MODULEBLOODPRESSINV-Philips-M1006B | MODULEBLOODPRESSINV | M1006B |  |  |  | Philips | Module, Blood Pressure, INV |  | MODULEBLOODPRESSINV-Philips-M1006B |  | 9/3/14 |  | MBPI-A | Covered PM Repair - Biomedical | MHHS-Southwest | [8 empty] | MODULEBLOODPRESSINV | Module, Blood Pressure, INV | Philips
NO | YES |  |  |  | 013-09359 | 013-09359 | Philips Medical Systems Cardiac and Monitoring Syste | M1006B |  | DE805F5719 | SW-NICU | MHHS-Southwest |  | Module, Blood Pressure, INV |  | 013-09359 | 013-09359 | Southwest | MHHS-Southwest | SW-NICU | NICU | 12/1/19 |  |  |  | MONITORS, PHYSIOLOGIC, VITAL SIGNS | Module, Blood Pressure, INV | MODULEBLOODPRESSINV-Philips-M1006B | MODULEBLOODPRESSINV | M1006B |  |  |  | Philips | Module, Blood Pressure, INV |  | MODULEBLOODPRESSINV-Philips-M1006B |  | 9/3/14 |  | MBPI-A | Covered PM Repair - Biomedical | MHHS-Southwest | [8 empty] | MODULEBLOODPRESSINV | Module, Blood Pressure, INV | Philips
NO | YES |  |  |  | 013-09360 | 013-09360 | Philips Medical Systems Cardiac and Monitoring Syste | M1006B |  | DE805F5780 | SW-NICU | MHHS-Southwest |  | Module, Blood Pressure, INV |  | 013-09360 | 013-09360 | Southwest | MHHS-Southwest | SW-NICU | NICU | 12/1/18 |  |  |  | MONITORS, PHYSIOLOGIC, VITAL SIGNS | Module, Blood Pressure, INV | MODULEBLOODPRESSINV-Philips-M1006B | MODULEBLOODPRESSINV | M1006B |  |  |  | Philips | Module, Blood Pressure, INV |  | MODULEBLOODPRESSINV-Philips-M1006B |  | 9/3/14 |  | MBPI-A | Covered PM Repair - Biomedical | MHHS-Southwest | [8 empty] | MODULEBLOODPRESSINV | Module, Blood Pressure, INV | Philips
NO | YES |  |  |  | 013-09361 | 013-09361 | Philips Medical Systems Cardiac and Monitoring Syste | M1006B |  | DE805F4324 | SW-NICU | MHHS-Southwest |  | Module, Blood Pressure, INV |  | 013-09361 | 013-09361 | Southwest | MHHS-Southwest | SW-NICU | NICU | 3/1/19 |  |  |  | MONITORS, PHYSIOLOGIC, VITAL SIGNS | Module, Blood Pressure, INV | MODULEBLOODPRESSINV-Philips-M1006B | MODULEBLOODPRESSINV | M1006B |  |  |  | Philips | Module, Blood Pressure, INV |  | MODULEBLOODPRESSINV-Philips-M1006B |  | 9/3/14 |  | MBPI-A | Covered PM Repair - Biomedical | MHHS-Southwest | [8 empty] | MODULEBLOODPRESSINV | Module, Blood Pressure, INV | Philips
NO | YES |  |  |  |  | 013-09357 | Philips Medical Systems Cardiac and Monitoring Syste | M1006B |  | DE805F5723 | SW-NICU | MHHS-Southwest |  | Module, Blood Pressure, INV |  |  | 013-09357 | Southwest | MHHS-Southwest | SW-NICU | NICU | 10/1/19 |  |  |  | MONITORS, PHYSIOLOGIC, VITAL SIGNS | Module, Blood Pressure, INV | MODULEBLOODPRESSINV-Philips-M1006B | MODULEBLOODPRESSINV | M1006B |  |  |  | Philips | Module, Blood Pressure, INV |  | MODULEBLOODPRESSINV-Philips-M1006B |  | 9/3/14 |  | MBPI-A | Covered PM Repair - Biomedical | MHHS-Southwest | [8 empty] | MODULEBLOODPRESSINV | Module, Blood Pressure, INV | Philips
NO | YES |  |  |  |  | 013-09356 | Philips Medical Systems Cardiac and Monitoring Syste | M1006B |  | DE805F5717 | SW-NICU | MHHS-Southwest |  | Module, Blood Pressure, INV |  |  | 013-09356 | Southwest | MHHS-Southwest | SW-NICU | NICU | 10/1/19 |  |  |  | MONITORS, PHYSIOLOGIC, VITAL SIGNS | Module, Blood Pressure, INV | MODULEBLOODPRESSINV-Philips-M1006B | MODULEBLOODPRESSINV | M1006B |  |  |  | Philips | Module, Blood Pressure, INV |  | MODULEBLOODPRESSINV-Philips-M1006B |  | 9/3/14 |  | MBPI-A | Covered PM Repair - Biomedical | MHHS-Southwest | [8 empty] | MODULEBLOODPRESSINV | Module, Blood Pressure, INV | Philips
NO | YES |  |  |  |  | 013-09358 | Philips Medical Systems Cardiac and Monitoring Syste | M1006B |  | DE805F5718 | SW-NICU | MHHS-Southwest |  | Module, Blood Pressure, INV |  |  | 013-09358 | Southwest | MHHS-Southwest | SW-NICU | NICU | 10/1/19 |  |  |  | MONITORS, PHYSIOLOGIC, VITAL SIGNS | Module, Blood Pressure, INV | MODULEBLOODPRESSINV-Philips-M1006B | MODULEBLOODPRESSINV | M1006B |  |  |  | Philips | Module, Blood Pressure, INV |  | MODULEBLOODPRESSINV-Philips-M1006B |  | 9/3/14 |  | MBPI-A | Covered PM Repair - Biomedical | MHHS-Southwest | [8 empty] | MODULEBLOODPRESSINV | Module, Blood Pressure, INV | Philips
NO | YES |  |  |  |  | 013-00871 | Philips Medical Systems Cardiac and Monitoring Syste | M1006B |  |  | ICU D | MHHS-Southwest |  | Module, Blood Pressure, INV |  |  | 013-00871 | Southwest | Memorial Hermann Southwest Hospital | ICU D | Rm 32 |  |  |  |  | MONITORS, PHYSIOLOGIC, VITAL SIGNS | Module, Blood Pressure, INV | MODULEBLOODPRESSINV-Philips-M1006B | MODULEBLOODPRESSINV | M1006B |  |  |  | Philips | Module, Blood Pressure, INV |  | MODULEBLOODPRESSINV-Philips-M1006B |  | 9/3/14 |  | MBPI-A | Covered PM Repair - Biomedical | MHHS-Southwest | [8 empty] | MODULEBLOODPRESSINV | Module, Blood Pressure, INV | Philips
NO | YES | [5 empty] | Philips Medical Systems Cardiac and Monitoring Syste | M1006B |  |  | ICU B | MHHS-Southwest |  | Module, Blood Pressure, INV |  |  |  | Southwest | Memorial Hermann Southwest Hospital | ICU B |  | 11/1/19 |  | 11/1/20 |  | MONITORS, PHYSIOLOGIC, VITAL SIGNS | Module, Blood Pressure, INV | MODULEBLOODPRESSINV-Philips-M1006B | MODULEBLOODPRESSINV | M1006B |  |  |  | Philips | Module, Blood Pressure, INV |  | MODULEBLOODPRESSINV-Philips-M1006B |  | 9/3/14 |  | MBPI-A | Covered PM Repair - Biomedical | MHHS-Southwest | [8 empty] | MODULEBLOODPRESSINV | Module, Blood Pressure, INV | Philips
NO | YES | [5 empty] | Philips Medical Systems Cardiac and Monitoring Syste | M1006B |  | DE805C4423 | Sugar Land-ICU | MHHS-Sugarland |  | Module, Blood Pressure, INV |  |  |  | Sugar Land | MHHS-Sugarland | Sugar Land-ICU |  | 8/1/19 | 8/1/20 |  |  | MONITORS, PHYSIOLOGIC, VITAL SIGNS | Module, Blood Pressure, INV | MODULEBLOODPRESSINV-Philips-M1006B | MODULEBLOODPRESSINV | M1006B |  |  |  | Philips | Module, Blood Pressure, INV |  | MODULEBLOODPRESSINV-Philips-M1006B |  | 1/1/13 |  | MBPI-A | Covered PM Repair - Biomedical | MHHS-Sugarland | [8 empty] | MODULEBLOODPRESSINV | Module, Blood Pressure, INV | Philips
NO | YES | Asset Tag 129-00297 |  |  | 129-00297 | 129-00297 | Philips Medical Systems Cardiac and Monitoring Syste | M1006B |  | 3523A21682 | Sugar Land-ICU | MHHS-Sugarland |  | Module, Blood Pressure, INV |  | 129-00297 | 129-00297 | Sugar Land | MHHS-Sugarland | Sugar Land-ICU |  | 10/3/19 |  |  |  | MONITORS, PHYSIOLOGIC, VITAL SIGNS | Module, Blood Pressure, INV | MODULEBLOODPRESSINV-Philips-M1006B | MODULEBLOODPRESSINV | M1006B |  |  |  | Philips | Module, Blood Pressure, INV |  | MODULEBLOODPRESSINV-Philips-M1006B |  | 6/7/19 | Finished from Script 3/27/2020 12:11:52pm (Central) | MBPI-A | Covered PM Repair - Biomedical | MHHS-Sugarland | [8 empty] | MODULEBLOODPRESSINV | Module, Blood Pressure, INV | Philips
NO | YES |  |  |  | 129-02327 | 129-02327 | Philips Medical Systems Cardiac and Monitoring Syste | M1006B |  | DE805K4900 | ICU | MHHS-Sugarland |  | Module, Blood Pressure, INV |  | 129-02327 | 129-02327 | Sugar Land | Memorial Hermann Sugar Land Hospital | ICU | RM E321 | 8/1/19 |  | 8/1/20 |  | MONITORS, PHYSIOLOGIC, VITAL SIGNS | Module, Blood Pressure, INV | MODULEBLOODPRESSINV-Philips-M1006B | MODULEBLOODPRESSINV | M1006B |  |  |  | Philips | Module, Blood Pressure, INV |  | MODULEBLOODPRESSINV-Philips-M1006B |  | 6/7/19 |  | MBPI-A | Covered PM Repair - Biomedical | MHHS-Sugarland | [8 empty] | MODULEBLOODPRESSINV | Module, Blood Pressure, INV | Philips
NO | YES |  |  |  | 129-02440 | 129-02440 | Philips Medical Systems Cardiac and Monitoring Syste | M1006B |  | DE805K4899 | Sugar Land-ICU | MHHS-Sugarland |  | Module, Blood Pressure, INV |  | 129-02440 | 129-02440 | Sugar Land | MHHS-Sugarland | Sugar Land-ICU |  | 9/1/19 | 9/1/20 |  |  | MONITORS, PHYSIOLOGIC, VITAL SIGNS | Module, Blood Pressure, INV | MODULEBLOODPRESSINV-Philips-M1006B | MODULEBLOODPRESSINV | M1006B |  |  |  | Philips | Module, Blood Pressure, INV |  | MODULEBLOODPRESSINV-Philips-M1006B |  | 6/7/19 |  | MBPI-A | Covered PM Repair - Biomedical | MHHS-Sugarland | [8 empty] | MODULEBLOODPRESSINV | Module, Blood Pressure, INV | Philips
NO | YES |  |  |  | 129-02443 | 129-02443 | Philips Medical Systems Cardiac and Monitoring Syste | M1006B |  | DE805K4901 | Sugar Land-ICU | MHHS-Sugarland |  | Module, Blood Pressure, INV |  | 129-02443 | 129-02443 | Sugar Land | MHHS-Sugarland | Sugar Land-ICU |  | 8/1/19 | 8/1/20 |  |  | MONITORS, PHYSIOLOGIC, VITAL SIGNS | Module, Blood Pressure, INV | MODULEBLOODPRESSINV-Philips-M1006B | MODULEBLOODPRESSINV | M1006B |  |  |  | Philips | Module, Blood Pressure, INV |  | MODULEBLOODPRESSINV-Philips-M1006B |  |  |  | MBPI-A | Covered PM Repair - Biomedical | MHHS-Sugarland | [8 empty] | MODULEBLOODPRESSINV | Module, Blood Pressure, INV | Philips
NO | YES | [5 empty] | Philips Medical Systems Cardiac and Monitoring Syste | M1006B |  | DE805G1583 | Sugar Land-OR | MHHS-Sugarland |  | Module, Blood Pressure, INV |  |  |  | Sugar Land | MHHS-Sugarland | Sugar Land-OR |  | 9/1/19 | 9/1/20 |  |  | MONITORS, PHYSIOLOGIC, VITAL SIGNS | Module, Blood Pressure, INV | MODULEBLOODPRESSINV-Philips-M1006B | MODULEBLOODPRESSINV | M1006B |  |  |  | Philips | Module, Blood Pressure, INV |  | MODULEBLOODPRESSINV-Philips-M1006B |  | 4/1/17 |  | MBPI-A | Covered PM Repair - Biomedical | MHHS-Sugarland | [8 empty] | MODULEBLOODPRESSINV | Module, Blood Pressure, INV | Philips
NO | YES |  |  |  | 129-00295 | 129-00295 | Philips Medical Systems Cardiac and Monitoring Syste | M1006B |  | 3523A21295 | Sugar Land-Endoscopy | MHHS-Sugarland |  | Module, Blood Pressure, INV |  | 129-00295 | 129-00295 | Sugar Land | MHHS-Sugarland | Sugar Land-Endoscopy | Procedure Room 2 |  | 2/1/20 |  |  | MONITORS, PHYSIOLOGIC, VITAL SIGNS | Module, Blood Pressure, INV | MODULEBLOODPRESSINV-Philips-M1006B | MODULEBLOODPRESSINV | M1006B |  |  |  | Philips | Module, Blood Pressure, INV |  | MODULEBLOODPRESSINV-Philips-M1006B |  | 10/26/19 |  | MBPI-A | Covered PM Repair - Biomedical | MHHS-Sugarland | [8 empty] | MODULEBLOODPRESSINV | Module, Blood Pressure, INV | Philips
NO | YES |  |  |  | 129-01060 | 129-01060 | Philips Medical Systems Cardiac and Monitoring Syste | M1006B |  | DE805A0687 | Sugar Land-OR | MHHS-Sugarland |  | Module, Blood Pressure, INV |  | 129-01060 | 129-01060 | Sugar Land | MHHS-Sugarland | Sugar Land-OR |  | 7/1/19 | 7/1/20 |  |  | MONITORS, PHYSIOLOGIC, VITAL SIGNS | Module, Blood Pressure, INV | MODULEBLOODPRESSINV-Philips-M1006B | MODULEBLOODPRESSINV | M1006B |  |  |  | Philips | Module, Blood Pressure, INV |  | MODULEBLOODPRESSINV-Philips-M1006B |  |  |  | MBPI-A | Covered PM Repair - Radiology, Low End | MHHS-Sugarland | [8 empty] | MODULEBLOODPRESSINV | Module, Blood Pressure, INV | Philips
NO | YES |  |  |  | 129-02442 | 129-02442 | Philips Medical Systems Cardiac and Monitoring Syste | M1006B |  | DE805K4895 | Sugar Land-OR | MHHS-Sugarland |  | Module, Blood Pressure, INV |  | 129-02442 | 129-02442 | Sugar Land | MHHS-Sugarland | Sugar Land-OR | OR 8 | 7/1/19 |  | 7/1/20 |  | MONITORS, PHYSIOLOGIC, VITAL SIGNS | Module, Blood Pressure, INV | MODULEBLOODPRESSINV-Philips-M1006B | MODULEBLOODPRESSINV | M1006B |  |  |  | Philips | Module, Blood Pressure, INV |  | MODULEBLOODPRESSINV-Philips-M1006B |  |  |  | MBPI-A | Covered PM Repair - Biomedical | MHHS-Sugarland | [8 empty] | MODULEBLOODPRESSINV | Module, Blood Pressure, INV | Philips
NO | YES |  |  |  | 129-06290 | 129-06290 | Philips Medical Systems Cardiac and Monitoring Syste | M1006B |  | DE408V0443 | Sugar Land-OR | MHHS-Sugarland |  | Module, Blood Pressure, INV |  | 129-06290 | 129-06290 | Sugar Land | MHHS-Sugarland | Sugar Land-OR | OR | 7/1/19 |  | 7/1/20 |  | MONITORS, PHYSIOLOGIC, VITAL SIGNS | Module, Blood Pressure, INV | MODULEBLOODPRESSINV-Philips-M1006B | MODULEBLOODPRESSINV | M1006B |  |  |  | Philips | Module, Blood Pressure, INV |  | MODULEBLOODPRESSINV-Philips-M1006B |  |  |  | MBPI-A | Covered PM Repair - Biomedical | MHHS-Sugarland | [8 empty] | MODULEBLOODPRESSINV | Module, Blood Pressure, INV | Philips
NO | YES | [5 empty] | Philips Medical Systems Cardiac and Monitoring Syste | M1006B |  | 3805G53435 | TMC-Children's-NICU (7Hp) | MHHS-TMC |  | Module, Blood Pressure, INV |  |  |  | TMC | MHHS-TMC | TMC-Children's-NICU (7Hp) |  | 4/19/19 |  |  |  | MONITORS, PHYSIOLOGIC, VITAL SIGNS |  | MODULEBLOODPRESSINV-Philips-M1006B | MODULEBLOODPRESSINV | M1006B |  |  |  | Philips | Module, Blood Pressure, INV |  | MODULEBLOODPRESSINV-Philips-M1006B |  | 2/1/20 | Verified 3/30/2020 4:07pm (Central) |  | Not Covered Vendor Only - Biomedical | MHHS-TMC
NO | YES | [5 empty] | Philips Medical Systems Cardiac and Monitoring Syste | M1006B |  | 3805G53791 | TMC-Children's-NICU (7Hp) | MHHS-TMC |  | Module, Blood Pressure, INV |  |  |  | TMC | MHHS-TMC | TMC-Children's-NICU (7Hp) |  | 4/19/19 |  |  |  | MONITORS, PHYSIOLOGIC, VITAL SIGNS |  | MODULEBLOODPRESSINV-Philips-M1006B | MODULEBLOODPRESSINV | M1006B |  |  |  | Philips | Module, Blood Pressure, INV |  | MODULEBLOODPRESSINV-Philips-M1006B |  | 4/3/17 | Verified 3/30/2020 4:07pm (Central) |  | Not Covered Vendor Only - Rad, Low End | MHHS-TMC
NO | YES | [5 empty] | Philips Medical Systems Cardiac and Monitoring Syste | M1006B |  | 3805G53675 | TMC-Children's-NICU (7Hp) | MHHS-TMC |  | Module, Blood Pressure, INV |  |  |  | TMC | MHHS-TMC | TMC-Children's-NICU (7Hp) |  | 4/18/19 |  |  |  | MONITORS, PHYSIOLOGIC, VITAL SIGNS |  | MODULEBLOODPRESSINV-Philips-M1006B | MODULEBLOODPRESSINV | M1006B |  |  |  | Philips | Module, Blood Pressure, INV |  | MODULEBLOODPRESSINV-Philips-M1006B |  |  | Verified 3/30/2020 4:07pm (Central) |  | Not Covered Vendor Only - Biomedical | MHHS-TMC
NO | YES | [5 empty] | Philips Medical Systems Cardiac and Monitoring Syste | M1006B |  | 3805G61625 | TMC-Children's-NICU (7Hp) | MHHS-TMC |  | Module, Blood Pressure, INV |  |  |  | TMC | MHHS-TMC | TMC-Children's-NICU (7Hp) |  | 4/17/19 |  |  |  | MONITORS, PHYSIOLOGIC, VITAL SIGNS |  | MODULEBLOODPRESSINV-Philips-M1006B | MODULEBLOODPRESSINV | M1006B |  |  |  | Philips | Module, Blood Pressure, INV |  | MODULEBLOODPRESSINV-Philips-M1006B |  |  | Verified 3/30/2020 4:07pm (Central) |  | Covered PM Repair - Biomedical | MHHS-TMC
NO | YES |  |  |  | 077-04171 | 077-04171 | Philips Medical Systems Cardiac and Monitoring Syste | M1006B |  | DE805G1628 | TMC-Children's-PICU (9Hp) | MHHS-TMC |  | Module, Blood Pressure, INV |  | 077-04171 | 077-04171 | TMC | MHHS-TMC | TMC-Children's-PICU (9Hp) |  | 4/17/19 |  |  |  | MONITORS, PHYSIOLOGIC, VITAL SIGNS |  | MODULEBLOODPRESSINV-Philips-M1006B | MODULEBLOODPRESSINV | M1006B |  |  |  | Philips | Module, Blood Pressure, INV |  | MODULEBLOODPRESSINV-Philips-M1006B |  |  | Verified 3/30/2020 4:07pm (Central) |  | Not Covered Vendor Only - Biomedical | MHHS-TMC
NO | YES | [5 empty] | Philips Medical Systems Cardiac and Monitoring Syste | M1006B |  |  | TMC-Children's-PICU (9Hp) | MHHS-TMC |  | Module, Blood Pressure, INV |  |  |  | TMC | MHHS-TMC | TMC-Children's-PICU (9Hp) |  | 4/17/19 |  |  |  | MONITORS, PHYSIOLOGIC, VITAL SIGNS |  | MODULEBLOODPRESSINV-Philips-M1006B | MODULEBLOODPRESSINV | M1006B |  |  |  | Philips | Module, Blood Pressure, INV |  | MODULEBLOODPRESSINV-Philips-M1006B |  |  | Verified 3/30/2020 4:07pm (Central) |  | Not Covered Vendor Only - Biomedical | MHHS-TMC
NO | YES | [5 empty] | Philips Medical Systems Cardiac and Monitoring Syste | M1006B |  | DE805G1456 | TMC-Children's-PICU (9Hp) | MHHS-TMC |  | Module, Blood Pressure, INV |  |  |  | TMC | MHHS-TMC | TMC-Children's-PICU (9Hp) |  | 4/17/19 |  |  |  | MONITORS, PHYSIOLOGIC, VITAL SIGNS |  | MODULEBLOODPRESSINV-Philips-M1006B | MODULEBLOODPRESSINV | M1006B |  |  |  | Philips | Module, Blood Pressure, INV |  | MODULEBLOODPRESSINV-Philips-M1006B |  |  | Verified 3/30/2020 4:07pm (Central) |  | Not Covered Vendor Only - Biomedical | MHHS-TMC
NO | YES | [5 empty] | Philips Medical Systems Cardiac and Monitoring Syste | M1006B |  | 3805G53786 | TMC-Children's-PICU (9Hp) | MHHS-TMC |  | Module, Blood Pressure, INV |  |  |  | TMC | MHHS-TMC | TMC-Children's-PICU (9Hp) |  | 4/11/19 |  |  |  | MONITORS, PHYSIOLOGIC, VITAL SIGNS |  | MODULEBLOODPRESSINV-Philips-M1006B | MODULEBLOODPRESSINV | M1006B |  |  |  | Philips | Module, Blood Pressure, INV |  | MODULEBLOODPRESSINV-Philips-M1006B |  |  | Verified 3/30/2020 4:07pm (Central) |  | Covered PM Repair - Biomedical | MHHS-TMC
NO | YES | [5 empty] | Philips Medical Systems Cardiac and Monitoring Syste | M1006B |  | DE805C1611 | TMC-Children's-PICU (9Hp) | MHHS-TMC |  | Module, Blood Pressure, INV |  |  |  | TMC | MHHS-TMC | TMC-Children's-PICU (9Hp) |  | 4/24/19 |  |  |  | MONITORS, PHYSIOLOGIC, VITAL SIGNS |  | MODULEBLOODPRESSINV-Philips-M1006B | MODULEBLOODPRESSINV | M1006B |  |  |  | Philips | Module, Blood Pressure, INV |  | MODULEBLOODPRESSINV-Philips-M1006B |  |  | Verified 3/30/2020 4:07pm (Central) |  | Covered PM Repair - Biomedical | MHHS-TMC
NO | YES | [5 empty] | Philips Medical Systems Cardiac and Monitoring Syste | M1006B |  | 3805G53624 | TMC-Children's-PICU (9Hp) | MHHS-TMC |  | Module, Blood Pressure, INV |  |  |  | TMC | MHHS-TMC | TMC-Children's-PICU (9Hp) |  | 4/18/19 |  |  |  | MONITORS, PHYSIOLOGIC, VITAL SIGNS |  | MODULEBLOODPRESSINV-Philips-M1006B | MODULEBLOODPRESSINV | M1006B |  |  |  | Philips | Module, Blood Pressure, INV |  | MODULEBLOODPRESSINV-Philips-M1006B |  | 6/17/20 | Verified 3/30/2020 4:07pm (Central) |  | Covered PM Repair - Biomedical | MHHS-TMC
NO | YES | [5 empty] | Philips Medical Systems Cardiac and Monitoring Syste | M1006B |  | 3145A44256 | TMC-Children's-PICU (9Hp) | MHHS-TMC |  | Module, Blood Pressure, INV |  |  |  | TMC | MHHS-TMC | TMC-Children's-PICU (9Hp) |  | 4/15/19 |  |  |  | MONITORS, PHYSIOLOGIC, VITAL SIGNS |  | MODULEBLOODPRESSINV-Philips-M1006B | MODULEBLOODPRESSINV | M1006B |  |  |  | Philips | Module, Blood Pressure, INV |  | MODULEBLOODPRESSINV-Philips-M1006B |  |  | Verified 3/30/2020 4:07pm (Central) |  | Covered PM Repair - Biomedical | MHHS-TMC
NO | YES | [5 empty] | Philips Medical Systems Cardiac and Monitoring Syste | M1006B |  | 3805G53787 | TMC-Children's-PICU (9Hp) | MHHS-TMC |  | Module, Blood Pressure, INV |  |  |  | TMC | MHHS-TMC | TMC-Children's-PICU (9Hp) |  | 4/4/19 |  |  |  | MONITORS, PHYSIOLOGIC, VITAL SIGNS |  | MODULEBLOODPRESSINV-Philips-M1006B | MODULEBLOODPRESSINV | M1006B |  |  |  | Philips | Module, Blood Pressure, INV |  | MODULEBLOODPRESSINV-Philips-M1006B |  | 5/13/16 | Verified 3/30/2020 4:07pm (Central) |  | Covered PM Repair - Biomedical | MHHS-TMC
NO | YES | [5 empty] | Philips Medical Systems Cardiac and Monitoring Syste | M1006B |  | 3805G60584 | TMC-Children's-PICU (9Hp) | MHHS-TMC |  | Module, Blood Pressure, INV |  |  |  | TMC | MHHS-TMC | TMC-Children's-PICU (9Hp) |  | 4/11/19 |  |  |  | MONITORS, PHYSIOLOGIC, VITAL SIGNS |  | MODULEBLOODPRESSINV-Philips-M1006B | MODULEBLOODPRESSINV | M1006B |  |  |  | Philips | Module, Blood Pressure, INV |  | MODULEBLOODPRESSINV-Philips-M1006B |  | 5/1/16 | Verified 3/30/2020 4:07pm (Central) |  | Covered PM Repair - Biomedical | MHHS-TMC
NO | YES | [5 empty] | Philips Medical Systems Cardiac and Monitoring Syste | M1006B |  | 3805G53450 | TMC-Children's-PICU (9Hp) | MHHS-TMC |  | Module, Blood Pressure, INV |  |  |  | TMC | MHHS-TMC | TMC-Children's-PICU (9Hp) |  | 4/4/19 |  |  |  | MONITORS, PHYSIOLOGIC, VITAL SIGNS |  | MODULEBLOODPRESSINV-Philips-M1006B | MODULEBLOODPRESSINV | M1006B |  |  |  | Philips | Module, Blood Pressure, INV |  | MODULEBLOODPRESSINV-Philips-M1006B |  | 5/1/16 | Verified 3/30/2020 4:07pm (Central) |  | Covered PM Repair - Biomedical | MHHS-TMC
NO | YES | [5 empty] | Philips Medical Systems Cardiac and Monitoring Syste | M1006B |  | DE805G1885 | TMC-Children's-PICU (9Hp) | MHHS-TMC |  | Module, Blood Pressure, INV |  |  |  | TMC | MHHS-TMC | TMC-Children's-PICU (9Hp) |  | 4/17/19 |  |  |  | MONITORS, PHYSIOLOGIC, VITAL SIGNS |  | MODULEBLOODPRESSINV-Philips-M1006B | MODULEBLOODPRESSINV | M1006B |  |  |  | Philips | Module, Blood Pressure, INV |  | MODULEBLOODPRESSINV-Philips-M1006B |  | 5/1/16 | Verified 3/30/2020 4:07pm (Central) |  | Covered PM Repair - Biomedical | MHHS-TMC
NO | YES | [5 empty] | Philips Medical Systems Cardiac and Monitoring Syste | M1006B |  | 3805G57848 | TMC-Children's-PICU (9Hp) | MHHS-TMC |  | Module, Blood Pressure, INV |  |  |  | TMC | MHHS-TMC | TMC-Children's-PICU (9Hp) |  | 4/10/19 |  |  |  | MONITORS, PHYSIOLOGIC, VITAL SIGNS |  | MODULEBLOODPRESSINV-Philips-M1006B | MODULEBLOODPRESSINV | M1006B |  |  |  | Philips | Module, Blood Pressure, INV |  | MODULEBLOODPRESSINV-Philips-M1006B |  | 5/1/16 | Verified 3/30/2020 4:07pm (Central) |  | Covered PM Repair - Biomedical | MHHS-TMC
NO | YES | Serial Number DE45582185 |  |  | 099-00922 | 099-00922 | Philips Medical Systems Cardiac and Monitoring Syste | M1006B |  | DE45582185 | Sugar Land-OR |  |  |  |  | 099-00922 | 099-00922 | Sugar Land | MHHS-Sugarland | Sugar Land-OR |  |  |  |  | No pm |  | Module, Blood Pressure, INV | MODULEBLOODPRESSINV-Philips-M1006B | [12 empty] | MBPI-A | [10 empty] | MODULEBLOODPRESSINV | Module, Blood Pressure, INV | Philips
YES | YES |  |  |  | 013-04526 | 013-04526 | Philips Medical Systems Cardiac and Monitoring Syste | M1006B |  |  | ICU B |  |  |  |  | 013-04526 | 013-04526 | Southwest | Memorial Hermann Southwest Hospital | ICU B | [7 empty] | MODULEBLOODPRESSINV-Philips-M1006B
YES | YES |  |  |  | 013-04582 | 013-04582 | Philips Medical Systems Cardiac and Monitoring Syste | M1006B |  | 3523A17232 | Floor 2 |  |  |  |  | 013-04582 | 013-04582 | Southwest | Memorial Hermann Southwest Hospital | Floor 2 | Floor 2 | [6 empty] | MODULEBLOODPRESSINV-Philips-M1006B
YES | YES |  |  |  | 005-10540 | 005-10540 | Philips Medical Systems Cardiac and Monitoring Syste | M1006B |  | DE408U9772 | SE - OR |  |  |  |  | 005-10540 | 005-10540 | Southeast | Memorial Hermann Southeast Hospital | SE - OR | SE -OR | 1/1/20 |  | 1/1/21 |  |  |  | MODULEBLOODPRESSINV-Philips-M1006B
YES | YES |  |  |  |  | 041-04511 | Philips Medical Systems Cardiac and Monitoring Syste | M1006B |  | DE805E3547 | Surgery | [5 empty] | 041-04511 | West | Memorial City - Memorial Hermann Hospital | Surgery | E2 321 Surgery Rm 6 |  |  |  |  | MONITORS, PHYSIOLOGIC, VITAL SIGNS
NO | NO |  |  |  | 151-02624 |  | Philips Medical Systems Cardiac and Monitoring Syste | M1006B |  | DE408W6223 | CY - ICU | MHHS-Cypress |  | Module, Blood Pressure, INV |  | 151-02624 |  | Northwest & Cypress |  | CY - ICU | [5 empty] | MONITORS, PHYSIOLOGIC, VITAL SIGNS |  | MODULEBLOODPRESSINV-Philips-M1006B | MODULEBLOODPRESSINV | M1006B |  |  |  | Philips | Module, Blood Pressure, INV |  | MODULEBLOODPRESSINV-Philips-M1006B |  |  |  |  | Covered PM Repair - Biomedical | MHHS-Cypress
NO | NO |  |  |  | 151-02625 |  | Philips Medical Systems Cardiac and Monitoring Syste | M1006B |  | DE408W6215 | CY - ICU | MHHS-Cypress |  | Module, Blood Pressure, INV |  | 151-02625 |  | Northwest & Cypress |  | CY - ICU | [5 empty] | MONITORS, PHYSIOLOGIC, VITAL SIGNS |  | MODULEBLOODPRESSINV-Philips-M1006B | MODULEBLOODPRESSINV | M1006B |  |  |  | Philips | Module, Blood Pressure, INV |  | MODULEBLOODPRESSINV-Philips-M1006B |  |  |  |  | Covered PM Repair - Biomedical | MHHS-Cypress
NO | NO |  |  |  | 151-02626 |  | Philips Medical Systems Cardiac and Monitoring Syste | M1006B |  | DE408W6213 | CY - ICU | MHHS-Cypress |  | Module, Blood Pressure, INV |  | 151-02626 |  | Northwest & Cypress |  | CY - ICU | [5 empty] | MONITORS, PHYSIOLOGIC, VITAL SIGNS |  | MODULEBLOODPRESSINV-Philips-M1006B | MODULEBLOODPRESSINV | M1006B |  |  |  | Philips | Module, Blood Pressure, INV |  | MODULEBLOODPRESSINV-Philips-M1006B |  |  |  |  | Covered PM Repair - Biomedical | MHHS-Cypress
NO | NO | [5 empty] | Philips Medical Systems Cardiac and Monitoring Syste | M1006B |  | 3805A63876 | GH - ER | MHHS-Greater Heights |  | Module, Blood Pressure, INV |  |  |  | Central & Greater Heights |  | GH - ER | [5 empty] | MONITORS, PHYSIOLOGIC, VITAL SIGNS |  | MODULEBLOODPRESSINV-Philips-M1006B | MODULEBLOODPRESSINV | M1006B |  |  |  | Philips | Module, Blood Pressure, INV |  | MODULEBLOODPRESSINV-Philips-M1006B |  |  |  |  | Not Covered Vendor Only - Biomedical | MHHS-Greater Heights
NO | NO | [5 empty] | Philips Medical Systems Cardiac and Monitoring Syste | M1006B |  | 3523A38723 | GH - ER | MHHS-Greater Heights |  | Module, Blood Pressure, INV |  |  |  | Central & Greater Heights |  | GH - ER | [5 empty] | MONITORS, PHYSIOLOGIC, VITAL SIGNS |  | MODULEBLOODPRESSINV-Philips-M1006B | MODULEBLOODPRESSINV | M1006B |  |  |  | Philips | Module, Blood Pressure, INV |  | MODULEBLOODPRESSINV-Philips-M1006B |  |  |  |  | Not Covered Vendor Only - Biomedical | MHHS-Greater Heights
NO | NO |  |  |  | 009-03168 |  | Philips Medical Systems Cardiac and Monitoring Syste | M1006B |  | 3523A38717 | GH - ICU | MHHS-Greater Heights |  | Module, Blood Pressure, INV |  | 009-03168 |  | Central & Greater Heights |  | GH - ICU | [5 empty] | MONITORS, PHYSIOLOGIC, VITAL SIGNS |  | MODULEBLOODPRESSINV-Philips-M1006B | MODULEBLOODPRESSINV | M1006B |  |  |  | Philips | Module, Blood Pressure, INV |  | MODULEBLOODPRESSINV-Philips-M1006B |  |  |  |  | Not Covered Vendor Only - Biomedical | MHHS-Greater Heights
NO | NO |  |  |  | 009-03219 |  | Philips Medical Systems Cardiac and Monitoring Syste | M1006B |  | 3218A51361 | GH - ICU | MHHS-Greater Heights |  | Module, Blood Pressure, INV |  | 009-03219 |  | Central & Greater Heights |  | GH - ICU | [5 empty] | MONITORS, PHYSIOLOGIC, VITAL SIGNS |  | MODULEBLOODPRESSINV-Philips-M1006B | MODULEBLOODPRESSINV | M1006B |  |  |  | Philips | Module, Blood Pressure, INV |  | MODULEBLOODPRESSINV-Philips-M1006B |  |  |  |  | Covered PM Repair - Biomedical | MHHS-Greater Heights
NO | NO |  |  |  | 009-03222 |  | Philips Medical Systems Cardiac and Monitoring Syste | M1006B |  | 3805A63840 | GH - ICU | MHHS-Greater Heights |  | Module, Blood Pressure, INV |  | 009-03222 |  | Central & Greater Heights |  | GH - ICU | [5 empty] | MONITORS, PHYSIOLOGIC, VITAL SIGNS |  | MODULEBLOODPRESSINV-Philips-M1006B | MODULEBLOODPRESSINV | M1006B |  |  |  | Philips | Module, Blood Pressure, INV |  | MODULEBLOODPRESSINV-Philips-M1006B |  |  |  |  | Covered PM Repair - Biomedical | MHHS-Greater Heights
NO | NO |  |  |  | 009-04870 |  | Philips Medical Systems Cardiac and Monitoring Syste | M1006B |  | DE805J2621 | GH - ICU | MHHS-Greater Heights |  | Module, Blood Pressure, INV |  | 009-04870 |  | Central & Greater Heights |  | GH - ICU | [5 empty] | MONITORS, PHYSIOLOGIC, VITAL SIGNS |  | MODULEBLOODPRESSINV-Philips-M1006B | MODULEBLOODPRESSINV | M1006B |  |  |  | Philips | Module, Blood Pressure, INV |  | MODULEBLOODPRESSINV-Philips-M1006B |  |  |  |  | Covered PM Repair - Biomedical | MHHS-Greater Heights
NO | NO |  |  |  | 009-04871 |  | Philips Medical Systems Cardiac and Monitoring Syste | M1006B |  | DE805J2595 | GH - ICU | MHHS-Greater Heights |  | Module, Blood Pressure, INV |  | 009-04871 |  | Central & Greater Heights |  | GH - ICU | [5 empty] | MONITORS, PHYSIOLOGIC, VITAL SIGNS |  | MODULEBLOODPRESSINV-Philips-M1006B | MODULEBLOODPRESSINV | M1006B |  |  |  | Philips | Module, Blood Pressure, INV |  | MODULEBLOODPRESSINV-Philips-M1006B |  |  |  |  | Covered PM Repair - Biomedical | MHHS-Greater Heights
NO | NO | [5 empty] | Philips Medical Systems Cardiac and Monitoring Syste | M1006B |  | 3805G91158 | GH - ICU | MHHS-Greater Heights |  | Module, Blood Pressure, INV |  |  |  | Central & Greater Heights |  | GH - ICU | [5 empty] | MONITORS, PHYSIOLOGIC, VITAL SIGNS |  | MODULEBLOODPRESSINV-Philips-M1006B | MODULEBLOODPRESSINV | M1006B |  |  |  | Philips | Module, Blood Pressure, INV |  | MODULEBLOODPRESSINV-Philips-M1006B |  |  |  |  | Covered PM Repair - Biomedical | MHHS-Greater Heights
NO | NO | [5 empty] | Philips Medical Systems Cardiac and Monitoring Syste | M1006B |  | 3805G47134 | GH - ICU | MHHS-Greater Heights |  | Module, Blood Pressure, INV |  |  |  | Central & Greater Heights |  | GH - ICU | [5 empty] | MONITORS, PHYSIOLOGIC, VITAL SIGNS |  | MODULEBLOODPRESSINV-Philips-M1006B | MODULEBLOODPRESSINV | M1006B |  |  |  | Philips | Module, Blood Pressure, INV |  | MODULEBLOODPRESSINV-Philips-M1006B |  |  |  |  | Not Covered Vendor Only - Biomedical | MHHS-Greater Heights
NO | NO | [5 empty] | Philips Medical Systems Cardiac and Monitoring Syste | M1006B |  | 3727A35870 | GH - ICU | MHHS-Greater Heights |  | Module, Blood Pressure, INV |  |  |  | Central & Greater Heights |  | GH - ICU | [5 empty] | MONITORS, PHYSIOLOGIC, VITAL SIGNS |  | MODULEBLOODPRESSINV-Philips-M1006B | MODULEBLOODPRESSINV | M1006B |  |  |  | Philips | Module, Blood Pressure, INV |  | MODULEBLOODPRESSINV-Philips-M1006B |  |  |  |  | Covered PM Repair - Biomedical | MHHS-Greater Heights
NO | NO | [5 empty] | Philips Medical Systems Cardiac and Monitoring Syste | M1006B |  | DE805G3418 | GH - ICU | MHHS-Greater Heights |  | Module, Blood Pressure, INV |  |  |  | Central & Greater Heights |  | GH - ICU | [5 empty] | MONITORS, PHYSIOLOGIC, VITAL SIGNS |  | MODULEBLOODPRESSINV-Philips-M1006B | MODULEBLOODPRESSINV | M1006B |  |  |  | Philips | Module, Blood Pressure, INV |  | MODULEBLOODPRESSINV-Philips-M1006B |  |  |  |  | Covered PM Repair - Biomedical | MHHS-Greater Heights
NO | NO | [5 empty] | Philips Medical Systems Cardiac and Monitoring Syste | M1006B |  | DE805J2297 | GH - ICU | MHHS-Greater Heights |  | Module, Blood Pressure, INV |  |  |  | Central & Greater Heights |  | GH - ICU | [5 empty] | MONITORS, PHYSIOLOGIC, VITAL SIGNS |  | MODULEBLOODPRESSINV-Philips-M1006B | MODULEBLOODPRESSINV | M1006B |  |  |  | Philips | Module, Blood Pressure, INV |  | MODULEBLOODPRESSINV-Philips-M1006B |  |  |  |  | Covered PM Repair - Biomedical | MHHS-Greater Heights
NO | NO | [5 empty] | Philips Medical Systems Cardiac and Monitoring Syste | M1006B |  | 3805A62080 | KATY - ICU | MHHS-Katy |  | Module, Blood Pressure, INV |  |  |  | Katy |  | KATY - ICU | [5 empty] | MONITORS, PHYSIOLOGIC, VITAL SIGNS |  | MODULEBLOODPRESSINV-Philips-M1006B | MODULEBLOODPRESSINV | M1006B |  |  |  | Philips | Module, Blood Pressure, INV |  | MODULEBLOODPRESSINV-Philips-M1006B |  |  |  |  | Covered PM Repair - Lab Analyzers/Anesth | MHHS-Katy
NO | NO |  |  |  | 133-00670 |  | Philips Medical Systems Cardiac and Monitoring Syste | M1006B |  | 3805G41865 | KATY - ICU | MHHS-Katy |  | Module, Blood Pressure, INV |  | 133-00670 |  | Katy |  | KATY - ICU | [5 empty] | MONITORS, PHYSIOLOGIC, VITAL SIGNS |  | MODULEBLOODPRESSINV-Philips-M1006B | MODULEBLOODPRESSINV | M1006B |  |  |  | Philips | Module, Blood Pressure, INV |  | MODULEBLOODPRESSINV-Philips-M1006B |  |  |  |  | Covered PM Repair - Biomedical | MHHS-Katy
NO | NO |  |  |  | 133-00625 |  | Philips Medical Systems Cardiac and Monitoring Syste | M1006B |  | 3805A61945 | KATY - PACU | MHHS-Katy |  | Module, Blood Pressure, INV |  | 133-00625 |  | Katy |  | KATY - PACU | [5 empty] | MONITORS, PHYSIOLOGIC, VITAL SIGNS |  | MODULEBLOODPRESSINV-Philips-M1006B | MODULEBLOODPRESSINV | M1006B |  |  |  | Philips | Module, Blood Pressure, INV |  | MODULEBLOODPRESSINV-Philips-M1006B |  |  |  |  | Covered PM Repair - Biomedical | MHHS-Katy
NO | NO |  |  |  | 041-05525 |  | Philips Medical Systems Cardiac and Monitoring Syste | M1006B |  | de805f7302 | MEMORIAL CITY - EAST TOWER - NEUROLOGY | MHHS-Mem City |  | Module, Blood Pressure, INV |  | 041-05525 |  | West & Memorial City |  | MEMORIAL CITY - EAST TOWER - NEUROLOGY | [5 empty] | MONITORS, PHYSIOLOGIC, VITAL SIGNS |  | MODULEBLOODPRESSINV-Philips-M1006B | MODULEBLOODPRESSINV | M1006B |  |  |  | Philips | Module, Blood Pressure, INV |  | MODULEBLOODPRESSINV-Philips-M1006B |  |  |  |  | Covered PM Repair - Biomedical | MHHS-Mem City
NO | NO |  |  |  | 041-14340 |  | Philips Medical Systems Cardiac and Monitoring Syste | M1006B |  | DE805M6961 | MEMORIAL CITY - MHT - NICU | MHHS-Mem City |  | Module, Blood Pressure, INV |  | 041-14340 |  | West & Memorial City |  | MEMORIAL CITY - MHT - NICU | [5 empty] | MONITORS, PHYSIOLOGIC, VITAL SIGNS |  | MODULEBLOODPRESSINV-Philips-M1006B | MODULEBLOODPRESSINV | M1006B |  |  |  | Philips | Module, Blood Pressure, INV |  | MODULEBLOODPRESSINV-Philips-M1006B |  |  |  |  | Covered PM Repair - Biomedical | MHHS-Mem City
NO | NO |  |  |  | 041-06542 |  | Philips Medical Systems Cardiac and Monitoring Syste | M1006B |  | DE805F7080 | MEMORIAL CITY - MICU | MHHS-Mem City |  | Module, Blood Pressure, INV |  | 041-06542 |  | West & Memorial City |  | MEMORIAL CITY - MICU | [5 empty] | MONITORS, PHYSIOLOGIC, VITAL SIGNS |  | MODULEBLOODPRESSINV-Philips-M1006B | MODULEBLOODPRESSINV | M1006B |  |  |  | Philips | Module, Blood Pressure, INV |  | MODULEBLOODPRESSINV-Philips-M1006B |  |  |  |  | Covered PM Repair - Biomedical | MHHS-Mem City
NO | NO |  |  |  | 041-06537 |  | Philips Medical Systems Cardiac and Monitoring Syste | M1006B |  | DE805F6507 | MEMORIAL CITY - MICU | MHHS-Mem City |  | Module, Blood Pressure, INV |  | 041-06537 |  | West & Memorial City |  | MEMORIAL CITY - MICU | [5 empty] | MONITORS, PHYSIOLOGIC, VITAL SIGNS |  | MODULEBLOODPRESSINV-Philips-M1006B | MODULEBLOODPRESSINV | M1006B |  |  |  | Philips | Module, Blood Pressure, INV |  | MODULEBLOODPRESSINV-Philips-M1006B |  |  |  |  | Covered PM Repair - Biomedical | MHHS-Mem City
NO | NO |  |  |  | 041-06538 |  | Philips Medical Systems Cardiac and Monitoring Syste | M1006B |  | DE805F7077 | MEMORIAL CITY - MICU | MHHS-Mem City |  | Module, Blood Pressure, INV |  | 041-06538 |  | West & Memorial City |  | MEMORIAL CITY - MICU | [5 empty] | MONITORS, PHYSIOLOGIC, VITAL SIGNS |  | MODULEBLOODPRESSINV-Philips-M1006B | MODULEBLOODPRESSINV | M1006B |  |  |  | Philips | Module, Blood Pressure, INV |  | MODULEBLOODPRESSINV-Philips-M1006B |  |  |  |  | Covered PM Repair - Biomedical | MHHS-Mem City
NO | NO |  |  |  | 041-06544 |  | Philips Medical Systems Cardiac and Monitoring Syste | M1006B |  | DE805F6513 | MEMORIAL CITY - MICU | MHHS-Mem City |  | Module, Blood Pressure, INV |  | 041-06544 |  | West & Memorial City |  | MEMORIAL CITY - MICU | [5 empty] | MONITORS, PHYSIOLOGIC, VITAL SIGNS |  | MODULEBLOODPRESSINV-Philips-M1006B | MODULEBLOODPRESSINV | M1006B |  |  |  | Philips | Module, Blood Pressure, INV |  | MODULEBLOODPRESSINV-Philips-M1006B |  |  |  |  | Covered PM Repair - Biomedical | MHHS-Mem City
NO | NO |  |  |  | 041-06547 |  | Philips Medical Systems Cardiac and Monitoring Syste | M1006B |  | 041-06547 | MEMORIAL CITY - MICU | MHHS-Mem City |  | Module, Blood Pressure, INV |  | 041-06547 |  | West & Memorial City |  | MEMORIAL CITY - MICU | [5 empty] | MONITORS, PHYSIOLOGIC, VITAL SIGNS |  | MODULEBLOODPRESSINV-Philips-M1006B | MODULEBLOODPRESSINV | M1006B |  |  |  | Philips | Module, Blood Pressure, INV |  | MODULEBLOODPRESSINV-Philips-M1006B |  |  |  |  | Covered PM Repair - Biomedical | MHHS-Mem City
NO | NO |  |  |  | 041-06555 |  | Philips Medical Systems Cardiac and Monitoring Syste | M1006B |  | DE805F7222 | MEMORIAL CITY - MICU | MHHS-Mem City |  | Module, Blood Pressure, INV |  | 041-06555 |  | West & Memorial City |  | MEMORIAL CITY - MICU | [5 empty] | MONITORS, PHYSIOLOGIC, VITAL SIGNS |  | MODULEBLOODPRESSINV-Philips-M1006B | MODULEBLOODPRESSINV | M1006B |  |  |  | Philips | Module, Blood Pressure, INV |  | MODULEBLOODPRESSINV-Philips-M1006B |  |  |  |  | Covered PM Repair - Biomedical | MHHS-Mem City
NO | NO |  |  |  | 041-06559 |  | Philips Medical Systems Cardiac and Monitoring Syste | M1006B |  | DE805F7073 | MEMORIAL CITY - MICU | MHHS-Mem City |  | Module, Blood Pressure, INV |  | 041-06559 |  | West & Memorial City |  | MEMORIAL CITY - MICU | [5 empty] | MONITORS, PHYSIOLOGIC, VITAL SIGNS |  | MODULEBLOODPRESSINV-Philips-M1006B | MODULEBLOODPRESSINV | M1006B |  |  |  | Philips | Module, Blood Pressure, INV |  | MODULEBLOODPRESSINV-Philips-M1006B |  |  |  |  | Covered PM Repair - Biomedical | MHHS-Mem City
NO | NO |  |  |  | 041-06562 |  | Philips Medical Systems Cardiac and Monitoring Syste | M1006B |  | DE805F7081 | MEMORIAL CITY - MICU | MHHS-Mem City |  | Module, Blood Pressure, INV |  | 041-06562 |  | West & Memorial City |  | MEMORIAL CITY - MICU | [5 empty] | MONITORS, PHYSIOLOGIC, VITAL SIGNS |  | MODULEBLOODPRESSINV-Philips-M1006B | MODULEBLOODPRESSINV | M1006B |  |  |  | Philips | Module, Blood Pressure, INV |  | MODULEBLOODPRESSINV-Philips-M1006B |  |  |  |  | Covered PM Repair - Biomedical | MHHS-Mem City
NO | NO |  |  |  | 041-06568 |  | Philips Medical Systems Cardiac and Monitoring Syste | M1006B |  | DE805F7216 | MEMORIAL CITY - MICU | MHHS-Mem City |  | Module, Blood Pressure, INV |  | 041-06568 |  | West & Memorial City |  | MEMORIAL CITY - MICU | [5 empty] | MONITORS, PHYSIOLOGIC, VITAL SIGNS |  | MODULEBLOODPRESSINV-Philips-M1006B | MODULEBLOODPRESSINV | M1006B |  |  |  | Philips | Module, Blood Pressure, INV |  | MODULEBLOODPRESSINV-Philips-M1006B |  |  |  |  | Covered PM Repair - Biomedical | MHHS-Mem City
NO | NO |  |  |  | 041-06571 |  | Philips Medical Systems Cardiac and Monitoring Syste | M1006B |  | DE805F7210 | MEMORIAL CITY - MICU | MHHS-Mem City |  | Module, Blood Pressure, INV |  | 041-06571 |  | West & Memorial City |  | MEMORIAL CITY - MICU | [5 empty] | MONITORS, PHYSIOLOGIC, VITAL SIGNS |  | MODULEBLOODPRESSINV-Philips-M1006B | MODULEBLOODPRESSINV | M1006B |  |  |  | Philips | Module, Blood Pressure, INV |  | MODULEBLOODPRESSINV-Philips-M1006B |  |  |  |  | Covered PM Repair - Biomedical | MHHS-Mem City
NO | NO |  |  |  | 041-06576 |  | Philips Medical Systems Cardiac and Monitoring Syste | M1006B |  | DE805F7071 | MEMORIAL CITY - MICU | MHHS-Mem City |  | Module, Blood Pressure, INV |  | 041-06576 |  | West & Memorial City |  | MEMORIAL CITY - MICU | [5 empty] | MONITORS, PHYSIOLOGIC, VITAL SIGNS |  | MODULEBLOODPRESSINV-Philips-M1006B | MODULEBLOODPRESSINV | M1006B |  |  |  | Philips | Module, Blood Pressure, INV |  | MODULEBLOODPRESSINV-Philips-M1006B |  |  |  |  | Covered PM Repair - Biomedical | MHHS-Mem City
NO | NO |  |  |  | 041-06580 |  | Philips Medical Systems Cardiac and Monitoring Syste | M1006B |  | DE805F7078 | MEMORIAL CITY - MICU | MHHS-Mem City |  | Module, Blood Pressure, INV |  | 041-06580 |  | West & Memorial City |  | MEMORIAL CITY - MICU | [5 empty] | MONITORS, PHYSIOLOGIC, VITAL SIGNS |  | MODULEBLOODPRESSINV-Philips-M1006B | MODULEBLOODPRESSINV | M1006B |  |  |  | Philips | Module, Blood Pressure, INV |  | MODULEBLOODPRESSINV-Philips-M1006B |  |  |  |  | Covered PM Repair - Biomedical | MHHS-Mem City
NO | NO | [5 empty] | Philips Medical Systems Cardiac and Monitoring Syste | M1006B |  | 3731A51517 | MEMORIAL CITY - MICU | MHHS-Mem City |  | Module, Blood Pressure, INV |  |  |  | West & Memorial City |  | MEMORIAL CITY - MICU | [5 empty] | MONITORS, PHYSIOLOGIC, VITAL SIGNS |  | MODULEBLOODPRESSINV-Philips-M1006B | MODULEBLOODPRESSINV | M1006B |  |  |  | Philips | Module, Blood Pressure, INV |  | MODULEBLOODPRESSINV-Philips-M1006B |  |  |  |  | Covered PM Repair - Biomedical | MHHS-Mem City
NO | NO | [5 empty] | Philips Medical Systems Cardiac and Monitoring Syste | M1006B |  | DE805F6515 | MEMORIAL CITY - MICU | MHHS-Mem City |  | Module, Blood Pressure, INV |  |  |  | West & Memorial City |  | MEMORIAL CITY - MICU | [5 empty] | MONITORS, PHYSIOLOGIC, VITAL SIGNS |  | MODULEBLOODPRESSINV-Philips-M1006B | MODULEBLOODPRESSINV | M1006B |  |  |  | Philips | Module, Blood Pressure, INV |  | MODULEBLOODPRESSINV-Philips-M1006B |  |  |  |  | Covered PM Repair - Biomedical | MHHS-Mem City
NO | NO | [5 empty] | Philips Medical Systems Cardiac and Monitoring Syste | M1006B |  | DE805F7223 | MEMORIAL CITY - MICU | MHHS-Mem City |  | Module, Blood Pressure, INV |  |  |  | West & Memorial City |  | MEMORIAL CITY - MICU | [5 empty] | MONITORS, PHYSIOLOGIC, VITAL SIGNS |  | MODULEBLOODPRESSINV-Philips-M1006B | MODULEBLOODPRESSINV | M1006B |  |  |  | Philips | Module, Blood Pressure, INV |  | MODULEBLOODPRESSINV-Philips-M1006B |  |  |  |  | Covered PM Repair - Biomedical | MHHS-Mem City
NO | NO | [5 empty] | Philips Medical Systems Cardiac and Monitoring Syste | M1006B |  | DE805F6500 | MEMORIAL CITY - MICU | MHHS-Mem City |  | Module, Blood Pressure, INV |  |  |  | West & Memorial City |  | MEMORIAL CITY - MICU | [5 empty] | MONITORS, PHYSIOLOGIC, VITAL SIGNS |  | MODULEBLOODPRESSINV-Philips-M1006B | MODULEBLOODPRESSINV | M1006B |  |  |  | Philips | Module, Blood Pressure, INV |  | MODULEBLOODPRESSINV-Philips-M1006B |  |  |  |  | Covered PM Repair - Biomedical | MHHS-Mem City
NO | NO | [5 empty] | Philips Medical Systems Cardiac and Monitoring Syste | M1006B |  | DE805F6502 | MEMORIAL CITY - MICU | MHHS-Mem City |  | Module, Blood Pressure, INV |  |  |  | West & Memorial City |  | MEMORIAL CITY - MICU | [5 empty] | MONITORS, PHYSIOLOGIC, VITAL SIGNS |  | MODULEBLOODPRESSINV-Philips-M1006B | MODULEBLOODPRESSINV | M1006B |  |  |  | Philips | Module, Blood Pressure, INV |  | MODULEBLOODPRESSINV-Philips-M1006B |  |  |  |  | Covered PM Repair - Biomedical | MHHS-Mem City
NO | NO | [5 empty] | Philips Medical Systems Cardiac and Monitoring Syste | M1006B |  | DE805F7208 | MEMORIAL CITY - MICU | MHHS-Mem City |  | Module, Blood Pressure, INV |  |  |  | West & Memorial City |  | MEMORIAL CITY - MICU | [5 empty] | MONITORS, PHYSIOLOGIC, VITAL SIGNS |  | MODULEBLOODPRESSINV-Philips-M1006B | MODULEBLOODPRESSINV | M1006B |  |  |  | Philips | Module, Blood Pressure, INV |  | MODULEBLOODPRESSINV-Philips-M1006B |  |  |  |  | Covered PM Repair - Biomedical | MHHS-Mem City
NO | NO | [5 empty] | Philips Medical Systems Cardiac and Monitoring Syste | M1006B |  | DE805F7074 | MEMORIAL CITY - MICU | MHHS-Mem City |  | Module, Blood Pressure, INV |  |  |  | West & Memorial City |  | MEMORIAL CITY - MICU | [5 empty] | MONITORS, PHYSIOLOGIC, VITAL SIGNS |  | MODULEBLOODPRESSINV-Philips-M1006B | MODULEBLOODPRESSINV | M1006B |  |  |  | Philips | Module, Blood Pressure, INV |  | MODULEBLOODPRESSINV-Philips-M1006B |  |  |  |  | Covered PM Repair - Biomedical | MHHS-Mem City
NO | NO | [5 empty] | Philips Medical Systems Cardiac and Monitoring Syste | M1006B |  | DE805F6514 | MEMORIAL CITY - MICU | MHHS-Mem City |  | Module, Blood Pressure, INV |  |  |  | West & Memorial City |  | MEMORIAL CITY - MICU | [5 empty] | MONITORS, PHYSIOLOGIC, VITAL SIGNS |  | MODULEBLOODPRESSINV-Philips-M1006B | MODULEBLOODPRESSINV | M1006B |  |  |  | Philips | Module, Blood Pressure, INV |  | MODULEBLOODPRESSINV-Philips-M1006B |  |  |  |  | Covered PM Repair - Biomedical | MHHS-Mem City
NO | NO | [5 empty] | Philips Medical Systems Cardiac and Monitoring Syste | M1006B |  | DE805F6506 | MEMORIAL CITY - MICU | MHHS-Mem City |  | Module, Blood Pressure, INV |  |  |  | West & Memorial City |  | MEMORIAL CITY - MICU | [5 empty] | MONITORS, PHYSIOLOGIC, VITAL SIGNS |  | MODULEBLOODPRESSINV-Philips-M1006B | MODULEBLOODPRESSINV | M1006B |  |  |  | Philips | Module, Blood Pressure, INV |  | MODULEBLOODPRESSINV-Philips-M1006B |  |  |  |  | Covered PM Repair - Biomedical | MHHS-Mem City
NO | NO | [5 empty] | Philips Medical Systems Cardiac and Monitoring Syste | M1006B |  | DE805F6501 | MEMORIAL CITY - MICU | MHHS-Mem City |  | Module, Blood Pressure, INV |  |  |  | West & Memorial City |  | MEMORIAL CITY - MICU | [5 empty] | MONITORS, PHYSIOLOGIC, VITAL SIGNS |  | MODULEBLOODPRESSINV-Philips-M1006B | MODULEBLOODPRESSINV | M1006B |  |  |  | Philips | Module, Blood Pressure, INV |  | MODULEBLOODPRESSINV-Philips-M1006B |  |  |  |  | Covered PM Repair - Biomedical | MHHS-Mem City
NO | NO | [5 empty] | Philips Medical Systems Cardiac and Monitoring Syste | M1006B |  | DE805F7225 | MEMORIAL CITY - MICU | MHHS-Mem City |  | Module, Blood Pressure, INV |  |  |  | West & Memorial City |  | MEMORIAL CITY - MICU | [5 empty] | MONITORS, PHYSIOLOGIC, VITAL SIGNS |  | MODULEBLOODPRESSINV-Philips-M1006B | MODULEBLOODPRESSINV | M1006B |  |  |  | Philips | Module, Blood Pressure, INV |  | MODULEBLOODPRESSINV-Philips-M1006B |  |  |  |  | Covered PM Repair - Biomedical | MHHS-Mem City
NO | NO | [5 empty] | Philips Medical Systems Cardiac and Monitoring Syste | M1006B |  | DE805F6499 | MEMORIAL CITY - MICU | MHHS-Mem City |  | Module, Blood Pressure, INV |  |  |  | West & Memorial City |  | MEMORIAL CITY - MICU | [5 empty] | MONITORS, PHYSIOLOGIC, VITAL SIGNS |  | MODULEBLOODPRESSINV-Philips-M1006B | MODULEBLOODPRESSINV | M1006B |  |  |  | Philips | Module, Blood Pressure, INV |  | MODULEBLOODPRESSINV-Philips-M1006B |  |  |  |  | Covered PM Repair - Biomedical | MHHS-Mem City
NO | NO | [5 empty] | Philips Medical Systems Cardiac and Monitoring Syste | M1006B |  | DE805F6510 | MEMORIAL CITY - MICU | MHHS-Mem City |  | Module, Blood Pressure, INV |  |  |  | West & Memorial City |  | MEMORIAL CITY - MICU | [5 empty] | MONITORS, PHYSIOLOGIC, VITAL SIGNS |  | MODULEBLOODPRESSINV-Philips-M1006B | MODULEBLOODPRESSINV | M1006B |  |  |  | Philips | Module, Blood Pressure, INV |  | MODULEBLOODPRESSINV-Philips-M1006B |  |  |  |  | Covered PM Repair - Biomedical | MHHS-Mem City
NO | NO | [5 empty] | Philips Medical Systems Cardiac and Monitoring Syste | M1006B |  | DE805F6512 | MEMORIAL CITY - MICU | MHHS-Mem City |  | Module, Blood Pressure, INV |  |  |  | West & Memorial City |  | MEMORIAL CITY - MICU | [5 empty] | MONITORS, PHYSIOLOGIC, VITAL SIGNS |  | MODULEBLOODPRESSINV-Philips-M1006B | MODULEBLOODPRESSINV | M1006B |  |  |  | Philips | Module, Blood Pressure, INV |  | MODULEBLOODPRESSINV-Philips-M1006B |  |  |  |  | Covered PM Repair - Biomedical | MHHS-Mem City
NO | NO | [5 empty] | Philips Medical Systems Cardiac and Monitoring Syste | M1006B |  | DE805F7084 | MEMORIAL CITY - MICU | MHHS-Mem City |  | Module, Blood Pressure, INV |  |  |  | West & Memorial City |  | MEMORIAL CITY - MICU | [5 empty] | MONITORS, PHYSIOLOGIC, VITAL SIGNS |  | MODULEBLOODPRESSINV-Philips-M1006B | MODULEBLOODPRESSINV | M1006B |  |  |  | Philips | Module, Blood Pressure, INV |  | MODULEBLOODPRESSINV-Philips-M1006B |  |  |  |  | Covered PM Repair - Biomedical | MHHS-Mem City
NO | NO | [5 empty] | Philips Medical Systems Cardiac and Monitoring Syste | M1006B |  | DE805F7211 | MEMORIAL CITY - MICU | MHHS-Mem City |  | Module, Blood Pressure, INV |  |  |  | West & Memorial City |  | MEMORIAL CITY - MICU | [5 empty] | MONITORS, PHYSIOLOGIC, VITAL SIGNS |  | MODULEBLOODPRESSINV-Philips-M1006B | MODULEBLOODPRESSINV | M1006B |  |  |  | Philips | Module, Blood Pressure, INV |  | MODULEBLOODPRESSINV-Philips-M1006B |  |  |  |  | Covered PM Repair - Biomedical | MHHS-Mem City
NO | NO | [5 empty] | Philips Medical Systems Cardiac and Monitoring Syste | M1006B |  | DE805F6511 | MEMORIAL CITY - MICU | MHHS-Mem City |  | Module, Blood Pressure, INV |  |  |  | West & Memorial City |  | MEMORIAL CITY - MICU | [5 empty] | MONITORS, PHYSIOLOGIC, VITAL SIGNS |  | MODULEBLOODPRESSINV-Philips-M1006B | MODULEBLOODPRESSINV | M1006B |  |  |  | Philips | Module, Blood Pressure, INV |  | MODULEBLOODPRESSINV-Philips-M1006B |  |  |  |  | Covered PM Repair - Biomedical | MHHS-Mem City
NO | NO | [5 empty] | Philips Medical Systems Cardiac and Monitoring Syste | M1006B |  | DE805F7052 | MEMORIAL CITY - MICU | MHHS-Mem City |  | Module, Blood Pressure, INV |  |  |  | West & Memorial City |  | MEMORIAL CITY - MICU | [5 empty] | MONITORS, PHYSIOLOGIC, VITAL SIGNS |  | MODULEBLOODPRESSINV-Philips-M1006B | MODULEBLOODPRESSINV | M1006B |  |  |  | Philips | Module, Blood Pressure, INV |  | MODULEBLOODPRESSINV-Philips-M1006B |  |  |  |  | Covered PM Repair - Biomedical | MHHS-Mem City
NO | NO | [5 empty] | Philips Medical Systems Cardiac and Monitoring Syste | M1006B |  | DE805F7076 | MEMORIAL CITY - MICU | MHHS-Mem City |  | Module, Blood Pressure, INV |  |  |  | West & Memorial City |  | MEMORIAL CITY - MICU | [5 empty] | MONITORS, PHYSIOLOGIC, VITAL SIGNS |  | MODULEBLOODPRESSINV-Philips-M1006B | MODULEBLOODPRESSINV | M1006B |  |  |  | Philips | Module, Blood Pressure, INV |  | MODULEBLOODPRESSINV-Philips-M1006B |  |  |  |  | Covered PM Repair - Biomedical | MHHS-Mem City
NO | NO | [5 empty] | Philips Medical Systems Cardiac and Monitoring Syste | M1006B |  |  | MEMORIAL CITY - MICU | MHHS-Mem City |  | Module, Blood Pressure, INV |  |  |  | West & Memorial City |  | MEMORIAL CITY - MICU | [5 empty] | MONITORS, PHYSIOLOGIC, VITAL SIGNS |  | MODULEBLOODPRESSINV-Philips-M1006B | MODULEBLOODPRESSINV | M1006B |  |  |  | Philips | Module, Blood Pressure, INV |  | MODULEBLOODPRESSINV-Philips-M1006B |  |  |  |  | Covered PM Repair - Biomedical | MHHS-Mem City
NO | NO | [5 empty] | Philips Medical Systems Cardiac and Monitoring Syste | M1006B |  | DE805F7085 | MEMORIAL CITY - MICU | MHHS-Mem City |  | Module, Blood Pressure, INV |  |  |  | West & Memorial City |  | MEMORIAL CITY - MICU | [5 empty] | MONITORS, PHYSIOLOGIC, VITAL SIGNS |  | MODULEBLOODPRESSINV-Philips-M1006B | MODULEBLOODPRESSINV | M1006B |  |  |  | Philips | Module, Blood Pressure, INV |  | MODULEBLOODPRESSINV-Philips-M1006B |  |  |  |  | Covered PM Repair - Biomedical | MHHS-Mem City
NO | NO | [5 empty] | Philips Medical Systems Cardiac and Monitoring Syste | M1006B |  | DE805F6497 | MEMORIAL CITY - MICU | MHHS-Mem City |  | Module, Blood Pressure, INV |  |  |  | West & Memorial City |  | MEMORIAL CITY - MICU | [5 empty] | MONITORS, PHYSIOLOGIC, VITAL SIGNS |  | MODULEBLOODPRESSINV-Philips-M1006B | MODULEBLOODPRESSINV | M1006B |  |  |  | Philips | Module, Blood Pressure, INV |  | MODULEBLOODPRESSINV-Philips-M1006B |  |  |  |  | Covered PM Repair - Biomedical | MHHS-Mem City
NO | NO | [5 empty] | Philips Medical Systems Cardiac and Monitoring Syste | M1006B |  | DE805F7065 | MEMORIAL CITY - MICU | MHHS-Mem City |  | Module, Blood Pressure, INV |  |  |  | West & Memorial City |  | MEMORIAL CITY - MICU | [5 empty] | MONITORS, PHYSIOLOGIC, VITAL SIGNS |  | MODULEBLOODPRESSINV-Philips-M1006B | MODULEBLOODPRESSINV | M1006B |  |  |  | Philips | Module, Blood Pressure, INV |  | MODULEBLOODPRESSINV-Philips-M1006B |  |  |  |  | Covered PM Repair - Biomedical | MHHS-Mem City
NO | NO | [5 empty] | Philips Medical Systems Cardiac and Monitoring Syste | M1006B |  | DE805E3537 | MEMORIAL CITY - MOR | MHHS-Mem City |  | Module, Blood Pressure, INV |  |  |  | West & Memorial City |  | MEMORIAL CITY - MOR | [5 empty] | MONITORS, PHYSIOLOGIC, VITAL SIGNS |  | MODULEBLOODPRESSINV-Philips-M1006B | MODULEBLOODPRESSINV | M1006B |  |  |  | Philips | Module, Blood Pressure, INV |  | MODULEBLOODPRESSINV-Philips-M1006B |  |  |  |  | Covered PM Repair - Biomedical | MHHS-Mem City
NO | NO | [5 empty] | Philips Medical Systems Cardiac and Monitoring Syste | M1006B |  | 3436A09180 | MEMORIAL CITY - MOR | MHHS-Mem City |  | Module, Blood Pressure, INV |  |  |  | West & Memorial City |  | MEMORIAL CITY - MOR | [5 empty] | MONITORS, PHYSIOLOGIC, VITAL SIGNS |  | MODULEBLOODPRESSINV-Philips-M1006B | MODULEBLOODPRESSINV | M1006B |  |  |  | Philips | Module, Blood Pressure, INV |  | MODULEBLOODPRESSINV-Philips-M1006B |  |  |  |  | Covered PM Repair - Biomedical | MHHS-Mem City
NO | NO | [5 empty] | Philips Medical Systems Cardiac and Monitoring Syste | M1006B |  | 3805G52320 | MEMORIAL CITY - MOR | MHHS-Mem City |  | Module, Blood Pressure, INV |  |  |  | West & Memorial City |  | MEMORIAL CITY - MOR | [5 empty] | MONITORS, PHYSIOLOGIC, VITAL SIGNS |  | MODULEBLOODPRESSINV-Philips-M1006B | MODULEBLOODPRESSINV | M1006B |  |  |  | Philips | Module, Blood Pressure, INV |  | MODULEBLOODPRESSINV-Philips-M1006B |  |  |  |  | Covered PM Repair - Biomedical | MHHS-Mem City
NO | NO | [5 empty] | Philips Medical Systems Cardiac and Monitoring Syste | M1006B |  | 3604G13519 | MEMORIAL CITY - MOR | MHHS-Mem City |  | Module, Blood Pressure, INV |  |  |  | West & Memorial City |  | MEMORIAL CITY - MOR | [5 empty] | MONITORS, PHYSIOLOGIC, VITAL SIGNS |  | MODULEBLOODPRESSINV-Philips-M1006B | MODULEBLOODPRESSINV | M1006B |  |  |  | Philips | Module, Blood Pressure, INV |  | MODULEBLOODPRESSINV-Philips-M1006B |  |  |  |  | Covered PM Repair - Biomedical | MHHS-Mem City
NO | NO | [5 empty] | Philips Medical Systems Cardiac and Monitoring Syste | M1006B |  | 3523A33740 | MEMORIAL CITY - MOR | MHHS-Mem City |  | Module, Blood Pressure, INV |  |  |  | West & Memorial City |  | MEMORIAL CITY - MOR | [5 empty] | MONITORS, PHYSIOLOGIC, VITAL SIGNS |  | MODULEBLOODPRESSINV-Philips-M1006B | MODULEBLOODPRESSINV | M1006B |  |  |  | Philips | Module, Blood Pressure, INV |  | MODULEBLOODPRESSINV-Philips-M1006B |  |  |  |  | Covered PM Repair - Biomedical | MHHS-Mem City
NO | NO | [5 empty] | Philips Medical Systems Cardiac and Monitoring Syste | M1006B |  | 3805G55233 | MEMORIAL CITY - MOR | MHHS-Mem City |  | Module, Blood Pressure, INV |  |  |  | West & Memorial City |  | MEMORIAL CITY - MOR | [5 empty] | MONITORS, PHYSIOLOGIC, VITAL SIGNS |  | MODULEBLOODPRESSINV-Philips-M1006B | MODULEBLOODPRESSINV | M1006B |  |  |  | Philips | Module, Blood Pressure, INV |  | MODULEBLOODPRESSINV-Philips-M1006B |  |  |  |  | Covered PM Repair - Biomedical | MHHS-Mem City
NO | NO | [5 empty] | Philips Medical Systems Cardiac and Monitoring Syste | M1006B |  | 3805G52321 | MEMORIAL CITY - MOR | MHHS-Mem City |  | Module, Blood Pressure, INV |  |  |  | West & Memorial City |  | MEMORIAL CITY - MOR | [5 empty] | MONITORS, PHYSIOLOGIC, VITAL SIGNS |  | MODULEBLOODPRESSINV-Philips-M1006B | MODULEBLOODPRESSINV | M1006B |  |  |  | Philips | Module, Blood Pressure, INV |  | MODULEBLOODPRESSINV-Philips-M1006B |  |  |  |  | Covered PM Repair - Biomedical | MHHS-Mem City
NO | NO |  |  |  | 041-00371 |  | Philips Medical Systems Cardiac and Monitoring Syste | M1006B |  | 3731A51557 | MEMORIAL CITY - SICU | MHHS-Mem City |  | Module, Blood Pressure, INV |  | 041-00371 |  | West & Memorial City |  | MEMORIAL CITY - SICU | [5 empty] | MONITORS, PHYSIOLOGIC, VITAL SIGNS |  | MODULEBLOODPRESSINV-Philips-M1006B | MODULEBLOODPRESSINV | M1006B |  |  |  | Philips | Module, Blood Pressure, INV |  | MODULEBLOODPRESSINV-Philips-M1006B |  |  |  |  | Not Covered Vendor Only - Biomedical | MHHS-Mem City
NO | NO |  |  |  | 041-01019 |  | Philips Medical Systems Cardiac and Monitoring Syste | M1006B |  | 3731A51883 | MEMORIAL CITY - SICU | MHHS-Mem City |  | Module, Blood Pressure, INV |  | 041-01019 |  | West & Memorial City |  | MEMORIAL CITY - SICU | [5 empty] | MONITORS, PHYSIOLOGIC, VITAL SIGNS |  | MODULEBLOODPRESSINV-Philips-M1006B | MODULEBLOODPRESSINV | M1006B |  |  |  | Philips | Module, Blood Pressure, INV |  | MODULEBLOODPRESSINV-Philips-M1006B |  |  |  |  | Covered PM Repair - Biomedical | MHHS-Mem City
NO | NO |  |  |  | 041-01025 |  | Philips Medical Systems Cardiac and Monitoring Syste | M1006B |  | 3731A51549 | MEMORIAL CITY - SICU | MHHS-Mem City |  | Module, Blood Pressure, INV |  | 041-01025 |  | West & Memorial City |  | MEMORIAL CITY - SICU | [5 empty] | MONITORS, PHYSIOLOGIC, VITAL SIGNS |  | MODULEBLOODPRESSINV-Philips-M1006B | MODULEBLOODPRESSINV | M1006B |  |  |  | Philips | Module, Blood Pressure, INV |  | MODULEBLOODPRESSINV-Philips-M1006B |  |  |  |  | Covered PM Repair - Biomedical | MHHS-Mem City
NO | NO |  |  |  | 041-01044 |  | Philips Medical Systems Cardiac and Monitoring Syste | M1006B |  | 3731A43288 | MEMORIAL CITY - SICU | MHHS-Mem City |  | Module, Blood Pressure, INV |  | 041-01044 |  | West & Memorial City |  | MEMORIAL CITY - SICU | [5 empty] | MONITORS, PHYSIOLOGIC, VITAL SIGNS |  | MODULEBLOODPRESSINV-Philips-M1006B | MODULEBLOODPRESSINV | M1006B |  |  |  | Philips | Module, Blood Pressure, INV |  | MODULEBLOODPRESSINV-Philips-M1006B |  |  |  |  | Covered PM Repair - Biomedical | MHHS-Mem City
NO | NO |  |  |  | 041-01060 |  | Philips Medical Systems Cardiac and Monitoring Syste | M1006B |  | 3728G30323 | MEMORIAL CITY - SICU | MHHS-Mem City |  | Module, Blood Pressure, INV |  | 041-01060 |  | West & Memorial City |  | MEMORIAL CITY - SICU | [5 empty] | MONITORS, PHYSIOLOGIC, VITAL SIGNS |  | MODULEBLOODPRESSINV-Philips-M1006B | MODULEBLOODPRESSINV | M1006B |  |  |  | Philips | Module, Blood Pressure, INV |  | MODULEBLOODPRESSINV-Philips-M1006B |  |  |  |  | Covered PM Repair - Biomedical | MHHS-Mem City
NO | NO |  |  |  | 041-01176 |  | Philips Medical Systems Cardiac and Monitoring Syste | M1006B |  | 3805A63884 | MEMORIAL CITY - SICU | MHHS-Mem City |  | Module, Blood Pressure, INV |  | 041-01176 |  | West & Memorial City |  | MEMORIAL CITY - SICU | [5 empty] | MONITORS, PHYSIOLOGIC, VITAL SIGNS |  | MODULEBLOODPRESSINV-Philips-M1006B | MODULEBLOODPRESSINV | M1006B |  |  |  | Philips | Module, Blood Pressure, INV |  | MODULEBLOODPRESSINV-Philips-M1006B |  |  |  |  | Covered PM Repair - Biomedical | MHHS-Mem City
NO | NO |  |  |  | 041-01185 |  | Philips Medical Systems Cardiac and Monitoring Syste | M1006B |  | 3731A51550 | MEMORIAL CITY - SICU | MHHS-Mem City |  | Module, Blood Pressure, INV |  | 041-01185 |  | West & Memorial City |  | MEMORIAL CITY - SICU | [5 empty] | MONITORS, PHYSIOLOGIC, VITAL SIGNS |  | MODULEBLOODPRESSINV-Philips-M1006B | MODULEBLOODPRESSINV | M1006B |  |  |  | Philips | Module, Blood Pressure, INV |  | MODULEBLOODPRESSINV-Philips-M1006B |  |  |  |  | Covered PM Repair - Biomedical | MHHS-Mem City
NO | NO |  |  |  | 041-01332 |  | Philips Medical Systems Cardiac and Monitoring Syste | M1006B |  | 3805G54944 | MEMORIAL CITY - SICU | MHHS-Mem City |  | Module, Blood Pressure, INV |  | 041-01332 |  | West & Memorial City |  | MEMORIAL CITY - SICU | [5 empty] | MONITORS, PHYSIOLOGIC, VITAL SIGNS |  | MODULEBLOODPRESSINV-Philips-M1006B | MODULEBLOODPRESSINV | M1006B |  |  |  | Philips | Module, Blood Pressure, INV |  | MODULEBLOODPRESSINV-Philips-M1006B |  |  |  |  | Covered PM Repair - Biomedical | MHHS-Mem City
NO | NO |  |  |  | 041-01406 |  | Philips Medical Systems Cardiac and Monitoring Syste | M1006B |  | 3731A43294 | MEMORIAL CITY - SICU | MHHS-Mem City |  | Module, Blood Pressure, INV |  | 041-01406 |  | West & Memorial City |  | MEMORIAL CITY - SICU | [5 empty] | MONITORS, PHYSIOLOGIC, VITAL SIGNS |  | MODULEBLOODPRESSINV-Philips-M1006B | MODULEBLOODPRESSINV | M1006B |  |  |  | Philips | Module, Blood Pressure, INV |  | MODULEBLOODPRESSINV-Philips-M1006B |  |  |  |  | Covered PM Repair - Biomedical | MHHS-Mem City
NO | NO |  |  |  | 041-01415 |  | Philips Medical Systems Cardiac and Monitoring Syste | M1006B |  | 3731A51542 | MEMORIAL CITY - SICU | MHHS-Mem City |  | Module, Blood Pressure, INV |  | 041-01415 |  | West & Memorial City |  | MEMORIAL CITY - SICU | [5 empty] | MONITORS, PHYSIOLOGIC, VITAL SIGNS |  | MODULEBLOODPRESSINV-Philips-M1006B | MODULEBLOODPRESSINV | M1006B |  |  |  | Philips | Module, Blood Pressure, INV |  | MODULEBLOODPRESSINV-Philips-M1006B |  |  |  |  | Covered PM Repair - Biomedical | MHHS-Mem City
NO | NO |  |  |  | 041-06689 |  | Philips Medical Systems Cardiac and Monitoring Syste | M1006B |  | DE805F7616 | MEMORIAL CITY - SICU | MHHS-Mem City |  | Module, Blood Pressure, INV |  | 041-06689 |  | West & Memorial City |  | MEMORIAL CITY - SICU | [5 empty] | MONITORS, PHYSIOLOGIC, VITAL SIGNS |  | MODULEBLOODPRESSINV-Philips-M1006B | MODULEBLOODPRESSINV | M1006B |  |  |  | Philips | Module, Blood Pressure, INV |  | MODULEBLOODPRESSINV-Philips-M1006B |  |  |  |  | Covered PM Repair - Biomedical | MHHS-Mem City
NO | NO |  |  |  | 041-06692 |  | Philips Medical Systems Cardiac and Monitoring Syste | M1006B |  | DE805F7607 | MEMORIAL CITY - SICU | MHHS-Mem City |  | Module, Blood Pressure, INV |  | 041-06692 |  | West & Memorial City |  | MEMORIAL CITY - SICU | [5 empty] | MONITORS, PHYSIOLOGIC, VITAL SIGNS |  | MODULEBLOODPRESSINV-Philips-M1006B | MODULEBLOODPRESSINV | M1006B |  |  |  | Philips | Module, Blood Pressure, INV |  | MODULEBLOODPRESSINV-Philips-M1006B |  |  |  |  | Covered PM Repair - Biomedical | MHHS-Mem City
NO | NO |  |  |  | 041-06694 |  | Philips Medical Systems Cardiac and Monitoring Syste | M1006B |  | DE805F7226 | MEMORIAL CITY - SICU | MHHS-Mem City |  | Module, Blood Pressure, INV |  | 041-06694 |  | West & Memorial City |  | MEMORIAL CITY - SICU | [5 empty] | MONITORS, PHYSIOLOGIC, VITAL SIGNS |  | MODULEBLOODPRESSINV-Philips-M1006B | MODULEBLOODPRESSINV | M1006B |  |  |  | Philips | Module, Blood Pressure, INV |  | MODULEBLOODPRESSINV-Philips-M1006B |  |  |  |  | Covered PM Repair - Biomedical | MHHS-Mem City
NO | NO |  |  |  | 041-06695 |  | Philips Medical Systems Cardiac and Monitoring Syste | M1006B |  | DE805F7692 | MEMORIAL CITY - SICU | MHHS-Mem City |  | Module, Blood Pressure, INV |  | 041-06695 |  | West & Memorial City |  | MEMORIAL CITY - SICU | [5 empty] | MONITORS, PHYSIOLOGIC, VITAL SIGNS |  | MODULEBLOODPRESSINV-Philips-M1006B | MODULEBLOODPRESSINV | M1006B |  |  |  | Philips | Module, Blood Pressure, INV |  | MODULEBLOODPRESSINV-Philips-M1006B |  |  |  |  | Covered PM Repair - Biomedical | MHHS-Mem City
NO | NO |  |  |  | 041-06703 |  | Philips Medical Systems Cardiac and Monitoring Syste | M1006B |  | DE805F7420 | MEMORIAL CITY - SICU | MHHS-Mem City |  | Module, Blood Pressure, INV |  | 041-06703 |  | West & Memorial City |  | MEMORIAL CITY - SICU | [5 empty] | MONITORS, PHYSIOLOGIC, VITAL SIGNS |  | MODULEBLOODPRESSINV-Philips-M1006B | MODULEBLOODPRESSINV | M1006B |  |  |  | Philips | Module, Blood Pressure, INV |  | MODULEBLOODPRESSINV-Philips-M1006B |  |  |  |  | Covered PM Repair - Biomedical | MHHS-Mem City
NO | NO |  |  |  | 041-06705 |  | Philips Medical Systems Cardiac and Monitoring Syste | M1006B |  | DE805F7207 | MEMORIAL CITY - SICU | MHHS-Mem City |  | Module, Blood Pressure, INV |  | 041-06705 |  | West & Memorial City |  | MEMORIAL CITY - SICU | [5 empty] | MONITORS, PHYSIOLOGIC, VITAL SIGNS |  | MODULEBLOODPRESSINV-Philips-M1006B | MODULEBLOODPRESSINV | M1006B |  |  |  | Philips | Module, Blood Pressure, INV |  | MODULEBLOODPRESSINV-Philips-M1006B |  |  |  |  | Covered PM Repair - Biomedical | MHHS-Mem City
NO | NO |  |  |  | 041-06709 |  | Philips Medical Systems Cardiac and Monitoring Syste | M1006B |  | DE805F7424 | MEMORIAL CITY - SICU | MHHS-Mem City |  | Module, Blood Pressure, INV |  | 041-06709 |  | West & Memorial City |  | MEMORIAL CITY - SICU | [5 empty] | MONITORS, PHYSIOLOGIC, VITAL SIGNS |  | MODULEBLOODPRESSINV-Philips-M1006B | MODULEBLOODPRESSINV | M1006B |  |  |  | Philips | Module, Blood Pressure, INV |  | MODULEBLOODPRESSINV-Philips-M1006B |  |  |  |  | Covered PM Repair - Biomedical | MHHS-Mem City
NO | NO |  |  |  | 041-06725 |  | Philips Medical Systems Cardiac and Monitoring Syste | M1006B |  | DE805F7422 | MEMORIAL CITY - SICU | MHHS-Mem City |  | Module, Blood Pressure, INV |  | 041-06725 |  | West & Memorial City |  | MEMORIAL CITY - SICU | [5 empty] | MONITORS, PHYSIOLOGIC, VITAL SIGNS |  | MODULEBLOODPRESSINV-Philips-M1006B | MODULEBLOODPRESSINV | M1006B |  |  |  | Philips | Module, Blood Pressure, INV |  | MODULEBLOODPRESSINV-Philips-M1006B |  |  |  |  | Covered PM Repair - Biomedical | MHHS-Mem City
NO | NO |  |  |  | 041-06726 |  | Philips Medical Systems Cardiac and Monitoring Syste | M1006B |  | DE805F7417 | MEMORIAL CITY - SICU | MHHS-Mem City |  | Module, Blood Pressure, INV |  | 041-06726 |  | West & Memorial City |  | MEMORIAL CITY - SICU | [5 empty] | MONITORS, PHYSIOLOGIC, VITAL SIGNS |  | MODULEBLOODPRESSINV-Philips-M1006B | MODULEBLOODPRESSINV | M1006B |  |  |  | Philips | Module, Blood Pressure, INV |  | MODULEBLOODPRESSINV-Philips-M1006B |  |  |  |  | Covered PM Repair - Biomedical | MHHS-Mem City
NO | NO |  |  |  | 041-06729 |  | Philips Medical Systems Cardiac and Monitoring Syste | M1006B |  | DE805F1628 | MEMORIAL CITY - SICU | MHHS-Mem City |  | Module, Blood Pressure, INV |  | 041-06729 |  | West & Memorial City |  | MEMORIAL CITY - SICU | [5 empty] | MONITORS, PHYSIOLOGIC, VITAL SIGNS |  | MODULEBLOODPRESSINV-Philips-M1006B | MODULEBLOODPRESSINV | M1006B |  |  |  | Philips | Module, Blood Pressure, INV |  | MODULEBLOODPRESSINV-Philips-M1006B |  |  |  |  | Covered PM Repair - Biomedical | MHHS-Mem City
NO | NO |  |  |  | 041-06731 |  | Philips Medical Systems Cardiac and Monitoring Syste | M1006B |  | DE805F7409 | MEMORIAL CITY - SICU | MHHS-Mem City |  | Module, Blood Pressure, INV |  | 041-06731 |  | West & Memorial City |  | MEMORIAL CITY - SICU | [5 empty] | MONITORS, PHYSIOLOGIC, VITAL SIGNS |  | MODULEBLOODPRESSINV-Philips-M1006B | MODULEBLOODPRESSINV | M1006B |  |  |  | Philips | Module, Blood Pressure, INV |  | MODULEBLOODPRESSINV-Philips-M1006B |  |  |  |  | Covered PM Repair - Biomedical | MHHS-Mem City
NO | NO |  |  |  | 041-06732 |  | Philips Medical Systems Cardiac and Monitoring Syste | M1006B |  | DE805F7416 | MEMORIAL CITY - SICU | MHHS-Mem City |  | Module, Blood Pressure, INV |  | 041-06732 |  | West & Memorial City |  | MEMORIAL CITY - SICU | [5 empty] | MONITORS, PHYSIOLOGIC, VITAL SIGNS |  | MODULEBLOODPRESSINV-Philips-M1006B | MODULEBLOODPRESSINV | M1006B |  |  |  | Philips | Module, Blood Pressure, INV |  | MODULEBLOODPRESSINV-Philips-M1006B |  |  |  |  | Covered PM Repair - Biomedical | MHHS-Mem City
NO | NO |  |  |  | 041-06733 |  | Philips Medical Systems Cardiac and Monitoring Syste | M1006B |  | DE805F7231 | MEMORIAL CITY - SICU | MHHS-Mem City |  | Module, Blood Pressure, INV |  | 041-06733 |  | West & Memorial City |  | MEMORIAL CITY - SICU | [5 empty] | MONITORS, PHYSIOLOGIC, VITAL SIGNS |  | MODULEBLOODPRESSINV-Philips-M1006B | MODULEBLOODPRESSINV | M1006B |  |  |  | Philips | Module, Blood Pressure, INV |  | MODULEBLOODPRESSINV-Philips-M1006B |  |  |  |  | Covered PM Repair - Biomedical | MHHS-Mem City
NO | NO | [5 empty] | Philips Medical Systems Cardiac and Monitoring Syste | M1006B |  | DE805F7619 | MEMORIAL CITY - SICU | MHHS-Mem City |  | Module, Blood Pressure, INV |  |  |  | West & Memorial City |  | MEMORIAL CITY - SICU | [5 empty] | MONITORS, PHYSIOLOGIC, VITAL SIGNS |  | MODULEBLOODPRESSINV-Philips-M1006B | MODULEBLOODPRESSINV | M1006B |  |  |  | Philips | Module, Blood Pressure, INV |  | MODULEBLOODPRESSINV-Philips-M1006B |  |  |  |  | Covered PM Repair - Biomedical | MHHS-Mem City
NO | NO | [5 empty] | Philips Medical Systems Cardiac and Monitoring Syste | M1006B |  | 3731A43374 | MEMORIAL CITY - SICU | MHHS-Mem City |  | Module, Blood Pressure, INV |  |  |  | West & Memorial City |  | MEMORIAL CITY - SICU | [5 empty] | MONITORS, PHYSIOLOGIC, VITAL SIGNS |  | MODULEBLOODPRESSINV-Philips-M1006B | MODULEBLOODPRESSINV | M1006B |  |  |  | Philips | Module, Blood Pressure, INV |  | MODULEBLOODPRESSINV-Philips-M1006B |  |  |  |  | Covered PM Repair - Biomedical | MHHS-Mem City
NO | NO | [5 empty] | Philips Medical Systems Cardiac and Monitoring Syste | M1006B |  | 3731A51886 | MEMORIAL CITY - SICU | MHHS-Mem City |  | Module, Blood Pressure, INV |  |  |  | West & Memorial City |  | MEMORIAL CITY - SICU | [5 empty] | MONITORS, PHYSIOLOGIC, VITAL SIGNS |  | MODULEBLOODPRESSINV-Philips-M1006B | MODULEBLOODPRESSINV | M1006B |  |  |  | Philips | Module, Blood Pressure, INV |  | MODULEBLOODPRESSINV-Philips-M1006B |  |  |  |  | Covered PM Repair - Biomedical | MHHS-Mem City
NO | NO | [5 empty] | Philips Medical Systems Cardiac and Monitoring Syste | M1006B |  | 3731A29109 | MEMORIAL CITY - SICU | MHHS-Mem City |  | Module, Blood Pressure, INV |  |  |  | West & Memorial City |  | MEMORIAL CITY - SICU | [5 empty] | MONITORS, PHYSIOLOGIC, VITAL SIGNS |  | MODULEBLOODPRESSINV-Philips-M1006B | MODULEBLOODPRESSINV | M1006B |  |  |  | Philips | Module, Blood Pressure, INV |  | MODULEBLOODPRESSINV-Philips-M1006B |  |  |  |  | Covered PM Repair - Biomedical | MHHS-Mem City
NO | NO | [5 empty] | Philips Medical Systems Cardiac and Monitoring Syste | M1006B |  | DE805F7229 | MEMORIAL CITY - SICU | MHHS-Mem City |  | Module, Blood Pressure, INV |  |  |  | West & Memorial City |  | MEMORIAL CITY - SICU | [5 empty] | MONITORS, PHYSIOLOGIC, VITAL SIGNS |  | MODULEBLOODPRESSINV-Philips-M1006B | MODULEBLOODPRESSINV | M1006B |  |  |  | Philips | Module, Blood Pressure, INV |  | MODULEBLOODPRESSINV-Philips-M1006B |  |  |  |  | Covered PM Repair - Biomedical | MHHS-Mem City
NO | NO |  |  |  | 005-01232 |  | Philips Medical Systems Cardiac and Monitoring Syste | M1006B |  | 3805G71811 | SE - ESOPHAGEAL DISEASE CENTER | MHHS-Southeast |  | Module, Blood Pressure, INV |  | 005-01232 |  | Southeast & Bay Area |  | SE - ESOPHAGEAL DISEASE CENTER | [5 empty] | MONITORS, PHYSIOLOGIC, VITAL SIGNS |  | MODULEBLOODPRESSINV-Philips-M1006B | MODULEBLOODPRESSINV | M1006B |  |  |  | Philips | Module, Blood Pressure, INV |  | MODULEBLOODPRESSINV-Philips-M1006B |  |  |  |  | Covered PM Repair - Biomedical | MHHS-Southeast
NO | NO |  |  |  | 005-10541 |  | Philips Medical Systems Cardiac and Monitoring Syste | M1006B |  | DE408U9896 | SE - ESOPHAGEAL DISEASE CENTER | MHHS-Southeast |  | Module, Blood Pressure, INV |  | 005-10541 |  | Southeast & Bay Area |  | SE - ESOPHAGEAL DISEASE CENTER | [5 empty] | MONITORS, PHYSIOLOGIC, VITAL SIGNS |  | MODULEBLOODPRESSINV-Philips-M1006B | MODULEBLOODPRESSINV | M1006B |  |  |  | Philips | Module, Blood Pressure, INV |  | MODULEBLOODPRESSINV-Philips-M1006B |  |  |  |  | Covered PM Repair - Biomedical | MHHS-Southeast
NO | NO |  |  |  | 005-01125 |  | Philips Medical Systems Cardiac and Monitoring Syste | M1006B |  | 3805G57052 | SE - ICU | MHHS-Southeast |  | Module, Blood Pressure, INV |  | 005-01125 |  | Southeast & Bay Area |  | SE - ICU | [5 empty] | MONITORS, PHYSIOLOGIC, VITAL SIGNS |  | MODULEBLOODPRESSINV-Philips-M1006B | MODULEBLOODPRESSINV | M1006B |  |  |  | Philips | Module, Blood Pressure, INV |  | MODULEBLOODPRESSINV-Philips-M1006B |  |  |  |  | Covered PM Repair - Biomedical | MHHS-Southeast
NO | NO |  |  |  | 005-04173 |  | Philips Medical Systems Cardiac and Monitoring Syste | M1006B |  | DE805H3845 | SE - ICU | MHHS-Southeast |  | Module, Blood Pressure, INV |  | 005-04173 |  | Southeast & Bay Area |  | SE - ICU | [5 empty] | MONITORS, PHYSIOLOGIC, VITAL SIGNS |  | MODULEBLOODPRESSINV-Philips-M1006B | MODULEBLOODPRESSINV | M1006B |  |  |  | Philips | Module, Blood Pressure, INV |  | MODULEBLOODPRESSINV-Philips-M1006B |  |  |  |  | Covered PM Repair - Biomedical | MHHS-Southeast
NO | NO |  |  |  | 005-04180 |  | Philips Medical Systems Cardiac and Monitoring Syste | M1006B |  | DE805H3808 | SE - ICU | MHHS-Southeast |  | Module, Blood Pressure, INV |  | 005-04180 |  | Southeast & Bay Area |  | SE - ICU | [5 empty] | MONITORS, PHYSIOLOGIC, VITAL SIGNS |  | MODULEBLOODPRESSINV-Philips-M1006B | MODULEBLOODPRESSINV | M1006B |  |  |  | Philips | Module, Blood Pressure, INV |  | MODULEBLOODPRESSINV-Philips-M1006B |  |  |  |  | Covered PM Repair - Biomedical | MHHS-Southeast
NO | NO |  |  |  | 005-04183 |  | Philips Medical Systems Cardiac and Monitoring Syste | M1006B |  | DE805H3837 | SE - ICU | MHHS-Southeast |  | Module, Blood Pressure, INV |  | 005-04183 |  | Southeast & Bay Area |  | SE - ICU | [5 empty] | MONITORS, PHYSIOLOGIC, VITAL SIGNS |  | MODULEBLOODPRESSINV-Philips-M1006B | MODULEBLOODPRESSINV | M1006B |  |  |  | Philips | Module, Blood Pressure, INV |  | MODULEBLOODPRESSINV-Philips-M1006B |  |  |  |  | Covered PM Repair - Biomedical | MHHS-Southeast
NO | NO |  |  |  | 005-04184 |  | Philips Medical Systems Cardiac and Monitoring Syste | M1006B |  | DE805H3806 | SE - ICU | MHHS-Southeast |  | Module, Blood Pressure, INV |  | 005-04184 |  | Southeast & Bay Area |  | SE - ICU | [5 empty] | MONITORS, PHYSIOLOGIC, VITAL SIGNS |  | MODULEBLOODPRESSINV-Philips-M1006B | MODULEBLOODPRESSINV | M1006B |  |  |  | Philips | Module, Blood Pressure, INV |  | MODULEBLOODPRESSINV-Philips-M1006B |  |  |  |  | Covered PM Repair - Biomedical | MHHS-Southeast
NO | NO |  |  |  | 005-12144 |  | Philips Medical Systems Cardiac and Monitoring Syste | M1006B |  | DE805P3862 | SE - ICU | MHHS-Southeast |  | Module, Blood Pressure, INV |  | 005-12144 |  | Southeast & Bay Area |  | SE - ICU | [5 empty] | MONITORS, PHYSIOLOGIC, VITAL SIGNS |  | MODULEBLOODPRESSINV-Philips-M1006B | MODULEBLOODPRESSINV | M1006B |  |  |  | Philips | Module, Blood Pressure, INV |  | MODULEBLOODPRESSINV-Philips-M1006B |  |  |  |  | Covered PM Repair - Biomedical | MHHS-Southeast
NO | NO |  |  |  | 005-12145 |  | Philips Medical Systems Cardiac and Monitoring Syste | M1006B |  | DE805T1070 | SE - ICU | MHHS-Southeast |  | Module, Blood Pressure, INV |  | 005-12145 |  | Southeast & Bay Area |  | SE - ICU | [5 empty] | MONITORS, PHYSIOLOGIC, VITAL SIGNS |  | MODULEBLOODPRESSINV-Philips-M1006B | MODULEBLOODPRESSINV | M1006B |  |  |  | Philips | Module, Blood Pressure, INV |  | MODULEBLOODPRESSINV-Philips-M1006B |  |  |  |  | Covered PM Repair - Biomedical | MHHS-Southeast
NO | NO |  |  |  | 005-12146 |  | Philips Medical Systems Cardiac and Monitoring Syste | M1006B |  | DE805P3618 | SE - ICU | MHHS-Southeast |  | Module, Blood Pressure, INV |  | 005-12146 |  | Southeast & Bay Area |  | SE - ICU | [5 empty] | MONITORS, PHYSIOLOGIC, VITAL SIGNS |  | MODULEBLOODPRESSINV-Philips-M1006B | MODULEBLOODPRESSINV | M1006B |  |  |  | Philips | Module, Blood Pressure, INV |  | MODULEBLOODPRESSINV-Philips-M1006B |  |  |  |  | Covered PM Repair - Biomedical | MHHS-Southeast
NO | NO |  |  |  | 005-12148 |  | Philips Medical Systems Cardiac and Monitoring Syste | M1006B |  | DE805T4676 | SE - ICU | MHHS-Southeast |  | Module, Blood Pressure, INV |  | 005-12148 |  | Southeast & Bay Area |  | SE - ICU | [5 empty] | MONITORS, PHYSIOLOGIC, VITAL SIGNS |  | MODULEBLOODPRESSINV-Philips-M1006B | MODULEBLOODPRESSINV | M1006B |  |  |  | Philips | Module, Blood Pressure, INV |  | MODULEBLOODPRESSINV-Philips-M1006B |  |  |  |  | Covered PM Repair - Biomedical | MHHS-Southeast
NO | NO |  |  |  | 005-33373 |  | Philips Medical Systems Cardiac and Monitoring Syste | M1006B |  | DE408W8519 | SE - ICU | MHHS-Southeast |  | Module, Blood Pressure, INV |  | 005-33373 |  | Southeast & Bay Area |  | SE - ICU | [5 empty] | MONITORS, PHYSIOLOGIC, VITAL SIGNS |  | MODULEBLOODPRESSINV-Philips-M1006B | MODULEBLOODPRESSINV | M1006B |  |  |  | Philips | Module, Blood Pressure, INV |  | MODULEBLOODPRESSINV-Philips-M1006B |  |  |  |  | Covered PM Repair - Biomedical | MHHS-Southeast
NO | NO |  |  |  | 005-12198 |  | Philips Medical Systems Cardiac and Monitoring Syste | M1006B |  | DE625W9935 | SE - ICU - CVICU | MHHS-Southeast |  | Module, Blood Pressure, INV |  | 005-12198 |  | Southeast & Bay Area |  | SE - ICU - CVICU | [5 empty] | MONITORS, PHYSIOLOGIC, VITAL SIGNS |  | MODULEBLOODPRESSINV-Philips-M1006B | MODULEBLOODPRESSINV | M1006B |  |  |  | Philips | Module, Blood Pressure, INV |  | MODULEBLOODPRESSINV-Philips-M1006B |  |  |  |  | Covered PM Repair - Biomedical | MHHS-Southeast
NO | NO |  |  |  | 005-12199 |  | Philips Medical Systems Cardiac and Monitoring Syste | M1006B |  | DE625W9933 | SE - ICU - CVICU | MHHS-Southeast |  | Module, Blood Pressure, INV |  | 005-12199 |  | Southeast & Bay Area |  | SE - ICU - CVICU | [5 empty] | MONITORS, PHYSIOLOGIC, VITAL SIGNS |  | MODULEBLOODPRESSINV-Philips-M1006B | MODULEBLOODPRESSINV | M1006B |  |  |  | Philips | Module, Blood Pressure, INV |  | MODULEBLOODPRESSINV-Philips-M1006B |  |  |  |  | Covered PM Repair - Biomedical | MHHS-Southeast
NO | NO |  |  |  | 005-33835 |  | Philips Medical Systems Cardiac and Monitoring Syste | M1006B |  | DE625W9128 | SE - IMCU | MHHS-Southeast |  | Module, Blood Pressure, INV |  | 005-33835 |  | Southeast & Bay Area |  | SE - IMCU | [5 empty] | MONITORS, PHYSIOLOGIC, VITAL SIGNS |  | MODULEBLOODPRESSINV-Philips-M1006B | MODULEBLOODPRESSINV | M1006B |  |  |  | Philips | Module, Blood Pressure, INV |  | MODULEBLOODPRESSINV-Philips-M1006B |  |  |  |  | Covered PM Repair - Biomedical | MHHS-Southeast
NO | NO |  |  |  | 005-33836 |  | Philips Medical Systems Cardiac and Monitoring Syste | M1006B |  | DE625W9124 | SE - IMCU | MHHS-Southeast |  | Module, Blood Pressure, INV |  | 005-33836 |  | Southeast & Bay Area |  | SE - IMCU | [5 empty] | MONITORS, PHYSIOLOGIC, VITAL SIGNS |  | MODULEBLOODPRESSINV-Philips-M1006B | MODULEBLOODPRESSINV | M1006B |  |  |  | Philips | Module, Blood Pressure, INV |  | MODULEBLOODPRESSINV-Philips-M1006B |  |  |  |  | Covered PM Repair - Biomedical | MHHS-Southeast
NO | NO |  |  |  | 005-33837 |  | Philips Medical Systems Cardiac and Monitoring Syste | M1006B |  | DE625W9120 | SE - IMCU | MHHS-Southeast |  | Module, Blood Pressure, INV |  | 005-33837 |  | Southeast & Bay Area |  | SE - IMCU | [5 empty] | MONITORS, PHYSIOLOGIC, VITAL SIGNS |  | MODULEBLOODPRESSINV-Philips-M1006B | MODULEBLOODPRESSINV | M1006B |  |  |  | Philips | Module, Blood Pressure, INV |  | MODULEBLOODPRESSINV-Philips-M1006B |  |  |  |  | Covered PM Repair - Biomedical | MHHS-Southeast
NO | NO |  |  |  | 005-33838 |  | Philips Medical Systems Cardiac and Monitoring Syste | M1006B |  | DE625W9121 | SE - IMCU | MHHS-Southeast |  | Module, Blood Pressure, INV |  | 005-33838 |  | Southeast & Bay Area |  | SE - IMCU | [5 empty] | MONITORS, PHYSIOLOGIC, VITAL SIGNS |  | MODULEBLOODPRESSINV-Philips-M1006B | MODULEBLOODPRESSINV | M1006B |  |  |  | Philips | Module, Blood Pressure, INV |  | MODULEBLOODPRESSINV-Philips-M1006B |  |  |  |  | Covered PM Repair - Biomedical | MHHS-Southeast
NO | NO |  |  |  | 005-33839 |  | Philips Medical Systems Cardiac and Monitoring Syste | M1006B |  | DE625W9123 | SE - IMCU | MHHS-Southeast |  | Module, Blood Pressure, INV |  | 005-33839 |  | Southeast & Bay Area |  | SE - IMCU | [5 empty] | MONITORS, PHYSIOLOGIC, VITAL SIGNS |  | MODULEBLOODPRESSINV-Philips-M1006B | MODULEBLOODPRESSINV | M1006B |  |  |  | Philips | Module, Blood Pressure, INV |  | MODULEBLOODPRESSINV-Philips-M1006B |  |  |  |  | Covered PM Repair - Biomedical | MHHS-Southeast
NO | NO |  |  |  | 005-33840 |  | Philips Medical Systems Cardiac and Monitoring Syste | M1006B |  | DE625W9122 | SE - IMCU | MHHS-Southeast |  | Module, Blood Pressure, INV |  | 005-33840 |  | Southeast & Bay Area |  | SE - IMCU | [5 empty] | MONITORS, PHYSIOLOGIC, VITAL SIGNS |  | MODULEBLOODPRESSINV-Philips-M1006B | MODULEBLOODPRESSINV | M1006B |  |  |  | Philips | Module, Blood Pressure, INV |  | MODULEBLOODPRESSINV-Philips-M1006B |  |  |  |  | Covered PM Repair - Biomedical | MHHS-Southeast
NO | NO |  |  |  | 005-04489 |  | Philips Medical Systems Cardiac and Monitoring Syste | M1006B |  | DE805H7876 | SE - OR | MHHS-Southeast |  | Module, Blood Pressure, INV |  | 005-04489 |  | Southeast & Bay Area |  | SE - OR | [5 empty] | MONITORS, PHYSIOLOGIC, VITAL SIGNS |  | MODULEBLOODPRESSINV-Philips-M1006B | MODULEBLOODPRESSINV | M1006B |  |  |  | Philips | Module, Blood Pressure, INV |  | MODULEBLOODPRESSINV-Philips-M1006B |  |  |  |  | Covered PM Repair - Biomedical | MHHS-Southeast
NO | NO |  |  |  | 005-00365 |  | Philips Medical Systems Cardiac and Monitoring Syste | M1006B |  | 3728G38096 | SE - OR - ANESTHESIA | MHHS-Southeast |  | Module, Blood Pressure, INV |  | 005-00365 |  | Southeast & Bay Area |  | SE - OR - ANESTHESIA | [5 empty] | MONITORS, PHYSIOLOGIC, VITAL SIGNS |  | MODULEBLOODPRESSINV-Philips-M1006B | MODULEBLOODPRESSINV | M1006B |  |  |  | Philips | Module, Blood Pressure, INV |  | MODULEBLOODPRESSINV-Philips-M1006B |  |  |  |  | Covered PM Repair - Biomedical | MHHS-Southeast
NO | NO |  |  |  | 005-04743 |  | Philips Medical Systems Cardiac and Monitoring Syste | M1006B |  | DE805H7806 | SE - OR - ANESTHESIA | MHHS-Southeast |  | Module, Blood Pressure, INV |  | 005-04743 |  | Southeast & Bay Area |  | SE - OR - ANESTHESIA | [5 empty] | MONITORS, PHYSIOLOGIC, VITAL SIGNS |  | MODULEBLOODPRESSINV-Philips-M1006B | MODULEBLOODPRESSINV | M1006B |  |  |  | Philips | Module, Blood Pressure, INV |  | MODULEBLOODPRESSINV-Philips-M1006B |  |  |  |  | Covered PM Repair - Biomedical | MHHS-Southeast
NO | NO |  |  |  | 005-04071 |  | Philips Medical Systems Cardiac and Monitoring Syste | M1006B |  | DE805H7814 | SE - OR - PACU | MHHS-Southeast |  | Module, Blood Pressure, INV |  | 005-04071 |  | Southeast & Bay Area |  | SE - OR - PACU | [5 empty] | MONITORS, PHYSIOLOGIC, VITAL SIGNS |  | MODULEBLOODPRESSINV-Philips-M1006B | MODULEBLOODPRESSINV | M1006B |  |  |  | Philips | Module, Blood Pressure, INV |  | MODULEBLOODPRESSINV-Philips-M1006B |  |  |  |  | Covered PM Repair - Biomedical | MHHS-Southeast
NO | NO |  |  |  | 005-04706 |  | Philips Medical Systems Cardiac and Monitoring Syste | M1006B |  | DE805H7815 | SE - OR - PACU | MHHS-Southeast |  | Module, Blood Pressure, INV |  | 005-04706 |  | Southeast & Bay Area |  | SE - OR - PACU | [5 empty] | MONITORS, PHYSIOLOGIC, VITAL SIGNS |  | MODULEBLOODPRESSINV-Philips-M1006B | MODULEBLOODPRESSINV | M1006B |  |  |  | Philips | Module, Blood Pressure, INV |  | MODULEBLOODPRESSINV-Philips-M1006B |  |  |  |  | Covered PM Repair - Biomedical | MHHS-Southeast
NO | NO | [5 empty] | Philips Medical Systems Cardiac and Monitoring Syste | M1006B |  | DE805I1272 | SW - ENDOSCOPY | MHHS-Southwest |  | Module, Blood Pressure, INV |  |  |  | Southwest |  | SW - ENDOSCOPY | [5 empty] | MONITORS, PHYSIOLOGIC, VITAL SIGNS |  | MODULEBLOODPRESSINV-Philips-M1006B | MODULEBLOODPRESSINV | M1006B |  |  |  | Philips | Module, Blood Pressure, INV |  | MODULEBLOODPRESSINV-Philips-M1006B |  |  |  |  | Covered PM Repair - Biomedical | MHHS-Southwest
NO | NO | [5 empty] | Philips Medical Systems Cardiac and Monitoring Syste | M1006B |  | DE805I1258 | SW - ENDOSCOPY | MHHS-Southwest |  | Module, Blood Pressure, INV |  |  |  | Southwest |  | SW - ENDOSCOPY | [5 empty] | MONITORS, PHYSIOLOGIC, VITAL SIGNS |  | MODULEBLOODPRESSINV-Philips-M1006B | MODULEBLOODPRESSINV | M1006B |  |  |  | Philips | Module, Blood Pressure, INV |  | MODULEBLOODPRESSINV-Philips-M1006B |  |  |  |  | Covered PM Repair - Biomedical | MHHS-Southwest
NO | NO | [5 empty] | Philips Medical Systems Cardiac and Monitoring Syste | M1006B |  | DE805I1274 | SW - ENDOSCOPY | MHHS-Southwest |  | Module, Blood Pressure, INV |  |  |  | Southwest |  | SW - ENDOSCOPY | [5 empty] | MONITORS, PHYSIOLOGIC, VITAL SIGNS |  | MODULEBLOODPRESSINV-Philips-M1006B | MODULEBLOODPRESSINV | M1006B |  |  |  | Philips | Module, Blood Pressure, INV |  | MODULEBLOODPRESSINV-Philips-M1006B |  |  |  |  | Covered PM Repair - Biomedical | MHHS-Southwest
NO | NO | [5 empty] | Philips Medical Systems Cardiac and Monitoring Syste | M1006B |  | DE805I1271 | SW - ENDOSCOPY | MHHS-Southwest |  | Module, Blood Pressure, INV |  |  |  | Southwest |  | SW - ENDOSCOPY | [5 empty] | MONITORS, PHYSIOLOGIC, VITAL SIGNS |  | MODULEBLOODPRESSINV-Philips-M1006B | MODULEBLOODPRESSINV | M1006B |  |  |  | Philips | Module, Blood Pressure, INV |  | MODULEBLOODPRESSINV-Philips-M1006B |  |  |  |  | Covered PM Repair - Biomedical | MHHS-Southwest
NO | NO | [5 empty] | Philips Medical Systems Cardiac and Monitoring Syste | M1006B |  | DE805B7623 | SW - ENDOSCOPY | MHHS-Southwest |  | Module, Blood Pressure, INV |  |  |  | Southwest |  | SW - ENDOSCOPY | [5 empty] | MONITORS, PHYSIOLOGIC, VITAL SIGNS |  | MODULEBLOODPRESSINV-Philips-M1006B | MODULEBLOODPRESSINV | M1006B |  |  |  | Philips | Module, Blood Pressure, INV |  | MODULEBLOODPRESSINV-Philips-M1006B |  |  |  |  | Covered PM Repair - Biomedical | MHHS-Southwest
NO | NO | [5 empty] | Philips Medical Systems Cardiac and Monitoring Syste | M1006B |  | DE805B7598 | SW - ENDOSCOPY | MHHS-Southwest |  | Module, Blood Pressure, INV |  |  |  | Southwest |  | SW - ENDOSCOPY | [5 empty] | MONITORS, PHYSIOLOGIC, VITAL SIGNS |  | MODULEBLOODPRESSINV-Philips-M1006B | MODULEBLOODPRESSINV | M1006B |  |  |  | Philips | Module, Blood Pressure, INV |  | MODULEBLOODPRESSINV-Philips-M1006B |  |  |  |  | Covered PM Repair - Biomedical | MHHS-Southwest
NO | NO | [5 empty] | Philips Medical Systems Cardiac and Monitoring Syste | M1006B |  | DE80511262 | SW - ENDOSCOPY | MHHS-Southwest |  | Module, Blood Pressure, INV |  |  |  | Southwest |  | SW - ENDOSCOPY | [5 empty] | MONITORS, PHYSIOLOGIC, VITAL SIGNS |  | MODULEBLOODPRESSINV-Philips-M1006B | MODULEBLOODPRESSINV | M1006B |  |  |  | Philips | Module, Blood Pressure, INV |  | MODULEBLOODPRESSINV-Philips-M1006B |  |  |  |  | Covered PM Repair - Biomedical | MHHS-Southwest
NO | NO | [5 empty] | Philips Medical Systems Cardiac and Monitoring Syste | M1006B |  | DE805I1270 | SW - ENDOSCOPY | MHHS-Southwest |  | Module, Blood Pressure, INV |  |  |  | Southwest |  | SW - ENDOSCOPY | [5 empty] | MONITORS, PHYSIOLOGIC, VITAL SIGNS |  | MODULEBLOODPRESSINV-Philips-M1006B | MODULEBLOODPRESSINV | M1006B |  |  |  | Philips | Module, Blood Pressure, INV |  | MODULEBLOODPRESSINV-Philips-M1006B |  |  |  |  | Covered PM Repair - Biomedical | MHHS-Southwest
NO | NO | [5 empty] | Philips Medical Systems Cardiac and Monitoring Syste | M1006B |  | DE805I1295 | SW - ENDOSCOPY | MHHS-Southwest |  | Module, Blood Pressure, INV |  |  |  | Southwest |  | SW - ENDOSCOPY | [5 empty] | MONITORS, PHYSIOLOGIC, VITAL SIGNS |  | MODULEBLOODPRESSINV-Philips-M1006B | MODULEBLOODPRESSINV | M1006B |  |  |  | Philips | Module, Blood Pressure, INV |  | MODULEBLOODPRESSINV-Philips-M1006B |  |  |  |  | Covered PM Repair - Biomedical | MHHS-Southwest
NO | NO |  |  |  | 013-37366 |  | Philips Medical Systems Cardiac and Monitoring Syste | M1006B |  | DE408V1342 | SW - HVI - CV ICU | MHHS-Southwest |  | Module, Blood Pressure, INV |  | 013-37366 |  | Southwest |  | SW - HVI - CV ICU | [5 empty] | MONITORS, PHYSIOLOGIC, VITAL SIGNS |  | MODULEBLOODPRESSINV-Philips-M1006B | MODULEBLOODPRESSINV | M1006B |  |  |  | Philips | Module, Blood Pressure, INV |  | MODULEBLOODPRESSINV-Philips-M1006B |  |  |  |  | Covered PM Repair - Biomedical | MHHS-Southwest
NO | NO |  |  |  | 013-37455 |  | Philips Medical Systems Cardiac and Monitoring Syste | M1006B |  | DE408V4232 | SW - HVI - CV ICU | MHHS-Southwest |  | Module, Blood Pressure, INV |  | 013-37455 |  | Southwest |  | SW - HVI - CV ICU | [5 empty] | MONITORS, PHYSIOLOGIC, VITAL SIGNS |  | MODULEBLOODPRESSINV-Philips-M1006B | MODULEBLOODPRESSINV | M1006B |  |  |  | Philips | Module, Blood Pressure, INV |  | MODULEBLOODPRESSINV-Philips-M1006B |  |  |  |  | Covered PM Repair - Biomedical | MHHS-Southwest
NO | NO |  |  |  | 013-37456 |  | Philips Medical Systems Cardiac and Monitoring Syste | M1006B |  | DE408V4246 | SW - HVI - CV ICU | MHHS-Southwest |  | Module, Blood Pressure, INV |  | 013-37456 |  | Southwest |  | SW - HVI - CV ICU | [5 empty] | MONITORS, PHYSIOLOGIC, VITAL SIGNS |  | MODULEBLOODPRESSINV-Philips-M1006B | MODULEBLOODPRESSINV | M1006B |  |  |  | Philips | Module, Blood Pressure, INV |  | MODULEBLOODPRESSINV-Philips-M1006B |  |  |  |  | Covered PM Repair - Lab Analyzers/Anesth | MHHS-Southwest
NO | NO |  |  |  | 013-37574 |  | Philips Medical Systems Cardiac and Monitoring Syste | M1006B |  | DE408V1353 | SW - HVI - CV ICU | MHHS-Southwest |  | Module, Blood Pressure, INV |  | 013-37574 |  | Southwest |  | SW - HVI - CV ICU | [5 empty] | MONITORS, PHYSIOLOGIC, VITAL SIGNS |  | MODULEBLOODPRESSINV-Philips-M1006B | MODULEBLOODPRESSINV | M1006B |  |  |  | Philips | Module, Blood Pressure, INV |  | MODULEBLOODPRESSINV-Philips-M1006B |  |  |  |  | Covered PM Repair - Biomedical | MHHS-Southwest
NO | NO |  |  |  | 013-37644 |  | Philips Medical Systems Cardiac and Monitoring Syste | M1006B |  | DE408V4241 | SW - HVI - CV ICU | MHHS-Southwest |  | Module, Blood Pressure, INV |  | 013-37644 |  | Southwest |  | SW - HVI - CV ICU | [5 empty] | MONITORS, PHYSIOLOGIC, VITAL SIGNS |  | MODULEBLOODPRESSINV-Philips-M1006B | MODULEBLOODPRESSINV | M1006B |  |  |  | Philips | Module, Blood Pressure, INV |  | MODULEBLOODPRESSINV-Philips-M1006B |  |  |  |  | Covered PM Repair - Biomedical | MHHS-Southwest
NO | NO |  |  |  | 013-37645 |  | Philips Medical Systems Cardiac and Monitoring Syste | M1006B |  | DE408V4243 | SW - HVI - CV ICU | MHHS-Southwest |  | Module, Blood Pressure, INV |  | 013-37645 |  | Southwest |  | SW - HVI - CV ICU | [5 empty] | MONITORS, PHYSIOLOGIC, VITAL SIGNS |  | MODULEBLOODPRESSINV-Philips-M1006B | MODULEBLOODPRESSINV | M1006B |  |  |  | Philips | Module, Blood Pressure, INV |  | MODULEBLOODPRESSINV-Philips-M1006B |  |  |  |  | Covered PM Repair - Biomedical | MHHS-Southwest
NO | NO | [5 empty] | Philips Medical Systems Cardiac and Monitoring Syste | M1006B |  | DE805J2496 | SW - ICU | MHHS-Southwest |  | Module, Blood Pressure, INV |  |  |  | Southwest |  | SW - ICU | [5 empty] | MONITORS, PHYSIOLOGIC, VITAL SIGNS |  | MODULEBLOODPRESSINV-Philips-M1006B | MODULEBLOODPRESSINV | M1006B |  |  |  | Philips | Module, Blood Pressure, INV |  | MODULEBLOODPRESSINV-Philips-M1006B |  |  |  |  | Covered PM Repair - Biomedical | MHHS-Southwest
NO | NO | [5 empty] | Philips Medical Systems Cardiac and Monitoring Syste | M1006B |  | DE805J2502 | SW - ICU - CCU | MHHS-Southwest |  | Module, Blood Pressure, INV |  |  |  | Southwest |  | SW - ICU - CCU | [5 empty] | MONITORS, PHYSIOLOGIC, VITAL SIGNS |  | MODULEBLOODPRESSINV-Philips-M1006B | MODULEBLOODPRESSINV | M1006B |  |  |  | Philips | Module, Blood Pressure, INV |  | MODULEBLOODPRESSINV-Philips-M1006B |  |  |  |  | Covered PM Repair - Biomedical | MHHS-Southwest
NO | NO | [5 empty] | Philips Medical Systems Cardiac and Monitoring Syste | M1006B |  | DE805J4728 | SW - ICU - CCU | MHHS-Southwest |  | Module, Blood Pressure, INV |  |  |  | Southwest |  | SW - ICU - CCU | [5 empty] | MONITORS, PHYSIOLOGIC, VITAL SIGNS |  | MODULEBLOODPRESSINV-Philips-M1006B | MODULEBLOODPRESSINV | M1006B |  |  |  | Philips | Module, Blood Pressure, INV |  | MODULEBLOODPRESSINV-Philips-M1006B |  |  |  |  | Covered PM Repair - Biomedical | MHHS-Southwest
NO | NO | [5 empty] | Philips Medical Systems Cardiac and Monitoring Syste | M1006B |  | DE805C6624 | SW - ICU - CCU | MHHS-Southwest |  | Module, Blood Pressure, INV |  |  |  | Southwest |  | SW - ICU - CCU | [5 empty] | MONITORS, PHYSIOLOGIC, VITAL SIGNS |  | MODULEBLOODPRESSINV-Philips-M1006B | MODULEBLOODPRESSINV | M1006B |  |  |  | Philips | Module, Blood Pressure, INV |  | MODULEBLOODPRESSINV-Philips-M1006B |  |  |  |  | Covered PM Repair - Biomedical | MHHS-Southwest
NO | NO | [5 empty] | Philips Medical Systems Cardiac and Monitoring Syste | M1006B |  | DE805J2494 | SW - ICU - CCU | MHHS-Southwest |  | Module, Blood Pressure, INV |  |  |  | Southwest |  | SW - ICU - CCU | [5 empty] | MONITORS, PHYSIOLOGIC, VITAL SIGNS |  | MODULEBLOODPRESSINV-Philips-M1006B | MODULEBLOODPRESSINV | M1006B |  |  |  | Philips | Module, Blood Pressure, INV |  | MODULEBLOODPRESSINV-Philips-M1006B |  |  |  |  | Covered PM Repair - Biomedical | MHHS-Southwest
NO | NO | [5 empty] | Philips Medical Systems Cardiac and Monitoring Syste | M1006B |  | DE805F7245 | SW - ICU - CCU | MHHS-Southwest |  | Module, Blood Pressure, INV |  |  |  | Southwest |  | SW - ICU - CCU | [5 empty] | MONITORS, PHYSIOLOGIC, VITAL SIGNS |  | MODULEBLOODPRESSINV-Philips-M1006B | MODULEBLOODPRESSINV | M1006B |  |  |  | Philips | Module, Blood Pressure, INV |  | MODULEBLOODPRESSINV-Philips-M1006B |  |  |  |  | Covered PM Repair - Biomedical | MHHS-Southwest
NO | NO | [5 empty] | Philips Medical Systems Cardiac and Monitoring Syste | M1006B |  | DE805J4725 | SW - ICU - CCU | MHHS-Southwest |  | Module, Blood Pressure, INV |  |  |  | Southwest |  | SW - ICU - CCU | [5 empty] | MONITORS, PHYSIOLOGIC, VITAL SIGNS |  | MODULEBLOODPRESSINV-Philips-M1006B | MODULEBLOODPRESSINV | M1006B |  |  |  | Philips | Module, Blood Pressure, INV |  | MODULEBLOODPRESSINV-Philips-M1006B |  |  |  |  | Covered PM Repair - Biomedical | MHHS-Southwest
NO | NO | [5 empty] | Philips Medical Systems Cardiac and Monitoring Syste | M1006B |  | DE805F5707 | SW - NICU | MHHS-Southwest |  | Module, Blood Pressure, INV |  |  |  | Southwest |  | SW - NICU | [5 empty] | MONITORS, PHYSIOLOGIC, VITAL SIGNS |  | MODULEBLOODPRESSINV-Philips-M1006B | MODULEBLOODPRESSINV | M1006B |  |  |  | Philips | Module, Blood Pressure, INV |  | MODULEBLOODPRESSINV-Philips-M1006B |  |  |  |  | Covered PM Repair - Biomedical | MHHS-Southwest
NO | NO | [5 empty] | Philips Medical Systems Cardiac and Monitoring Syste | M1006B |  | DE805F5716 | SW - NICU | MHHS-Southwest |  | Module, Blood Pressure, INV |  |  |  | Southwest |  | SW - NICU | [5 empty] | MONITORS, PHYSIOLOGIC, VITAL SIGNS |  | MODULEBLOODPRESSINV-Philips-M1006B | MODULEBLOODPRESSINV | M1006B |  |  |  | Philips | Module, Blood Pressure, INV |  | MODULEBLOODPRESSINV-Philips-M1006B |  |  |  |  | Covered PM Repair - Biomedical | MHHS-Southwest
NO | NO | [5 empty] | Philips Medical Systems Cardiac and Monitoring Syste | M1006B |  | DE805F5782 | SW - NICU | MHHS-Southwest |  | Module, Blood Pressure, INV |  |  |  | Southwest |  | SW - NICU | [5 empty] | MONITORS, PHYSIOLOGIC, VITAL SIGNS |  | MODULEBLOODPRESSINV-Philips-M1006B | MODULEBLOODPRESSINV | M1006B |  |  |  | Philips | Module, Blood Pressure, INV |  | MODULEBLOODPRESSINV-Philips-M1006B |  |  |  |  | Covered PM Repair - Biomedical | MHHS-Southwest
NO | NO | [5 empty] | Philips Medical Systems Cardiac and Monitoring Syste | M1006B |  |  | SW - RESPIRATORY | MHHS-Southwest |  | Module, Blood Pressure, INV |  |  |  | Southwest |  | SW - RESPIRATORY | [5 empty] | MONITORS, PHYSIOLOGIC, VITAL SIGNS |  | MODULEBLOODPRESSINV-Philips-M1006B | MODULEBLOODPRESSINV | M1006B |  |  |  | Philips | Module, Blood Pressure, INV |  | MODULEBLOODPRESSINV-Philips-M1006B |  |  |  |  | Covered PM Repair - Biomedical | MHHS-Southwest
NO | NO | [5 empty] | Philips Medical Systems Cardiac and Monitoring Syste | M1006B |  | 3523A17231 | SW - RESPIRATORY | MHHS-Southwest |  | Module, Blood Pressure, INV |  |  |  | Southwest |  | SW - RESPIRATORY | [5 empty] | MONITORS, PHYSIOLOGIC, VITAL SIGNS |  | MODULEBLOODPRESSINV-Philips-M1006B | MODULEBLOODPRESSINV | M1006B |  |  |  | Philips | Module, Blood Pressure, INV |  | MODULEBLOODPRESSINV-Philips-M1006B |  |  |  |  | Covered PM Repair - Biomedical | MHHS-Southwest
NO | NO |  |  |  | 129-00296 |  | Philips Medical Systems Cardiac and Monitoring Syste | M1006B |  | 3436A04750 | SUGAR LAND - ICU | MHHS-Sugarland |  | Module, Blood Pressure, INV |  | 129-00296 |  | Sugar Land |  | SUGAR LAND - ICU | [5 empty] | MONITORS, PHYSIOLOGIC, VITAL SIGNS |  | MODULEBLOODPRESSINV-Philips-M1006B | MODULEBLOODPRESSINV | M1006B |  |  |  | Philips | Module, Blood Pressure, INV |  | MODULEBLOODPRESSINV-Philips-M1006B |  |  |  |  | Covered PM Repair - Biomedical | MHHS-Sugarland
NO | NO |  |  |  | 129-00298 |  | Philips Medical Systems Cardiac and Monitoring Syste | M1006B |  | 3523A21676 | SUGAR LAND - ICU | MHHS-Sugarland |  | Module, Blood Pressure, INV |  | 129-00298 |  | Sugar Land |  | SUGAR LAND - ICU | [5 empty] | MONITORS, PHYSIOLOGIC, VITAL SIGNS |  | MODULEBLOODPRESSINV-Philips-M1006B | MODULEBLOODPRESSINV | M1006B |  |  |  | Philips | Module, Blood Pressure, INV |  | MODULEBLOODPRESSINV-Philips-M1006B |  |  |  |  | Covered PM Repair - Biomedical | MHHS-Sugarland
NO | NO |  |  |  | 129-01089 |  | Philips Medical Systems Cardiac and Monitoring Syste | M1006B |  | DE805A3738 | SUGAR LAND - ICU | MHHS-Sugarland |  | Module, Blood Pressure, INV |  | 129-01089 |  | Sugar Land |  | SUGAR LAND - ICU | [5 empty] | MONITORS, PHYSIOLOGIC, VITAL SIGNS |  | MODULEBLOODPRESSINV-Philips-M1006B | MODULEBLOODPRESSINV | M1006B |  |  |  | Philips | Module, Blood Pressure, INV |  | MODULEBLOODPRESSINV-Philips-M1006B |  |  |  |  | Covered PM Repair - Biomedical | MHHS-Sugarland
NO | NO |  |  |  | 129-02441 |  | Philips Medical Systems Cardiac and Monitoring Syste | M1006B |  | DE805K4897 | SUGAR LAND - ICU | MHHS-Sugarland |  | Module, Blood Pressure, INV |  | 129-02441 |  | Sugar Land |  | SUGAR LAND - ICU | [5 empty] | MONITORS, PHYSIOLOGIC, VITAL SIGNS |  | MODULEBLOODPRESSINV-Philips-M1006B | MODULEBLOODPRESSINV | M1006B |  |  |  | Philips | Module, Blood Pressure, INV |  | MODULEBLOODPRESSINV-Philips-M1006B |  |  |  |  | Covered PM Repair - Biomedical | MHHS-Sugarland
NO | NO | [5 empty] | Philips Medical Systems Cardiac and Monitoring Syste | M1006B |  | DE805G0839 | SUGAR LAND - OR | MHHS-Sugarland |  | Module, Blood Pressure, INV |  |  |  | Sugar Land |  | SUGAR LAND - OR | [5 empty] | MONITORS, PHYSIOLOGIC, VITAL SIGNS |  | MODULEBLOODPRESSINV-Philips-M1006B | MODULEBLOODPRESSINV | M1006B |  |  |  | Philips | Module, Blood Pressure, INV |  | MODULEBLOODPRESSINV-Philips-M1006B |  |  |  |  | Covered PM Repair - Biomedical | MHHS-Sugarland
NO | NO |  |  |  | 129-02445 |  | Philips Medical Systems Cardiac and Monitoring Syste | M1006B |  | DE805K4898 | SUGAR LAND - OR | MHHS-Sugarland |  | Module, Blood Pressure, INV |  | 129-02445 |  | Sugar Land |  | SUGAR LAND - OR | [5 empty] | MONITORS, PHYSIOLOGIC, VITAL SIGNS |  | MODULEBLOODPRESSINV-Philips-M1006B | MODULEBLOODPRESSINV | M1006B |  |  |  | Philips | Module, Blood Pressure, INV |  | MODULEBLOODPRESSINV-Philips-M1006B |  |  |  |  | Covered PM Repair - Biomedical | MHHS-Sugarland
NO | NO |  |  |  | 077-04160 |  | Philips Medical Systems Cardiac and Monitoring Syste | M1006B |  | DE805G1627 | TMC - CHILDRENS - NICU (7HP) | MHHS-TMC |  | Module, Blood Pressure, INV |  | 077-04160 |  | TMC |  | TMC - CHILDRENS - NICU (7HP) | [5 empty] | MONITORS, PHYSIOLOGIC, VITAL SIGNS |  | MODULEBLOODPRESSINV-Philips-M1006B | MODULEBLOODPRESSINV | M1006B |  |  |  | Philips | Module, Blood Pressure, INV |  | MODULEBLOODPRESSINV-Philips-M1006B |  |  |  |  | Not Covered Vendor Only - Biomedical | MHHS-TMC
NO | NO | [5 empty] | Philips Medical Systems Cardiac and Monitoring Syste | M1006B |  | DE805C1602 | TMC - CHILDRENS - NICU (7HP) | MHHS-TMC |  | Module, Blood Pressure, INV |  |  |  | TMC |  | TMC - CHILDRENS - NICU (7HP) | [5 empty] | MONITORS, PHYSIOLOGIC, VITAL SIGNS |  | MODULEBLOODPRESSINV-Philips-M1006B | MODULEBLOODPRESSINV | M1006B |  |  |  | Philips | Module, Blood Pressure, INV |  | MODULEBLOODPRESSINV-Philips-M1006B |  |  |  |  | Covered PM Repair - Biomedical | MHHS-TMC
NO | NO | [5 empty] | Philips Medical Systems Cardiac and Monitoring Syste | M1006B |  | DE805C1612 | TMC - CHILDRENS - NICU (7HP) | MHHS-TMC |  | Module, Blood Pressure, INV |  |  |  | TMC |  | TMC - CHILDRENS - NICU (7HP) | [5 empty] | MONITORS, PHYSIOLOGIC, VITAL SIGNS |  | MODULEBLOODPRESSINV-Philips-M1006B | MODULEBLOODPRESSINV | M1006B |  |  |  | Philips | Module, Blood Pressure, INV |  | MODULEBLOODPRESSINV-Philips-M1006B |  |  |  |  | Not Covered Vendor Only - Biomedical | MHHS-TMC
NO | NO | [5 empty] | Philips Medical Systems Cardiac and Monitoring Syste | M1006B |  | DE805C1610 | TMC - CHILDRENS - NICU (7HP) | MHHS-TMC |  | Module, Blood Pressure, INV |  |  |  | TMC |  | TMC - CHILDRENS - NICU (7HP) | [5 empty] | MONITORS, PHYSIOLOGIC, VITAL SIGNS |  | MODULEBLOODPRESSINV-Philips-M1006B | MODULEBLOODPRESSINV | M1006B |  |  |  | Philips | Module, Blood Pressure, INV |  | MODULEBLOODPRESSINV-Philips-M1006B |  |  |  |  | Not Covered Vendor Only - Biomedical | MHHS-TMC
NO | NO | [5 empty] | Philips Medical Systems Cardiac and Monitoring Syste | M1006B |  | 3805G53170 | TMC - CHILDRENS - NICU (7HP) | MHHS-TMC |  | Module, Blood Pressure, INV |  |  |  | TMC |  | TMC - CHILDRENS - NICU (7HP) | [5 empty] | MONITORS, PHYSIOLOGIC, VITAL SIGNS |  | MODULEBLOODPRESSINV-Philips-M1006B | MODULEBLOODPRESSINV | M1006B |  |  |  | Philips | Module, Blood Pressure, INV |  | MODULEBLOODPRESSINV-Philips-M1006B |  |  |  |  | Not Covered Vendor Only - Rad, Low End | MHHS-TMC
NO | NO | [5 empty] | Philips Medical Systems Cardiac and Monitoring Syste | M1006B |  | 3805G59609 | TMC - CHILDRENS - NICU (7HP) | MHHS-TMC |  | Module, Blood Pressure, INV |  |  |  | TMC |  | TMC - CHILDRENS - NICU (7HP) | [5 empty] | MONITORS, PHYSIOLOGIC, VITAL SIGNS |  | MODULEBLOODPRESSINV-Philips-M1006B | MODULEBLOODPRESSINV | M1006B |  |  |  | Philips | Module, Blood Pressure, INV |  | MODULEBLOODPRESSINV-Philips-M1006B |  |  |  |  | Not Covered Vendor Only - Biomedical | MHHS-TMC
NO | NO |  |  |  | 077-01042 |  | Philips Medical Systems Cardiac and Monitoring Syste | M1006B |  | 3805G57288 | TMC - CHILDRENS - PICU (9HP) | MHHS-TMC |  | Module, Blood Pressure, INV |  | 077-01042 |  | TMC |  | TMC - CHILDRENS - PICU (9HP) | [5 empty] | MONITORS, PHYSIOLOGIC, VITAL SIGNS |  | MODULEBLOODPRESSINV-Philips-M1006B | MODULEBLOODPRESSINV | M1006B |  |  |  | Philips | Module, Blood Pressure, INV |  | MODULEBLOODPRESSINV-Philips-M1006B |  |  |  |  | Not Covered Vendor Only - Biomedical | MHHS-TMC
NO | NO |  |  |  | 077-02148 |  | Philips Medical Systems Cardiac and Monitoring Syste | M1006B |  | 3805G57296 | TMC - CHILDRENS - PICU (9HP) | MHHS-TMC |  | Module, Blood Pressure, INV |  | 077-02148 |  | TMC |  | TMC - CHILDRENS - PICU (9HP) | [5 empty] | MONITORS, PHYSIOLOGIC, VITAL SIGNS |  | MODULEBLOODPRESSINV-Philips-M1006B | MODULEBLOODPRESSINV | M1006B |  |  |  | Philips | Module, Blood Pressure, INV |  | MODULEBLOODPRESSINV-Philips-M1006B |  |  |  |  | Not Covered Vendor Only - Biomedical | MHHS-TMC
NO | NO | [5 empty] | Philips Medical Systems Cardiac and Monitoring Syste | M1006B |  | 3805G57861 | TMC - CHILDRENS - PICU (9HP) | MHHS-TMC |  | Module, Blood Pressure, INV |  |  |  | TMC |  | TMC - CHILDRENS - PICU (9HP) | [5 empty] | MONITORS, PHYSIOLOGIC, VITAL SIGNS |  | MODULEBLOODPRESSINV-Philips-M1006B | MODULEBLOODPRESSINV | M1006B |  |  |  | Philips | Module, Blood Pressure, INV |  | MODULEBLOODPRESSINV-Philips-M1006B |  |  |  |  | Not Covered Vendor Only - Biomedical | MHHS-TMC
NO | NO | [5 empty] | Philips Medical Systems Cardiac and Monitoring Syste | M1006B |  | DE805G1460 | TMC - CHILDRENS - PICU (9HP) | MHHS-TMC |  | Module, Blood Pressure, INV |  |  |  | TMC |  | TMC - CHILDRENS - PICU (9HP) | [5 empty] | MONITORS, PHYSIOLOGIC, VITAL SIGNS |  | MODULEBLOODPRESSINV-Philips-M1006B | MODULEBLOODPRESSINV | M1006B |  |  |  | Philips | Module, Blood Pressure, INV |  | MODULEBLOODPRESSINV-Philips-M1006B |  |  |  |  | Not Covered Vendor Only - Biomedical | MHHS-TMC
NO | NO | [5 empty] | Philips Medical Systems Cardiac and Monitoring Syste | M1006B |  | 3805G57833 | TMC - CHILDRENS - PICU (9HP) | MHHS-TMC |  | Module, Blood Pressure, INV |  |  |  | TMC |  | TMC - CHILDRENS - PICU (9HP) | [5 empty] | MONITORS, PHYSIOLOGIC, VITAL SIGNS |  | MODULEBLOODPRESSINV-Philips-M1006B | MODULEBLOODPRESSINV | M1006B |  |  |  | Philips | Module, Blood Pressure, INV |  | MODULEBLOODPRESSINV-Philips-M1006B |  |  |  |  | Not Covered Vendor Only - Biomedical | MHHS-TMC
NO | NO | [5 empty] | Philips Medical Systems Cardiac and Monitoring Syste | M1006B |  | 3805G57832 | TMC - CHILDRENS - PICU (9HP) | MHHS-TMC |  | Module, Blood Pressure, INV |  |  |  | TMC |  | TMC - CHILDRENS - PICU (9HP) | [5 empty] | MONITORS, PHYSIOLOGIC, VITAL SIGNS |  | MODULEBLOODPRESSINV-Philips-M1006B | MODULEBLOODPRESSINV | M1006B |  |  |  | Philips | Module, Blood Pressure, INV |  | MODULEBLOODPRESSINV-Philips-M1006B |  |  |  |  | Not Covered Vendor Only - Biomedical | MHHS-TMC
NO | NO | [5 empty] | Philips Medical Systems Cardiac and Monitoring Syste | M1006B |  | 3805G57853 | TMC - CHILDRENS - PICU (9HP) | MHHS-TMC |  | Module, Blood Pressure, INV |  |  |  | TMC |  | TMC - CHILDRENS - PICU (9HP) | [5 empty] | MONITORS, PHYSIOLOGIC, VITAL SIGNS |  | MODULEBLOODPRESSINV-Philips-M1006B | MODULEBLOODPRESSINV | M1006B |  |  |  | Philips | Module, Blood Pressure, INV |  | MODULEBLOODPRESSINV-Philips-M1006B |  |  |  |  | Not Covered Vendor Only - Biomedical | MHHS-TMC
NO | NO | [5 empty] | Philips Medical Systems Cardiac and Monitoring Syste | M1006B |  | 3805G61628 | TMC - CHILDRENS - PICU (9HP) | MHHS-TMC |  | Module, Blood Pressure, INV |  |  |  | TMC |  | TMC - CHILDRENS - PICU (9HP) | [5 empty] | MONITORS, PHYSIOLOGIC, VITAL SIGNS |  | MODULEBLOODPRESSINV-Philips-M1006B | MODULEBLOODPRESSINV | M1006B |  |  |  | Philips | Module, Blood Pressure, INV |  | MODULEBLOODPRESSINV-Philips-M1006B |  |  |  |  | Covered PM Repair - Biomedical | MHHS-TMC
NO | NO | [5 empty] | Philips Medical Systems Cardiac and Monitoring Syste | M1006B |  | DE805C1603 | TMC - CHILDRENS - PICU (9HP) | MHHS-TMC |  | Module, Blood Pressure, INV |  |  |  | TMC |  | TMC - CHILDRENS - PICU (9HP) | [5 empty] | MONITORS, PHYSIOLOGIC, VITAL SIGNS |  | MODULEBLOODPRESSINV-Philips-M1006B | MODULEBLOODPRESSINV | M1006B |  |  |  | Philips | Module, Blood Pressure, INV |  | MODULEBLOODPRESSINV-Philips-M1006B |  |  |  |  | Covered PM Repair - Biomedical | MHHS-TMC
NO | NO | [5 empty] | Philips Medical Systems Cardiac and Monitoring Syste | M1006B |  | 3805G53175 | TMC - CHILDRENS - PICU (9HP) | MHHS-TMC |  | Module, Blood Pressure, INV |  |  |  | TMC |  | TMC - CHILDRENS - PICU (9HP) | [5 empty] | MONITORS, PHYSIOLOGIC, VITAL SIGNS |  | MODULEBLOODPRESSINV-Philips-M1006B | MODULEBLOODPRESSINV | M1006B |  |  |  | Philips | Module, Blood Pressure, INV |  | MODULEBLOODPRESSINV-Philips-M1006B |  |  |  |  | Covered PM Repair - Biomedical | MHHS-TMC
NO | NO | [5 empty] | Philips Medical Systems Cardiac and Monitoring Syste | M1006B |  | DE805C1601 | TMC - CHILDRENS - PICU (9HP) | MHHS-TMC |  | Module, Blood Pressure, INV |  |  |  | TMC |  | TMC - CHILDRENS - PICU (9HP) | [5 empty] | MONITORS, PHYSIOLOGIC, VITAL SIGNS |  | MODULEBLOODPRESSINV-Philips-M1006B | MODULEBLOODPRESSINV | M1006B |  |  |  | Philips | Module, Blood Pressure, INV |  | MODULEBLOODPRESSINV-Philips-M1006B |  |  |  |  | Covered PM Repair - Biomedical | MHHS-TMC
NO | NO | [5 empty] | Philips Medical Systems Cardiac and Monitoring Syste | M1006B |  | 3805G53174 | TMC - CHILDRENS - PICU (9HP) | MHHS-TMC |  | Module, Blood Pressure, INV |  |  |  | TMC |  | TMC - CHILDRENS - PICU (9HP) | [5 empty] | MONITORS, PHYSIOLOGIC, VITAL SIGNS |  | MODULEBLOODPRESSINV-Philips-M1006B | MODULEBLOODPRESSINV | M1006B |  |  |  | Philips | Module, Blood Pressure, INV |  | MODULEBLOODPRESSINV-Philips-M1006B |  |  |  |  | Covered PM Repair - Biomedical | MHHS-TMC
NO | NO | [5 empty] | Philips Medical Systems Cardiac and Monitoring Syste | M1006B |  | 3805G53681 | TMC - CHILDRENS - PICU (9HP) | MHHS-TMC |  | Module, Blood Pressure, INV |  |  |  | TMC |  | TMC - CHILDRENS - PICU (9HP) | [5 empty] | MONITORS, PHYSIOLOGIC, VITAL SIGNS |  | MODULEBLOODPRESSINV-Philips-M1006B | MODULEBLOODPRESSINV | M1006B |  |  |  | Philips | Module, Blood Pressure, INV |  | MODULEBLOODPRESSINV-Philips-M1006B |  |  |  |  | Covered PM Repair - Biomedical | MHHS-TMC
NO | NO | [5 empty] | Philips Medical Systems Cardiac and Monitoring Syste | M1006B |  | 3145a46647 | TMC - CHILDRENS - PICU (9HP) | MHHS-TMC |  | Module, Blood Pressure, INV |  |  |  | TMC |  | TMC - CHILDRENS - PICU (9HP) | [5 empty] | MONITORS, PHYSIOLOGIC, VITAL SIGNS |  | MODULEBLOODPRESSINV-Philips-M1006B | MODULEBLOODPRESSINV | M1006B |  |  |  | Philips | Module, Blood Pressure, INV |  | MODULEBLOODPRESSINV-Philips-M1006B |  |  |  |  | Covered PM Repair - Biomedical | MHHS-TMC
NO | NO | [5 empty] | Philips Medical Systems Cardiac and Monitoring Syste | M1006B |  | 3805G60589. | TMC - CHILDRENS - PICU (9HP) | MHHS-TMC |  | Module, Blood Pressure, INV |  |  |  | TMC |  | TMC - CHILDRENS - PICU (9HP) | [5 empty] | MONITORS, PHYSIOLOGIC, VITAL SIGNS |  | MODULEBLOODPRESSINV-Philips-M1006B | MODULEBLOODPRESSINV | M1006B |  |  |  | Philips | Module, Blood Pressure, INV |  | MODULEBLOODPRESSINV-Philips-M1006B |  |  |  |  | Covered PM Repair - Biomedical | MHHS-TMC
NO | NO | [5 empty] | Philips Medical Systems Cardiac and Monitoring Syste | M1006B |  |  | TMC - CHILDRENS - PICU (9HP) | MHHS-TMC |  | Module, Blood Pressure, INV |  |  |  | TMC |  | TMC - CHILDRENS - PICU (9HP) | [5 empty] | MONITORS, PHYSIOLOGIC, VITAL SIGNS |  | MODULEBLOODPRESSINV-Philips-M1006B | MODULEBLOODPRESSINV | M1006B |  |  |  | Philips | Module, Blood Pressure, INV |  | MODULEBLOODPRESSINV-Philips-M1006B |  |  |  |  | Covered PM Repair - Biomedical | MHHS-TMC
NO | NO | [5 empty] | Philips Medical Systems Cardiac and Monitoring Syste | M1006B |  | DE805G1886 | TMC - CHILDRENS - PICU (9HP) | MHHS-TMC |  | Module, Blood Pressure, INV |  |  |  | TMC |  | TMC - CHILDRENS - PICU (9HP) | [5 empty] | MONITORS, PHYSIOLOGIC, VITAL SIGNS |  | MODULEBLOODPRESSINV-Philips-M1006B | MODULEBLOODPRESSINV | M1006B |  |  |  | Philips | Module, Blood Pressure, INV |  | MODULEBLOODPRESSINV-Philips-M1006B |  |  |  |  | Covered PM Repair - Biomedical | MHHS-TMC
NO | NO | [5 empty] | Philips Medical Systems Cardiac and Monitoring Syste | M1006B |  | 3805G60591 | TMC - CHILDRENS - PICU (9HP) | MHHS-TMC |  | Module, Blood Pressure, INV |  |  |  | TMC |  | TMC - CHILDRENS - PICU (9HP) | [5 empty] | MONITORS, PHYSIOLOGIC, VITAL SIGNS |  | MODULEBLOODPRESSINV-Philips-M1006B | MODULEBLOODPRESSINV | M1006B |  |  |  | Philips | Module, Blood Pressure, INV |  | MODULEBLOODPRESSINV-Philips-M1006B |  |  |  |  | Covered PM Repair - Biomedical | MHHS-TMC
NO | NO | [5 empty] | Philips Medical Systems Cardiac and Monitoring Syste | M1006B |  | DE805G1685 | TMC - CHILDRENS - PICU (9HP) | MHHS-TMC |  | Module, Blood Pressure, INV |  |  |  | TMC |  | TMC - CHILDRENS - PICU (9HP) | [5 empty] | MONITORS, PHYSIOLOGIC, VITAL SIGNS |  | MODULEBLOODPRESSINV-Philips-M1006B | MODULEBLOODPRESSINV | M1006B |  |  |  | Philips | Module, Blood Pressure, INV |  | MODULEBLOODPRESSINV-Philips-M1006B |  |  |  |  | Covered PM Repair - Biomedical | MHHS-TMC
NO | NO | [5 empty] | Philips Medical Systems Cardiac and Monitoring Syste | M1006B |  | 3805G57831 | TMC - CHILDRENS - PICU (9HP) | MHHS-TMC |  | Module, Blood Pressure, INV |  |  |  | TMC |  | TMC - CHILDRENS - PICU (9HP) | [5 empty] | MONITORS, PHYSIOLOGIC, VITAL SIGNS |  | MODULEBLOODPRESSINV-Philips-M1006B | MODULEBLOODPRESSINV | M1006B |  |  |  | Philips | Module, Blood Pressure, INV |  | MODULEBLOODPRESSINV-Philips-M1006B |  |  |  |  | Covered PM Repair - Biomedical | MHHS-TMC
NO | NO | [5 empty] | Philips Medical Systems Cardiac and Monitoring Syste | M1006B |  | 3145A46641 | TMC - CHILDRENS - PICU (9HP) | MHHS-TMC |  | Module, Blood Pressure, INV |  |  |  | TMC |  | TMC - CHILDRENS - PICU (9HP) | [5 empty] | MONITORS, PHYSIOLOGIC, VITAL SIGNS |  | MODULEBLOODPRESSINV-Philips-M1006B | MODULEBLOODPRESSINV | M1006B |  |  |  | Philips | Module, Blood Pressure, INV |  | MODULEBLOODPRESSINV-Philips-M1006B |  |  |  |  | Covered PM Repair - Biomedical | MHHS-TMC
NO | NO | [5 empty] | Philips Medical Systems Cardiac and Monitoring Syste | M1006B |  | 3805G57865 | TMC - CHILDRENS - PICU (9HP) | MHHS-TMC |  | Module, Blood Pressure, INV |  |  |  | TMC |  | TMC - CHILDRENS - PICU (9HP) | [5 empty] | MONITORS, PHYSIOLOGIC, VITAL SIGNS |  | MODULEBLOODPRESSINV-Philips-M1006B | MODULEBLOODPRESSINV | M1006B |  |  |  | Philips | Module, Blood Pressure, INV |  | MODULEBLOODPRESSINV-Philips-M1006B |  |  |  |  | Covered PM Repair - Biomedical | MHHS-TMC
NO | YES |  |  |  |  | 041-09797 | Philips Medical Systems Cardiac and Monitoring Syste | M1008A |  | DE911I0361 | MEMORIAL CITY - MOR RECOVERY | MHHS-Mem City |  | Module, NIBP |  |  | 041-09797 | West | Memorial City - Memorial Hermann Hospital East Tower | MEMORIAL CITY - MOR RECOVERY | Bay 8 |  |  |  |  | MONITORS, PHYSIOLOGIC, VITAL SIGNS |  | MODULENIBP-Philips-M1008A | MODULENIBP | M1008A |  |  |  | Philips | Module, NIBP |  | MODULENIBP-Philips-M1008A |  |  |  |  | Covered PM Repair - Biomedical | MHHS-Mem City
NO | YES |  |  |  |  | 041-07475 | Philips Medical Systems Cardiac and Monitoring Syste | M1008B |  | DE911H6422 | MEMORIAL CITY - OUTPATIENT SURGERY | MHHS-Mem City |  | Module, NIBP |  |  | 041-07475 | West | Memorial City- Memorial Hermann Hospital | MEMORIAL CITY - OUTPATIENT SURGERY | Step Down 4 |  |  |  |  | MONITORS, PHYSIOLOGIC, VITAL SIGNS |  | MODULENIBP-Philips-M1008B | MODULENIBP | M1008B |  |  |  | Philips | Module, NIBP |  | MODULENIBP-Philips-M1008B |  |  |  |  | Covered PM Repair - Biomedical | MHHS-Mem City
NO | YES | [5 empty] | Philips Medical Systems Cardiac and Monitoring Syste | M1008B |  | DE911H6441 | Memorial City - 10 Floor Storage | MHHS-Mem City |  | Module, NIBP |  |  |  | West | Memorial Hermann Memorial City Medical Center | Memorial City - 10 Floor Storage | Memorial City - 10 Floor Storage |  |  |  |  | MONITORS, PHYSIOLOGIC, VITAL SIGNS |  | MODULENIBP-Philips-M1008B | MODULENIBP | M1008B |  |  |  | Philips | Module, NIBP |  | MODULENIBP-Philips-M1008B |  |  |  |  | Covered PM Repair - Biomedical | MHHS-Mem City
NO | YES |  |  |  | 041-06322 | 041-06322 | Philips Medical Systems Cardiac and Monitoring Syste | M1008B |  | DE11H0099 | Memorial City - 10 Floor Storage | MHHS-Mem City |  | Module, NIBP |  | 041-06322 | 041-06322 | West | Memorial Hermann Memorial City Medical Center | Memorial City - 10 Floor Storage | Memorial City - 10 Floor Storage |  |  |  |  | MONITORS, PHYSIOLOGIC, VITAL SIGNS |  | MODULENIBP-Philips-M1008B | MODULENIBP | M1008B |  |  |  | Philips | Module, NIBP |  | MODULENIBP-Philips-M1008B |  |  |  |  | Covered PM Repair - Biomedical | MHHS-Mem City
NO | YES |  |  |  | 041-06328 | 041-06328 | Philips Medical Systems Cardiac and Monitoring Syste | M1008B |  | de911g8551 | Memorial City - 10 Floor Storage | MHHS-Mem City |  | Module, NIBP |  | 041-06328 | 041-06328 | West | Memorial Hermann Memorial City Medical Center | Memorial City - 10 Floor Storage | Memorial City - 10 Floor Storage |  |  |  |  | MONITORS, PHYSIOLOGIC, VITAL SIGNS |  | MODULENIBP-Philips-M1008B | MODULENIBP | M1008B |  |  |  | Philips | Module, NIBP |  | MODULENIBP-Philips-M1008B |  |  |  |  | Covered PM Repair - Biomedical | MHHS-Mem City
NO | YES |  |  |  |  | 041-06137 | Philips Medical Systems Cardiac and Monitoring Syste | M1008B |  | DE911G9295 | Memorial City OR Recovery | MHHS-Mem City |  | Module, NIBP |  |  | 041-06137 | West | Memorial Hermann Memorial City Medical Center | Memorial City OR Recovery | Memorial City - OR Recovery Bay 9 |  |  |  |  | MONITORS, PHYSIOLOGIC, VITAL SIGNS |  | MODULENIBP-Philips-M1008B | MODULENIBP | M1008B |  |  |  | Philips | Module, NIBP |  | MODULENIBP-Philips-M1008B |  |  |  |  | Covered PM Repair - Biomedical | MHHS-Mem City
NO | YES |  |  |  |  | 041-06441 | Philips Medical Systems Cardiac and Monitoring Syste | M1008B |  | DE911G9250 | MEMORIAL CITY - MOR RECOVERY | MHHS-Mem City |  | Module, NIBP |  |  | 041-06441 | West | Memorial Hermann Memorial City Medical Center | MEMORIAL CITY - MOR RECOVERY | MEMORIAL CITY - MOR RECOVER |  |  |  |  | MONITORS, PHYSIOLOGIC, VITAL SIGNS |  | MODULENIBP-Philips-M1008B | MODULENIBP | M1008B |  |  |  | Philips | Module, NIBP |  | MODULENIBP-Philips-M1008B |  |  |  |  | Covered PM Repair - Biomedical | MHHS-Mem City
NO | YES |  |  |  | 005-00393 | 005-00393 | Philips Medical Systems Cardiac and Monitoring Syste | M1008B |  | 3329A17537 | SE-OR | MHHS-Southeast |  | Module, NIBP |  | 005-00393 | 005-00393 | Southeast | MHHS-Southeast | SE-OR |  | 11/1/16 |  |  |  | MONITORS, PHYSIOLOGIC, VITAL SIGNS |  | MODULENIBP-Philips-M1008B | MODULENIBP | M1008B |  |  |  | Philips | Module, NIBP |  | MODULENIBP-Philips-M1008B |  | 9/18/14 |  |  | Covered PM Repair - Biomedical | MHHS-Southeast
NO | YES |  |  |  | 005-00456 | 005-00456 | Philips Medical Systems Cardiac and Monitoring Syste | M1008B |  | 3911G62852 | SE-OR-PACU | MHHS-Southeast |  | Module, NIBP |  | 005-00456 | 005-00456 | Southeast | MHHS-Southeast | SE-OR-PACU |  | 12/1/19 |  |  |  | MONITORS, PHYSIOLOGIC, VITAL SIGNS |  | MODULENIBP-Philips-M1008B | MODULENIBP | M1008B |  |  |  | Philips | Module, NIBP |  | MODULENIBP-Philips-M1008B |  | 9/19/14 |  |  | Covered PM Repair - Biomedical | MHHS-Southeast
NO | YES |  |  |  | 005-01229 | 005-01229 | Philips Medical Systems Cardiac and Monitoring Syste | M1008B |  | 3911G80216 | SE - RADIOLOGY | MHHS-Southeast |  | Module, NIBP |  | 005-01229 | 005-01229 | Southeast | Memorial Hermann Southeast Hospital | SE - RADIOLOGY | RADIOLOGY |  |  |  |  | MONITORS, PHYSIOLOGIC, VITAL SIGNS |  | MODULENIBP-Philips-M1008B | MODULENIBP | M1008B |  |  |  | Philips | Module, NIBP |  | MODULENIBP-Philips-M1008B |  | 9/19/14 |  |  | Covered PM Repair - Biomedical | MHHS-Southeast
NO | YES |  |  |  | 005-03458 | 005-03458 | Philips Medical Systems Cardiac and Monitoring Syste | M1008B |  | DE911H5492 | SE - RADIOLOGY | MHHS-Southeast |  | Module, NIBP |  | 005-03458 | 005-03458 | Southeast | Memorial Hermann- SE - RADIOLOGY | SE - RADIOLOGY | CT1 |  |  |  |  | MONITORS, PHYSIOLOGIC, VITAL SIGNS |  | MODULENIBP-Philips-M1008B | MODULENIBP | M1008B |  |  |  | Philips | Module, NIBP |  | MODULENIBP-Philips-M1008B |  |  |  |  | Covered PM Repair - Biomedical | MHHS-Southeast
NO | YES |  |  |  | 129-00250 | 129-00250 | Philips Medical Systems Cardiac and Monitoring Syste | M1008B |  | 3523A40170 | SUGAR LAND - RADIOLOGY | MHHS-Sugarland |  | Module, NIBP |  | 129-00250 | 129-00250 | Sugar Land |  | SUGAR LAND - RADIOLOGY | Patient hoding |  |  |  |  | MONITORS, PHYSIOLOGIC, VITAL SIGNS |  | MODULENIBP-Philips-M1008B | MODULENIBP | M1008B |  |  |  | Philips | Module, NIBP |  | MODULENIBP-Philips-M1008B |  |  |  |  | Covered PM Repair - Biomedical | MHHS-Sugarland
NO | YES | [5 empty] | Philips Medical Systems Cardiac and Monitoring Syste | M1008B |  | 3911G64037 | TMC-Children's-NICU (7Hp) | MHHS-TMC |  | Module, NIBP |  |  |  | TMC | MHHS-TMC | TMC-Children's-NICU (7Hp) |  | 12/20/19 |  |  |  | MONITORS, PHYSIOLOGIC, VITAL SIGNS |  | MODULENIBP-Philips-M1008B | MODULENIBP | M1008B |  |  |  | Philips | Module, NIBP |  | MODULENIBP-Philips-M1008B |  | 5/1/16 | Verified 3/30/2020 4:07pm (Central) |  | Covered PM Repair - Biomedical | MHHS-TMC
NO | YES |  |  |  | 077-01275 | 077-01275 | Philips Medical Systems Cardiac and Monitoring Syste | M1008B |  | 3805A80410 | TMC-Dialysis-Children's (9Hp) | MHHS-TMC |  | Module, NIBP |  | 077-01275 | 077-01275 | TMC | MHHS-TMC | TMC-Dialysis-Children's (9Hp) |  | 12/19/19 |  |  |  | MONITORS, PHYSIOLOGIC, VITAL SIGNS |  | MODULENIBP-Philips-M1008B | MODULENIBP | M1008B |  |  |  | Philips | Module, NIBP |  | MODULENIBP-Philips-M1008B |  | 5/1/16 | Verified 3/30/2020 4:07pm (Central) |  | Covered PM Repair - Biomedical | MHHS-TMC
NO | YES |  |  |  | 077-03338 | 077-03338 | Philips Medical Systems Cardiac and Monitoring Syste | M1008B |  | DE911D4274 | TMC-Dialysis-Children's (9Hp) | MHHS-TMC |  | Module, NIBP |  | 077-03338 | 077-03338 | TMC | MHHS-TMC | TMC-Dialysis-Children's (9Hp) |  | 12/19/19 |  |  |  | MONITORS, PHYSIOLOGIC, VITAL SIGNS |  | MODULENIBP-Philips-M1008B | MODULENIBP | M1008B |  |  |  | Philips | Module, NIBP |  | MODULENIBP-Philips-M1008B |  | 5/1/16 | Verified 3/30/2020 4:07pm (Central) |  | Covered PM Repair - Biomedical | MHHS-TMC
NO | YES | [5 empty] | Philips Medical Systems Cardiac and Monitoring Syste | M1008B |  | 3805A76107 | TMC-Dialysis-Children's (9Hp) | MHHS-TMC |  | Module, NIBP |  |  |  | TMC | MHHS-TMC | TMC-Dialysis-Children's (9Hp) |  | 12/19/19 |  |  |  | MONITORS, PHYSIOLOGIC, VITAL SIGNS |  | MODULENIBP-Philips-M1008B | MODULENIBP | M1008B |  |  |  | Philips | Module, NIBP |  | MODULENIBP-Philips-M1008B |  | 5/1/16 | Verified 3/30/2020 4:07pm (Central) |  | Covered PM Repair - Biomedical | MHHS-TMC
NO | YES | [5 empty] | Philips Medical Systems Cardiac and Monitoring Syste | M1008B |  | DE911D4275 | TMC-Dialysis-Children's (9Hp) | MHHS-TMC |  | Module, NIBP |  |  |  | TMC | MHHS-TMC | TMC-Dialysis-Children's (9Hp) |  | 12/20/19 |  |  |  | MONITORS, PHYSIOLOGIC, VITAL SIGNS |  | MODULENIBP-Philips-M1008B | MODULENIBP | M1008B |  |  |  | Philips | Module, NIBP |  | MODULENIBP-Philips-M1008B |  | 5/1/16 | Verified 3/30/2020 4:07pm (Central) |  | Covered PM Repair - Biomedical | MHHS-TMC
YES | YES |  |  |  | 041-06324 | 041-06324 | Philips Medical Systems Cardiac and Monitoring Syste | M1008B |  | DE911H0009 | Memorial City - 10 Floor Storage |  |  |  |  | 041-06324 | 041-06324 | West | Memorial Hermann Memorial City Medical Center | Memorial City - 10 Floor Storage | Memorial City - 10 Floor Storage |  |  |  |  | MONITORS, PHYSIOLOGIC, VITAL SIGNS
NO | NO | [5 empty] | Philips Medical Systems Cardiac and Monitoring Syste | M1008B |  | 3523A44401 | MEMORIAL CITY - MOR | MHHS-Mem City |  | Module, NIBP |  |  |  | West & Memorial City |  | MEMORIAL CITY - MOR | [5 empty] | MONITORS, PHYSIOLOGIC, VITAL SIGNS |  | MODULENIBP-Philips-M1008B | MODULENIBP | M1008B |  |  |  | Philips | Module, NIBP |  | MODULENIBP-Philips-M1008B |  |  |  |  | Covered PM Repair - Biomedical | MHHS-Mem City
NO | NO | [5 empty] | Philips Medical Systems Cardiac and Monitoring Syste | M1008B |  | 3731A64207 | MEMORIAL CITY - MOR | MHHS-Mem City |  | Module, NIBP |  |  |  | West & Memorial City |  | MEMORIAL CITY - MOR | [5 empty] | MONITORS, PHYSIOLOGIC, VITAL SIGNS |  | MODULENIBP-Philips-M1008B | MODULENIBP | M1008B |  |  |  | Philips | Module, NIBP |  | MODULENIBP-Philips-M1008B |  |  |  |  | Covered PM Repair - Biomedical | MHHS-Mem City
NO | NO | [5 empty] | Philips Medical Systems Cardiac and Monitoring Syste | M1008B |  | 3523A45821 | MEMORIAL CITY - MOR | MHHS-Mem City |  | Module, NIBP |  |  |  | West & Memorial City |  | MEMORIAL CITY - MOR | [5 empty] | MONITORS, PHYSIOLOGIC, VITAL SIGNS |  | MODULENIBP-Philips-M1008B | MODULENIBP | M1008B |  |  |  | Philips | Module, NIBP |  | MODULENIBP-Philips-M1008B |  |  |  |  | Covered PM Repair - Biomedical | MHHS-Mem City
NO | NO | [5 empty] | Philips Medical Systems Cardiac and Monitoring Syste | M1008B |  | 3523A44570 | MEMORIAL CITY - MOR | MHHS-Mem City |  | Module, NIBP |  |  |  | West & Memorial City |  | MEMORIAL CITY - MOR | [5 empty] | MONITORS, PHYSIOLOGIC, VITAL SIGNS |  | MODULENIBP-Philips-M1008B | MODULENIBP | M1008B |  |  |  | Philips | Module, NIBP |  | MODULENIBP-Philips-M1008B |  |  |  |  | Covered PM Repair - Biomedical | MHHS-Mem City
NO | NO | [5 empty] | Philips Medical Systems Cardiac and Monitoring Syste | M1008B |  | DE911G9681 | MEMORIAL CITY - OUTPATIENT SURGERY RECOVERY | MHHS-Mem City |  | Module, NIBP |  |  |  | West & Memorial City |  | MEMORIAL CITY - OUTPATIENT SURGERY RECOVERY | [5 empty] | MONITORS, PHYSIOLOGIC, VITAL SIGNS |  | MODULENIBP-Philips-M1008B | MODULENIBP | M1008B |  |  |  | Philips | Module, NIBP |  | MODULENIBP-Philips-M1008B |  |  |  |  | Covered PM Repair - Biomedical | MHHS-Mem City
NO | NO |  |  |  | 041-05451 |  | Philips Medical Systems Cardiac and Monitoring Syste | M1008B |  | DE911G9172 | MEMORIAL CITY - RADIOLOGY - INPATIENT | MHHS-Mem City |  | Module, NIBP |  | 041-05451 |  | West & Memorial City |  | MEMORIAL CITY - RADIOLOGY - INPATIENT | [5 empty] | MONITORS, PHYSIOLOGIC, VITAL SIGNS |  | MODULENIBP-Philips-M1008B | MODULENIBP | M1008B |  |  |  | Philips | Module, NIBP |  | MODULENIBP-Philips-M1008B |  |  |  |  | Covered PM Repair - Biomedical | MHHS-Mem City
NO | NO | [5 empty] | Philips Medical Systems Cardiac and Monitoring Syste | M1008B |  | 3911G67219 | TMC - CHILDRENS - NICU (7HP) | MHHS-TMC |  | Module, NIBP |  |  |  | TMC |  | TMC - CHILDRENS - NICU (7HP) | [5 empty] | MONITORS, PHYSIOLOGIC, VITAL SIGNS |  | MODULENIBP-Philips-M1008B | MODULENIBP | M1008B |  |  |  | Philips | Module, NIBP |  | MODULENIBP-Philips-M1008B |  |  |  |  | Covered PM Repair - Biomedical | MHHS-TMC
NO | NO | [5 empty] | Philips Medical Systems Cardiac and Monitoring Syste | M1008B |  | 3911G67350 | TMC - CHILDRENS - PICU (9HP) | MHHS-TMC |  | Module, NIBP |  |  |  | TMC |  | TMC - CHILDRENS - PICU (9HP) | [5 empty] | MONITORS, PHYSIOLOGIC, VITAL SIGNS |  | MODULENIBP-Philips-M1008B | MODULENIBP | M1008B |  |  |  | Philips | Module, NIBP |  | MODULENIBP-Philips-M1008B |  |  |  |  | Covered PM Repair - Biomedical | MHHS-TMC
NO | NO | [5 empty] | Philips Medical Systems Cardiac and Monitoring Syste | M1008B |  | DE911G5228 | TMC - DIALYSIS - CHILDRENS (9HP) | MHHS-TMC |  | Module, NIBP |  |  |  | TMC |  | TMC - DIALYSIS - CHILDRENS (9HP) | [5 empty] | MONITORS, PHYSIOLOGIC, VITAL SIGNS |  | MODULENIBP-Philips-M1008B | MODULENIBP | M1008B |  |  |  | Philips | Module, NIBP |  | MODULENIBP-Philips-M1008B |  |  |  |  | Covered PM Repair - Biomedical | MHHS-TMC
NO | NO | [5 empty] | Philips Medical Systems Cardiac and Monitoring Syste | M1008B |  | DE911J4437 | TMC - DIALYSIS - CHILDRENS (9HP) | MHHS-TMC |  | Module, NIBP |  |  |  | TMC |  | TMC - DIALYSIS - CHILDRENS (9HP) | [5 empty] | MONITORS, PHYSIOLOGIC, VITAL SIGNS |  | MODULENIBP-Philips-M1008B | MODULENIBP | M1008B |  |  |  | Philips | Module, NIBP |  | MODULENIBP-Philips-M1008B |  |  |  |  | Covered PM Repair - Biomedical | MHHS-TMC
NO | NO | [5 empty] | Philips Medical Systems Cardiac and Monitoring Syste | M1008B |  | DE911G5244 | TMC - DIALYSIS - CHILDRENS (9HP) | MHHS-TMC |  | Module, NIBP |  |  |  | TMC |  | TMC - DIALYSIS - CHILDRENS (9HP) | [5 empty] | MONITORS, PHYSIOLOGIC, VITAL SIGNS |  | MODULENIBP-Philips-M1008B | MODULENIBP | M1008B |  |  |  | Philips | Module, NIBP |  | MODULENIBP-Philips-M1008B |  |  |  |  | Covered PM Repair - Biomedical | MHHS-TMC
NO | NO | [5 empty] | Philips Medical Systems Cardiac and Monitoring Syste | M1008B |  | DE911D4279 | TMC - DIALYSIS - CHILDRENS (9HP) | MHHS-TMC |  | Module, NIBP |  |  |  | TMC |  | TMC - DIALYSIS - CHILDRENS (9HP) | [5 empty] | MONITORS, PHYSIOLOGIC, VITAL SIGNS |  | MODULENIBP-Philips-M1008B | MODULENIBP | M1008B |  |  |  | Philips | Module, NIBP |  | MODULENIBP-Philips-M1008B |  |  |  |  | Covered PM Repair - Biomedical | MHHS-TMC
NO | YES |  |  |  | 145-00207 | 145-00207 | Philips Medical Systems Cardiac and Monitoring Syste | M1011A |  | DE84101414 | Pearland-Emergency Center | MHHS-Pearland Hospital |  | Module, SVO2 |  | 145-00207 | 145-00207 | Pearland | MHHS-Pearland Hospital | Pearland-Emergency Center | Trauma 2 |  |  |  |  | PHYSIOLOGIC MONITOR MODULES, PULSE OXIMETRY | Module, SVO2 | MODULESVO2-Philips-M1011A | MODULESVO2 | M1011A |  |  |  | Philips | Module, SVO2 |  | MODULESVO2-Philips-M1011A |  | 12/1/18 |  |  | Covered PM Repair - Biomedical | MHHS-Pearland Hospital | [8 empty] | MODULESVO2 | Module, SVO2 | Philips
NO | YES |  |  |  | 145-00706 | 145-00706 | Philips Medical Systems Cardiac and Monitoring Syste | M1011A |  | DE84101419 | Pearland-Emergency Center | MHHS-Pearland Hospital |  | Module, SVO2 |  | 145-00706 | 145-00706 | Pearland | MHHS-Pearland Hospital | Pearland-Emergency Center | Trauma3 | 2/1/20 | 2/1/21 |  |  | PHYSIOLOGIC MONITOR MODULES, PULSE OXIMETRY | Module, SVO2 | MODULESVO2-Philips-M1011A | MODULESVO2 | M1011A |  |  |  | Philips | Module, SVO2 |  | MODULESVO2-Philips-M1011A |  | 3/1/19 |  |  | Covered PM Repair - Biomedical | MHHS-Pearland Hospital | [8 empty] | MODULESVO2 | Module, SVO2 | Philips
NO | NO |  |  |  | 145-00217 |  | Philips Medical Systems Cardiac and Monitoring Syste | M1011A |  | DE84101420 | PEARLAND - EMERGENCY CENTER | MHHS-Pearland Hospital |  | Module, SVO2 |  | 145-00217 |  | Pearland |  | PEARLAND - EMERGENCY CENTER | [5 empty] | PHYSIOLOGIC MONITOR MODULES, PULSE OXIMETRY |  | MODULESVO2-Philips-M1011A | MODULESVO2 | M1011A |  |  |  | Philips | Module, SVO2 |  | MODULESVO2-Philips-M1011A |  |  |  |  | Covered PM Repair - Biomedical | MHHS-Pearland Hospital
NO | YES |  |  |  | 009-01169 | 009-01169 | Philips Medical Systems Cardiac and Monitoring Syste | M1012A |  | 2903A00618 | GH - OR ANESTHESIA | MHHS-Greater Heights |  | Module/ Monitor, Cardiac Output |  | 009-01169 | 009-01169 | Central | GH OR | GH - OR ANESTHESIA | GH - OR ANESTHESIA |  |  |  |  | MONITORS, PHYSIOLOGIC, VITAL SIGNS |  | MODULECARDIACOUTPUT-Philips-M1012A | MODULECARDIACOUTPUT | M1012A |  |  |  | Philips | Module/ Monitor, Cardiac Output |  | MODULECARDIACOUTPUT-Philips-M1012A |  |  |  |  | Covered PM Repair - Biomedical | MHHS-Greater Heights
NO | YES |  |  |  | 009-01172 | 009-01172 | Philips Medical Systems Cardiac and Monitoring Syste | M1012A |  | 2903A00651 | GH - OR ANESTHESIA | MHHS-Greater Heights |  | Module/ Monitor, Cardiac Output |  | 009-01172 | 009-01172 | Central | GH OR | GH - OR ANESTHESIA | GH - OR ANESTHESIA |  |  |  |  | MONITORS, PHYSIOLOGIC, VITAL SIGNS |  | MODULECARDIACOUTPUT-Philips-M1012A | MODULECARDIACOUTPUT | M1012A |  |  |  | Philips | Module/ Monitor, Cardiac Output |  | MODULECARDIACOUTPUT-Philips-M1012A |  |  |  |  | Covered PM Repair - Biomedical | MHHS-Greater Heights
NO | YES |  |  |  | 009-01744 | 009-01744 | Philips Medical Systems Cardiac and Monitoring Syste | M1012A |  | 2903A00617 | GH - OR ANESTHESIA | MHHS-Greater Heights |  | Module/ Monitor, Cardiac Output |  | 009-01744 | 009-01744 | Central | GH OR | GH - OR ANESTHESIA | GH - OR ANESTHESIA |  |  |  |  | MONITORS, PHYSIOLOGIC, VITAL SIGNS |  | MODULECARDIACOUTPUT-Philips-M1012A | MODULECARDIACOUTPUT | M1012A |  |  |  | Philips | Module/ Monitor, Cardiac Output |  | MODULECARDIACOUTPUT-Philips-M1012A |  |  |  |  | Covered PM Repair - Biomedical | MHHS-Greater Heights
NO | YES |  |  |  | 009-02474 | 009-02474 | Philips Medical Systems Cardiac and Monitoring Syste | M1012A |  | 2903A00616 | GH - OR ANESTHESIA | MHHS-Greater Heights |  | Module/ Monitor, Cardiac Output |  | 009-02474 | 009-02474 | Central | GH OR | GH - OR ANESTHESIA | GH - OR ANESTHESIA |  |  |  |  | MONITORS, PHYSIOLOGIC, VITAL SIGNS |  | MODULECARDIACOUTPUT-Philips-M1012A | MODULECARDIACOUTPUT | M1012A |  |  |  | Philips | Module/ Monitor, Cardiac Output |  | MODULECARDIACOUTPUT-Philips-M1012A |  |  |  |  | Covered PM Repair - Biomedical | MHHS-Greater Heights
NO | YES |  |  |  | 133-00668 | 133-00668 | Philips Medical Systems Cardiac and Monitoring Syste | M1012A |  | 3805A24004 | Katy-ICU | MHHS-Katy |  | Module/ Monitor, Cardiac Output |  | 133-00668 | 133-00668 | Katy | MHHS-Katy | Katy-ICU | ICU Clean Utility | 1/1/19 | 1/1/20 |  |  | MONITORS, PHYSIOLOGIC, VITAL SIGNS | Module/ Monitor, Cardiac Output | MODULECARDIACOUTPUT-Philips-M1012A | MODULECARDIACOUTPUT | M1012A |  |  |  | Philips | Module/ Monitor, Cardiac Output |  | MODULECARDIACOUTPUT-Philips-M1012A |  |  |  | MCO-A | Covered PM Repair - Biomedical | MHHS-Katy | [8 empty] | MODULECARDIACOUTPUT | Module/ Monitor, Cardiac Output | Philips
NO | YES |  |  |  | 133-00667 | 133-00667 | Philips Medical Systems Cardiac and Monitoring Syste | M1012A |  | 3728G08238 | Katy-Biomedical Services | MHHS-Katy |  | Module/ Monitor, Cardiac Output |  | 133-00667 | 133-00667 | Katy | MHHS-Katy | Katy-Biomedical Services | Biomed shop | 3/1/19 | 3/1/20 |  |  | MONITORS, PHYSIOLOGIC, VITAL SIGNS | Module/ Monitor, Cardiac Output | MODULECARDIACOUTPUT-Philips-M1012A | MODULECARDIACOUTPUT | M1012A |  |  |  | Philips | Module/ Monitor, Cardiac Output |  | MODULECARDIACOUTPUT-Philips-M1012A |  | 1/1/10 |  | MCO-A | Covered PM Repair - Biomedical | MHHS-Katy | [8 empty] | MODULECARDIACOUTPUT | Module/ Monitor, Cardiac Output | Philips
NO | NO | [5 empty] | Philips Medical Systems Cardiac and Monitoring Syste | M1012A |  | 3218A09045 | GH - ICU | MHHS-Greater Heights |  | Module/ Monitor, Cardiac Output |  |  |  | Central & Greater Heights |  | GH - ICU | [5 empty] | MONITORS, PHYSIOLOGIC, VITAL SIGNS |  | MODULECARDIACOUTPUT-Philips-M1012A | MODULECARDIACOUTPUT | M1012A |  |  |  | Philips | Module/ Monitor, Cardiac Output |  | MODULECARDIACOUTPUT-Philips-M1012A |  |  |  |  | Covered PM Repair - Biomedical | MHHS-Greater Heights
NO | NO | [5 empty] | Philips Medical Systems Cardiac and Monitoring Syste | M1012A |  | 3805G24417 | GH - ICU | MHHS-Greater Heights |  | Module/ Monitor, Cardiac Output |  |  |  | Central & Greater Heights |  | GH - ICU | [5 empty] | MONITORS, PHYSIOLOGIC, VITAL SIGNS |  | MODULECARDIACOUTPUT-Philips-M1012A | MODULECARDIACOUTPUT | M1012A |  |  |  | Philips | Module/ Monitor, Cardiac Output |  | MODULECARDIACOUTPUT-Philips-M1012A |  |  |  |  | Covered PM Repair - Biomedical | MHHS-Greater Heights
NO | NO | [5 empty] | Philips Medical Systems Cardiac and Monitoring Syste | M1012A |  | 3618A21053 | GH - ICU | MHHS-Greater Heights |  | Module/ Monitor, Cardiac Output |  |  |  | Central & Greater Heights |  | GH - ICU | [5 empty] | MONITORS, PHYSIOLOGIC, VITAL SIGNS |  | MODULECARDIACOUTPUT-Philips-M1012A | MODULECARDIACOUTPUT | M1012A |  |  |  | Philips | Module/ Monitor, Cardiac Output |  | MODULECARDIACOUTPUT-Philips-M1012A |  |  |  |  | Covered PM Repair - Biomedical | MHHS-Greater Heights
NO | NO | [5 empty] | Philips Medical Systems Cardiac and Monitoring Syste | M1012A |  | 2922A01452 | GH - ICU | MHHS-Greater Heights |  | Module/ Monitor, Cardiac Output |  |  |  | Central & Greater Heights |  | GH - ICU | [5 empty] | MONITORS, PHYSIOLOGIC, VITAL SIGNS |  | MODULECARDIACOUTPUT-Philips-M1012A | MODULECARDIACOUTPUT | M1012A |  |  |  | Philips | Module/ Monitor, Cardiac Output |  | MODULECARDIACOUTPUT-Philips-M1012A |  |  |  |  | Covered PM Repair - Biomedical | MHHS-Greater Heights
NO | NO |  |  |  | 009-04671 |  | Philips Medical Systems Cardiac and Monitoring Syste | M1012A |  | 3805G29608 | GH - OR ANESTHESIA | MHHS-Greater Heights |  | Module/ Monitor, Cardiac Output |  | 009-04671 |  | Central & Greater Heights |  | GH - OR ANESTHESIA | [5 empty] | MONITORS, PHYSIOLOGIC, VITAL SIGNS |  | MODULECARDIACOUTPUT-Philips-M1012A | MODULECARDIACOUTPUT | M1012A |  |  |  | Philips | Module/ Monitor, Cardiac Output |  | MODULECARDIACOUTPUT-Philips-M1012A |  |  |  |  | Covered PM Repair - Biomedical | MHHS-Greater Heights
NO | NO |  |  |  | 009-04672 |  | Philips Medical Systems Cardiac and Monitoring Syste | M1012A |  | 3805G29607 | GH - OR ANESTHESIA | MHHS-Greater Heights |  | Module/ Monitor, Cardiac Output |  | 009-04672 |  | Central & Greater Heights |  | GH - OR ANESTHESIA | [5 empty] | MONITORS, PHYSIOLOGIC, VITAL SIGNS |  | MODULECARDIACOUTPUT-Philips-M1012A | MODULECARDIACOUTPUT | M1012A |  |  |  | Philips | Module/ Monitor, Cardiac Output |  | MODULECARDIACOUTPUT-Philips-M1012A |  |  |  |  | Not Covered Vendor Only - Lab Ana/Anes | MHHS-Greater Heights
NO | NO |  |  |  | 009-04673 |  | Philips Medical Systems Cardiac and Monitoring Syste | M1012A |  | 3805G29608 | GH - OR ANESTHESIA | MHHS-Greater Heights |  | Module/ Monitor, Cardiac Output |  | 009-04673 |  | Central & Greater Heights |  | GH - OR ANESTHESIA | [5 empty] | MONITORS, PHYSIOLOGIC, VITAL SIGNS |  | MODULECARDIACOUTPUT-Philips-M1012A | MODULECARDIACOUTPUT | M1012A |  |  |  | Philips | Module/ Monitor, Cardiac Output |  | MODULECARDIACOUTPUT-Philips-M1012A |  |  |  |  | Not Covered Vendor Only - Lab Ana/Anes | MHHS-Greater Heights
NO | NO | [5 empty] | Philips Medical Systems Cardiac and Monitoring Syste | M1012A |  | 3523A17218 | MEMORIAL CITY - MOR | MHHS-Mem City |  | Module/ Monitor, Cardiac Output |  |  |  | West & Memorial City |  | MEMORIAL CITY - MOR | [5 empty] | MONITORS, PHYSIOLOGIC, VITAL SIGNS |  | MODULECARDIACOUTPUT-Philips-M1012A | MODULECARDIACOUTPUT | M1012A |  |  |  | Philips | Module/ Monitor, Cardiac Output |  | MODULECARDIACOUTPUT-Philips-M1012A |  |  |  |  | Covered PM Repair - Biomedical | MHHS-Mem City
NO | NO |  |  |  | 005-02951 |  | Philips Medical Systems Cardiac and Monitoring Syste | M1012A |  | 3121A07822 | SE - ICU | MHHS-Southeast |  | Module/ Monitor, Cardiac Output |  | 005-02951 |  | Southeast & Bay Area |  | SE - ICU | [5 empty] | MONITORS, PHYSIOLOGIC, VITAL SIGNS |  | MODULECARDIACOUTPUT-Philips-M1012A | MODULECARDIACOUTPUT | M1012A |  |  |  | Philips | Module/ Monitor, Cardiac Output |  | MODULECARDIACOUTPUT-Philips-M1012A |  |  |  |  | Covered PM Repair - Biomedical | MHHS-Southeast
NO | NO |  |  |  | 005-04171 |  | Philips Medical Systems Cardiac and Monitoring Syste | M1012A |  | 3805G27252 | SE - ICU | MHHS-Southeast |  | Module/ Monitor, Cardiac Output |  | 005-04171 |  | Southeast & Bay Area |  | SE - ICU | [5 empty] | MONITORS, PHYSIOLOGIC, VITAL SIGNS |  | MODULECARDIACOUTPUT-Philips-M1012A | MODULECARDIACOUTPUT | M1012A |  |  |  | Philips | Module/ Monitor, Cardiac Output |  | MODULECARDIACOUTPUT-Philips-M1012A |  |  |  |  | Covered PM Repair - Biomedical | MHHS-Southeast
NO | NO |  |  |  | 005-04178 |  | Philips Medical Systems Cardiac and Monitoring Syste | M1012A |  | 3805G27249 | SE - ICU | MHHS-Southeast |  | Module/ Monitor, Cardiac Output |  | 005-04178 |  | Southeast & Bay Area |  | SE - ICU | [5 empty] | MONITORS, PHYSIOLOGIC, VITAL SIGNS |  | MODULECARDIACOUTPUT-Philips-M1012A | MODULECARDIACOUTPUT | M1012A |  |  |  | Philips | Module/ Monitor, Cardiac Output |  | MODULECARDIACOUTPUT-Philips-M1012A |  |  |  |  | Covered PM Repair - Biomedical | MHHS-Southeast
NO | NO |  |  |  | 005-04194 |  | Philips Medical Systems Cardiac and Monitoring Syste | M1012A |  | 3805G27251 | SE - ICU | MHHS-Southeast |  | Module/ Monitor, Cardiac Output |  | 005-04194 |  | Southeast & Bay Area |  | SE - ICU | [5 empty] | MONITORS, PHYSIOLOGIC, VITAL SIGNS |  | MODULECARDIACOUTPUT-Philips-M1012A | MODULECARDIACOUTPUT | M1012A |  |  |  | Philips | Module/ Monitor, Cardiac Output |  | MODULECARDIACOUTPUT-Philips-M1012A |  |  |  |  | Covered PM Repair - Biomedical | MHHS-Southeast
NO | NO |  |  |  | 005-04203 |  | Philips Medical Systems Cardiac and Monitoring Syste | M1012A |  | 3805G27300 | SE - ICU | MHHS-Southeast |  | Module/ Monitor, Cardiac Output |  | 005-04203 |  | Southeast & Bay Area |  | SE - ICU | [5 empty] | MONITORS, PHYSIOLOGIC, VITAL SIGNS |  | MODULECARDIACOUTPUT-Philips-M1012A | MODULECARDIACOUTPUT | M1012A |  |  |  | Philips | Module/ Monitor, Cardiac Output |  | MODULECARDIACOUTPUT-Philips-M1012A |  |  |  |  | Covered PM Repair - Biomedical | MHHS-Southeast
NO | NO |  |  |  | 005-13016 |  | Philips Medical Systems Cardiac and Monitoring Syste | M1012A |  | 3251A10546 | SE - ICU | MHHS-Southeast |  | Module/ Monitor, Cardiac Output |  | 005-13016 |  | Southeast & Bay Area |  | SE - ICU | [5 empty] | MONITORS, PHYSIOLOGIC, VITAL SIGNS |  | MODULECARDIACOUTPUT-Philips-M1012A | MODULECARDIACOUTPUT | M1012A |  |  |  | Philips | Module/ Monitor, Cardiac Output |  | MODULECARDIACOUTPUT-Philips-M1012A |  |  |  |  | Covered PM Repair - Biomedical | MHHS-Southeast
NO | NO | [5 empty] | Philips Medical Systems Cardiac and Monitoring Syste | M1016A |  | 3523A09933 | MEMORIAL CITY - MICU | MHHS-Mem City |  | Module, CO2 |  |  |  | West & Memorial City |  | MEMORIAL CITY - MICU | [5 empty] | PHYSIOLOGIC MONITOR MODULES, EXHALED CARBON DIOXID |  | MODULECO2-Philips-M1016A | MODULECO2 | M1016A |  |  |  | Philips | Module, CO2 |  | MODULECO2-Philips-M1016A |  |  |  |  | Not Covered Vendor Only - Lab Ana/Anes | MHHS-Mem City
NO | NO | [5 empty] | Philips Medical Systems Cardiac and Monitoring Syste | M1016A |  | 3630A10152 | MEMORIAL CITY - MICU | MHHS-Mem City |  | Module, CO2 |  |  |  | West & Memorial City |  | MEMORIAL CITY - MICU | [5 empty] | PHYSIOLOGIC MONITOR MODULES, EXHALED CARBON DIOXID |  | MODULECO2-Philips-M1016A | MODULECO2 | M1016A |  |  |  | Philips | Module, CO2 |  | MODULECO2-Philips-M1016A |  |  |  |  | Not Covered Vendor Only - Lab Ana/Anes | MHHS-Mem City
NO | NO | [5 empty] | Philips Medical Systems Cardiac and Monitoring Syste | M1016A |  | 3523A09759 | MEMORIAL CITY - MICU | MHHS-Mem City |  | Module, CO2 |  |  |  | West & Memorial City |  | MEMORIAL CITY - MICU | [5 empty] | PHYSIOLOGIC MONITOR MODULES, EXHALED CARBON DIOXID |  | MODULECO2-Philips-M1016A | MODULECO2 | M1016A |  |  |  | Philips | Module, CO2 |  | MODULECO2-Philips-M1016A |  |  |  |  | Not Covered Vendor Only - Lab Ana/Anes | MHHS-Mem City
NO | NO | [5 empty] | Philips Medical Systems Cardiac and Monitoring Syste | M1016A |  | 3630A10246 | MEMORIAL CITY - MICU | MHHS-Mem City |  | Module, CO2 |  |  |  | West & Memorial City |  | MEMORIAL CITY - MICU | [5 empty] | PHYSIOLOGIC MONITOR MODULES, EXHALED CARBON DIOXID |  | MODULECO2-Philips-M1016A | MODULECO2 | M1016A |  |  |  | Philips | Module, CO2 |  | MODULECO2-Philips-M1016A |  |  |  |  | Not Covered Vendor Only - Lab Ana/Anes | MHHS-Mem City
NO | NO |  |  |  | 041-00603 |  | Philips Medical Systems Cardiac and Monitoring Syste | M1016A |  | 3805G12215 | MEMORIAL CITY - SICU | MHHS-Mem City |  | Module, CO2 |  | 041-00603 |  | West & Memorial City |  | MEMORIAL CITY - SICU | [5 empty] | PHYSIOLOGIC MONITOR MODULES, EXHALED CARBON DIOXID |  | MODULECO2-Philips-M1016A | MODULECO2 | M1016A |  |  |  | Philips | Module, CO2 |  | MODULECO2-Philips-M1016A |  |  |  |  | Covered PM Repair - Biomedical | MHHS-Mem City
NO | NO |  |  |  | 041-05510 |  | Philips Medical Systems Cardiac and Monitoring Syste | M1016A |  | 3805G25047 | MEMORIAL CITY - SICU | MHHS-Mem City |  | Module, CO2 |  | 041-05510 |  | West & Memorial City |  | MEMORIAL CITY - SICU | [5 empty] | PHYSIOLOGIC MONITOR MODULES, EXHALED CARBON DIOXID |  | MODULECO2-Philips-M1016A | MODULECO2 | M1016A |  |  |  | Philips | Module, CO2 |  | MODULECO2-Philips-M1016A |  |  |  |  | Not Covered Vendor Only - Lab Ana/Anes | MHHS-Mem City
NO | YES |  |  |  | 133-09238 | 133-09238 | Philips Medical Systems Cardiac and Monitoring Syste | M1019A |  | 6871900-13 | Katy-OR | MHHS-Katy |  | Module, Respiratory Gas |  | 133-09238 | 133-09238 | Katy | MHHS-Katy | Katy-OR | OR 8 | 11/1/19 | 11/1/20 |  |  | ANALYZERS, ENVIRONMENTAL/GAS SYSTEM, OXYGEN | Module, Respiratory Gas | MODULERESPIRATORYGAS-Philips-M1019A | MODULERESPIRATORYGAS | M1019A |  |  |  | Philips | Module, Respiratory Gas |  | MODULERESPIRATORYGAS-Philips-M1019A |  | 12/6/21 |  | MDRG-A | Covered PM Repair - Biomedical | MHHS-Katy | [8 empty] | MODULERESPIRATORYGAS | Module, Respiratory Gas | Philips
NO | YES |  |  |  | 133-09243 | 133-09243 | Philips Medical Systems Cardiac and Monitoring Syste | M1019A |  | ASHK-0036 | Katy-OR | MHHS-Katy |  | Module, Respiratory Gas |  | 133-09243 | 133-09243 | Katy | MHHS-Katy | Katy-OR | OR 9 | 11/1/19 | 11/1/20 |  |  | ANALYZERS, ENVIRONMENTAL/GAS SYSTEM, OXYGEN | Module, Respiratory Gas | MODULERESPIRATORYGAS-Philips-M1019A | MODULERESPIRATORYGAS | M1019A |  |  |  | Philips | Module, Respiratory Gas |  | MODULERESPIRATORYGAS-Philips-M1019A |  |  |  | MDRG-A | Not Covered Vendor Only - Biomedical | MHHS-Katy | [8 empty] | MODULERESPIRATORYGAS | Module, Respiratory Gas | Philips
NO | YES |  |  |  | 133-09248 | 133-09248 | Philips Medical Systems Cardiac and Monitoring Syste | M1019A |  | ASHK-0038 | Katy-OR | MHHS-Katy |  | Module, Respiratory Gas |  | 133-09248 | 133-09248 | Katy | MHHS-Katy | Katy-OR | Bio med shop | 12/1/19 | 12/1/20 |  |  | ANALYZERS, ENVIRONMENTAL/GAS SYSTEM, OXYGEN | Module, Respiratory Gas | MODULERESPIRATORYGAS-Philips-M1019A | MODULERESPIRATORYGAS | M1019A |  |  |  | Philips | Module, Respiratory Gas |  | MODULERESPIRATORYGAS-Philips-M1019A |  | 6/1/18 |  | MDRG-A | Not Covered Vendor Only - Lab Ana/Anes | MHHS-Katy | [8 empty] | MODULERESPIRATORYGAS | Module, Respiratory Gas | Philips
NO | YES |  |  |  | 133-09258 | 133-09258 | Philips Medical Systems Cardiac and Monitoring Syste | M1019A |  | ASHD-0044 | Katy-OR | MHHS-Katy |  | Module, Respiratory Gas |  | 133-09258 | 133-09258 | Katy | MHHS-Katy | Katy-OR | OR 7 | 11/1/19 | 11/1/20 |  |  | ANALYZERS, ENVIRONMENTAL/GAS SYSTEM, OXYGEN | Module, Respiratory Gas | MODULERESPIRATORYGAS-Philips-M1019A | MODULERESPIRATORYGAS | M1019A |  |  |  | Philips | Module, Respiratory Gas |  | MODULERESPIRATORYGAS-Philips-M1019A |  | 1/8/20 |  | MDRG-A | Not Covered Vendor Only - Biomedical | MHHS-Katy | [8 empty] | MODULERESPIRATORYGAS | Module, Respiratory Gas | Philips
NO | YES | Serial Number ASHF-0001 |  |  | 041-19029 | 041-19029 | Philips Medical Systems Cardiac and Monitoring Syste | M1019A |  | ASHF-0001 | MEMORIAL CITY - OPERATING ROOM | MHHS-Mem City |  | Module, Respiratory Gas |  | 041-19029 | 041-19029 | West | West memorial hospital - memorial herman hospital | MEMORIAL CITY - OPERATING ROOM | Surgery room 8 |  |  |  |  | ANALYZERS, ENVIRONMENTAL/GAS SYSTEM, OXYGEN |  | MODULERESPIRATORYGAS-Philips-M1019A | MODULERESPIRATORYGAS | M1019A |  |  |  | Philips | Module, Respiratory Gas |  | MODULERESPIRATORYGAS-Philips-M1019A |  |  |  |  | Not Covered Vendor Only - Lab Ana/Anes | MHHS-Mem City
NO | YES |  |  |  | 041-17026 |  | Philips Medical Systems Cardiac and Monitoring Syste | M1019A |  | ARYJ-0092 | MEMORIAL CITY - OUTPATIENT SURGERY | MHHS-Mem City |  | Module, Respiratory Gas |  | 041-17026 |  | West | Memorial Hermann - Memorial City | MEMORIAL CITY - OUTPATIENT SURGERY | OR Room 10 |  |  |  |  | ANALYZERS, ENVIRONMENTAL/GAS SYSTEM, OXYGEN |  | MODULERESPIRATORYGAS-Philips-M1019A | MODULERESPIRATORYGAS | M1019A |  |  |  | Philips | Module, Respiratory Gas |  | MODULERESPIRATORYGAS-Philips-M1019A |  |  |  |  | Covered PM Repair - Biomedical | MHHS-Mem City
NO | YES |  |  |  | 041-19025 | 041-19025 | Philips Medical Systems Cardiac and Monitoring Syste | M1019A |  | ASHE-0035 | MEMORIAL CITY - Outpatient | MHHS-Mem City |  | Module, Respiratory Gas |  | 041-19025 | 041-19025 | West | Memorial Hermann Memorial City Medical Center | MEMORIAL CITY - Outpatient | MEMORIAL CITY - OUTPATIENT |  |  |  |  | ANALYZERS, ENVIRONMENTAL/GAS SYSTEM, OXYGEN |  | MODULERESPIRATORYGAS-Philips-M1019A | MODULERESPIRATORYGAS | M1019A |  |  |  | Philips | Module, Respiratory Gas |  | MODULERESPIRATORYGAS-Philips-M1019A |  |  |  |  | Covered PM Repair - Biomedical | MHHS-Mem City
NO | YES |  |  |  | 041-19026 | 041-19026 | Philips Medical Systems Cardiac and Monitoring Syste | M1019A |  | ASHE-0048 | MEMORIAL CITY - OUTPATIENT SURGERY | MHHS-Mem City |  | Module, Respiratory Gas |  | 041-19026 | 041-19026 | West | Memorial Hermann Memorial City Medical Center | MEMORIAL CITY - OUTPATIENT SURGERY | Memorial City - Day Surgery Room W1 300.82 OR14 |  |  |  |  | ANALYZERS, ENVIRONMENTAL/GAS SYSTEM, OXYGEN |  | MODULERESPIRATORYGAS-Philips-M1019A | MODULERESPIRATORYGAS | M1019A |  |  |  | Philips | Module, Respiratory Gas |  | MODULERESPIRATORYGAS-Philips-M1019A |  |  |  |  | Covered PM Repair - Biomedical | MHHS-Mem City
NO | YES |  |  |  | 041-19028 | 041-19028 | Philips Medical Systems Cardiac and Monitoring Syste | M1019A |  | ASHD-0080 | MEMORIAL CITY - OUTPATIENT SURGERY | MHHS-Mem City |  | Module, Respiratory Gas |  | 041-19028 | 041-19028 | West | Memorial City - Memorial Hermann Hospital West Tower | MEMORIAL CITY - OUTPATIENT SURGERY | W1 300.94 OR 7 |  |  |  |  | ANALYZERS, ENVIRONMENTAL/GAS SYSTEM, OXYGEN |  | MODULERESPIRATORYGAS-Philips-M1019A | MODULERESPIRATORYGAS | M1019A |  |  |  | Philips | Module, Respiratory Gas |  | MODULERESPIRATORYGAS-Philips-M1019A |  |  |  |  | Covered PM Repair - Biomedical | MHHS-Mem City
NO | YES | Serial Number ASHF-0002 |  |  | 041-19030 | 041-19030 | Philips Medical Systems Cardiac and Monitoring Syste | M1019A |  | ASHF-0002 | MEMORIAL CITY - OUTPATIENT SURGERY | MHHS-Mem City |  | Module, Respiratory Gas |  | 041-19030 | 041-19030 | West | Memorial Hermann Memorial City Medical Center | MEMORIAL CITY - OUTPATIENT SURGERY | Memorial City - Day Surgery Room W1 300.86 Cysto OR11 Cysto |  |  |  |  | ANALYZERS, ENVIRONMENTAL/GAS SYSTEM, OXYGEN |  | MODULERESPIRATORYGAS-Philips-M1019A | MODULERESPIRATORYGAS | M1019A |  |  |  | Philips | Module, Respiratory Gas |  | MODULERESPIRATORYGAS-Philips-M1019A |  |  |  |  | Not Covered Vendor Only - Lab Ana/Anes | MHHS-Mem City
NO | YES |  |  |  | 041-19031 | 041-19031 | Philips Medical Systems Cardiac and Monitoring Syste | M1019A |  | ASHF-0004 | MEMORIAL CITY - OUTPATIENT SURGERY | MHHS-Mem City |  | Module, Respiratory Gas |  | 041-19031 | 041-19031 | West | Memorial Hermann - Memorial City | MEMORIAL CITY - OUTPATIENT SURGERY | W1 300.70 OR 5 |  |  |  |  | ANALYZERS, ENVIRONMENTAL/GAS SYSTEM, OXYGEN |  | MODULERESPIRATORYGAS-Philips-M1019A | MODULERESPIRATORYGAS | M1019A |  |  |  | Philips | Module, Respiratory Gas |  | MODULERESPIRATORYGAS-Philips-M1019A |  |  |  |  | Covered PM Repair - Biomedical | MHHS-Mem City
NO | YES |  |  |  | 041-19032 | 041-19032 | Philips Medical Systems Cardiac and Monitoring Syste | M1019A |  | ASHE-0045 | Memorial City-Outpatient Surgery | MHHS-Mem City |  | Module, Respiratory Gas |  | 041-19032 | 041-19032 | West | Memorial Hermann Memorial City Medical Center | Memorial City-Outpatient Surgery | W1 OPS OR 8 |  |  |  |  | ANALYZERS, ENVIRONMENTAL/GAS SYSTEM, OXYGEN |  | MODULERESPIRATORYGAS-Philips-M1019A | MODULERESPIRATORYGAS | M1019A |  |  |  | Philips | Module, Respiratory Gas |  | MODULERESPIRATORYGAS-Philips-M1019A |  |  |  |  | Covered PM Repair - Biomedical | MHHS-Mem City
NO | YES |  |  |  | 041-19033 | 041-19033 | Philips Medical Systems Cardiac and Monitoring Syste | M1019A |  | ASHE-0043 | MEMORIAL CITY - Outpatient | MHHS-Mem City |  | Module, Respiratory Gas |  | 041-19033 | 041-19033 | West | Memorial Hermann Memorial City Medical Center | MEMORIAL CITY - Outpatient | MEMORIAL CITY - OUTPATIENT |  |  |  |  | ANALYZERS, ENVIRONMENTAL/GAS SYSTEM, OXYGEN |  | MODULERESPIRATORYGAS-Philips-M1019A | MODULERESPIRATORYGAS | M1019A |  |  |  | Philips | Module, Respiratory Gas |  | MODULERESPIRATORYGAS-Philips-M1019A |  |  |  |  | No Coverage Specified | MHHS-Mem City
NO | YES |  |  |  | 005-09262 | 005-09262 | Philips Medical Systems Cardiac and Monitoring Syste | M1019A |  | ASDK-0014 | SE-Cath Lab | MHHS-Southeast |  | Module, Respiratory Gas |  | 005-09262 | 005-09262 | Southeast & Bay Area | MHHS-Southeast | SE-Cath Lab | OR8 | 4/1/19 |  | 4/1/20 |  | ANALYZERS, ENVIRONMENTAL/GAS SYSTEM, OXYGEN |  | MODULERESPIRATORYGAS-Philips-M1019A | MODULERESPIRATORYGAS | M1019A |  |  |  | Philips | Module, Respiratory Gas |  | MODULERESPIRATORYGAS-Philips-M1019A |  |  |  |  | Covered PM Repair - Biomedical | MHHS-Southeast
NO | YES |  |  |  | 005-09287 | 005-09287 | Philips Medical Systems Cardiac and Monitoring Syste | M1019A |  | ASDK-0010 | SE-OR | MHHS-Southeast |  | Module, Respiratory Gas |  | 005-09287 | 005-09287 | Southeast | MHHS-Southeast | SE-OR | SE - OR | 4/1/20 |  | 4/1/21 |  | ANALYZERS, ENVIRONMENTAL/GAS SYSTEM, OXYGEN |  | MODULERESPIRATORYGAS-Philips-M1019A | MODULERESPIRATORYGAS | M1019A |  |  |  | Philips | Module, Respiratory Gas |  | MODULERESPIRATORYGAS-Philips-M1019A |  |  |  |  | Covered PM Repair - Biomedical | MHHS-Southeast
NO | YES |  |  |  | 005-09294 | 005-09294 | Philips Medical Systems Cardiac and Monitoring Syste | M1019A |  | ASDK-0008 | SE-OR-Anesthesia | MHHS-Southeast |  | Module, Respiratory Gas |  | 005-09294 | 005-09294 | Southeast | MHHS-Southeast | SE-OR-Anesthesia | OR 1 | 4/1/19 |  | 4/1/20 |  | ANALYZERS, ENVIRONMENTAL/GAS SYSTEM, OXYGEN |  | MODULERESPIRATORYGAS-Philips-M1019A | MODULERESPIRATORYGAS | M1019A |  |  |  | Philips | Module, Respiratory Gas |  | MODULERESPIRATORYGAS-Philips-M1019A |  | 10/26/13 |  |  | Not Covered Vendor Only - Lab Ana/Anes | MHHS-Southeast
NO | YES |  |  |  | 013-37423 | 013-37423 | Philips Medical Systems Cardiac and Monitoring Syste | M1019A |  | ASHL-0062 | SW-HVI-OR | MHHS-Southwest |  | Module, Respiratory Gas |  | 013-37423 | 013-37423 | Southwest | MHHS-Southwest | SW-HVI-OR | SW-HVI-OR | 3/1/19 |  |  |  | ANALYZERS, ENVIRONMENTAL/GAS SYSTEM, OXYGEN | Module, Respiratory Gas | MODULERESPIRATORYGAS-Philips-M1019A | MODULERESPIRATORYGAS | M1019A |  |  |  | Philips | Module, Respiratory Gas |  | MODULERESPIRATORYGAS-Philips-M1019A |  | 3/31/19 |  | MDRG-A | Not Covered Vendor Only - Lab Ana/Anes | MHHS-Southwest | [8 empty] | MODULERESPIRATORYGAS | Module, Respiratory Gas | Philips
NO | YES |  |  |  | 013-37428 | 013-37428 | Philips Medical Systems Cardiac and Monitoring Syste | M1019A |  | ASHL-0066 | SW-HVI-OR | MHHS-Southwest |  | Module, Respiratory Gas |  | 013-37428 | 013-37428 | Southwest | MHHS-Southwest | SW-HVI-OR | Hallway | 3/1/19 |  | 3/1/20 |  | ANALYZERS, ENVIRONMENTAL/GAS SYSTEM, OXYGEN | Module, Respiratory Gas | MODULERESPIRATORYGAS-Philips-M1019A | MODULERESPIRATORYGAS | M1019A |  |  |  | Philips | Module, Respiratory Gas |  | MODULERESPIRATORYGAS-Philips-M1019A |  | 8/22/19 |  | MDRG-A | Covered PM Repair - Biomedical | MHHS-Southwest | [8 empty] | MODULERESPIRATORYGAS | Module, Respiratory Gas | Philips
NO | YES |  |  |  | 013-37612 | 013-37612 | Philips Medical Systems Cardiac and Monitoring Syste | M1019A |  | ASHB-0075 | SW-HVI-OR | MHHS-Southwest |  | Module, Respiratory Gas |  | 013-37612 | 013-37612 | Southwest | MHHS-Southwest | SW-HVI-OR | Hallway | 3/1/19 |  | 3/1/20 |  | ANALYZERS, ENVIRONMENTAL/GAS SYSTEM, OXYGEN | Module, Respiratory Gas | MODULERESPIRATORYGAS-Philips-M1019A | MODULERESPIRATORYGAS | M1019A |  |  |  | Philips | Module, Respiratory Gas |  | MODULERESPIRATORYGAS-Philips-M1019A |  |  |  | MDRG-A | Covered PM Repair - Biomedical | MHHS-Southwest | [8 empty] | MODULERESPIRATORYGAS | Module, Respiratory Gas | Philips
NO | YES |  |  |  | 013-37614 | 013-37614 | Philips Medical Systems Cardiac and Monitoring Syste | M1019A |  | ASBF-0043 | SW-HVI-OR | MHHS-Southwest |  | Module, Respiratory Gas |  | 013-37614 | 013-37614 | Southwest | MHHS-Southwest | SW-HVI-OR | CVOR1 | 3/1/20 |  | 3/1/21 |  | ANALYZERS, ENVIRONMENTAL/GAS SYSTEM, OXYGEN | Module, Respiratory Gas | MODULERESPIRATORYGAS-Philips-M1019A | MODULERESPIRATORYGAS | M1019A |  |  |  | Philips | Module, Respiratory Gas |  | MODULERESPIRATORYGAS-Philips-M1019A |  |  |  | MDRG-A | Not Covered Vendor Only - Biomedical | MHHS-Southwest | [8 empty] | MODULERESPIRATORYGAS | Module, Respiratory Gas | Philips
NO | YES |  |  |  | 013-37623 | 013-37623 | Philips Medical Systems Cardiac and Monitoring Syste | M1019A |  | ASHN-0042 | SW-HVI-OR | MHHS-Southwest |  | Module, Respiratory Gas |  | 013-37623 | 013-37623 | Southwest | MHHS-Southwest | SW-HVI-OR | SW-HVI-OR | 3/1/19 |  | 3/1/20 |  | ANALYZERS, ENVIRONMENTAL/GAS SYSTEM, OXYGEN | Module, Respiratory Gas | MODULERESPIRATORYGAS-Philips-M1019A | MODULERESPIRATORYGAS | M1019A |  |  |  | Philips | Module, Respiratory Gas |  | MODULERESPIRATORYGAS-Philips-M1019A |  |  |  | MDRG-A | Covered PM Repair - Biomedical | MHHS-Southwest | [8 empty] | MODULERESPIRATORYGAS | Module, Respiratory Gas | Philips
NO | YES |  |  |  | 013-37706 | 013-37706 | Philips Medical Systems Cardiac and Monitoring Syste | M1019A |  | ASDD-0141 | SW-HVI-OR | MHHS-Southwest |  | Module, Respiratory Gas |  | 013-37706 | 013-37706 | Southwest | MHHS-Southwest | SW-HVI-OR | Hvi or 2 | 3/1/20 |  | 3/1/21 |  | ANALYZERS, ENVIRONMENTAL/GAS SYSTEM, OXYGEN | Module, Respiratory Gas | MODULERESPIRATORYGAS-Philips-M1019A | MODULERESPIRATORYGAS | M1019A |  |  |  | Philips | Module, Respiratory Gas |  | MODULERESPIRATORYGAS-Philips-M1019A |  |  |  | MDRG-A | Covered PM Repair - Biomedical | MHHS-Southwest | [8 empty] | MODULERESPIRATORYGAS | Module, Respiratory Gas | Philips
NO | YES |  |  |  | 013-38007 | 013-38007 | Philips Medical Systems Cardiac and Monitoring Syste | M1019A |  | ASHK-0102 | SW-HVI-OR | MHHS-Southwest |  | Module, Respiratory Gas |  | 013-38007 | 013-38007 | Southwest | MHHS-Southwest | SW-HVI-OR | SW-HVI-OR | 3/1/19 |  | 3/1/21 |  | ANALYZERS, ENVIRONMENTAL/GAS SYSTEM, OXYGEN | Module, Respiratory Gas | MODULERESPIRATORYGAS-Philips-M1019A | MODULERESPIRATORYGAS | M1019A |  |  |  | Philips | Module, Respiratory Gas |  | MODULERESPIRATORYGAS-Philips-M1019A |  |  |  | MDRG-A | Covered PM Repair - Biomedical | MHHS-Southwest | [8 empty] | MODULERESPIRATORYGAS | Module, Respiratory Gas | Philips
NO | YES |  |  |  | 129-05816 | 129-05816 | Philips Medical Systems Cardiac and Monitoring Syste | M1019A |  | ASAE-0105 | Sugar Land-OR | MHHS-Sugarland |  | Module, Respiratory Gas |  | 129-05816 | 129-05816 | Sugar Land | MHHS-Sugarland | Sugar Land-OR | Biomed Shop | 12/1/19 |  |  |  | ANALYZERS, ENVIRONMENTAL/GAS SYSTEM, OXYGEN | Module, Respiratory Gas | MODULERESPIRATORYGAS-Philips-M1019A | MODULERESPIRATORYGAS | M1019A |  |  |  | Philips | Module, Respiratory Gas |  | MODULERESPIRATORYGAS-Philips-M1019A |  |  |  | MDRG-A | Covered PM Repair - Biomedical | MHHS-Sugarland | [8 empty] | MODULERESPIRATORYGAS | Module, Respiratory Gas | Philips
YES | YES |  |  |  | 129-02863 | 129-02863 | Philips Medical Systems Cardiac and Monitoring Syste | M1019A |  | ARXK-0178 | SUGAR LAND - OR |  |  |  |  | 129-02863 | 129-02863 | Sugar Land | Memorial Hermann Sugar Land Hospital | SUGAR LAND - OR | Biomed Shop | [5 empty] | Module, Respiratory Gas | MODULERESPIRATORYGAS-Philips-M1019A | [12 empty] | MDRG-A | [10 empty] | MODULERESPIRATORYGAS | Module, Respiratory Gas | Philips
NO | YES |  |  |  | 009-04639 | 009-04639 | Philips Medical Systems Cardiac and Monitoring Syste | M1020A |  | DE43002729 | GH - OR ANESTHESIA | MHHS-Greater Heights |  | Module, SPO2 |  | 009-04639 | 009-04639 | Central | GH OR | GH - OR ANESTHESIA | GH - OR ANESTHESIA |  |  |  |  | MONITORS, PHYSIOLOGIC, VITAL SIGNS |  | MODULESPO2-Philips-M1020A | MODULESPO2 | M1020A |  |  |  | Philips | Module, SPO2 |  | MODULESPO2-Philips-M1020A |  |  |  |  | Covered PM Repair - Biomedical | MHHS-Greater Heights
NO | YES |  |  |  |  | 041-06759 | Philips Medical Systems Cardiac and Monitoring Syste | M1020A |  | DE805G6020 | MEMORIAL CITY - MOR RECOVERY | MHHS-Mem City |  | Module, SPO2 |  |  | 041-06759 | West | Memorial City - Memorial Hermann Hospital East Tower | MEMORIAL CITY - MOR RECOVERY | Bay 8 |  |  |  |  | MONITORS, PHYSIOLOGIC, VITAL SIGNS |  | MODULESPO2-Philips-M1020A | MODULESPO2 | M1020A |  |  |  | Philips | Module, SPO2 |  | MODULESPO2-Philips-M1020A |  |  |  |  | Not Covered Vendor Only - Lab Ana/Anes | MHHS-Mem City
NO | YES |  |  |  | 041-06277 | 041-06277 | Philips Medical Systems Cardiac and Monitoring Syste | M1020A |  | de805g4879 | Memorial city | MHHS-Mem City |  | Module, SPO2 |  | 041-06277 | 041-06277 | West | Memorial Hermann Medical Group Memorial City (#100) | Memorial city | 10 floor storage |  |  |  |  | MONITORS, PHYSIOLOGIC, VITAL SIGNS |  | MODULESPO2-Philips-M1020A | MODULESPO2 | M1020A |  |  |  | Philips | Module, SPO2 |  | MODULESPO2-Philips-M1020A |  |  |  |  | Covered PM Repair - Biomedical | MHHS-Mem City
NO | YES |  |  |  | 041-07476 | 041-07476 | Philips Medical Systems Cardiac and Monitoring Syste | M1020A |  | DE805H0687 | Memorial city | MHHS-Mem City |  | Module, SPO2 |  | 041-07476 | 041-07476 | West | Memorial Hermann Medical Group Memorial City (#100) | Memorial city | 10 floor storage |  |  |  |  | MONITORS, PHYSIOLOGIC, VITAL SIGNS |  | MODULESPO2-Philips-M1020A | MODULESPO2 | M1020A |  |  |  | Philips | Module, SPO2 |  | MODULESPO2-Philips-M1020A |  |  |  |  | Covered PM Repair - Biomedical | MHHS-Mem City
NO | YES |  |  |  |  | 041-09815 | Philips Medical Systems Cardiac and Monitoring Syste | M1020A |  | 3805A89198 | Memorial City OR Recovery | MHHS-Mem City |  | Module, SPO2 |  |  | 041-09815 | West | Memorial Hermann Memorial City Medical Center | Memorial City OR Recovery | Memorial City - OR Recovery Bay 9 |  |  |  |  | MONITORS, PHYSIOLOGIC, VITAL SIGNS |  | MODULESPO2-Philips-M1020A | MODULESPO2 | M1020A |  |  |  | Philips | Module, SPO2 |  | MODULESPO2-Philips-M1020A |  |  |  |  | Covered PM Repair - Biomedical | MHHS-Mem City
NO | YES |  |  |  |  | 041-06418 | Philips Medical Systems Cardiac and Monitoring Syste | M1020A |  | DE805G6052 | MEMORIAL CITY - MOR RECOVERY | MHHS-Mem City |  | Module, SPO2 |  |  | 041-06418 | West | Memorial Hermann Memorial City Medical Center | MEMORIAL CITY - MOR RECOVERY | MEMORIAL CITY - MOR RECOVER |  |  |  |  | MONITORS, PHYSIOLOGIC, VITAL SIGNS |  | MODULESPO2-Philips-M1020A | MODULESPO2 | M1020A |  |  |  | Philips | Module, SPO2 |  | MODULESPO2-Philips-M1020A |  |  |  |  | Covered PM Repair - Biomedical | MHHS-Mem City
NO | YES |  |  |  | 005-02979 | 005-02979 | Philips Medical Systems Cardiac and Monitoring Syste | M1020A |  | DE805F1218 | SE-OR-PACU | MHHS-Southeast |  | Module, SPO2 |  | 005-02979 | 005-02979 | Southeast | MHHS-Southeast | SE-OR-PACU |  | 7/1/17 |  |  |  | MONITORS, PHYSIOLOGIC, VITAL SIGNS |  | MODULESPO2-Philips-M1020A | MODULESPO2 | M1020A |  |  |  | Philips | Module, SPO2 |  | MODULESPO2-Philips-M1020A |  | 10/12/14 |  |  | Covered PM Repair - Biomedical | MHHS-Southeast
NO | YES |  |  |  | 005-01231 | 005-01231 | Philips Medical Systems Cardiac and Monitoring Syste | M1020A |  | 3805G81477 | SE - RADIOLOGY | MHHS-Southeast |  | Module, SPO2 |  | 005-01231 | 005-01231 | Southeast | Memorial Hermann Southeast Hospital | SE - RADIOLOGY | RADIOLOGY |  |  |  |  | MONITORS, PHYSIOLOGIC, VITAL SIGNS |  | MODULESPO2-Philips-M1020A | MODULESPO2 | M1020A |  |  |  | Philips | Module, SPO2 |  | MODULESPO2-Philips-M1020A |  |  |  |  | Covered PM Repair - Biomedical | MHHS-Southeast
NO | YES |  |  |  | 013-09338 | 013-09338 | Philips Medical Systems Cardiac and Monitoring Syste | M1020A |  | DE805G4393 | SW-Nursery | MHHS-Southwest |  | Module, SPO2 |  | 013-09338 | 013-09338 | Southwest | MHHS-Southwest | SW-Nursery | Nursery |  |  |  |  | MONITORS, PHYSIOLOGIC, VITAL SIGNS | Module, SPO2 | MODULESPO2-Philips-M1020A | MODULESPO2 | M1020A |  |  |  | Philips | Module, SPO2 |  | MODULESPO2-Philips-M1020A |  |  |  | MSP-A | Covered PM Repair - Biomedical | MHHS-Southwest | [8 empty] | MODULESPO2 | Module, SPO2 | Philips
NO | YES |  |  |  | 129-00255 | 129-00255 | Philips Medical Systems Cardiac and Monitoring Syste | M1020A |  | 3523A51275 | SUGAR LAND - RADIOLOGY | MHHS-Sugarland |  | Module, SPO2 |  | 129-00255 | 129-00255 | Sugar Land |  | SUGAR LAND - RADIOLOGY | [5 empty] | MONITORS, PHYSIOLOGIC, VITAL SIGNS |  | MODULESPO2-Philips-M1020A | MODULESPO2 | M1020A |  |  |  | Philips | Module, SPO2 |  | MODULESPO2-Philips-M1020A |  |  |  |  | Covered PM Repair - Biomedical | MHHS-Sugarland
NO | YES |  |  |  | 077-01277 | 077-01277 | Philips Medical Systems Cardiac and Monitoring Syste | M1020A |  | 3805G62150 | TMC-Dialysis-Children's (9Hp) | MHHS-TMC |  | Module, SPO2 |  | 077-01277 | 077-01277 | TMC | MHHS-TMC | TMC-Dialysis-Children's (9Hp) |  | 12/19/19 |  |  |  | MONITORS, PHYSIOLOGIC, VITAL SIGNS |  | MODULESPO2-Philips-M1020A | MODULESPO2 | M1020A |  |  |  | Philips | Module, SPO2 |  | MODULESPO2-Philips-M1020A |  |  | Verified 3/30/2020 4:07pm (Central) |  | Not Covered Vendor Only - Lab Ana/Anes | MHHS-TMC
NO | YES |  |  |  | 077-01284 | 077-01284 | Philips Medical Systems Cardiac and Monitoring Syste | M1020A |  | 3805G61817 | TMC-Dialysis-Children's (9Hp) | MHHS-TMC |  | Module, SPO2 |  | 077-01284 | 077-01284 | TMC | MHHS-TMC | TMC-Dialysis-Children's (9Hp) |  | 12/19/19 |  |  |  | MONITORS, PHYSIOLOGIC, VITAL SIGNS |  | MODULESPO2-Philips-M1020A | MODULESPO2 | M1020A |  |  |  | Philips | Module, SPO2 |  | MODULESPO2-Philips-M1020A |  |  | Verified 3/30/2020 4:07pm (Central) |  | Not Covered Vendor Only - Lab Ana/Anes | MHHS-TMC
NO | YES |  |  |  | 077-05057 | 077-05057 | Philips Medical Systems Cardiac and Monitoring Syste | M1020A |  | DE80515426 | TMC-Dialysis-Children's (9Hp) | MHHS-TMC |  | Module, SPO2 |  | 077-05057 | 077-05057 | TMC | MHHS-TMC | TMC-Dialysis-Children's (9Hp) |  | 12/20/19 |  |  |  | MONITORS, PHYSIOLOGIC, VITAL SIGNS |  | MODULESPO2-Philips-M1020A | MODULESPO2 | M1020A |  |  |  | Philips | Module, SPO2 |  | MODULESPO2-Philips-M1020A |  | 2/11/09 | Verified 3/30/2020 4:07pm (Central) |  | Covered PM Repair - Biomedical | MHHS-TMC
NO | YES | [5 empty] | Philips Medical Systems Cardiac and Monitoring Syste | M1020A |  | 3805G62181 | TMC-Dialysis-Children's (9Hp) | MHHS-TMC |  | Module, SPO2 |  |  |  | TMC | MHHS-TMC | TMC-Dialysis-Children's (9Hp) |  | 12/20/19 |  |  |  | MONITORS, PHYSIOLOGIC, VITAL SIGNS |  | MODULESPO2-Philips-M1020A | MODULESPO2 | M1020A |  |  |  | Philips | Module, SPO2 |  | MODULESPO2-Philips-M1020A |  | 11/4/15 | Verified 3/30/2020 4:07pm (Central) |  | Covered PM Repair - Biomedical | MHHS-TMC
YES | YES |  |  |  | 041-06278 | 041-06278 | Philips Medical Systems Cardiac and Monitoring Syste | M1020A |  | DE805G4881 | Memorial city |  |  |  |  | 041-06278 | 041-06278 | West | Memorial Hermann Medical Group Memorial City (#100) | Memorial city | 10 floor storage |  |  |  |  | MONITORS, PHYSIOLOGIC, VITAL SIGNS
NO | NO | [5 empty] | Philips Medical Systems Cardiac and Monitoring Syste | M1020A |  | 3504A43959 | GH - ICU | MHHS-Greater Heights |  | Module, SPO2 |  |  |  | Central & Greater Heights |  | GH - ICU | [5 empty] | MONITORS, PHYSIOLOGIC, VITAL SIGNS |  | MODULESPO2-Philips-M1020A | MODULESPO2 | M1020A |  |  |  | Philips | Module, SPO2 |  | MODULESPO2-Philips-M1020A |  |  |  |  | Covered PM Repair - Biomedical | MHHS-Greater Heights
NO | NO |  |  |  | 041-09811 |  | Philips Medical Systems Cardiac and Monitoring Syste | M1020A |  | DE805H4907 | MEMORIAL CITY - MOR RECOVERY | MHHS-Mem City |  | Module, SPO2 |  | 041-09811 |  | West & Memorial City |  | MEMORIAL CITY - MOR RECOVERY | [5 empty] | MONITORS, PHYSIOLOGIC, VITAL SIGNS |  | MODULESPO2-Philips-M1020A | MODULESPO2 | M1020A |  |  |  | Philips | Module, SPO2 |  | MODULESPO2-Philips-M1020A |  |  |  |  | Covered PM Repair - Biomedical | MHHS-Mem City
NO | NO |  |  |  | 041-09809 |  | Philips Medical Systems Cardiac and Monitoring Syste | M1020A |  | DE805H4914 | MEMORIAL CITY - RADIOLOGY - INPATIENT | MHHS-Mem City |  | Module, SPO2 |  | 041-09809 |  | West & Memorial City |  | MEMORIAL CITY - RADIOLOGY - INPATIENT | [5 empty] | MONITORS, PHYSIOLOGIC, VITAL SIGNS |  | MODULESPO2-Philips-M1020A | MODULESPO2 | M1020A |  |  |  | Philips | Module, SPO2 |  | MODULESPO2-Philips-M1020A |  |  |  |  | Covered PM Repair - Biomedical | MHHS-Mem City
NO | NO | [5 empty] | Philips Medical Systems Cardiac and Monitoring Syste | M1020A |  | DE805E0005 | SW - BIOMEDICAL SERVICES | MHHS-Southwest |  | Module, SPO2 |  |  |  | Southwest |  | SW - BIOMEDICAL SERVICES | [5 empty] | MONITORS, PHYSIOLOGIC, VITAL SIGNS |  | MODULESPO2-Philips-M1020A | MODULESPO2 | M1020A |  |  |  | Philips | Module, SPO2 |  | MODULESPO2-Philips-M1020A |  |  |  |  | Covered PM Repair - Biomedical | MHHS-Southwest
NO | NO | [5 empty] | Philips Medical Systems Cardiac and Monitoring Syste | M1020A |  | DE805F1518 | SW - DIALYSIS | MHHS-Southwest |  | Module, SPO2 |  |  |  | Southwest |  | SW - DIALYSIS | [5 empty] | MONITORS, PHYSIOLOGIC, VITAL SIGNS |  | MODULESPO2-Philips-M1020A | MODULESPO2 | M1020A |  |  |  | Philips | Module, SPO2 |  | MODULESPO2-Philips-M1020A |  |  |  |  | Not Covered Vendor Only - Biomedical | MHHS-Southwest
NO | NO | [5 empty] | Philips Medical Systems Cardiac and Monitoring Syste | M1020A |  | DE805F7581 | SW - DIALYSIS | MHHS-Southwest |  | Module, SPO2 |  |  |  | Southwest |  | SW - DIALYSIS | [5 empty] | MONITORS, PHYSIOLOGIC, VITAL SIGNS |  | MODULESPO2-Philips-M1020A | MODULESPO2 | M1020A |  |  |  | Philips | Module, SPO2 |  | MODULESPO2-Philips-M1020A |  |  |  |  | Not Covered Vendor Only - Biomedical | MHHS-Southwest
NO | NO | [5 empty] | Philips Medical Systems Cardiac and Monitoring Syste | M1020A |  | 3805G65067 | TMC - CHILDRENS - PICU (9HP) | MHHS-TMC |  | Module, SPO2 |  |  |  | TMC |  | TMC - CHILDRENS - PICU (9HP) | [5 empty] | MONITORS, PHYSIOLOGIC, VITAL SIGNS |  | MODULESPO2-Philips-M1020A | MODULESPO2 | M1020A |  |  |  | Philips | Module, SPO2 |  | MODULESPO2-Philips-M1020A |  |  |  |  | Not Covered Vendor Only - Biomedical | MHHS-TMC
NO | NO | [5 empty] | Philips Medical Systems Cardiac and Monitoring Syste | M1020A |  | DE805I5420 | TMC - DIALYSIS - CHILDRENS (9HP) | MHHS-TMC |  | Module, SPO2 |  |  |  | TMC |  | TMC - DIALYSIS - CHILDRENS (9HP) | [5 empty] | MONITORS, PHYSIOLOGIC, VITAL SIGNS |  | MODULESPO2-Philips-M1020A | MODULESPO2 | M1020A |  |  |  | Philips | Module, SPO2 |  | MODULESPO2-Philips-M1020A |  |  |  |  | Covered PM Repair - Biomedical | MHHS-TMC
NO | NO | [5 empty] | Philips Medical Systems Cardiac and Monitoring Syste | M1020A |  | DE805G1706 | TMC - DIALYSIS - CHILDRENS (9HP) | MHHS-TMC |  | Module, SPO2 |  |  |  | TMC |  | TMC - DIALYSIS - CHILDRENS (9HP) | [5 empty] | MONITORS, PHYSIOLOGIC, VITAL SIGNS |  | MODULESPO2-Philips-M1020A | MODULESPO2 | M1020A |  |  |  | Philips | Module, SPO2 |  | MODULESPO2-Philips-M1020A |  |  |  |  | Covered PM Repair - Biomedical | MHHS-TMC
NO | NO | [5 empty] | Philips Medical Systems Cardiac and Monitoring Syste | M1020A |  | DE80515440 | TMC - DIALYSIS - CHILDRENS (9HP) | MHHS-TMC |  | Module, SPO2 |  |  |  | TMC |  | TMC - DIALYSIS - CHILDRENS (9HP) | [5 empty] | MONITORS, PHYSIOLOGIC, VITAL SIGNS |  | MODULESPO2-Philips-M1020A | MODULESPO2 | M1020A |  |  |  | Philips | Module, SPO2 |  | MODULESPO2-Philips-M1020A |  |  |  |  | Covered PM Repair - Biomedical | MHHS-TMC
NO | NO | [5 empty] | Philips Medical Systems Cardiac and Monitoring Syste | M1020A |  | DE80515430 | TMC - DIALYSIS - CHILDRENS (9HP) | MHHS-TMC |  | Module, SPO2 |  |  |  | TMC |  | TMC - DIALYSIS - CHILDRENS (9HP) | [5 empty] | MONITORS, PHYSIOLOGIC, VITAL SIGNS |  | MODULESPO2-Philips-M1020A | MODULESPO2 | M1020A |  |  |  | Philips | Module, SPO2 |  | MODULESPO2-Philips-M1020A |  |  |  |  | Not Covered Vendor Only - Biomedical | MHHS-TMC
NO | NO | [5 empty] | Philips Medical Systems Cardiac and Monitoring Syste | M1020A |  | DE805G1597 | TMC - DIALYSIS - CHILDRENS (9HP) | MHHS-TMC |  | Module, SPO2 |  |  |  | TMC |  | TMC - DIALYSIS - CHILDRENS (9HP) | [5 empty] | MONITORS, PHYSIOLOGIC, VITAL SIGNS |  | MODULESPO2-Philips-M1020A | MODULESPO2 | M1020A |  |  |  | Philips | Module, SPO2 |  | MODULESPO2-Philips-M1020A |  |  |  |  | Covered PM Repair - Biomedical | MHHS-TMC
NO | YES |  |  |  | 005-08184 | 005-08184 | Philips Medical Systems Cardiac and Monitoring Syste | M1026A |  | 4323A22041 | SE-OR | MHHS-Southeast |  | Module, Respiratory Gas |  | 005-08184 | 005-08184 | Southeast | MHHS-Southeast | SE-OR | W3 210 | 9/1/19 |  |  |  | MONITORS, PHYSIOLOGIC, VITAL SIGNS |  | MODULERESPIRATORYGAS-PHILIPS-M1026A | MODULERESPIRATORYGAS | M1026A |  |  |  | Philips | Module, Respiratory Gas |  | MODULERESPIRATORYGAS-PHILIPS-M1026A |  |  |  |  | Covered PM Repair - Biomedical | MHHS-Southeast
NO | YES |  |  |  | 009-07761 | 009-07761 | Philips Medical Systems Cardiac and Monitoring Syste | M1026B |  | 4323a22565 | GH-OR | MHHS-Greater Heights |  | Module, Respiratory Gas |  | 009-07761 | 009-07761 | Central | MHHS-Greater Heights | GH-OR | Rm 3 | 5/1/19 |  | 5/1/20 |  | MONITORS, PHYSIOLOGIC, VITAL SIGNS | Module, Respiratory Gas | MODULERESPIRATORYGAS-PHILIPS-M1026B | MODULERESPIRATORYGAS | M1026B |  |  |  | Philips | Module, Respiratory Gas |  | MODULERESPIRATORYGAS-PHILIPS-M1026B |  |  |  | MDRG-A | Covered PM Repair - Biomedical | MHHS-Greater Heights | [8 empty] | MODULERESPIRATORYGAS | Module, Respiratory Gas | Philips
NO | YES |  |  |  | 009-09103 | 009-09103 | Philips Medical Systems Cardiac and Monitoring Syste | M1026B |  | 4614H27691 | GH-OR | MHHS-Greater Heights |  | Module, Respiratory Gas |  | 009-09103 | 009-09103 | Central | MHHS-Greater Heights | GH-OR | OR 4 | 6/1/19 |  |  |  | MONITORS, PHYSIOLOGIC, VITAL SIGNS | Module, Respiratory Gas | MODULERESPIRATORYGAS-PHILIPS-M1026B | MODULERESPIRATORYGAS | M1026B |  |  |  | Philips | Module, Respiratory Gas |  | MODULERESPIRATORYGAS-PHILIPS-M1026B |  |  |  | MDRG-A | Covered PM Repair - Biomedical | MHHS-Greater Heights | [8 empty] | MODULERESPIRATORYGAS | Module, Respiratory Gas | Philips
NO | YES |  |  |  | 009-09625 | 009-09625 | Philips Medical Systems Cardiac and Monitoring Syste | M1026B |  | 5129H28239 | GH-OR Anesthesia | MHHS-Greater Heights |  | Module, Respiratory Gas |  | 009-09625 | 009-09625 | Central | MHHS-Greater Heights | GH-OR Anesthesia | OR | 6/1/19 |  | 6/1/20 |  | MONITORS, PHYSIOLOGIC, VITAL SIGNS | Module, Respiratory Gas | MODULERESPIRATORYGAS-PHILIPS-M1026B | MODULERESPIRATORYGAS | M1026B |  |  |  | Philips | Module, Respiratory Gas |  | MODULERESPIRATORYGAS-PHILIPS-M1026B |  | 1/22/15 |  | MDRG-A | Covered PM Repair - Biomedical | MHHS-Greater Heights | [8 empty] | MODULERESPIRATORYGAS | Module, Respiratory Gas | Philips
NO | YES |  |  |  |  | 009-08293 | Philips Medical Systems Cardiac and Monitoring Syste | M1026B |  | 4614A24661 | GH-OR | MHHS-Greater Heights |  | Module, Respiratory Gas |  |  | 009-08293 | Central | MHHS-Greater Heights | GH-OR | OR | 6/1/19 |  | 12/1/19 |  | MONITORS, PHYSIOLOGIC, VITAL SIGNS | Module, Respiratory Gas | MODULERESPIRATORYGAS-PHILIPS-M1026B | MODULERESPIRATORYGAS | M1026B |  |  |  | Philips | Module, Respiratory Gas |  | MODULERESPIRATORYGAS-PHILIPS-M1026B |  |  |  | MDRG-A | Covered PM Repair - Biomedical | MHHS-Greater Heights | [8 empty] | MODULERESPIRATORYGAS | Module, Respiratory Gas | Philips
NO | YES |  |  |  |  | 009-05432 | Philips Medical Systems Cardiac and Monitoring Syste | M1026B |  | 4614A26381 | GH-OR Anesthesia | MHHS-Greater Heights |  | Module, Respiratory Gas |  |  | 009-05432 | Central | MHHS-Greater Heights | GH-OR Anesthesia | OR | 6/1/19 |  | 6/1/20 |  | MONITORS, PHYSIOLOGIC, VITAL SIGNS | Module, Respiratory Gas | MODULERESPIRATORYGAS-PHILIPS-M1026B | MODULERESPIRATORYGAS | M1026B |  |  |  | Philips | Module, Respiratory Gas |  | MODULERESPIRATORYGAS-PHILIPS-M1026B |  | 6/1/15 |  | MDRG-A | Covered PM Repair - Biomedical | MHHS-Greater Heights | [8 empty] | MODULERESPIRATORYGAS | Module, Respiratory Gas | Philips
NO | YES |  |  |  |  | 009-06991 | Philips Medical Systems Cardiac and Monitoring Syste | M1026B |  | 4323a21354 | GH-OR Anesthesia | MHHS-Greater Heights |  | Module, Respiratory Gas |  |  | 009-06991 | Central | MHHS-Greater Heights | GH-OR Anesthesia | OR | 6/1/19 |  | 6/1/20 |  | MONITORS, PHYSIOLOGIC, VITAL SIGNS | Module, Respiratory Gas | MODULERESPIRATORYGAS-PHILIPS-M1026B | MODULERESPIRATORYGAS | M1026B |  |  |  | Philips | Module, Respiratory Gas |  | MODULERESPIRATORYGAS-PHILIPS-M1026B |  | 7/1/15 |  | MDRG-A | Covered PM Repair - Biomedical | MHHS-Greater Heights | [8 empty] | MODULERESPIRATORYGAS | Module, Respiratory Gas | Philips
NO | YES | [5 empty] | Philips Medical Systems Cardiac and Monitoring Syste | M1026B |  | 4323A22051 | GH-OR | MHHS-Greater Heights |  | Module, Respiratory Gas |  |  |  | Central Greater Heights | MHHS-Greater Heights | GH-OR | Room 5 | 6/1/19 |  | 6/1/20 |  | MONITORS, PHYSIOLOGIC, VITAL SIGNS | Module, Respiratory Gas | MODULERESPIRATORYGAS-PHILIPS-M1026B | MODULERESPIRATORYGAS | M1026B |  |  |  | Philips | Module, Respiratory Gas |  | MODULERESPIRATORYGAS-PHILIPS-M1026B |  | 7/1/15 |  | MDRG-A | Covered PM Repair - Biomedical | MHHS-Greater Heights | [8 empty] | MODULERESPIRATORYGAS | Module, Respiratory Gas | Philips
NO | YES | [5 empty] | Philips Medical Systems Cardiac and Monitoring Syste | M1026B |  | 4614A25787 | GH-OR | MHHS-Greater Heights |  | Module, Respiratory Gas |  |  |  | Central Greater Heights | MHHS-Greater Heights | GH-OR | Room 6 | 6/1/19 |  | 6/1/20 |  | MONITORS, PHYSIOLOGIC, VITAL SIGNS | Module, Respiratory Gas | MODULERESPIRATORYGAS-PHILIPS-M1026B | MODULERESPIRATORYGAS | M1026B |  |  |  | Philips | Module, Respiratory Gas |  | MODULERESPIRATORYGAS-PHILIPS-M1026B |  | 3/1/17 |  | MDRG-A | Covered PM Repair - Biomedical | MHHS-Greater Heights | [8 empty] | MODULERESPIRATORYGAS | Module, Respiratory Gas | Philips
NO | YES | [5 empty] | Philips Medical Systems Cardiac and Monitoring Syste | M1026B |  | 4323A23553 | GH-Cath Lab | MHHS-Greater Heights |  | Module, Respiratory Gas |  |  |  | Central | MHHS-Greater Heights | GH-Cath Lab | Cathlab | 5/1/19 |  | 5/1/20 |  | MONITORS, PHYSIOLOGIC, VITAL SIGNS | Module, Respiratory Gas | MODULERESPIRATORYGAS-PHILIPS-M1026B | MODULERESPIRATORYGAS | M1026B |  |  |  | Philips | Module, Respiratory Gas |  | MODULERESPIRATORYGAS-PHILIPS-M1026B |  | 6/25/17 |  | MDRG-A | Covered PM Repair - Biomedical | MHHS-Greater Heights | [8 empty] | MODULERESPIRATORYGAS | Module, Respiratory Gas | Philips
NO | YES |  |  |  | 133-09111 | 133-09111 | Philips Medical Systems Cardiac and Monitoring Syste | M1026B |  | 4614A24888 | Katy-Cath Lab | MHHS-Katy |  | Module, Respiratory Gas |  | 133-09111 | 133-09111 | Katy | MHHS-Katy | Katy-Cath Lab | Outside Bay 1 | 12/1/19 | 12/1/20 |  |  | MONITORS, PHYSIOLOGIC, VITAL SIGNS | Module, Respiratory Gas | MODULERESPIRATORYGAS-PHILIPS-M1026B | MODULERESPIRATORYGAS | M1026B |  |  |  | Philips | Module, Respiratory Gas |  | MODULERESPIRATORYGAS-PHILIPS-M1026B |  | 4/1/17 |  | MDRG-A | Covered PM Repair - Biomedical | MHHS-Katy | [8 empty] | MODULERESPIRATORYGAS | Module, Respiratory Gas | Philips
NO | YES |  |  |  |  | 041-14193 | Philips Medical Systems Cardiac and Monitoring Syste | M1026B |  | 4323A22248 | Katy-OR | MHHS-Katy |  | Module, Respiratory Gas |  |  | 041-14193 | Katy | MHHS-Katy | Katy-OR | OR1 | 11/1/19 | 11/1/20 |  |  | MONITORS, PHYSIOLOGIC, VITAL SIGNS | Module, Respiratory Gas | MODULERESPIRATORYGAS-PHILIPS-M1026B | MODULERESPIRATORYGAS | M1026B |  |  |  | Philips | Module, Respiratory Gas |  | MODULERESPIRATORYGAS-PHILIPS-M1026B |  | 7/1/14 |  | MDRG-A | Covered PM Repair - Biomedical | MHHS-Katy | [8 empty] | MODULERESPIRATORYGAS | Module, Respiratory Gas | Philips
NO | YES |  |  |  | 133-07283 | 133-07283 | Philips Medical Systems Cardiac and Monitoring Syste | M1026B |  | 4323A23329 | Katy-OR | MHHS-Katy |  | Module, Respiratory Gas |  | 133-07283 | 133-07283 | Katy | MHHS-Katy | Katy-OR | C SECTION OR1 | 3/1/19 | 3/1/20 |  |  | MONITORS, PHYSIOLOGIC, VITAL SIGNS | Module, Respiratory Gas | MODULERESPIRATORYGAS-PHILIPS-M1026B | MODULERESPIRATORYGAS | M1026B |  |  |  | Philips | Module, Respiratory Gas |  | MODULERESPIRATORYGAS-PHILIPS-M1026B |  | 6/10/15 |  | MDRG-A | Covered PM Repair - Biomedical | MHHS-Katy | [8 empty] | MODULERESPIRATORYGAS | Module, Respiratory Gas | Philips
NO | YES |  |  |  | 133-07640 | 133-07640 | Philips Medical Systems Cardiac and Monitoring Syste | M1026B |  | 4614h27607 | Katy-OR | MHHS-Katy |  | Module, Respiratory Gas |  | 133-07640 | 133-07640 | Katy | MHHS-Katy | Katy-OR | OR 4 | 7/1/19 | 7/1/20 |  |  | MONITORS, PHYSIOLOGIC, VITAL SIGNS | Module, Respiratory Gas | MODULERESPIRATORYGAS-PHILIPS-M1026B | MODULERESPIRATORYGAS | M1026B |  |  |  | Philips | Module, Respiratory Gas |  | MODULERESPIRATORYGAS-PHILIPS-M1026B |  | 7/1/14 |  | MDRG-A | Covered PM Repair - Biomedical | MHHS-Katy | [8 empty] | MODULERESPIRATORYGAS | Module, Respiratory Gas | Philips
NO | YES |  |  |  | 133-07643 | 133-07643 | Philips Medical Systems Cardiac and Monitoring Syste | M1026B |  | 4323a20428 | Katy-Labor & Delivery OR | MHHS-Katy |  | Module, Respiratory Gas |  | 133-07643 | 133-07643 | Katy | MHHS-Katy | Katy-Labor & Delivery OR | Csection or 2 | 7/1/19 | 7/1/20 |  |  | MONITORS, PHYSIOLOGIC, VITAL SIGNS | Module, Respiratory Gas | MODULERESPIRATORYGAS-PHILIPS-M1026B | MODULERESPIRATORYGAS | M1026B |  |  |  | Philips | Module, Respiratory Gas |  | MODULERESPIRATORYGAS-PHILIPS-M1026B |  | 6/25/14 |  | MDRG-A | Covered PM Repair - Biomedical | MHHS-Katy | [8 empty] | MODULERESPIRATORYGAS | Module, Respiratory Gas | Philips
NO | YES |  |  |  | 133-07988 | 133-07988 | Philips Medical Systems Cardiac and Monitoring Syste | M1026B |  | 4323A23428 | Katy-OR | MHHS-Katy |  | Module, Respiratory Gas |  | 133-07988 | 133-07988 | Katy | MHHS-Katy | Katy-OR | OR 3 | 6/1/19 | 6/1/20 |  |  | MONITORS, PHYSIOLOGIC, VITAL SIGNS | Module, Respiratory Gas | MODULERESPIRATORYGAS-PHILIPS-M1026B | MODULERESPIRATORYGAS | M1026B |  |  |  | Philips | Module, Respiratory Gas |  | MODULERESPIRATORYGAS-PHILIPS-M1026B |  | 6/1/14 |  | MDRG-A | Covered PM Repair - Biomedical | MHHS-Katy | [8 empty] | MODULERESPIRATORYGAS | Module, Respiratory Gas | Philips
NO | YES |  |  |  | 133-08109 | 133-08109 | Philips Medical Systems Cardiac and Monitoring Syste | M1026B |  | 4323A23012 | Katy-OR | MHHS-Katy |  | Module, Respiratory Gas |  | 133-08109 | 133-08109 | Katy | MHHS-Katy | Katy-OR | Cystology Procedure Room 5 |  |  |  |  | MONITORS, PHYSIOLOGIC, VITAL SIGNS | Module, Respiratory Gas | MODULERESPIRATORYGAS-PHILIPS-M1026B | MODULERESPIRATORYGAS | M1026B |  |  |  | Philips | Module, Respiratory Gas |  | MODULERESPIRATORYGAS-PHILIPS-M1026B |  | 6/1/14 |  | MDRG-A | Covered PM Repair - Biomedical | MHHS-Katy | [8 empty] | MODULERESPIRATORYGAS | Module, Respiratory Gas | Philips
NO | YES |  |  |  | 133-08117 | 133-08117 | Philips Medical Systems Cardiac and Monitoring Syste | M1026B |  | 3950A18457 | Katy-OR | MHHS-Katy |  | Module, Respiratory Gas |  | 133-08117 | 133-08117 | Katy | MHHS-Katy | Katy-OR | Bio med shop | 4/1/19 | 4/1/20 |  |  | MONITORS, PHYSIOLOGIC, VITAL SIGNS | Module, Respiratory Gas | MODULERESPIRATORYGAS-PHILIPS-M1026B | MODULERESPIRATORYGAS | M1026B |  |  |  | Philips | Module, Respiratory Gas |  | MODULERESPIRATORYGAS-PHILIPS-M1026B |  | 3/2/16 |  | MDRG-A | Covered PM Repair - Biomedical | MHHS-Katy | [8 empty] | MODULERESPIRATORYGAS | Module, Respiratory Gas | Philips
NO | YES |  |  |  | 133-08724 | 133-08724 | Philips Medical Systems Cardiac and Monitoring Syste | M1026B |  | 4323A20771 | Katy-PACU | MHHS-Katy |  | Module, Respiratory Gas |  | 133-08724 | 133-08724 | Katy | MHHS-Katy | Katy-PACU | Endoscopy 1 |  |  |  |  | MONITORS, PHYSIOLOGIC, VITAL SIGNS | Module, Respiratory Gas | MODULERESPIRATORYGAS-PHILIPS-M1026B | MODULERESPIRATORYGAS | M1026B |  |  |  | Philips | Module, Respiratory Gas |  | MODULERESPIRATORYGAS-PHILIPS-M1026B |  | 5/21/16 |  | MDRG-A | Covered PM Repair - Biomedical | MHHS-Katy | [8 empty] | MODULERESPIRATORYGAS | Module, Respiratory Gas | Philips
NO | YES |  |  |  | 041-34343 | 041-34343 | Philips Medical Systems Cardiac and Monitoring Syste | M1026B |  | 5129H28650 | MEMORIAL CITY - ANESTHESIOLOGY | MHHS-Mem City |  | Module, Respiratory Gas |  | 041-34343 | 041-34343 | West | Memorial City | MEMORIAL CITY - ANESTHESIOLOGY | L | 8/1/19 |  |  |  | MONITORS, PHYSIOLOGIC, VITAL SIGNS |  | MODULERESPIRATORYGAS-PHILIPS-M1026B | MODULERESPIRATORYGAS | M1026B |  |  |  | Philips | Module, Respiratory Gas |  | MODULERESPIRATORYGAS-PHILIPS-M1026B |  |  |  |  | Covered PM Repair - Biomedical | MHHS-Mem City
NO | YES |  |  |  | 041-17534 | 041-17534 | Philips Medical Systems Cardiac and Monitoring Syste | M1026B |  | 4323A23495 | MEMORIAL KatyLDR - OR | MHHS-Mem City |  | Module, Respiratory Gas |  | 041-17534 | 041-17534 | Katy | Memorial Hermann Katy Hospital | MEMORIAL KatyLDR - OR |  | 7/1/19 | 7/1/20 |  |  | MONITORS, PHYSIOLOGIC, VITAL SIGNS | Module, Respiratory Gas | MODULERESPIRATORYGAS-PHILIPS-M1026B | MODULERESPIRATORYGAS | M1026B |  |  |  | Philips | Module, Respiratory Gas |  | MODULERESPIRATORYGAS-PHILIPS-M1026B |  |  |  | MDRG-A | Covered PM Repair - Biomedical | MHHS-Mem City | [8 empty] | MODULERESPIRATORYGAS | Module, Respiratory Gas | Philips
NO | YES |  |  |  | 005-08729 | 005-08729 | Philips Medical Systems Cardiac and Monitoring Syste | M1026B |  | 4323a23839 | SE-Labor & Delivery | MHHS-Southeast |  | Module, Respiratory Gas |  | 005-08729 | 005-08729 | Southeast | MHHS-Southeast | SE-Labor & Delivery | Or 1 | 10/1/19 |  | 4/1/20 |  | MONITORS, PHYSIOLOGIC, VITAL SIGNS |  | MODULERESPIRATORYGAS-PHILIPS-M1026B | MODULERESPIRATORYGAS | M1026B |  |  |  | Philips | Module, Respiratory Gas |  | MODULERESPIRATORYGAS-PHILIPS-M1026B |  | 12/1/19 |  |  | Covered PM Repair - Biomedical | MHHS-Southeast
NO | NO | [5 empty] | Philips Medical Systems Cardiac and Monitoring Syste | M1026B |  | 5129H28788 | GH - OR ANESTHESIA | MHHS-Greater Heights |  | Module, Respiratory Gas |  |  |  | Central & Greater Heights |  | GH - OR ANESTHESIA | [5 empty] | MONITORS, PHYSIOLOGIC, VITAL SIGNS |  | MODULERESPIRATORYGAS-PHILIPS-M1026B | MODULERESPIRATORYGAS | M1026B |  |  |  | Philips | Module, Respiratory Gas |  | MODULERESPIRATORYGAS-PHILIPS-M1026B |  |  |  |  | Covered PM Repair - Biomedical | MHHS-Greater Heights
NO | NO | [5 empty] | Philips Medical Systems Cardiac and Monitoring Syste | M1026B |  | 4323A21806 | GH - OR ANESTHESIA | MHHS-Greater Heights |  | Module, Respiratory Gas |  |  |  | Central & Greater Heights |  | GH - OR ANESTHESIA | [5 empty] | MONITORS, PHYSIOLOGIC, VITAL SIGNS |  | MODULERESPIRATORYGAS-PHILIPS-M1026B | MODULERESPIRATORYGAS | M1026B |  |  |  | Philips | Module, Respiratory Gas |  | MODULERESPIRATORYGAS-PHILIPS-M1026B |  |  |  |  | Covered PM Repair - Biomedical | MHHS-Greater Heights
NO | NO |  |  |  | 041-15372 |  | Philips Medical Systems Cardiac and Monitoring Syste | M1026B |  | 4323A22900 | KATY - OR | MHHS-Katy |  | Module, Respiratory Gas |  | 041-15372 |  | Katy |  | KATY - OR | [5 empty] | MONITORS, PHYSIOLOGIC, VITAL SIGNS |  | MODULERESPIRATORYGAS-PHILIPS-M1026B | MODULERESPIRATORYGAS | M1026B |  |  |  | Philips | Module, Respiratory Gas |  | MODULERESPIRATORYGAS-PHILIPS-M1026B |  |  |  |  | Covered PM Repair - Biomedical | MHHS-Katy
NO | NO |  |  |  | 133-07641 |  | Philips Medical Systems Cardiac and Monitoring Syste | M1026B |  | 4614A26175 | KATY - OR | MHHS-Katy |  | Module, Respiratory Gas |  | 133-07641 |  | Katy |  | KATY - OR | [5 empty] | MONITORS, PHYSIOLOGIC, VITAL SIGNS |  | MODULERESPIRATORYGAS-PHILIPS-M1026B | MODULERESPIRATORYGAS | M1026B |  |  |  | Philips | Module, Respiratory Gas |  | MODULERESPIRATORYGAS-PHILIPS-M1026B |  |  |  |  | Covered PM Repair - Biomedical | MHHS-Katy
NO | NO |  |  |  | 041-10498 |  | Philips Medical Systems Cardiac and Monitoring Syste | M1026B |  | 4614A25674 | MEMORIAL CITY - MOR | MHHS-Mem City |  | Module, Respiratory Gas |  | 041-10498 |  | West & Memorial City |  | MEMORIAL CITY - MOR | [5 empty] | MONITORS, PHYSIOLOGIC, VITAL SIGNS |  | MODULERESPIRATORYGAS-PHILIPS-M1026B | MODULERESPIRATORYGAS | M1026B |  |  |  | Philips | Module, Respiratory Gas |  | MODULERESPIRATORYGAS-PHILIPS-M1026B |  |  |  |  | Covered PM Repair - Biomedical | MHHS-Mem City
NO | NO |  |  |  | 133-07603 |  | Philips Medical Systems Cardiac and Monitoring Syste | M1027A |  | DE02504842 | KATY - OR | MHHS-Katy |  | Module, ECG |  | 133-07603 |  | Katy |  | KATY - OR | [5 empty] | ELECTROENCEPHALOGRAPHS |  | MODULEECG-Philips-M1027A | MODULEECG | M1027A |  |  |  | Philips | Module, ECG |  | MODULEECG-Philips-M1027A |  |  |  |  | Covered PM Repair - Biomedical | MHHS-Katy
NO | YES |  |  |  | 009-01640 | 009-01640 | Philips Medical Systems Cardiac and Monitoring Syste | M1029A |  | 2922A02268 | GH-OR | MHHS-Greater Heights |  | Module, Temperature |  | 009-01640 | 009-01640 | Central | MHHS-Greater Heights | GH-OR | OR 4 | 3/1/19 |  |  |  | PHYSIOLOGIC MONITOR MODULES, TEMPERATURE | Module, Temperature | MODULETEMP-Philips-M1029A | MODULETEMP | M1029A |  |  |  | Philips | Module, Temperature |  | MODULETEMP-Philips-M1029A |  | 6/1/19 |  | MT-A | Covered PM Repair - Biomedical | MHHS-Greater Heights | [8 empty] | MODULETEMP | Module, Temperature | Philips
NO | YES |  |  |  | 009-04645 | 009-04645 | Philips Medical Systems Cardiac and Monitoring Syste | M1029A |  | 3805G82140 | GH - OR ANESTHESIA | MHHS-Greater Heights |  | Module, Temperature |  | 009-04645 | 009-04645 | Central | GH OR | GH - OR ANESTHESIA | GH - OR ANESTHESIA |  |  |  |  | PHYSIOLOGIC MONITOR MODULES, TEMPERATURE |  | MODULETEMP-Philips-M1029A | MODULETEMP | M1029A |  |  |  | Philips | Module, Temperature |  | MODULETEMP-Philips-M1029A |  |  |  |  | Covered PM Repair - Biomedical | MHHS-Greater Heights
NO | YES |  |  |  | 009-09930 | 009-09930 | Philips Medical Systems Cardiac and Monitoring Syste | M1029A |  | DE409B7643 | GH-OR Anesthesia | MHHS-Greater Heights |  | Module, Temperature |  | 009-09930 | 009-09930 | Central | MHHS-Greater Heights | GH-OR Anesthesia | OR | 3/1/19 |  | 3/1/21 |  | PHYSIOLOGIC MONITOR MODULES, TEMPERATURE | Module, Temperature | MODULETEMP-Philips-M1029A | MODULETEMP | M1029A |  |  |  | Philips | Module, Temperature |  | MODULETEMP-Philips-M1029A |  |  |  | MT-A | Covered PM Repair - Biomedical | MHHS-Greater Heights | [8 empty] | MODULETEMP | Module, Temperature | Philips
NO | YES |  |  |  | 009-09931 | 009-09931 | Philips Medical Systems Cardiac and Monitoring Syste | M1029A |  | DE409B7641 | GH-OR Anesthesia | MHHS-Greater Heights |  | Module, Temperature |  | 009-09931 | 009-09931 | Central & Greater Heights | MHHS-Greater Heights | GH-OR Anesthesia | Room 8 | 3/1/19 |  | 3/1/20 |  | PHYSIOLOGIC MONITOR MODULES, TEMPERATURE | Module, Temperature | MODULETEMP-Philips-M1029A | MODULETEMP | M1029A |  |  |  | Philips | Module, Temperature |  | MODULETEMP-Philips-M1029A |  | 7/1/19 |  | MT-A | Covered PM Repair - Biomedical | MHHS-Greater Heights | [8 empty] | MODULETEMP | Module, Temperature | Philips
NO | YES |  |  |  |  | 009-04644 | Philips Medical Systems Cardiac and Monitoring Syste | M1029A |  | 3805G82138 | GH-OR Anesthesia | MHHS-Greater Heights |  | Module, Temperature |  |  | 009-04644 | Central | MHHS-Greater Heights | GH-OR Anesthesia | OR | 3/1/19 |  | 3/1/20 |  | PHYSIOLOGIC MONITOR MODULES, TEMPERATURE | Module, Temperature | MODULETEMP-Philips-M1029A | MODULETEMP | M1029A |  |  |  | Philips | Module, Temperature |  | MODULETEMP-Philips-M1029A |  | 5/1/16 |  | MT-A | Covered PM Repair - Biomedical | MHHS-Greater Heights | [8 empty] | MODULETEMP | Module, Temperature | Philips
NO | YES |  |  |  |  | 009-03199 | Philips Medical Systems Cardiac and Monitoring Syste | M1029A |  | 3805G60598 | GH-OR Anesthesia | MHHS-Greater Heights |  | Module, Temperature |  |  | 009-03199 | Central | MHHS-Greater Heights | GH-OR Anesthesia | OR | 3/1/19 |  | 3/1/20 |  | PHYSIOLOGIC MONITOR MODULES, TEMPERATURE | Module, Temperature | MODULETEMP-Philips-M1029A | MODULETEMP | M1029A |  |  |  | Philips | Module, Temperature |  | MODULETEMP-Philips-M1029A |  | 5/1/16 |  | MT-A | Covered PM Repair - Biomedical | MHHS-Greater Heights | [8 empty] | MODULETEMP | Module, Temperature | Philips
NO | YES |  |  |  |  | 009-03198 | Philips Medical Systems Cardiac and Monitoring Syste | M1029A |  | 3805G68193 | GH-OR Anesthesia | MHHS-Greater Heights |  | Module, Temperature |  |  | 009-03198 | Central | MHHS-Greater Heights | GH-OR Anesthesia | OR | 3/1/19 |  | 3/1/20 |  | PHYSIOLOGIC MONITOR MODULES, TEMPERATURE | Module, Temperature | MODULETEMP-Philips-M1029A | MODULETEMP | M1029A |  |  |  | Philips | Module, Temperature |  | MODULETEMP-Philips-M1029A |  | 5/1/16 |  | MT-A | Covered PM Repair - Biomedical | MHHS-Greater Heights | [8 empty] | MODULETEMP | Module, Temperature | Philips
NO | YES | [5 empty] | Philips Medical Systems Cardiac and Monitoring Syste | M1029A |  | 3805G62033 | GH-OR | MHHS-Greater Heights |  | Module, Temperature |  |  |  | Central Greater Heights | MHHS-Greater Heights | GH-OR | Room 6 | 3/1/21 |  |  |  | PHYSIOLOGIC MONITOR MODULES, TEMPERATURE | Module, Temperature | MODULETEMP-Philips-M1029A | MODULETEMP | M1029A |  |  |  | Philips | Module, Temperature |  | MODULETEMP-Philips-M1029A |  | 5/1/16 |  | MT-A | Covered PM Repair - Biomedical | MHHS-Greater Heights | [8 empty] | MODULETEMP | Module, Temperature | Philips
NO | YES |  |  |  |  | 009-04648 | Philips Medical Systems Cardiac and Monitoring Syste | M1029A |  | 3805G82141 | GH - OR ANESTHESIA | MHHS-Greater Heights |  | Module, Temperature |  |  | 009-04648 | Central | GH OR | GH - OR ANESTHESIA | GH - OR ANESTHESIA |  |  |  |  | PHYSIOLOGIC MONITOR MODULES, TEMPERATURE |  | MODULETEMP-Philips-M1029A | MODULETEMP | M1029A |  |  |  | Philips | Module, Temperature |  | MODULETEMP-Philips-M1029A |  |  |  |  | Covered PM Repair - Biomedical | MHHS-Greater Heights
NO | YES | [5 empty] | Philips Medical Systems Cardiac and Monitoring Syste | M1029A |  | 3805G82142 | GH-OR | MHHS-Greater Heights |  | Module, Temperature |  |  |  | Central Greater Heights | MHHS-Greater Heights | GH-OR | Room 5 | 3/1/19 |  | 3/1/20 |  | PHYSIOLOGIC MONITOR MODULES, TEMPERATURE | Module, Temperature | MODULETEMP-Philips-M1029A | MODULETEMP | M1029A |  |  |  | Philips | Module, Temperature |  | MODULETEMP-Philips-M1029A |  | 5/1/16 |  | MT-A | Covered PM Repair - Biomedical | MHHS-Greater Heights | [8 empty] | MODULETEMP | Module, Temperature | Philips
NO | YES |  |  |  |  | 009-04643 | Philips Medical Systems Cardiac and Monitoring Syste | M1029A |  | 3805G82139 | GH-OR Anesthesia | MHHS-Greater Heights |  | Module, Temperature |  |  | 009-04643 | Central | MHHS-Greater Heights | GH-OR Anesthesia | OR | 3/1/19 |  | 3/1/21 |  | PHYSIOLOGIC MONITOR MODULES, TEMPERATURE | Module, Temperature | MODULETEMP-Philips-M1029A | MODULETEMP | M1029A |  |  |  | Philips | Module, Temperature |  | MODULETEMP-Philips-M1029A |  | 5/1/16 |  | MT-A | Covered PM Repair - Biomedical | MHHS-Greater Heights | [8 empty] | MODULETEMP | Module, Temperature | Philips
NO | YES |  |  |  | 133-02506 | 133-02506 | Philips Medical Systems Cardiac and Monitoring Syste | M1029A |  | 3805G79774 | Katy-OR | MHHS-Katy |  | Module, Temperature |  | 133-02506 | 133-02506 | Katy | MHHS-Katy | Katy-OR | OR 4 | 7/1/19 | 7/1/20 |  |  | PHYSIOLOGIC MONITOR MODULES, TEMPERATURE | Module, Temperature | MODULETEMP-Philips-M1029A | MODULETEMP | M1029A |  |  |  | Philips | Module, Temperature |  | MODULETEMP-Philips-M1029A |  | 5/1/16 |  | MT-A | Covered PM Repair - Biomedical | MHHS-Katy | [8 empty] | MODULETEMP | Module, Temperature | Philips
NO | YES |  |  |  | 133-02514 | 133-02514 | Philips Medical Systems Cardiac and Monitoring Syste | M1029A |  | 3805G79773 | Katy-OR | MHHS-Katy |  | Module, Temperature |  | 133-02514 | 133-02514 | Katy | MHHS-Katy | Katy-OR | OR1 | 7/1/19 | 7/1/20 |  |  | PHYSIOLOGIC MONITOR MODULES, TEMPERATURE | Module, Temperature | MODULETEMP-Philips-M1029A | MODULETEMP | M1029A |  |  |  | Philips | Module, Temperature |  | MODULETEMP-Philips-M1029A |  | 5/1/16 |  | MT-A | Covered PM Repair - Biomedical | MHHS-Katy | [8 empty] | MODULETEMP | Module, Temperature | Philips
NO | YES |  |  |  | 133-02524 | 133-02524 | Philips Medical Systems Cardiac and Monitoring Syste | M1029A |  | 3805G79775 | Katy-OR | MHHS-Katy |  | Module, Temperature |  | 133-02524 | 133-02524 | Katy | MHHS-Katy | Katy-OR | OR | 7/1/19 | 7/1/20 |  |  | PHYSIOLOGIC MONITOR MODULES, TEMPERATURE | Module, Temperature | MODULETEMP-Philips-M1029A | MODULETEMP | M1029A |  |  |  | Philips | Module, Temperature |  | MODULETEMP-Philips-M1029A |  | 5/1/16 |  | MT-A | Covered PM Repair - Biomedical | MHHS-Katy | [8 empty] | MODULETEMP | Module, Temperature | Philips
NO | YES |  |  |  | 133-02588 | 133-02588 | Philips Medical Systems Cardiac and Monitoring Syste | M1029A |  | 3805G83046 | Katy-OR | MHHS-Katy |  | Module, Temperature |  | 133-02588 | 133-02588 | Katy | MHHS-Katy | Katy-OR | OR 3 | 7/1/19 | 7/1/20 |  |  | PHYSIOLOGIC MONITOR MODULES, TEMPERATURE | Module, Temperature | MODULETEMP-Philips-M1029A | MODULETEMP | M1029A |  |  |  | Philips | Module, Temperature |  | MODULETEMP-Philips-M1029A |  | 5/1/16 |  | MT-A | Covered PM Repair - Biomedical | MHHS-Katy | [8 empty] | MODULETEMP | Module, Temperature | Philips
NO | YES |  |  |  | 133-05968 | 133-05968 | Philips Medical Systems Cardiac and Monitoring Syste | M1029A |  | 3805G87157 | Katy-OR | MHHS-Katy |  | Module, Temperature |  | 133-05968 | 133-05968 | Katy | MHHS-Katy | Katy-OR | Cystology Procedure Room 5 |  |  |  |  | PHYSIOLOGIC MONITOR MODULES, TEMPERATURE | Module, Temperature | MODULETEMP-Philips-M1029A | MODULETEMP | M1029A |  |  |  | Philips | Module, Temperature |  | MODULETEMP-Philips-M1029A |  | 5/1/16 |  | MT-A | Covered PM Repair - Biomedical | MHHS-Katy | [8 empty] | MODULETEMP | Module, Temperature | Philips
NO | YES |  |  |  | 133-02587 | 133-02587 | Philips Medical Systems Cardiac and Monitoring Syste | M1029A |  | 3805G83047 | Katy-OR | MHHS-Katy |  | Module, Temperature |  | 133-02587 | 133-02587 | Katy | MHHS-Katy | Katy-OR | C SECTION OR1 | 6/1/19 | 6/1/20 |  |  | PHYSIOLOGIC MONITOR MODULES, TEMPERATURE | Module, Temperature | MODULETEMP-Philips-M1029A | MODULETEMP | M1029A |  |  |  | Philips | Module, Temperature |  | MODULETEMP-Philips-M1029A |  | 7/9/19 |  | MT-A | Covered PM Repair - Biomedical | MHHS-Katy | [8 empty] | MODULETEMP | Module, Temperature | Philips
NO | YES |  |  |  | 133-02698 | 133-02698 | Philips Medical Systems Cardiac and Monitoring Syste | M1029A |  | M1029A | Katy-Labor & Delivery OR | MHHS-Katy |  | Module, Temperature |  | 133-02698 | 133-02698 | Katy | MHHS-Katy | Katy-Labor & Delivery OR | Csection or 2 | 6/1/19 | 6/1/20 |  |  | PHYSIOLOGIC MONITOR MODULES, TEMPERATURE | Module, Temperature | MODULETEMP-Philips-M1029A | MODULETEMP | M1029A |  |  |  | Philips | Module, Temperature |  | MODULETEMP-Philips-M1029A |  | 7/9/19 |  | MT-A | Covered PM Repair - Biomedical | MHHS-Katy | [8 empty] | MODULETEMP | Module, Temperature | Philips
NO | YES | [5 empty] | Philips Medical Systems Cardiac and Monitoring Syste | M1029A |  | 3805G92884 | MEMORIAL CITY - MOR | MHHS-Mem City |  | Module, Temperature |  |  |  | West | Memorial city -memorial herman hospital center | MEMORIAL CITY - MOR | Procedure room 2 |  |  |  | No pm found | PHYSIOLOGIC MONITOR MODULES, TEMPERATURE |  | MODULETEMP-Philips-M1029A | MODULETEMP | M1029A |  |  |  | Philips | Module, Temperature |  | MODULETEMP-Philips-M1029A |  |  |  |  | Covered PM Repair - Biomedical | MHHS-Mem City
NO | YES |  |  |  | 041-19016 | 041-19016 | Philips Medical Systems Cardiac and Monitoring Syste | M1029A |  | DE409B7491 | Memorial City-Outpatient Surgery | MHHS-Mem City |  | Module, Temperature |  | 041-19016 | 041-19016 | West | Memorial Hermann Memorial City Medical Center | Memorial City-Outpatient Surgery | W1 OPS OR 4 |  |  |  |  | PHYSIOLOGIC MONITOR MODULES, TEMPERATURE |  | MODULETEMP-Philips-M1029A | MODULETEMP | M1029A |  |  |  | Philips | Module, Temperature |  | MODULETEMP-Philips-M1029A |  |  |  |  | Covered PM Repair - Biomedical | MHHS-Mem City
NO | YES |  |  |  | 041-19017 | 041-19017 | Philips Medical Systems Cardiac and Monitoring Syste | M1029A |  | DE409B7487 | MEMORIAL CITY - Outpatient Surgery | MHHS-Mem City |  | Module, Temperature |  | 041-19017 | 041-19017 | West | Memorial Hermann Memorial City Medical Center | MEMORIAL CITY - Outpatient Surgery | W1 Anesthesia workroom |  |  |  |  | PHYSIOLOGIC MONITOR MODULES, TEMPERATURE |  | MODULETEMP-Philips-M1029A | MODULETEMP | M1029A |  |  |  | Philips | Module, Temperature |  | MODULETEMP-Philips-M1029A |  |  |  |  | Not Covered Vendor Only - Biomedical | MHHS-Mem City
NO | YES |  |  |  | 041-19019 | 041-19019 | Philips Medical Systems Cardiac and Monitoring Syste | M1029A |  | DE409B7527 | MEMORIAL CITY - Outpatient | MHHS-Mem City |  | Module, Temperature |  | 041-19019 | 041-19019 | West | Memorial Hermann Memorial City Medical Center | MEMORIAL CITY - Outpatient | MEMORIAL CITY - OUTPATIENT |  |  |  |  | PHYSIOLOGIC MONITOR MODULES, TEMPERATURE |  | MODULETEMP-Philips-M1029A | MODULETEMP | M1029A |  |  |  | Philips | Module, Temperature |  | MODULETEMP-Philips-M1029A |  |  |  |  | Not Covered Vendor Only - Biomedical | MHHS-Mem City
NO | YES |  |  |  | 041-19022 | 041-19022 | Philips Medical Systems Cardiac and Monitoring Syste | M1029A |  | DE409B7485 | Memorial City-Outpatient Surgery | MHHS-Mem City |  | Module, Temperature |  | 041-19022 | 041-19022 | West | Memorial Hermann Memorial City Medical Center | Memorial City-Outpatient Surgery | W1 OPS OR 8 |  |  |  |  | PHYSIOLOGIC MONITOR MODULES, TEMPERATURE |  | MODULETEMP-Philips-M1029A | MODULETEMP | M1029A |  |  |  | Philips | Module, Temperature |  | MODULETEMP-Philips-M1029A |  |  |  |  | Covered PM Repair - Biomedical | MHHS-Mem City
NO | YES |  |  |  | 041-19023 | 041-19023 | Philips Medical Systems Cardiac and Monitoring Syste | M1029A |  | DE409B7498 | MEMORIAL CITY - OUTPATIENT SURGERY | MHHS-Mem City |  | Module, Temperature |  | 041-19023 | 041-19023 | West | Memorial City - Memorial Hermann Hospital West Tower | MEMORIAL CITY - OUTPATIENT SURGERY | W1 300.75 OR 3 |  |  |  |  | PHYSIOLOGIC MONITOR MODULES, TEMPERATURE |  | MODULETEMP-Philips-M1029A | MODULETEMP | M1029A |  |  |  | Philips | Module, Temperature |  | MODULETEMP-Philips-M1029A |  |  |  |  | Covered PM Repair - Biomedical | MHHS-Mem City
NO | YES |  |  |  | 005-00360 | 005-00360 | Philips Medical Systems Cardiac and Monitoring Syste | M1029A |  | 3218A13226 | SE-Esophageal Disease Center | MHHS-Southeast |  | Module, Temperature |  | 005-00360 | 005-00360 | Southeast & Bay Area | MHHS-Southeast | SE-Esophageal Disease Center | EP 1 | 5/1/19 |  | 5/1/20 |  | PHYSIOLOGIC MONITOR MODULES, TEMPERATURE |  | MODULETEMP-Philips-M1029A | MODULETEMP | M1029A |  |  |  | Philips | Module, Temperature |  | MODULETEMP-Philips-M1029A |  |  |  |  | Covered PM Repair - Biomedical | MHHS-Southeast
NO | YES |  |  |  | 005-01274 | 005-01274 | Philips Medical Systems Cardiac and Monitoring Syste | M1029A |  | 3523A23675 | SE-OR | MHHS-Southeast |  | Module, Temperature |  | 005-01274 | 005-01274 | Southeast | MHHS-Southeast | SE-OR | [5 empty] | PHYSIOLOGIC MONITOR MODULES, TEMPERATURE |  | MODULETEMP-Philips-M1029A | MODULETEMP | M1029A |  |  |  | Philips | Module, Temperature |  | MODULETEMP-Philips-M1029A |  | 3/8/13 |  |  | Covered PM Repair - Biomedical | MHHS-Southeast
NO | YES |  |  |  | 005-09381 | 005-09381 | Philips Medical Systems Cardiac and Monitoring Syste | M1029A |  | DE907B0898 | SE-OR | MHHS-Southeast |  | Module, Temperature |  | 005-09381 | 005-09381 | Southeast | MHHS-Southeast | SE-OR |  | 4/1/19 |  | 4/1/20 |  | PHYSIOLOGIC MONITOR MODULES, TEMPERATURE |  | MODULETEMP-Philips-M1029A | MODULETEMP | M1029A |  |  |  | Philips | Module, Temperature |  | MODULETEMP-Philips-M1029A |  | 3/8/13 |  |  | Covered PM Repair - Biomedical | MHHS-Southeast
NO | YES | [5 empty] | Philips Medical Systems Cardiac and Monitoring Syste | M1029A |  | 3805G78730 | SW-Endoscopy | MHHS-Southwest |  | Module, Temperature |  |  |  | Southwest | MHHS-Southwest | SW-Endoscopy | Bay 15 |  |  |  |  | PHYSIOLOGIC MONITOR MODULES, TEMPERATURE | Module, Temperature | MODULETEMP-Philips-M1029A | MODULETEMP | M1029A |  |  |  | Philips | Module, Temperature |  | MODULETEMP-Philips-M1029A |  | 5/1/16 |  | MT-A | Covered PM Repair - Biomedical | MHHS-Southwest | [8 empty] | MODULETEMP | Module, Temperature | Philips
NO | YES | [5 empty] | Philips Medical Systems Cardiac and Monitoring Syste | M1029A |  | 3805G78732 | SW-Endoscopy | MHHS-Southwest |  | Module, Temperature |  |  |  | Southwest | MHHS-Southwest | SW-Endoscopy | Bay 14 |  |  |  |  | PHYSIOLOGIC MONITOR MODULES, TEMPERATURE | Module, Temperature | MODULETEMP-Philips-M1029A | MODULETEMP | M1029A |  |  |  | Philips | Module, Temperature |  | MODULETEMP-Philips-M1029A |  | 5/1/16 |  | MT-A | Covered PM Repair - Biomedical | MHHS-Southwest | [8 empty] | MODULETEMP | Module, Temperature | Philips
NO | YES | [5 empty] | Philips Medical Systems Cardiac and Monitoring Syste | M1029A |  | 3805G78816 | SW-Endoscopy | MHHS-Southwest |  | Module, Temperature |  |  |  | Southwest | MHHS-Southwest | SW-Endoscopy | Bay 25 |  |  |  |  | PHYSIOLOGIC MONITOR MODULES, TEMPERATURE | Module, Temperature | MODULETEMP-Philips-M1029A | MODULETEMP | M1029A |  |  |  | Philips | Module, Temperature |  | MODULETEMP-Philips-M1029A |  | 5/1/16 |  | MT-A | Covered PM Repair - Biomedical | MHHS-Southwest | [8 empty] | MODULETEMP | Module, Temperature | Philips
NO | YES | [5 empty] | Philips Medical Systems Cardiac and Monitoring Syste | M1029A |  | 3805G78795 | SW-Endoscopy | MHHS-Southwest |  | Module, Temperature |  |  |  | Southwest | MHHS-Southwest | SW-Endoscopy | Bay 13 |  |  |  |  | PHYSIOLOGIC MONITOR MODULES, TEMPERATURE | Module, Temperature | MODULETEMP-Philips-M1029A | MODULETEMP | M1029A |  |  |  | Philips | Module, Temperature |  | MODULETEMP-Philips-M1029A |  | 7/10/19 |  | MT-A | Covered PM Repair - Biomedical | MHHS-Southwest | [8 empty] | MODULETEMP | Module, Temperature | Philips
NO | YES | [5 empty] | Philips Medical Systems Cardiac and Monitoring Syste | M1029A |  | 3805G78742 | SW-OR | MHHS-Southwest |  | Module, Temperature |  |  |  | Southwest | MHHS-Southwest | SW-OR | Endo | 5/1/19 |  | 5/1/20 |  | PHYSIOLOGIC MONITOR MODULES, TEMPERATURE | Module, Temperature | MODULETEMP-Philips-M1029A | MODULETEMP | M1029A |  |  |  | Philips | Module, Temperature |  | MODULETEMP-Philips-M1029A |  | 5/1/16 |  | MT-A | Covered PM Repair - Biomedical | MHHS-Southwest | [8 empty] | MODULETEMP | Module, Temperature | Philips
NO | YES |  |  |  |  | 013-11944 | Philips Medical Systems Cardiac and Monitoring Syste | M1029A |  | 3805G78800 | SW-Endoscopy | MHHS-Southwest |  | Module, Temperature |  |  | 013-11944 | Memorial Hermann Hospital - Southwest | MHHS-Southwest | SW-Endoscopy | Endo Pacu | 5/1/19 |  |  |  | PHYSIOLOGIC MONITOR MODULES, TEMPERATURE | Module, Temperature | MODULETEMP-Philips-M1029A | MODULETEMP | M1029A |  |  |  | Philips | Module, Temperature |  | MODULETEMP-Philips-M1029A |  | 5/1/16 |  | MT-A | Covered PM Repair - Biomedical | MHHS-Southwest | [8 empty] | MODULETEMP | Module, Temperature | Philips
NO | YES | Asset Tag 1083205 |  |  |  |  | Philips Medical Systems Cardiac and Monitoring Syste | M1029A |  | 3805G78812 | SW-Endoscopy | MHHS-Southwest |  | Module, Temperature |  |  |  | Southwest | MHHS-Southwest | SW-Endoscopy |  | 5/14/19 |  |  |  | PHYSIOLOGIC MONITOR MODULES, TEMPERATURE | Module, Temperature | MODULETEMP-Philips-M1029A | MODULETEMP | M1029A |  |  |  | Philips | Module, Temperature |  | MODULETEMP-Philips-M1029A |  | 5/1/16 | Finished from Script 3/27/2020 12:11:52pm (Central) | MT-A | Covered PM Repair - Biomedical | MHHS-Southwest | [8 empty] | MODULETEMP | Module, Temperature | Philips
NO | YES |  |  |  |  | 013-11924 | Philips Medical Systems Cardiac and Monitoring Syste | M1029A |  | 3805G78819 | SW-Endoscopy | MHHS-Southwest |  | Module, Temperature |  |  | 013-11924 | Southwest | MHHS-Southwest | SW-Endoscopy | Bay 26 | 5/1/19 |  |  |  | PHYSIOLOGIC MONITOR MODULES, TEMPERATURE | Module, Temperature | MODULETEMP-Philips-M1029A | MODULETEMP | M1029A |  |  |  | Philips | Module, Temperature |  | MODULETEMP-Philips-M1029A |  | 5/1/16 |  | MT-A | Covered PM Repair - Biomedical | MHHS-Southwest | [8 empty] | MODULETEMP | Module, Temperature | Philips
NO | YES |  |  |  | 129-00836 | 129-00836 | Philips Medical Systems Cardiac and Monitoring Syste | M1029A |  | 3805G53074 | Sugar Land-Endoscopy | MHHS-Sugarland |  | Module, Temperature |  | 129-00836 | 129-00836 | Sugar Land | MHHS-Sugarland | Sugar Land-Endoscopy |  | 8/1/19 | 8/1/20 |  |  | PHYSIOLOGIC MONITOR MODULES, TEMPERATURE | Module, Temperature | MODULETEMP-Philips-M1029A | MODULETEMP | M1029A |  |  |  | Philips | Module, Temperature |  | MODULETEMP-Philips-M1029A |  | 7/9/19 |  | MT-A | Covered PM Repair - Biomedical | MHHS-Sugarland | [8 empty] | MODULETEMP | Module, Temperature | Philips
NO | YES |  |  |  | 129-05819 | 129-05819 | Philips Medical Systems Cardiac and Monitoring Syste | M1029A |  | DE409B6261 | Sugar Land-Endoscopy | MHHS-Sugarland |  | Module, Temperature |  | 129-05819 | 129-05819 | Sugar Land | MHHS-Sugarland | Sugar Land-Endoscopy | Endoscopy | 7/1/19 |  | 7/1/20 |  | PHYSIOLOGIC MONITOR MODULES, TEMPERATURE | Module, Temperature | MODULETEMP-Philips-M1029A | MODULETEMP | M1029A |  |  |  | Philips | Module, Temperature |  | MODULETEMP-Philips-M1029A |  | 7/9/19 |  | MT-A | Covered PM Repair - Biomedical | MHHS-Sugarland | [8 empty] | MODULETEMP | Module, Temperature | Philips
NO | YES |  |  |  | 129-06863 | 129-06863 | Philips Medical Systems Cardiac and Monitoring Syste | M1029A |  | DE409BT606 | Sugar Land-OR | MHHS-Sugarland |  | Module, Temperature |  | 129-06863 | 129-06863 | Sugar Land | MHHS-Sugarland | Sugar Land-OR | OR 6 | 6/1/19 |  | 6/1/20 |  | PHYSIOLOGIC MONITOR MODULES, TEMPERATURE | Module, Temperature | MODULETEMP-Philips-M1029A | MODULETEMP | M1029A |  |  |  | Philips | Module, Temperature |  | MODULETEMP-Philips-M1029A |  |  |  | MT-A | Covered PM Repair - Biomedical | MHHS-Sugarland | [8 empty] | MODULETEMP | Module, Temperature | Philips
NO | YES |  |  |  | 129-06866 | 129-06866 | Philips Medical Systems Cardiac and Monitoring Syste | M1029A |  | DE409B7633 | Sugar Land-OR | MHHS-Sugarland |  | Module, Temperature |  | 129-06866 | 129-06866 | Sugar Land | MHHS-Sugarland | Sugar Land-OR | OR 8 | 6/1/19 |  | 6/1/20 |  | PHYSIOLOGIC MONITOR MODULES, TEMPERATURE | Module, Temperature | MODULETEMP-Philips-M1029A | MODULETEMP | M1029A |  |  |  | Philips | Module, Temperature |  | MODULETEMP-Philips-M1029A |  | 11/6/16 |  | MT-A | Covered PM Repair - Biomedical | MHHS-Sugarland | [8 empty] | MODULETEMP | Module, Temperature | Philips
NO | YES |  |  |  | 129-00834 | 129-00834 | Philips Medical Systems Cardiac and Monitoring Syste | M1029A |  | 3805G53081 | Sugar Land-OR | MHHS-Sugarland |  | Module, Temperature |  | 129-00834 | 129-00834 | Sugar Land | MHHS-Sugarland | Sugar Land-OR | OR 2 | 7/1/19 |  |  |  | PHYSIOLOGIC MONITOR MODULES, TEMPERATURE | Module, Temperature | MODULETEMP-Philips-M1029A | MODULETEMP | M1029A |  |  |  | Philips | Module, Temperature |  | MODULETEMP-Philips-M1029A |  | 6/14/17 |  | MT-A | Covered PM Repair - Biomedical | MHHS-Sugarland | [8 empty] | MODULETEMP | Module, Temperature | Philips
NO | YES |  |  |  | 129-05152 | 129-05152 | Philips Medical Systems Cardiac and Monitoring Syste | M1029A |  | DE409B6249 | Sugar Land-OR | MHHS-Sugarland |  | Module, Temperature |  | 129-05152 | 129-05152 | Sugar Land | MHHS-Sugarland | Sugar Land-OR | OR | 8/1/19 |  | 8/1/20 |  | PHYSIOLOGIC MONITOR MODULES, TEMPERATURE | Module, Temperature | MODULETEMP-Philips-M1029A | MODULETEMP | M1029A |  |  |  | Philips | Module, Temperature |  | MODULETEMP-Philips-M1029A |  | 6/29/19 |  | MT-A | Covered PM Repair - Biomedical | MHHS-Sugarland | [8 empty] | MODULETEMP | Module, Temperature | Philips
NO | YES | [5 empty] | Philips Medical Systems Cardiac and Monitoring Syste | M1029A |  | 3805G56552 | TMC-Children's-NICU (7Hp) | MHHS-TMC |  | Module, Temperature |  |  |  | TMC | MHHS-TMC | TMC-Children's-NICU (7Hp) |  | 4/9/19 |  |  |  | PHYSIOLOGIC MONITOR MODULES, TEMPERATURE |  | MODULETEMP-Philips-M1029A | MODULETEMP | M1029A |  |  |  | Philips | Module, Temperature |  | MODULETEMP-Philips-M1029A |  |  | Verified 3/30/2020 4:07pm (Central) |  | Covered PM Repair - Biomedical | MHHS-TMC
NO | YES | [5 empty] | Philips Medical Systems Cardiac and Monitoring Syste | M1029A |  | 3805G56553 | TMC-Children's-NICU (7Hp) | MHHS-TMC |  | Module, Temperature |  |  |  | TMC | MHHS-TMC | TMC-Children's-NICU (7Hp) |  | 4/9/19 |  |  |  | PHYSIOLOGIC MONITOR MODULES, TEMPERATURE |  | MODULETEMP-Philips-M1029A | MODULETEMP | M1029A |  |  |  | Philips | Module, Temperature |  | MODULETEMP-Philips-M1029A |  | 7/1/15 | Verified 3/30/2020 4:07pm (Central) |  | Covered PM Repair - Biomedical | MHHS-TMC
NO | YES | [5 empty] | Philips Medical Systems Cardiac and Monitoring Syste | M1029A |  | 3805G56548 | TMC-Children's-PICU (9Hp) | MHHS-TMC |  | Module, Temperature |  |  |  | TMC | MHHS-TMC | TMC-Children's-PICU (9Hp) |  | 5/29/19 |  |  |  | PHYSIOLOGIC MONITOR MODULES, TEMPERATURE |  | MODULETEMP-Philips-M1029A | MODULETEMP | M1029A |  |  |  | Philips | Module, Temperature |  | MODULETEMP-Philips-M1029A |  | 6/1/14 | Verified 3/30/2020 4:07pm (Central) |  | Covered PM Repair - Biomedical | MHHS-TMC
YES | YES |  |  |  | 009-04647 | 009-04647 | Philips Medical Systems Cardiac and Monitoring Syste | M1029A |  | 3805G82143 | GH - OR ANESTHESIA |  |  |  |  | 009-04647 | 009-04647 | Central | GH OR | GH - OR ANESTHESIA | GH - OR ANESTHESIA
NO | NO |  |  |  | 009-01636 |  | Philips Medical Systems Cardiac and Monitoring Syste | M1029A |  | 2922A02272 | GH - ICU | MHHS-Greater Heights |  | Module, Temperature |  | 009-01636 |  | Central & Greater Heights |  | GH - ICU | [5 empty] | PHYSIOLOGIC MONITOR MODULES, TEMPERATURE |  | MODULETEMP-Philips-M1029A | MODULETEMP | M1029A |  |  |  | Philips | Module, Temperature |  | MODULETEMP-Philips-M1029A |  |  |  |  | Covered PM Repair - Biomedical | MHHS-Greater Heights
NO | NO | [5 empty] | Philips Medical Systems Cardiac and Monitoring Syste | M1029A |  | 2922A02273 | GH - ICU | MHHS-Greater Heights |  | Module, Temperature |  |  |  | Central & Greater Heights |  | GH - ICU | [5 empty] | PHYSIOLOGIC MONITOR MODULES, TEMPERATURE |  | MODULETEMP-Philips-M1029A | MODULETEMP | M1029A |  |  |  | Philips | Module, Temperature |  | MODULETEMP-Philips-M1029A |  |  |  |  | Covered PM Repair - Biomedical | MHHS-Greater Heights
NO | NO |  |  |  | 133-02705 |  | Philips Medical Systems Cardiac and Monitoring Syste | M1029A |  | 3805G85187 | KATY - ENDOSCOPY | MHHS-Katy |  | Module, Temperature |  | 133-02705 |  | Katy |  | KATY - ENDOSCOPY | [5 empty] | PHYSIOLOGIC MONITOR MODULES, TEMPERATURE |  | MODULETEMP-Philips-M1029A | MODULETEMP | M1029A |  |  |  | Philips | Module, Temperature |  | MODULETEMP-Philips-M1029A |  |  |  |  | Covered PM Repair - Biomedical | MHHS-Katy
NO | NO |  |  |  | 041-06588 |  | Philips Medical Systems Cardiac and Monitoring Syste | M1029A |  | 3805G69459 | MEMORIAL CITY - MICU | MHHS-Mem City |  | Module, Temperature |  | 041-06588 |  | West & Memorial City |  | MEMORIAL CITY - MICU | [5 empty] | PHYSIOLOGIC MONITOR MODULES, TEMPERATURE |  | MODULETEMP-Philips-M1029A | MODULETEMP | M1029A |  |  |  | Philips | Module, Temperature |  | MODULETEMP-Philips-M1029A |  |  |  |  | Covered PM Repair - Biomedical | MHHS-Mem City
NO | NO |  |  |  | 041-10092 |  | Philips Medical Systems Cardiac and Monitoring Syste | M1029A |  | 3805G87808 | MEMORIAL CITY - MICU | MHHS-Mem City |  | Module, Temperature |  | 041-10092 |  | West & Memorial City |  | MEMORIAL CITY - MICU | [5 empty] | PHYSIOLOGIC MONITOR MODULES, TEMPERATURE |  | MODULETEMP-Philips-M1029A | MODULETEMP | M1029A |  |  |  | Philips | Module, Temperature |  | MODULETEMP-Philips-M1029A |  |  |  |  | Covered PM Repair - Biomedical | MHHS-Mem City
NO | NO | [5 empty] | Philips Medical Systems Cardiac and Monitoring Syste | M1029A |  | 3805G69461 | MEMORIAL CITY - MICU | MHHS-Mem City |  | Module, Temperature |  |  |  | West & Memorial City |  | MEMORIAL CITY - MICU | [5 empty] | PHYSIOLOGIC MONITOR MODULES, TEMPERATURE |  | MODULETEMP-Philips-M1029A | MODULETEMP | M1029A |  |  |  | Philips | Module, Temperature |  | MODULETEMP-Philips-M1029A |  |  |  |  | Covered PM Repair - Biomedical | MHHS-Mem City
NO | NO | [5 empty] | Philips Medical Systems Cardiac and Monitoring Syste | M1029A |  | 3523A23681 | MEMORIAL CITY - MICU | MHHS-Mem City |  | Module, Temperature |  |  |  | West & Memorial City |  | MEMORIAL CITY - MICU | [5 empty] | PHYSIOLOGIC MONITOR MODULES, TEMPERATURE |  | MODULETEMP-Philips-M1029A | MODULETEMP | M1029A |  |  |  | Philips | Module, Temperature |  | MODULETEMP-Philips-M1029A |  |  |  |  | Covered PM Repair - Biomedical | MHHS-Mem City
NO | NO | [5 empty] | Philips Medical Systems Cardiac and Monitoring Syste | M1029A |  | 3805G69476 | MEMORIAL CITY - MICU | MHHS-Mem City |  | Module, Temperature |  |  |  | West & Memorial City |  | MEMORIAL CITY - MICU | [5 empty] | PHYSIOLOGIC MONITOR MODULES, TEMPERATURE |  | MODULETEMP-Philips-M1029A | MODULETEMP | M1029A |  |  |  | Philips | Module, Temperature |  | MODULETEMP-Philips-M1029A |  |  |  |  | Covered PM Repair - Biomedical | MHHS-Mem City
NO | NO |  |  |  | 041-01265 |  | Philips Medical Systems Cardiac and Monitoring Syste | M1029A |  | 3523A24457 | MEMORIAL CITY - MOR | MHHS-Mem City |  | Module, Temperature |  | 041-01265 |  | West & Memorial City |  | MEMORIAL CITY - MOR | [5 empty] | PHYSIOLOGIC MONITOR MODULES, TEMPERATURE |  | MODULETEMP-Philips-M1029A | MODULETEMP | M1029A |  |  |  | Philips | Module, Temperature |  | MODULETEMP-Philips-M1029A |  |  |  |  | Covered PM Repair - Biomedical | MHHS-Mem City
NO | NO |  |  |  | 041-02165 |  | Philips Medical Systems Cardiac and Monitoring Syste | M1029A |  | 3523A25950 | MEMORIAL CITY - MOR | MHHS-Mem City |  | Module, Temperature |  | 041-02165 |  | West & Memorial City |  | MEMORIAL CITY - MOR | [5 empty] | PHYSIOLOGIC MONITOR MODULES, TEMPERATURE |  | MODULETEMP-Philips-M1029A | MODULETEMP | M1029A |  |  |  | Philips | Module, Temperature |  | MODULETEMP-Philips-M1029A |  |  |  |  | Covered PM Repair - Biomedical | MHHS-Mem City
NO | NO |  |  |  | 041-19020 |  | Philips Medical Systems Cardiac and Monitoring Syste | M1029A |  | DE409B7488 | MEMORIAL CITY - OUTPATIENT SURGERY | MHHS-Mem City |  | Module, Temperature |  | 041-19020 |  | West & Memorial City |  | MEMORIAL CITY - OUTPATIENT SURGERY | [5 empty] | PHYSIOLOGIC MONITOR MODULES, TEMPERATURE |  | MODULETEMP-Philips-M1029A | MODULETEMP | M1029A |  |  |  | Philips | Module, Temperature |  | MODULETEMP-Philips-M1029A |  |  |  |  | Covered PM Repair - Biomedical | MHHS-Mem City
NO | NO |  |  |  | 041-06749 |  | Philips Medical Systems Cardiac and Monitoring Syste | M1029A |  | 3805G68379 | MEMORIAL CITY - SICU | MHHS-Mem City |  | Module, Temperature |  | 041-06749 |  | West & Memorial City |  | MEMORIAL CITY - SICU | [5 empty] | PHYSIOLOGIC MONITOR MODULES, TEMPERATURE |  | MODULETEMP-Philips-M1029A | MODULETEMP | M1029A |  |  |  | Philips | Module, Temperature |  | MODULETEMP-Philips-M1029A |  |  |  |  | Covered PM Repair - Biomedical | MHHS-Mem City
NO | NO | [5 empty] | Philips Medical Systems Cardiac and Monitoring Syste | M1029A |  | 3805G69397 | MEMORIAL CITY - SICU | MHHS-Mem City |  | Module, Temperature |  |  |  | West & Memorial City |  | MEMORIAL CITY - SICU | [5 empty] | PHYSIOLOGIC MONITOR MODULES, TEMPERATURE |  | MODULETEMP-Philips-M1029A | MODULETEMP | M1029A |  |  |  | Philips | Module, Temperature |  | MODULETEMP-Philips-M1029A |  |  |  |  | Covered PM Repair - Biomedical | MHHS-Mem City
NO | NO | [5 empty] | Philips Medical Systems Cardiac and Monitoring Syste | M1029A |  | 3805G69462 | MEMORIAL CITY - SICU | MHHS-Mem City |  | Module, Temperature |  |  |  | West & Memorial City |  | MEMORIAL CITY - SICU | [5 empty] | PHYSIOLOGIC MONITOR MODULES, TEMPERATURE |  | MODULETEMP-Philips-M1029A | MODULETEMP | M1029A |  |  |  | Philips | Module, Temperature |  | MODULETEMP-Philips-M1029A |  |  |  |  | Covered PM Repair - Biomedical | MHHS-Mem City
NO | NO | [5 empty] | Philips Medical Systems Cardiac and Monitoring Syste | M1029A |  | 3805G69471 | MEMORIAL CITY - SICU | MHHS-Mem City |  | Module, Temperature |  |  |  | West & Memorial City |  | MEMORIAL CITY - SICU | [5 empty] | PHYSIOLOGIC MONITOR MODULES, TEMPERATURE |  | MODULETEMP-Philips-M1029A | MODULETEMP | M1029A |  |  |  | Philips | Module, Temperature |  | MODULETEMP-Philips-M1029A |  |  |  |  | Covered PM Repair - Biomedical | MHHS-Mem City
NO | NO |  |  |  | 005-01555 |  | Philips Medical Systems Cardiac and Monitoring Syste | M1029A |  | 3121A11059 | SE - ICU | MHHS-Southeast |  | Module, Temperature |  | 005-01555 |  | Southeast & Bay Area |  | SE - ICU | [5 empty] | PHYSIOLOGIC MONITOR MODULES, TEMPERATURE |  | MODULETEMP-Philips-M1029A | MODULETEMP | M1029A |  |  |  | Philips | Module, Temperature |  | MODULETEMP-Philips-M1029A |  |  |  |  | Covered PM Repair - Biomedical | MHHS-Southeast
NO | NO |  |  |  | 005-02185 |  | Philips Medical Systems Cardiac and Monitoring Syste | M1029A |  | 3805G53088 | SE - ICU | MHHS-Southeast |  | Module, Temperature |  | 005-02185 |  | Southeast & Bay Area |  | SE - ICU | [5 empty] | PHYSIOLOGIC MONITOR MODULES, TEMPERATURE |  | MODULETEMP-Philips-M1029A | MODULETEMP | M1029A |  |  |  | Philips | Module, Temperature |  | MODULETEMP-Philips-M1029A |  |  |  |  | Covered PM Repair - Biomedical | MHHS-Southeast
NO | NO |  |  |  | 005-02186 |  | Philips Medical Systems Cardiac and Monitoring Syste | M1029A |  | 3805G53083 | SE - ICU | MHHS-Southeast |  | Module, Temperature |  | 005-02186 |  | Southeast & Bay Area |  | SE - ICU | [5 empty] | PHYSIOLOGIC MONITOR MODULES, TEMPERATURE |  | MODULETEMP-Philips-M1029A | MODULETEMP | M1029A |  |  |  | Philips | Module, Temperature |  | MODULETEMP-Philips-M1029A |  |  |  |  | Covered PM Repair - Biomedical | MHHS-Southeast
NO | NO |  |  |  | 005-00706 |  | Philips Medical Systems Cardiac and Monitoring Syste | M1029A |  | 3523A23615 | SE - OR - ANESTHESIA | MHHS-Southeast |  | Module, Temperature |  | 005-00706 |  | Southeast & Bay Area |  | SE - OR - ANESTHESIA | [5 empty] | PHYSIOLOGIC MONITOR MODULES, TEMPERATURE |  | MODULETEMP-Philips-M1029A | MODULETEMP | M1029A |  |  |  | Philips | Module, Temperature |  | MODULETEMP-Philips-M1029A |  |  |  |  | Covered PM Repair - Biomedical | MHHS-Southeast
NO | NO |  |  |  | 005-09385 |  | Philips Medical Systems Cardiac and Monitoring Syste | M1029A |  | DE907B0892 | SE - OR - ANESTHESIA | MHHS-Southeast |  | Module, Temperature |  | 005-09385 |  | Southeast & Bay Area |  | SE - OR - ANESTHESIA | [5 empty] | PHYSIOLOGIC MONITOR MODULES, TEMPERATURE |  | MODULETEMP-Philips-M1029A | MODULETEMP | M1029A |  |  |  | Philips | Module, Temperature |  | MODULETEMP-Philips-M1029A |  |  |  |  | Covered PM Repair - Biomedical | MHHS-Southeast
NO | NO |  |  |  | 005-09386 |  | Philips Medical Systems Cardiac and Monitoring Syste | M1029A |  | DE907B0886 | SE - OR - ANESTHESIA | MHHS-Southeast |  | Module, Temperature |  | 005-09386 |  | Southeast & Bay Area |  | SE - OR - ANESTHESIA | [5 empty] | PHYSIOLOGIC MONITOR MODULES, TEMPERATURE |  | MODULETEMP-Philips-M1029A | MODULETEMP | M1029A |  |  |  | Philips | Module, Temperature |  | MODULETEMP-Philips-M1029A |  |  |  |  | Covered PM Repair - Biomedical | MHHS-Southeast
NO | NO |  |  |  | C3159 |  | Philips Medical Systems Cardiac and Monitoring Syste | M1029A |  | 3218A11903 | SE - OR - ANESTHESIA | MHHS-Southeast |  | Module, Temperature |  | C3159 |  | Southeast & Bay Area |  | SE - OR - ANESTHESIA | [5 empty] | PHYSIOLOGIC MONITOR MODULES, TEMPERATURE |  | MODULETEMP-Philips-M1029A | MODULETEMP | M1029A |  |  |  | Philips | Module, Temperature |  | MODULETEMP-Philips-M1029A |  |  |  |  | Covered PM Repair - Biomedical | MHHS-Southeast
NO | NO |  |  |  | 013-11930 |  | Philips Medical Systems Cardiac and Monitoring Syste | M1029A |  | 3805G78734 | SW - ENDOSCOPY | MHHS-Southwest |  | Module, Temperature |  | 013-11930 |  | Southwest |  | SW - ENDOSCOPY | [5 empty] | PHYSIOLOGIC MONITOR MODULES, TEMPERATURE |  | MODULETEMP-Philips-M1029A | MODULETEMP | M1029A |  |  |  | Philips | Module, Temperature |  | MODULETEMP-Philips-M1029A |  |  |  |  | Covered PM Repair - Biomedical | MHHS-Southwest
NO | NO |  |  |  | 013-11950 |  | Philips Medical Systems Cardiac and Monitoring Syste | M1029A |  | 3805G78738 | SW - ENDOSCOPY | MHHS-Southwest |  | Module, Temperature |  | 013-11950 |  | Southwest |  | SW - ENDOSCOPY | [5 empty] | PHYSIOLOGIC MONITOR MODULES, TEMPERATURE |  | MODULETEMP-Philips-M1029A | MODULETEMP | M1029A |  |  |  | Philips | Module, Temperature |  | MODULETEMP-Philips-M1029A |  |  |  |  | Covered PM Repair - Biomedical | MHHS-Southwest
NO | NO |  |  |  | 013-12214 |  | Philips Medical Systems Cardiac and Monitoring Syste | M1029A |  | n/a | SW - ENDOSCOPY | MHHS-Southwest |  | Module, Temperature |  | 013-12214 |  | Southwest |  | SW - ENDOSCOPY | [5 empty] | PHYSIOLOGIC MONITOR MODULES, TEMPERATURE |  | MODULETEMP-Philips-M1029A | MODULETEMP | M1029A |  |  |  | Philips | Module, Temperature |  | MODULETEMP-Philips-M1029A |  |  |  |  | Covered PM Repair - Biomedical | MHHS-Southwest
NO | NO | [5 empty] | Philips Medical Systems Cardiac and Monitoring Syste | M1029A |  | 3805G78794 | SW - ENDOSCOPY | MHHS-Southwest |  | Module, Temperature |  |  |  | Southwest |  | SW - ENDOSCOPY | [5 empty] | PHYSIOLOGIC MONITOR MODULES, TEMPERATURE |  | MODULETEMP-Philips-M1029A | MODULETEMP | M1029A |  |  |  | Philips | Module, Temperature |  | MODULETEMP-Philips-M1029A |  |  |  |  | Covered PM Repair - Biomedical | MHHS-Southwest
NO | NO | [5 empty] | Philips Medical Systems Cardiac and Monitoring Syste | M1029A |  | 3805G78741 | SW - ENDOSCOPY | MHHS-Southwest |  | Module, Temperature |  |  |  | Southwest |  | SW - ENDOSCOPY | [5 empty] | PHYSIOLOGIC MONITOR MODULES, TEMPERATURE |  | MODULETEMP-Philips-M1029A | MODULETEMP | M1029A |  |  |  | Philips | Module, Temperature |  | MODULETEMP-Philips-M1029A |  |  |  |  | Covered PM Repair - Biomedical | MHHS-Southwest
NO | NO | [5 empty] | Philips Medical Systems Cardiac and Monitoring Syste | M1029A |  | 3805G78820 | SW - ENDOSCOPY | MHHS-Southwest |  | Module, Temperature |  |  |  | Southwest |  | SW - ENDOSCOPY | [5 empty] | PHYSIOLOGIC MONITOR MODULES, TEMPERATURE |  | MODULETEMP-Philips-M1029A | MODULETEMP | M1029A |  |  |  | Philips | Module, Temperature |  | MODULETEMP-Philips-M1029A |  |  |  |  | Covered PM Repair - Biomedical | MHHS-Southwest
NO | NO | [5 empty] | Philips Medical Systems Cardiac and Monitoring Syste | M1029A |  | 3805G78798 | SW - ENDOSCOPY | MHHS-Southwest |  | Module, Temperature |  |  |  | Southwest |  | SW - ENDOSCOPY | [5 empty] | PHYSIOLOGIC MONITOR MODULES, TEMPERATURE |  | MODULETEMP-Philips-M1029A | MODULETEMP | M1029A |  |  |  | Philips | Module, Temperature |  | MODULETEMP-Philips-M1029A |  |  |  |  | Covered PM Repair - Biomedical | MHHS-Southwest
NO | NO | [5 empty] | Philips Medical Systems Cardiac and Monitoring Syste | M1029A |  | 3805G78735 | SW - ENDOSCOPY | MHHS-Southwest |  | Module, Temperature |  |  |  | Southwest |  | SW - ENDOSCOPY | [5 empty] | PHYSIOLOGIC MONITOR MODULES, TEMPERATURE |  | MODULETEMP-Philips-M1029A | MODULETEMP | M1029A |  |  |  | Philips | Module, Temperature |  | MODULETEMP-Philips-M1029A |  |  |  |  | Covered PM Repair - Biomedical | MHHS-Southwest
NO | NO | [5 empty] | Philips Medical Systems Cardiac and Monitoring Syste | M1029A |  | 3805G78737 | SW - ENDOSCOPY | MHHS-Southwest |  | Module, Temperature |  |  |  | Southwest |  | SW - ENDOSCOPY | [5 empty] | PHYSIOLOGIC MONITOR MODULES, TEMPERATURE |  | MODULETEMP-Philips-M1029A | MODULETEMP | M1029A |  |  |  | Philips | Module, Temperature |  | MODULETEMP-Philips-M1029A |  |  |  |  | Covered PM Repair - Biomedical | MHHS-Southwest
NO | NO | [5 empty] | Philips Medical Systems Cardiac and Monitoring Syste | M1029A |  | 3805G78810 | SW - ENDOSCOPY | MHHS-Southwest |  | Module, Temperature |  |  |  | Southwest |  | SW - ENDOSCOPY | [5 empty] | PHYSIOLOGIC MONITOR MODULES, TEMPERATURE |  | MODULETEMP-Philips-M1029A | MODULETEMP | M1029A |  |  |  | Philips | Module, Temperature |  | MODULETEMP-Philips-M1029A |  |  |  |  | Covered PM Repair - Biomedical | MHHS-Southwest
NO | NO | [5 empty] | Philips Medical Systems Cardiac and Monitoring Syste | M1029A |  | 3805G78821 | SW - ENDOSCOPY | MHHS-Southwest |  | Module, Temperature |  |  |  | Southwest |  | SW - ENDOSCOPY | [5 empty] | PHYSIOLOGIC MONITOR MODULES, TEMPERATURE |  | MODULETEMP-Philips-M1029A | MODULETEMP | M1029A |  |  |  | Philips | Module, Temperature |  | MODULETEMP-Philips-M1029A |  |  |  |  | Covered PM Repair - Biomedical | MHHS-Southwest
NO | NO | [5 empty] | Philips Medical Systems Cardiac and Monitoring Syste | M1029A |  | 3805G78743 | SW - ENDOSCOPY | MHHS-Southwest |  | Module, Temperature |  |  |  | Southwest |  | SW - ENDOSCOPY | [5 empty] | PHYSIOLOGIC MONITOR MODULES, TEMPERATURE |  | MODULETEMP-Philips-M1029A | MODULETEMP | M1029A |  |  |  | Philips | Module, Temperature |  | MODULETEMP-Philips-M1029A |  |  |  |  | Covered PM Repair - Biomedical | MHHS-Southwest
NO | NO | [5 empty] | Philips Medical Systems Cardiac and Monitoring Syste | M1029A |  | 3805G78814 | SW - ENDOSCOPY | MHHS-Southwest |  | Module, Temperature |  |  |  | Southwest |  | SW - ENDOSCOPY | [5 empty] | PHYSIOLOGIC MONITOR MODULES, TEMPERATURE |  | MODULETEMP-Philips-M1029A | MODULETEMP | M1029A |  |  |  | Philips | Module, Temperature |  | MODULETEMP-Philips-M1029A |  |  |  |  | Covered PM Repair - Biomedical | MHHS-Southwest
NO | NO | [5 empty] | Philips Medical Systems Cardiac and Monitoring Syste | M1029A |  | 3805G78823 | SW - ENDOSCOPY | MHHS-Southwest |  | Module, Temperature |  |  |  | Southwest |  | SW - ENDOSCOPY | [5 empty] | PHYSIOLOGIC MONITOR MODULES, TEMPERATURE |  | MODULETEMP-Philips-M1029A | MODULETEMP | M1029A |  |  |  | Philips | Module, Temperature |  | MODULETEMP-Philips-M1029A |  |  |  |  | Covered PM Repair - Biomedical | MHHS-Southwest
NO | NO | [5 empty] | Philips Medical Systems Cardiac and Monitoring Syste | M1029A |  | 3805G78744 | SW - ENDOSCOPY | MHHS-Southwest |  | Module, Temperature |  |  |  | Southwest |  | SW - ENDOSCOPY | [5 empty] | PHYSIOLOGIC MONITOR MODULES, TEMPERATURE |  | MODULETEMP-Philips-M1029A | MODULETEMP | M1029A |  |  |  | Philips | Module, Temperature |  | MODULETEMP-Philips-M1029A |  |  |  |  | Covered PM Repair - Biomedical | MHHS-Southwest
NO | NO | [5 empty] | Philips Medical Systems Cardiac and Monitoring Syste | M1029A |  | 3805G78809 | SW - ENDOSCOPY | MHHS-Southwest |  | Module, Temperature |  |  |  | Southwest |  | SW - ENDOSCOPY | [5 empty] | PHYSIOLOGIC MONITOR MODULES, TEMPERATURE |  | MODULETEMP-Philips-M1029A | MODULETEMP | M1029A |  |  |  | Philips | Module, Temperature |  | MODULETEMP-Philips-M1029A |  |  |  |  | Covered PM Repair - Biomedical | MHHS-Southwest
NO | NO | [5 empty] | Philips Medical Systems Cardiac and Monitoring Syste | M1029A |  | 3805G77253 | SW - NEUOROLOGY | MHHS-Southwest |  | Module, Temperature |  |  |  | Southwest |  | SW - NEUOROLOGY | [5 empty] | PHYSIOLOGIC MONITOR MODULES, TEMPERATURE |  | MODULETEMP-Philips-M1029A | MODULETEMP | M1029A |  |  |  | Philips | Module, Temperature |  | MODULETEMP-Philips-M1029A |  |  |  |  | Covered PM Repair - Biomedical | MHHS-Southwest
NO | NO | [5 empty] | Philips Medical Systems Cardiac and Monitoring Syste | M1029A |  | 3805G77254 | SW - NEUOROLOGY | MHHS-Southwest |  | Module, Temperature |  |  |  | Southwest |  | SW - NEUOROLOGY | [5 empty] | PHYSIOLOGIC MONITOR MODULES, TEMPERATURE |  | MODULETEMP-Philips-M1029A | MODULETEMP | M1029A |  |  |  | Philips | Module, Temperature |  | MODULETEMP-Philips-M1029A |  |  |  |  | Covered PM Repair - Biomedical | MHHS-Southwest
NO | NO | [5 empty] | Philips Medical Systems Cardiac and Monitoring Syste | M1029A |  | 3251A13457 | SW - RESPIRATORY | MHHS-Southwest |  | Module, Temperature |  |  |  | Southwest |  | SW - RESPIRATORY | [5 empty] | PHYSIOLOGIC MONITOR MODULES, TEMPERATURE |  | MODULETEMP-Philips-M1029A | MODULETEMP | M1029A |  |  |  | Philips | Module, Temperature |  | MODULETEMP-Philips-M1029A |  |  |  |  | Covered PM Repair - Biomedical | MHHS-Southwest
NO | NO | [5 empty] | Philips Medical Systems Cardiac and Monitoring Syste | M1029A |  | 3805G56538 | TMC - CHILDRENS - PICU (9HP) | MHHS-TMC |  | Module, Temperature |  |  |  | TMC |  | TMC - CHILDRENS - PICU (9HP) | [5 empty] | PHYSIOLOGIC MONITOR MODULES, TEMPERATURE |  | MODULETEMP-Philips-M1029A | MODULETEMP | M1029A |  |  |  | Philips | Module, Temperature |  | MODULETEMP-Philips-M1029A |  |  |  |  | Covered PM Repair - Biomedical | MHHS-TMC
NO | NO | [5 empty] | Philips Medical Systems Cardiac and Monitoring Syste | M1029A |  | 3805G56546 | TMC - CHILDRENS - PICU (9HP) | MHHS-TMC |  | Module, Temperature |  |  |  | TMC |  | TMC - CHILDRENS - PICU (9HP) | [5 empty] | PHYSIOLOGIC MONITOR MODULES, TEMPERATURE |  | MODULETEMP-Philips-M1029A | MODULETEMP | M1029A |  |  |  | Philips | Module, Temperature |  | MODULETEMP-Philips-M1029A |  |  |  |  | Covered PM Repair - Biomedical | MHHS-TMC
NO | NO | [5 empty] | Philips Medical Systems Cardiac and Monitoring Syste | M1029A |  | 3805G56554 | TMC - CHILDRENS - PICU (9HP) | MHHS-TMC |  | Module, Temperature |  |  |  | TMC |  | TMC - CHILDRENS - PICU (9HP) | [5 empty] | PHYSIOLOGIC MONITOR MODULES, TEMPERATURE |  | MODULETEMP-Philips-M1029A | MODULETEMP | M1029A |  |  |  | Philips | Module, Temperature |  | MODULETEMP-Philips-M1029A |  |  |  |  | Covered PM Repair - Biomedical | MHHS-TMC
NO | YES |  |  |  | 009-04636 | 009-04636 | Philips Medical Systems Cardiac and Monitoring Syste | M1034A |  | DE11005579 | GH - OR ANESTHESIA | MHHS-Greater Heights |  | Module, Bispectral Index |  | 009-04636 | 009-04636 | Central | GH OR | GH - OR ANESTHESIA | GH - OR ANESTHESIA |  |  |  |  | MONITORS, BEDSIDE, ELECTROENCEPHALOGRAPHIC, SPECTR |  | MODULEBISPECTRALINDEX-Philips-M1034A | MODULEBISPECTRALINDEX | M1034A |  |  |  | Philips | Module, Bispectral Index |  | MODULEBISPECTRALINDEX-Philips-M1034A |  |  |  |  | Covered PM Repair - Biomedical | MHHS-Greater Heights
NO | YES |  |  |  | 009-04637 | 009-04637 | Philips Medical Systems Cardiac and Monitoring Syste | M1034A |  | DE11005580 | GH - OR ANESTHESIA | MHHS-Greater Heights |  | Module, Bispectral Index |  | 009-04637 | 009-04637 | Central | GH OR | GH - OR ANESTHESIA | GH OR |  |  |  |  | MONITORS, BEDSIDE, ELECTROENCEPHALOGRAPHIC, SPECTR |  | MODULEBISPECTRALINDEX-Philips-M1034A | MODULEBISPECTRALINDEX | M1034A |  |  |  | Philips | Module, Bispectral Index |  | MODULEBISPECTRALINDEX-Philips-M1034A |  |  |  |  | Covered PM Repair - Biomedical | MHHS-Greater Heights
NO | YES |  |  |  | 009-04638 | 009-04638 | Philips Medical Systems Cardiac and Monitoring Syste | M1034A |  | DE11005578 | GH - OR ANESTHESIA | MHHS-Greater Heights |  | Module, Bispectral Index |  | 009-04638 | 009-04638 | Central | GH OR | GH - OR ANESTHESIA | GH - OR ANESTHESIA |  |  |  |  | MONITORS, BEDSIDE, ELECTROENCEPHALOGRAPHIC, SPECTR |  | MODULEBISPECTRALINDEX-Philips-M1034A | MODULEBISPECTRALINDEX | M1034A |  |  |  | Philips | Module, Bispectral Index |  | MODULEBISPECTRALINDEX-Philips-M1034A |  |  |  |  | Covered PM Repair - Biomedical | MHHS-Greater Heights
NO | YES |  |  |  | 133-02509 | 133-02509 | Philips Medical Systems Cardiac and Monitoring Syste | M1034A |  | DE11004575 | Katy-OR | MHHS-Katy |  | Module, Bispectral Index |  | 133-02509 | 133-02509 | Katy | MHHS-Katy | Katy-OR | OR 4 | 7/1/19 | 7/1/20 |  |  | MONITORS, BEDSIDE, ELECTROENCEPHALOGRAPHIC, SPECTR | Module, Bispectral Index | MODULEBISPECTRALINDEX-Philips-M1034A | MODULEBISPECTRALINDEX | M1034A |  |  |  | Philips | Module, Bispectral Index |  | MODULEBISPECTRALINDEX-Philips-M1034A |  | 6/29/19 |  |  | Covered PM Repair - Biomedical | MHHS-Katy | [8 empty] | MODULEBISPECTRALINDEX | Module, Bispectral Index | Philips
NO | YES |  |  |  | 133-02517 | 133-02517 | Philips Medical Systems Cardiac and Monitoring Syste | M1034A |  | DE11004576 | Katy-OR | MHHS-Katy |  | Module, Bispectral Index |  | 133-02517 | 133-02517 | Katy | MHHS-Katy | Katy-OR | OR | 7/1/19 | 7/1/20 |  |  | MONITORS, BEDSIDE, ELECTROENCEPHALOGRAPHIC, SPECTR | Module, Bispectral Index | MODULEBISPECTRALINDEX-Philips-M1034A | MODULEBISPECTRALINDEX | M1034A |  |  |  | Philips | Module, Bispectral Index |  | MODULEBISPECTRALINDEX-Philips-M1034A |  |  |  |  | Covered PM Repair - Biomedical | MHHS-Katy | [8 empty] | MODULEBISPECTRALINDEX | Module, Bispectral Index | Philips
NO | YES |  |  |  | 133-02692 | 133-02692 | Philips Medical Systems Cardiac and Monitoring Syste | M1034A |  | DE11006912 | Katy-OR | MHHS-Katy |  | Module, Bispectral Index |  | 133-02692 | 133-02692 | Katy | MHHS-Katy | Katy-OR | OR 9 | 7/1/19 | 7/1/20 |  |  | MONITORS, BEDSIDE, ELECTROENCEPHALOGRAPHIC, SPECTR | Module, Bispectral Index | MODULEBISPECTRALINDEX-Philips-M1034A | MODULEBISPECTRALINDEX | M1034A |  |  |  | Philips | Module, Bispectral Index |  | MODULEBISPECTRALINDEX-Philips-M1034A |  | 2/14/20 |  |  | Not Covered Vendor Only - Biomedical | MHHS-Katy | [8 empty] | MODULEBISPECTRALINDEX | Module, Bispectral Index | Philips
NO | YES |  |  |  | 133-05966 | 133-05966 | Philips Medical Systems Cardiac and Monitoring Syste | M1034A |  | DE11007837 | Katy-OR | MHHS-Katy |  | Module, Bispectral Index |  | 133-05966 | 133-05966 | Katy | MHHS-Katy | Katy-OR | Cystology Procedure Room 5 |  |  |  |  | MONITORS, BEDSIDE, ELECTROENCEPHALOGRAPHIC, SPECTR | Module, Bispectral Index | MODULEBISPECTRALINDEX-Philips-M1034A | MODULEBISPECTRALINDEX | M1034A |  |  |  | Philips | Module, Bispectral Index |  | MODULEBISPECTRALINDEX-Philips-M1034A |  | 1/1/20 |  |  | Not Covered Vendor Only - Biomedical | MHHS-Katy | [8 empty] | MODULEBISPECTRALINDEX | Module, Bispectral Index | Philips
NO | YES |  |  |  | 133-09299 | 133-09299 | Philips Medical Systems Cardiac and Monitoring Syste | M1034A |  | DE11006041 | Katy-OR | MHHS-Katy |  | Module, Bispectral Index |  | 133-09299 | 133-09299 | Katy | MHHS-Katy | Katy-OR | OR 7 | 11/1/19 | 11/1/20 |  |  | MONITORS, BEDSIDE, ELECTROENCEPHALOGRAPHIC, SPECTR | Module, Bispectral Index | MODULEBISPECTRALINDEX-Philips-M1034A | MODULEBISPECTRALINDEX | M1034A |  |  |  | Philips | Module, Bispectral Index |  | MODULEBISPECTRALINDEX-Philips-M1034A |  | 6/27/19 |  |  | Covered PM Repair - Biomedical | MHHS-Katy | [8 empty] | MODULEBISPECTRALINDEX | Module, Bispectral Index | Philips
NO | YES |  |  |  | 133-09300 | 133-09300 | Philips Medical Systems Cardiac and Monitoring Syste | M1034A |  | DE11009092 | Katy-OR | MHHS-Katy |  | Module, Bispectral Index |  | 133-09300 | 133-09300 | Katy | MHHS-Katy | Katy-OR | OR 6 | 11/1/19 | 11/1/20 |  |  | MONITORS, BEDSIDE, ELECTROENCEPHALOGRAPHIC, SPECTR | Module, Bispectral Index | MODULEBISPECTRALINDEX-Philips-M1034A | MODULEBISPECTRALINDEX | M1034A |  |  |  | Philips | Module, Bispectral Index |  | MODULEBISPECTRALINDEX-Philips-M1034A |  | 6/27/19 |  |  | Covered PM Repair - Biomedical | MHHS-Katy | [8 empty] | MODULEBISPECTRALINDEX | Module, Bispectral Index | Philips
NO | YES |  |  |  | 133-09301 | 133-09301 | Philips Medical Systems Cardiac and Monitoring Syste | M1034A |  | DE11009093 | Katy-OR | MHHS-Katy |  | Module, Bispectral Index |  | 133-09301 | 133-09301 | Katy | MHHS-Katy | Katy-OR | OR 8 | 1/1/20 | 1/1/21 |  |  | MONITORS, BEDSIDE, ELECTROENCEPHALOGRAPHIC, SPECTR | Module, Bispectral Index | MODULEBISPECTRALINDEX-Philips-M1034A | MODULEBISPECTRALINDEX | M1034A |  |  |  | Philips | Module, Bispectral Index |  | MODULEBISPECTRALINDEX-Philips-M1034A |  | 6/27/19 |  |  | Covered PM Repair - Biomedical | MHHS-Katy | [8 empty] | MODULEBISPECTRALINDEX | Module, Bispectral Index | Philips
NO | YES |  |  |  | 133-09302 | 133-09302 | Philips Medical Systems Cardiac and Monitoring Syste | M1034A |  | DE11009107 | Katy-OR | MHHS-Katy |  | Module, Bispectral Index |  | 133-09302 | 133-09302 | Katy | MHHS-Katy | Katy-OR | OR1 | 12/1/19 | 12/1/20 |  |  | MONITORS, BEDSIDE, ELECTROENCEPHALOGRAPHIC, SPECTR | Module, Bispectral Index | MODULEBISPECTRALINDEX-Philips-M1034A | MODULEBISPECTRALINDEX | M1034A |  |  |  | Philips | Module, Bispectral Index |  | MODULEBISPECTRALINDEX-Philips-M1034A |  | 6/27/19 |  |  | Covered PM Repair - Biomedical | MHHS-Katy | [8 empty] | MODULEBISPECTRALINDEX | Module, Bispectral Index | Philips
NO | YES |  |  |  | 133-09797 | 133-09797 | Philips Medical Systems Cardiac and Monitoring Syste | M1034A |  | DE11014736 | Katy-OR | MHHS-Katy |  | Module, Bispectral Index |  | 133-09797 | 133-09797 | Katy | MHHS-Katy | Katy-OR | OR10 | 8/1/19 | 8/1/20 |  |  | MONITORS, BEDSIDE, ELECTROENCEPHALOGRAPHIC, SPECTR | Module, Bispectral Index | MODULEBISPECTRALINDEX-Philips-M1034A | MODULEBISPECTRALINDEX | M1034A |  |  |  | Philips | Module, Bispectral Index |  | MODULEBISPECTRALINDEX-Philips-M1034A |  | 7/26/18 |  |  | Covered PM Repair - Biomedical | MHHS-Katy | [8 empty] | MODULEBISPECTRALINDEX | Module, Bispectral Index | Philips
NO | YES |  |  |  | 133-09808 | 133-09808 | Philips Medical Systems Cardiac and Monitoring Syste | M1034A |  | DE10902148 | Katy-OR | MHHS-Katy |  | Module, Bispectral Index |  | 133-09808 | 133-09808 | Katy | MHHS-Katy | Katy-OR | OR 11 | 11/1/19 | 11/1/20 |  |  | MONITORS, BEDSIDE, ELECTROENCEPHALOGRAPHIC, SPECTR | Module, Bispectral Index | MODULEBISPECTRALINDEX-Philips-M1034A | MODULEBISPECTRALINDEX | M1034A |  |  |  | Philips | Module, Bispectral Index |  | MODULEBISPECTRALINDEX-Philips-M1034A |  |  |  |  | Covered PM Repair - Biomedical | MHHS-Katy | [8 empty] | MODULEBISPECTRALINDEX | Module, Bispectral Index | Philips
NO | YES |  |  |  | 133-02691 | 133-02691 | Philips Medical Systems Cardiac and Monitoring Syste | M1034A |  | DE11006913 | Katy-OR | MHHS-Katy |  | Module, Bispectral Index |  | 133-02691 | 133-02691 | Katy | MHHS-Katy | Katy-OR | C SECTION OR1 | 6/1/19 | 6/1/20 |  |  | MONITORS, BEDSIDE, ELECTROENCEPHALOGRAPHIC, SPECTR | Module, Bispectral Index | MODULEBISPECTRALINDEX-Philips-M1034A | MODULEBISPECTRALINDEX | M1034A |  |  |  | Philips | Module, Bispectral Index |  | MODULEBISPECTRALINDEX-Philips-M1034A |  |  |  |  | Covered PM Repair - Biomedical | MHHS-Katy | [8 empty] | MODULEBISPECTRALINDEX | Module, Bispectral Index | Philips
NO | YES |  |  |  | 133-02700 | 133-02700 | Philips Medical Systems Cardiac and Monitoring Syste | M1034A |  | DE11006921 | Katy-Labor & Delivery OR | MHHS-Katy |  | Module, Bispectral Index |  | 133-02700 | 133-02700 | Katy | MHHS-Katy | Katy-Labor & Delivery OR | Csection or 2 | 6/1/19 | 6/1/20 |  |  | MONITORS, BEDSIDE, ELECTROENCEPHALOGRAPHIC, SPECTR | Module, Bispectral Index | MODULEBISPECTRALINDEX-Philips-M1034A | MODULEBISPECTRALINDEX | M1034A |  |  |  | Philips | Module, Bispectral Index |  | MODULEBISPECTRALINDEX-Philips-M1034A |  |  |  |  | Covered PM Repair - Biomedical | MHHS-Katy | [8 empty] | MODULEBISPECTRALINDEX | Module, Bispectral Index | Philips
NO | NO | [5 empty] | Philips Medical Systems Cardiac and Monitoring Syste | M1034A |  | DE11005581 | GH - OR | MHHS-Greater Heights |  | Module, Bispectral Index |  |  |  | Central & Greater Heights |  | GH - OR | [5 empty] | MONITORS, BEDSIDE, ELECTROENCEPHALOGRAPHIC, SPECTR |  | MODULEBISPECTRALINDEX-Philips-M1034A | MODULEBISPECTRALINDEX | M1034A |  |  |  | Philips | Module, Bispectral Index |  | MODULEBISPECTRALINDEX-Philips-M1034A |  |  |  |  | Covered PM Repair - Biomedical | MHHS-Greater Heights
NO | NO |  |  |  | 133-02704 |  | Philips Medical Systems Cardiac and Monitoring Syste | M1034A |  | DE11006914 | KATY - ENDOSCOPY | MHHS-Katy |  | Module, Bispectral Index |  | 133-02704 |  | Katy |  | KATY - ENDOSCOPY | [5 empty] | MONITORS, BEDSIDE, ELECTROENCEPHALOGRAPHIC, SPECTR |  | MODULEBISPECTRALINDEX-Philips-M1034A | MODULEBISPECTRALINDEX | M1034A |  |  |  | Philips | Module, Bispectral Index |  | MODULEBISPECTRALINDEX-Philips-M1034A |  |  |  |  | Covered PM Repair - Biomedical | MHHS-Katy
NO | NO |  |  |  | 133-09809 |  | Philips Medical Systems Cardiac and Monitoring Syste | M1034A |  | DE11014713 | KATY - OR | MHHS-Katy |  | Module, Bispectral Index |  | 133-09809 |  | Katy |  | KATY - OR | [5 empty] | MONITORS, BEDSIDE, ELECTROENCEPHALOGRAPHIC, SPECTR |  | MODULEBISPECTRALINDEX-Philips-M1034A | MODULEBISPECTRALINDEX | M1034A |  |  |  | Philips | Module, Bispectral Index |  | MODULEBISPECTRALINDEX-Philips-M1034A |  |  |  |  | Covered PM Repair - Biomedical | MHHS-Katy
NO | NO |  |  |  | 041-13583 |  | Philips Medical Systems Cardiac and Monitoring Syste | M1034A |  | DE11014019 | MEMORIAL CITY - MOR | MHHS-Mem City |  | Module, Bispectral Index |  | 041-13583 |  | West & Memorial City |  | MEMORIAL CITY - MOR | [5 empty] | MONITORS, BEDSIDE, ELECTROENCEPHALOGRAPHIC, SPECTR |  | MODULEBISPECTRALINDEX-Philips-M1034A | MODULEBISPECTRALINDEX | M1034A |  |  |  | Philips | Module, Bispectral Index |  | MODULEBISPECTRALINDEX-Philips-M1034A |  |  |  |  | Covered PM Repair - Biomedical | MHHS-Mem City
NO | NO | [5 empty] | Philips Medical Systems Cardiac and Monitoring Syste | M1034A |  | DE11019081 | MEMORIAL CITY - SICU | MHHS-Mem City |  | Module, Bispectral Index |  |  |  | West & Memorial City |  | MEMORIAL CITY - SICU | [5 empty] | MONITORS, BEDSIDE, ELECTROENCEPHALOGRAPHIC, SPECTR |  | MODULEBISPECTRALINDEX-Philips-M1034A | MODULEBISPECTRALINDEX | M1034A |  |  |  | Philips | Module, Bispectral Index |  | MODULEBISPECTRALINDEX-Philips-M1034A |  |  |  |  | Covered PM Repair - Biomedical | MHHS-Mem City
NO | NO | [5 empty] | Philips Medical Systems Cardiac and Monitoring Syste | M1034A |  | DE11019082 | MEMORIAL CITY - SICU | MHHS-Mem City |  | Module, Bispectral Index |  |  |  | West & Memorial City |  | MEMORIAL CITY - SICU | [5 empty] | MONITORS, BEDSIDE, ELECTROENCEPHALOGRAPHIC, SPECTR |  | MODULEBISPECTRALINDEX-Philips-M1034A | MODULEBISPECTRALINDEX | M1034A |  |  |  | Philips | Module, Bispectral Index |  | MODULEBISPECTRALINDEX-Philips-M1034A |  |  |  |  | Covered PM Repair - Biomedical | MHHS-Mem City
NO | YES |  |  |  | 041-18524 | 041-18524 | Philips Medical Systems Cardiac and Monitoring Syste | M1116-80000 |  | US40912672 | MEMORIAL CITY - CATH LAB | MHHS-Mem City |  |  |  | 041-18524 | 041-18524 | West | Memorial herman heart and vascular - memorial city | MEMORIAL CITY - CATH LAB | Ct room 1 |  |  |  | No pm found | RECORDERS, GRAPHIC |  | .needs class | [5 empty] | Philips | [7 empty] | Covered PM Repair - Biomedical | MHHS-Mem City
NO | YES |  |  |  | 009-03603 | 009-03603 | Philips Medical Systems Cardiac and Monitoring Syste | M1116A |  | 4227A30523 | GH-OR | MHHS-Greater Heights |  | Module, Recorder |  | 009-03603 | 009-03603 | Central Greater Heights | MHHS-Greater Heights | GH-OR | Room 6 | 3/1/20 |  | 3/1/21 |  | MONITORS, PHYSIOLOGIC, VITAL SIGNS | Module, Recorder | MODULERECORDER-Philips-M1116A | MODULERECORDER | M1116A |  |  |  | Philips | Module, Recorder |  | MODULERECORDER-Philips-M1116A |  | 11/20/15 |  |  | Covered PM Repair - Biomedical | MHHS-Greater Heights | [8 empty] | MODULERECORDER | Module, Recorder | Philips
NO | YES |  |  |  | 129-00995 | 129-00995 | Philips Medical Systems Cardiac and Monitoring Syste | M1116A |  | 4141A04652 | Sugar Land-PACU | MHHS-Sugarland |  | Module, Recorder |  | 129-00995 | 129-00995 | Sugar Land | MHHS-Sugarland | Sugar Land-PACU | Biomed Ship | 6/1/17 |  | 6/1/18 |  | MONITORS, PHYSIOLOGIC, VITAL SIGNS | Module, Recorder | MODULERECORDER-Philips-M1116A | MODULERECORDER | M1116A |  |  |  | Philips | Module, Recorder |  | MODULERECORDER-Philips-M1116A |  | 11/13/19 |  |  | Covered PM Repair - Biomedical | MHHS-Sugarland | [8 empty] | MODULERECORDER | Module, Recorder | Philips
NO | NO | [5 empty] | Philips Medical Systems Cardiac and Monitoring Syste | M1116A |  | 4227A30522 | GH - CV ICU | MHHS-Greater Heights |  | Module, Recorder |  |  |  | Central & Greater Heights |  | GH - CV ICU | [5 empty] | MONITORS, PHYSIOLOGIC, VITAL SIGNS |  | MODULERECORDER-Philips-M1116A | MODULERECORDER | M1116A |  |  |  | Philips | Module, Recorder |  | MODULERECORDER-Philips-M1116A |  |  |  |  | Covered PM Repair - Biomedical | MHHS-Greater Heights
NO | NO |  |  |  | 129-00968 |  | Philips Medical Systems Cardiac and Monitoring Syste | M1116A |  | 4141A06701 | SUGAR LAND - DAY SURGERY | MHHS-Sugarland |  | Module, Recorder |  | 129-00968 |  | Sugar Land |  | SUGAR LAND - DAY SURGERY | [5 empty] | MONITORS, PHYSIOLOGIC, VITAL SIGNS |  | MODULERECORDER-Philips-M1116A | MODULERECORDER | M1116A |  |  |  | Philips | Module, Recorder |  | MODULERECORDER-Philips-M1116A |  |  |  |  | Covered PM Repair - Biomedical | MHHS-Sugarland
NO | NO |  |  |  | 129-00973 |  | Philips Medical Systems Cardiac and Monitoring Syste | M1116A |  | 4141A06700 | SUGAR LAND - DAY SURGERY | MHHS-Sugarland |  | Module, Recorder |  | 129-00973 |  | Sugar Land |  | SUGAR LAND - DAY SURGERY | [5 empty] | MONITORS, PHYSIOLOGIC, VITAL SIGNS |  | MODULERECORDER-Philips-M1116A | MODULERECORDER | M1116A |  |  |  | Philips | Module, Recorder |  | MODULERECORDER-Philips-M1116A |  |  |  |  | Covered PM Repair - Biomedical | MHHS-Sugarland
NO | NO |  |  |  | 129-02439 |  | Philips Medical Systems Cardiac and Monitoring Syste | M1116A |  | 4227A50317 | SUGAR LAND - ICU | MHHS-Sugarland |  | Module, Recorder |  | 129-02439 |  | Sugar Land |  | SUGAR LAND - ICU | [5 empty] | MONITORS, PHYSIOLOGIC, VITAL SIGNS |  | MODULERECORDER-Philips-M1116A | MODULERECORDER | M1116A |  |  |  | Philips | Module, Recorder |  | MODULERECORDER-Philips-M1116A |  |  |  |  | Covered PM Repair - Biomedical | MHHS-Sugarland
NO | YES |  |  |  | 009-03492 | 009-03492 | Philips Medical Systems Cardiac and Monitoring Syste | M1116B |  | 3809A84436 | GH - OR ANESTHESIA | MHHS-Greater Heights |  | Module, Recorder |  | 009-03492 | 009-03492 | Central | GH OR | GH - OR ANESTHESIA | GH - OR ANESTHESIA |  |  |  |  | MONITORS, PHYSIOLOGIC, VITAL SIGNS |  | MODULERECORDER-Philips-M1116B | MODULERECORDER | M1116B |  |  |  | Philips | Module, Recorder |  | MODULERECORDER-Philips-M1116B |  |  |  |  | Covered PM Repair - Biomedical | MHHS-Greater Heights
NO | YES |  |  |  |  | 009-04659 | Philips Medical Systems Cardiac and Monitoring Syste | M1116B |  | 4227A42101 | GH-OR | MHHS-Greater Heights |  | Module, Recorder |  |  | 009-04659 | Central | MHHS-Greater Heights | GH-OR | OR | 3/1/19 |  | 3/1/20 |  | MONITORS, PHYSIOLOGIC, VITAL SIGNS | Module, Recorder | MODULERECORDER-Philips-M1116B | MODULERECORDER | M1116B |  |  |  | Philips | Module, Recorder |  | MODULERECORDER-Philips-M1116B |  | 4/29/19 |  |  | Covered PM Repair - Biomedical | MHHS-Greater Heights | [8 empty] | MODULERECORDER | Module, Recorder | Philips
NO | YES |  |  |  |  | 009-04658 | Philips Medical Systems Cardiac and Monitoring Syste | M1116B |  | 4227A42102 | GH-OR Anesthesia | MHHS-Greater Heights |  | Module, Recorder |  |  | 009-04658 | Central | MHHS-Greater Heights | GH-OR Anesthesia | OR | 3/1/19 |  | 3/1/20 |  | MONITORS, PHYSIOLOGIC, VITAL SIGNS | Module, Recorder | MODULERECORDER-Philips-M1116B | MODULERECORDER | M1116B |  |  |  | Philips | Module, Recorder |  | MODULERECORDER-Philips-M1116B |  | 9/23/15 |  |  | Covered PM Repair - Biomedical | MHHS-Greater Heights | [8 empty] | MODULERECORDER | Module, Recorder | Philips
NO | YES |  |  |  |  | 009-04430 | Philips Medical Systems Cardiac and Monitoring Syste | M1116B |  | 4227A37052 | GH-OR Anesthesia | MHHS-Greater Heights |  | Module, Recorder |  |  | 009-04430 | Central | MHHS-Greater Heights | GH-OR Anesthesia | Or | 3/1/19 |  | 3/1/20 |  | MONITORS, PHYSIOLOGIC, VITAL SIGNS | Module, Recorder | MODULERECORDER-Philips-M1116B | MODULERECORDER | M1116B |  |  |  | Philips | Module, Recorder |  | MODULERECORDER-Philips-M1116B |  |  |  |  | Covered PM Repair - Biomedical | MHHS-Greater Heights | [8 empty] | MODULERECORDER | Module, Recorder | Philips
NO | YES | Serial Number 4227A42093 |  |  |  |  | Philips Medical Systems Cardiac and Monitoring Syste | M1116B |  | 4227A42093 | GH-OR Anesthesia | MHHS-Greater Heights |  | Module, Recorder |  |  |  | Central & Greater Heights | MHHS-Greater Heights | GH-OR Anesthesia |  | 3/11/19 |  |  |  | MONITORS, PHYSIOLOGIC, VITAL SIGNS | Module, Recorder | MODULERECORDER-Philips-M1116B | MODULERECORDER | M1116B |  |  |  | Philips | Module, Recorder |  | MODULERECORDER-Philips-M1116B |  |  | Finished from Script 3/27/2020 12:11:52pm (Central) |  | Covered PM Repair - Biomedical | MHHS-Greater Heights | [8 empty] | MODULERECORDER | Module, Recorder | Philips
NO | YES | [5 empty] | Philips Medical Systems Cardiac and Monitoring Syste | M1116B |  | 4227A37050 | GH-OR | MHHS-Greater Heights |  | Module, Recorder |  |  |  | Central Greater Heights | MHHS-Greater Heights | GH-OR | Room 5 | 3/1/19 |  | 3/1/20 |  | MONITORS, PHYSIOLOGIC, VITAL SIGNS | Module, Recorder | MODULERECORDER-Philips-M1116B | MODULERECORDER | M1116B |  |  |  | Philips | Module, Recorder |  | MODULERECORDER-Philips-M1116B |  | 1/8/20 |  |  | Not Covered Vendor Only - Biomedical | MHHS-Greater Heights | [8 empty] | MODULERECORDER | Module, Recorder | Philips
NO | YES |  |  |  | 009-04432 | 009-04432 | Philips Medical Systems Cardiac and Monitoring Syste | M1116B |  | 4227A37055 | GH-OR | MHHS-Greater Heights |  | Module, Recorder |  | 009-04432 | 009-04432 | Central | MHHS-Greater Heights | GH-OR | OR 4 | 3/1/19 |  | 3/1/20 |  | MONITORS, PHYSIOLOGIC, VITAL SIGNS | Module, Recorder | MODULERECORDER-Philips-M1116B | MODULERECORDER | M1116B |  |  |  | Philips | Module, Recorder |  | MODULERECORDER-Philips-M1116B |  | 1/8/20 |  |  | Not Covered Vendor Only - Biomedical | MHHS-Greater Heights | [8 empty] | MODULERECORDER | Module, Recorder | Philips
NO | YES |  |  |  |  | 009-04434 | Philips Medical Systems Cardiac and Monitoring Syste | M1116B |  | 4227A37054 | GH-PACU | MHHS-Greater Heights |  | Module, Recorder |  |  | 009-04434 | Central | MHHS-Greater Heights | GH-PACU | PACU | 3/1/20 |  | 3/1/21 |  | MONITORS, PHYSIOLOGIC, VITAL SIGNS | Module, Recorder | MODULERECORDER-Philips-M1116B | MODULERECORDER | M1116B |  |  |  | Philips | Module, Recorder |  | MODULERECORDER-Philips-M1116B |  | 12/17/12 |  |  | Covered PM Repair - Biomedical | MHHS-Greater Heights | [8 empty] | MODULERECORDER | Module, Recorder | Philips
NO | YES | [5 empty] | Philips Medical Systems Cardiac and Monitoring Syste | M1116B |  | 4227A37057 | GH-PACU | MHHS-Greater Heights |  | Module, Recorder |  |  |  | Central & Greater Heights | MHHS-Greater Heights | GH-PACU | Room 18 | 3/1/19 |  | 3/1/21 |  | MONITORS, PHYSIOLOGIC, VITAL SIGNS | Module, Recorder | MODULERECORDER-Philips-M1116B | MODULERECORDER | M1116B |  |  |  | Philips | Module, Recorder |  | MODULERECORDER-Philips-M1116B |  |  |  |  | Covered PM Repair - Biomedical | MHHS-Greater Heights | [8 empty] | MODULERECORDER | Module, Recorder | Philips
NO | YES |  |  |  |  | 009-04428 | Philips Medical Systems Cardiac and Monitoring Syste | M1116B |  | 4227A37056 | GH-PACU | MHHS-Greater Heights |  | Module, Recorder |  |  | 009-04428 | Central | MHHS-Greater Heights | GH-PACU | PACU | 3/1/19 |  | 3/1/21 |  | MONITORS, PHYSIOLOGIC, VITAL SIGNS | Module, Recorder | MODULERECORDER-Philips-M1116B | MODULERECORDER | M1116B |  |  |  | Philips | Module, Recorder |  | MODULERECORDER-Philips-M1116B |  | 2/12/21 |  |  | Not Covered Vendor Only - Biomedical | MHHS-Greater Heights | [8 empty] | MODULERECORDER | Module, Recorder | Philips
NO | YES |  |  |  |  | 009-04422 | Philips Medical Systems Cardiac and Monitoring Syste | M1116B |  | 4227A37053 | GH-PACU | MHHS-Greater Heights |  | Module, Recorder |  |  | 009-04422 | Central | MHHS-Greater Heights | GH-PACU | PACU | 3/1/19 |  | 3/1/21 |  | MONITORS, PHYSIOLOGIC, VITAL SIGNS | Module, Recorder | MODULERECORDER-Philips-M1116B | MODULERECORDER | M1116B |  |  |  | Philips | Module, Recorder |  | MODULERECORDER-Philips-M1116B |  | 5/4/16 |  |  | Covered PM Repair - Biomedical | MHHS-Greater Heights | [8 empty] | MODULERECORDER | Module, Recorder | Philips
NO | YES |  |  |  |  | 009-04427 | Philips Medical Systems Cardiac and Monitoring Syste | M1116B |  | 4227A37051 | GH-PACU | MHHS-Greater Heights |  | Module, Recorder |  |  | 009-04427 | Central | MHHS-Greater Heights | GH-PACU | PACU | 3/1/19 |  | 3/1/21 |  | MONITORS, PHYSIOLOGIC, VITAL SIGNS | Module, Recorder | MODULERECORDER-Philips-M1116B | MODULERECORDER | M1116B |  |  |  | Philips | Module, Recorder |  | MODULERECORDER-Philips-M1116B |  | 6/9/16 |  |  | Covered PM Repair - Biomedical | MHHS-Greater Heights | [8 empty] | MODULERECORDER | Module, Recorder | Philips
NO | YES |  |  |  |  | 009-04431 | Philips Medical Systems Cardiac and Monitoring Syste | M1116B |  | 4227A37063 | GH-PACU | MHHS-Greater Heights |  | Module, Recorder |  |  | 009-04431 | Central | MHHS-Greater Heights | GH-PACU | PACU | 3/1/19 |  | 3/1/21 |  | MONITORS, PHYSIOLOGIC, VITAL SIGNS | Module, Recorder | MODULERECORDER-Philips-M1116B | MODULERECORDER | M1116B |  |  |  | Philips | Module, Recorder |  | MODULERECORDER-Philips-M1116B |  | 6/9/16 |  |  | Covered PM Repair - Biomedical | MHHS-Greater Heights | [8 empty] | MODULERECORDER | Module, Recorder | Philips
NO | YES |  |  |  |  | 009-04426 | Philips Medical Systems Cardiac and Monitoring Syste | M1116B |  | 4227A37061 | GH-PACU | MHHS-Greater Heights |  | Module, Recorder |  |  | 009-04426 | Central | MHHS-Greater Heights | GH-PACU | PACU | 3/1/19 |  | 3/1/21 |  | MONITORS, PHYSIOLOGIC, VITAL SIGNS | Module, Recorder | MODULERECORDER-Philips-M1116B | MODULERECORDER | M1116B |  |  |  | Philips | Module, Recorder |  | MODULERECORDER-Philips-M1116B |  | 6/9/16 |  |  | Covered PM Repair - Biomedical | MHHS-Greater Heights | [8 empty] | MODULERECORDER | Module, Recorder | Philips
NO | YES |  |  |  |  | 009-04433 | Philips Medical Systems Cardiac and Monitoring Syste | M1116B |  | 4227A37058 | GH-PACU | MHHS-Greater Heights |  | Module, Recorder |  |  | 009-04433 | Central | MHHS-Greater Heights | GH-PACU | PACU | 3/1/19 |  | 3/1/20 |  | MONITORS, PHYSIOLOGIC, VITAL SIGNS | Module, Recorder | MODULERECORDER-Philips-M1116B | MODULERECORDER | M1116B |  |  |  | Philips | Module, Recorder |  | MODULERECORDER-Philips-M1116B |  |  |  |  | Covered PM Repair - Biomedical | MHHS-Greater Heights | [8 empty] | MODULERECORDER | Module, Recorder | Philips
NO | YES | [5 empty] | Philips Medical Systems Cardiac and Monitoring Syste | M1116B |  | 4227A41874 | GH-PACU | MHHS-Greater Heights |  | Module, Recorder |  |  |  | Central & Greater Heights | MHHS-Greater Heights | GH-PACU | Room 5 | 3/1/19 |  | 3/1/21 |  | MONITORS, PHYSIOLOGIC, VITAL SIGNS | Module, Recorder | MODULERECORDER-Philips-M1116B | MODULERECORDER | M1116B |  |  |  | Philips | Module, Recorder |  | MODULERECORDER-Philips-M1116B |  | 1/1/17 |  |  | Covered PM Repair - Biomedical | MHHS-Greater Heights | [8 empty] | MODULERECORDER | Module, Recorder | Philips
NO | YES |  |  |  | 133-02895 | 133-02895 | Philips Medical Systems Cardiac and Monitoring Syste | M1116B |  | 4227A48194 | Katy-OR | MHHS-Katy |  | Module, Recorder |  | 133-02895 | 133-02895 | Katy | MHHS-Katy | Katy-OR | OR1 | 7/1/19 | 7/1/20 |  |  | MONITORS, PHYSIOLOGIC, VITAL SIGNS | Module, Recorder | MODULERECORDER-Philips-M1116B | MODULERECORDER | M1116B |  |  |  | Philips | Module, Recorder |  | MODULERECORDER-Philips-M1116B |  |  |  |  | Covered PM Repair - Biomedical | MHHS-Katy | [8 empty] | MODULERECORDER | Module, Recorder | Philips
NO | YES |  |  |  | 133-03037 | 133-03037 | Philips Medical Systems Cardiac and Monitoring Syste | M1116B |  | 4227A48778 | Katy-Biomedical Services | MHHS-Katy |  | Module, Recorder |  | 133-03037 | 133-03037 | Katy | MHHS-Katy | Katy-Biomedical Services | Biomed shop | 7/1/19 | 7/1/20 |  |  | MONITORS, PHYSIOLOGIC, VITAL SIGNS | Module, Recorder | MODULERECORDER-Philips-M1116B | MODULERECORDER | M1116B |  |  |  | Philips | Module, Recorder |  | MODULERECORDER-Philips-M1116B |  |  |  |  | Covered PM Repair - Biomedical | MHHS-Katy | [8 empty] | MODULERECORDER | Module, Recorder | Philips
NO | YES |  |  |  | 133-02643 | 133-02643 | Philips Medical Systems Cardiac and Monitoring Syste | M1116B |  | 4227A45167 | Katy-Nursery | MHHS-Katy |  | Module, Recorder |  | 133-02643 | 133-02643 | Katy | MHHS-Katy | Katy-Nursery | NICU | 8/1/19 | 8/1/20 |  |  | MONITORS, PHYSIOLOGIC, VITAL SIGNS | Module, Recorder | MODULERECORDER-Philips-M1116B | MODULERECORDER | M1116B |  |  |  | Philips | Module, Recorder |  | MODULERECORDER-Philips-M1116B |  |  |  |  | Covered PM Repair - Biomedical | MHHS-Katy | [8 empty] | MODULERECORDER | Module, Recorder | Philips
NO | YES |  |  |  | 133-02510 | 133-02510 | Philips Medical Systems Cardiac and Monitoring Syste | M1116B |  | 4227A38701 | Katy-OR | MHHS-Katy |  | Module, Recorder |  | 133-02510 | 133-02510 | Katy | MHHS-Katy | Katy-OR | OR 4 | 7/1/19 | 7/1/20 |  |  | MONITORS, PHYSIOLOGIC, VITAL SIGNS | Module, Recorder | MODULERECORDER-Philips-M1116B | MODULERECORDER | M1116B |  |  |  | Philips | Module, Recorder |  | MODULERECORDER-Philips-M1116B |  |  |  |  | Covered PM Repair - Biomedical | MHHS-Katy | [8 empty] | MODULERECORDER | Module, Recorder | Philips
NO | YES |  |  |  | 133-02594 | 133-02594 | Philips Medical Systems Cardiac and Monitoring Syste | M1116B |  | 4227A43381 | Katy-OR | MHHS-Katy |  | Module, Recorder |  | 133-02594 | 133-02594 | Katy | MHHS-Katy | Katy-OR | OR 3 | 7/1/19 | 7/1/20 |  |  | MONITORS, PHYSIOLOGIC, VITAL SIGNS | Module, Recorder | MODULERECORDER-Philips-M1116B | MODULERECORDER | M1116B |  |  |  | Philips | Module, Recorder |  | MODULERECORDER-Philips-M1116B |  |  |  |  | Covered PM Repair - Biomedical | MHHS-Katy | [8 empty] | MODULERECORDER | Module, Recorder | Philips
NO | YES |  |  |  | 133-02710 | 133-02710 | Philips Medical Systems Cardiac and Monitoring Syste | M1116B |  | 4227A45885 | Katy-OR | MHHS-Katy |  | Module, Recorder |  | 133-02710 | 133-02710 | Katy | MHHS-Katy | Katy-OR | Cystology Procedure Room 5 |  |  |  |  | MONITORS, PHYSIOLOGIC, VITAL SIGNS | Module, Recorder | MODULERECORDER-Philips-M1116B | MODULERECORDER | M1116B |  |  |  | Philips | Module, Recorder |  | MODULERECORDER-Philips-M1116B |  |  |  |  | Covered PM Repair - Biomedical | MHHS-Katy | [8 empty] | MODULERECORDER | Module, Recorder | Philips
NO | YES |  |  |  | 133-03196 | 133-03196 | Philips Medical Systems Cardiac and Monitoring Syste | M1116B |  | 4227A49843 | Katy-OR | MHHS-Katy |  | Module, Recorder |  | 133-03196 | 133-03196 | Katy | MHHS-Katy | Katy-OR | OR10 | 8/1/19 | 8/1/20 |  |  | MONITORS, PHYSIOLOGIC, VITAL SIGNS | Module, Recorder | MODULERECORDER-Philips-M1116B | MODULERECORDER | M1116B |  |  |  | Philips | Module, Recorder |  | MODULERECORDER-Philips-M1116B |  | 10/3/18 |  |  | Covered PM Repair - Biomedical | MHHS-Katy | [8 empty] | MODULERECORDER | Module, Recorder | Philips
NO | YES |  |  |  | 133-03840 | 133-03840 | Philips Medical Systems Cardiac and Monitoring Syste | M1116B |  | 4227A49811 | Katy-OR | MHHS-Katy |  | Module, Recorder |  | 133-03840 | 133-03840 | Katy | MHHS-Katy | Katy-OR | Bio med shop | 9/1/18 | 9/1/20 |  |  | MONITORS, PHYSIOLOGIC, VITAL SIGNS | Module, Recorder | MODULERECORDER-Philips-M1116B | MODULERECORDER | M1116B |  |  |  | Philips | Module, Recorder |  | MODULERECORDER-Philips-M1116B |  | 10/3/18 |  |  | Covered PM Repair - Biomedical | MHHS-Katy | [8 empty] | MODULERECORDER | Module, Recorder | Philips
NO | YES |  |  |  | 133-02748 | 133-02748 | Philips Medical Systems Cardiac and Monitoring Syste | M1116B |  | 4227A46648 | Katy-PACU | MHHS-Katy |  | Module, Recorder |  | 133-02748 | 133-02748 | Katy | MHHS-Katy | Katy-PACU | Endoscopy 1 |  |  |  |  | MONITORS, PHYSIOLOGIC, VITAL SIGNS | Module, Recorder | MODULERECORDER-Philips-M1116B | MODULERECORDER | M1116B |  |  |  | Philips | Module, Recorder |  | MODULERECORDER-Philips-M1116B |  | 10/3/18 |  |  | Covered PM Repair - Biomedical | MHHS-Katy | [8 empty] | MODULERECORDER | Module, Recorder | Philips
NO | YES |  |  |  | 133-02750 | 133-02750 | Philips Medical Systems Cardiac and Monitoring Syste | M1116B |  | 4227A46644 | Katy-PACU | MHHS-Katy |  | Module, Recorder |  | 133-02750 | 133-02750 | Katy | MHHS-Katy | Katy-PACU | PacU8 | 6/1/19 | 6/1/20 |  |  | MONITORS, PHYSIOLOGIC, VITAL SIGNS | Module, Recorder | MODULERECORDER-Philips-M1116B | MODULERECORDER | M1116B |  |  |  | Philips | Module, Recorder |  | MODULERECORDER-Philips-M1116B |  | 10/3/18 |  |  | Covered PM Repair - Biomedical | MHHS-Katy | [8 empty] | MODULERECORDER | Module, Recorder | Philips
NO | YES |  |  |  | 133-02894 | 133-02894 | Philips Medical Systems Cardiac and Monitoring Syste | M1116B |  | 4227A48193 | Katy-PACU | MHHS-Katy |  | Module, Recorder |  | 133-02894 | 133-02894 | Katy | MHHS-Katy | Katy-PACU | Bay 3 | 6/1/19 | 6/1/20 |  |  | MONITORS, PHYSIOLOGIC, VITAL SIGNS | Module, Recorder | MODULERECORDER-Philips-M1116B | MODULERECORDER | M1116B |  |  |  | Philips | Module, Recorder |  | MODULERECORDER-Philips-M1116B |  | 10/3/18 |  |  | Covered PM Repair - Biomedical | MHHS-Katy | [8 empty] | MODULERECORDER | Module, Recorder | Philips
NO | YES |  |  |  | 133-02896 | 133-02896 | Philips Medical Systems Cardiac and Monitoring Syste | M1116B |  | 4227A48195 | Katy-PACU | MHHS-Katy |  | Module, Recorder |  | 133-02896 | 133-02896 | Katy | MHHS-Katy | Katy-PACU | PACU Room 2 | 6/1/19 | 6/1/20 |  |  | MONITORS, PHYSIOLOGIC, VITAL SIGNS | Module, Recorder | MODULERECORDER-Philips-M1116B | MODULERECORDER | M1116B |  |  |  | Philips | Module, Recorder |  | MODULERECORDER-Philips-M1116B |  | 10/3/18 |  |  | Covered PM Repair - Biomedical | MHHS-Katy | [8 empty] | MODULERECORDER | Module, Recorder | Philips
NO | YES |  |  |  | 133-02897 | 133-02897 | Philips Medical Systems Cardiac and Monitoring Syste | M1116B |  | 4227A48197 | Katy-PACU | MHHS-Katy |  | Module, Recorder |  | 133-02897 | 133-02897 | Katy | MHHS-Katy | Katy-PACU | Pacu | 6/1/19 | 6/1/20 |  |  | MONITORS, PHYSIOLOGIC, VITAL SIGNS | Module, Recorder | MODULERECORDER-Philips-M1116B | MODULERECORDER | M1116B |  |  |  | Philips | Module, Recorder |  | MODULERECORDER-Philips-M1116B |  | 10/3/18 |  |  | Covered PM Repair - Biomedical | MHHS-Katy | [8 empty] | MODULERECORDER | Module, Recorder | Philips
NO | YES |  |  |  | 133-02898 | 133-02898 | Philips Medical Systems Cardiac and Monitoring Syste | M1116B |  | 4227A48196 | Katy-PACU | MHHS-Katy |  | Module, Recorder |  | 133-02898 | 133-02898 | Katy | MHHS-Katy | Katy-PACU | Bay 10 | 6/1/19 | 6/1/20 |  |  | MONITORS, PHYSIOLOGIC, VITAL SIGNS | Module, Recorder | MODULERECORDER-Philips-M1116B | MODULERECORDER | M1116B |  |  |  | Philips | Module, Recorder |  | MODULERECORDER-Philips-M1116B |  | 10/5/18 |  |  | Covered PM Repair - Biomedical | MHHS-Katy | [8 empty] | MODULERECORDER | Module, Recorder | Philips
NO | YES |  |  |  | 133-03008 | 133-03008 | Philips Medical Systems Cardiac and Monitoring Syste | M1116B |  | 4227A48800 | Katy-PACU | MHHS-Katy |  | Module, Recorder |  | 133-03008 | 133-03008 | Katy | MHHS-Katy | Katy-PACU | Bay 24 | 6/1/19 | 6/1/20 |  |  | MONITORS, PHYSIOLOGIC, VITAL SIGNS | Module, Recorder | MODULERECORDER-Philips-M1116B | MODULERECORDER | M1116B |  |  |  | Philips | Module, Recorder |  | MODULERECORDER-Philips-M1116B |  | 8/19/20 |  |  | Not Covered Vendor Only - Biomedical | MHHS-Katy | [8 empty] | MODULERECORDER | Module, Recorder | Philips
NO | YES |  |  |  | 133-03009 | 133-03009 | Philips Medical Systems Cardiac and Monitoring Syste | M1116B |  | 4227A48799 | Katy-PACU | MHHS-Katy |  | Module, Recorder |  | 133-03009 | 133-03009 | Katy | MHHS-Katy | Katy-PACU | Recovery 25 | 6/1/19 | 6/1/20 |  |  | MONITORS, PHYSIOLOGIC, VITAL SIGNS | Module, Recorder | MODULERECORDER-Philips-M1116B | MODULERECORDER | M1116B |  |  |  | Philips | Module, Recorder |  | MODULERECORDER-Philips-M1116B |  | 8/19/20 |  |  | Not Covered Vendor Only - Biomedical | MHHS-Katy | [8 empty] | MODULERECORDER | Module, Recorder | Philips
NO | YES |  |  |  | 133-03010 | 133-03010 | Philips Medical Systems Cardiac and Monitoring Syste | M1116B |  | 4227A48797 | Katy-Nursery | MHHS-Katy |  | Module, Recorder |  | 133-03010 | 133-03010 | Katy | MHHS-Katy | Katy-Nursery | E311 | 7/1/18 | 6/1/19 |  |  | MONITORS, PHYSIOLOGIC, VITAL SIGNS | Module, Recorder | MODULERECORDER-Philips-M1116B | MODULERECORDER | M1116B |  |  |  | Philips | Module, Recorder |  | MODULERECORDER-Philips-M1116B |  |  |  |  | Covered PM Repair - Biomedical | MHHS-Katy | [8 empty] | MODULERECORDER | Module, Recorder | Philips
NO | YES |  |  |  | 133-03011 | 133-03011 | Philips Medical Systems Cardiac and Monitoring Syste | M1116B |  | 4227A48798 | Katy-PACU | MHHS-Katy |  | Module, Recorder |  | 133-03011 | 133-03011 | Katy | MHHS-Katy | Katy-PACU | PACU Room 1 | 6/1/19 | 6/1/20 |  |  | MONITORS, PHYSIOLOGIC, VITAL SIGNS | Module, Recorder | MODULERECORDER-Philips-M1116B | MODULERECORDER | M1116B |  |  |  | Philips | Module, Recorder |  | MODULERECORDER-Philips-M1116B |  | 2/10/16 |  |  | Covered PM Repair - Biomedical | MHHS-Katy | [8 empty] | MODULERECORDER | Module, Recorder | Philips
NO | YES |  |  |  | 133-03925 | 133-03925 | Philips Medical Systems Cardiac and Monitoring Syste | M1116B |  | 4227A49869 | Katy-PACU | MHHS-Katy |  | Module, Recorder |  | 133-03925 | 133-03925 | Katy | MHHS-Katy | Katy-PACU | PACU Room 5 | 6/1/19 | 6/1/20 |  |  | MONITORS, PHYSIOLOGIC, VITAL SIGNS | Module, Recorder | MODULERECORDER-Philips-M1116B | MODULERECORDER | M1116B |  |  |  | Philips | Module, Recorder |  | MODULERECORDER-Philips-M1116B |  | 5/1/20 |  |  | Covered PM Repair - Biomedical | MHHS-Katy | [8 empty] | MODULERECORDER | Module, Recorder | Philips
NO | YES |  |  |  | 133-03926 | 133-03926 | Philips Medical Systems Cardiac and Monitoring Syste | M1116B |  | 4227A49868 | Katy-PACU | MHHS-Katy |  | Module, Recorder |  | 133-03926 | 133-03926 | Katy | MHHS-Katy | Katy-PACU | Bay 4 | 6/1/19 | 6/1/20 |  |  | MONITORS, PHYSIOLOGIC, VITAL SIGNS | Module, Recorder | MODULERECORDER-Philips-M1116B | MODULERECORDER | M1116B |  |  |  | Philips | Module, Recorder |  | MODULERECORDER-Philips-M1116B |  |  |  |  | Covered PM Repair - Biomedical | MHHS-Katy | [8 empty] | MODULERECORDER | Module, Recorder | Philips
NO | YES |  |  |  | 133-03928 | 133-03928 | Philips Medical Systems Cardiac and Monitoring Syste | M1116B |  | 4227A49813 | Katy-PACU | MHHS-Katy |  | Module, Recorder |  | 133-03928 | 133-03928 | Katy | MHHS-Katy | Katy-PACU | Pacu | 6/1/19 | 6/1/20 |  |  | MONITORS, PHYSIOLOGIC, VITAL SIGNS | Module, Recorder | MODULERECORDER-Philips-M1116B | MODULERECORDER | M1116B |  |  |  | Philips | Module, Recorder |  | MODULERECORDER-Philips-M1116B |  |  |  |  | Covered PM Repair - Biomedical | MHHS-Katy | [8 empty] | MODULERECORDER | Module, Recorder | Philips
NO | YES |  |  |  | 133-02595 | 133-02595 | Philips Medical Systems Cardiac and Monitoring Syste | M1116B |  | 4227A43380 | Katy-Labor & Delivery OR | MHHS-Katy |  | Module, Recorder |  | 133-02595 | 133-02595 | Katy | MHHS-Katy | Katy-Labor & Delivery OR | Csection or 2 | 6/1/19 | 6/1/20 |  |  | MONITORS, PHYSIOLOGIC, VITAL SIGNS | Module, Recorder | MODULERECORDER-Philips-M1116B | MODULERECORDER | M1116B |  |  |  | Philips | Module, Recorder |  | MODULERECORDER-Philips-M1116B |  |  |  |  | Covered PM Repair - Biomedical | MHHS-Katy | [8 empty] | MODULERECORDER | Module, Recorder | Philips
NO | YES |  |  |  | 133-02709 | 133-02709 | Philips Medical Systems Cardiac and Monitoring Syste | M1116B |  | 4227A45844 | Katy-OR | MHHS-Katy |  | Module, Recorder |  | 133-02709 | 133-02709 | Katy | MHHS-Katy | Katy-OR | C SECTION OR1 | 6/1/19 | 6/1/20 |  |  | MONITORS, PHYSIOLOGIC, VITAL SIGNS | Module, Recorder | MODULERECORDER-Philips-M1116B | MODULERECORDER | M1116B |  |  |  | Philips | Module, Recorder |  | MODULERECORDER-Philips-M1116B |  |  |  |  | Covered PM Repair - Biomedical | MHHS-Katy | [8 empty] | MODULERECORDER | Module, Recorder | Philips
NO | YES |  |  |  | 133-03815 | 133-03815 | Philips Medical Systems Cardiac and Monitoring Syste | M1116B |  | 4227A49866 | Katy-Postpartum-2W | MHHS-Katy |  | Module, Recorder |  | 133-03815 | 133-03815 | Katy | MHHS-Katy | Katy-Postpartum-2W | L | 6/1/19 | 6/1/20 |  |  | MONITORS, PHYSIOLOGIC, VITAL SIGNS | Module, Recorder | MODULERECORDER-Philips-M1116B | MODULERECORDER | M1116B |  |  |  | Philips | Module, Recorder |  | MODULERECORDER-Philips-M1116B |  |  |  |  | Covered PM Repair - Biomedical | MHHS-Katy | [8 empty] | MODULERECORDER | Module, Recorder | Philips
NO | YES |  |  |  | 133-03817 | 133-03817 | Philips Medical Systems Cardiac and Monitoring Syste | M1116B |  | 4227A49867 | Katy-Postpartum-2W | MHHS-Katy |  | Module, Recorder |  | 133-03817 | 133-03817 | Katy | MHHS-Katy | Katy-Postpartum-2W | OR 2 | 6/1/19 | 6/1/20 |  |  | MONITORS, PHYSIOLOGIC, VITAL SIGNS | Module, Recorder | MODULERECORDER-Philips-M1116B | MODULERECORDER | M1116B |  |  |  | Philips | Module, Recorder |  | MODULERECORDER-Philips-M1116B |  | 4/1/19 |  |  | Covered PM Repair - Biomedical | MHHS-Katy | [8 empty] | MODULERECORDER | Module, Recorder | Philips
NO | YES |  |  |  | 041-16080 | 041-16080 | Philips Medical Systems Cardiac and Monitoring Syste | M1116B |  | 4227A86514 | MEMORIAL CITY - Endo | MHHS-Mem City |  | Module, Recorder |  | 041-16080 | 041-16080 | West | MEMORIAL CITY - MEMORIAL HERMANN WEST TOWER | MEMORIAL CITY - Endo | 148 Procedure Room 5 |  |  |  | No pm sticker | MONITORS, PHYSIOLOGIC, VITAL SIGNS |  | MODULERECORDER-Philips-M1116B | MODULERECORDER | M1116B |  |  |  | Philips | Module, Recorder |  | MODULERECORDER-Philips-M1116B |  |  |  |  | Covered PM Repair - Biomedical | MHHS-Mem City
NO | YES |  |  |  | 041-16084 | 041-16084 | Philips Medical Systems Cardiac and Monitoring Syste | M1116B |  | 4227A8613 | Memorial city digestive disease center | MHHS-Mem City |  | Module, Recorder |  | 041-16084 | 041-16084 | West Memorial city | Herman memorial city medical center | Memorial city digestive disease center | Procedure room 4 |  |  |  | No pm found | MONITORS, PHYSIOLOGIC, VITAL SIGNS |  | MODULERECORDER-Philips-M1116B | MODULERECORDER | M1116B |  |  |  | Philips | Module, Recorder |  | MODULERECORDER-Philips-M1116B |  |  |  |  | Covered PM Repair - Biomedical | MHHS-Mem City
NO | YES |  |  |  |  | 041-10487 | Philips Medical Systems Cardiac and Monitoring Syste | M1116B |  | 4227A55371 | MEMORIAL CITY - ANESTHESIOLOGY | MHHS-Mem City |  | Module, Recorder |  |  | 041-10487 | West | Memorial Hermann Memorial City Medical Center | MEMORIAL CITY - ANESTHESIOLOGY | Surgery room 10 |  |  |  |  | MONITORS, PHYSIOLOGIC, VITAL SIGNS |  | MODULERECORDER-Philips-M1116B | MODULERECORDER | M1116B |  |  |  | Philips | Module, Recorder |  | MODULERECORDER-Philips-M1116B |  |  |  |  | Covered PM Repair - Biomedical | MHHS-Mem City
NO | YES |  |  |  |  | 041-06350 | Philips Medical Systems Cardiac and Monitoring Syste | M1116B |  | 4227A22671 | Memorial City OR Recovery | MHHS-Mem City |  | Module, Recorder |  |  | 041-06350 | West | Memorial Hermann Memorial City Medical Center | Memorial City OR Recovery | Memorial City - OR Recovery Bay 9 |  |  |  |  | MONITORS, PHYSIOLOGIC, VITAL SIGNS |  | MODULERECORDER-Philips-M1116B | MODULERECORDER | M1116B |  |  |  | Philips | Module, Recorder |  | MODULERECORDER-Philips-M1116B |  |  |  |  | Covered PM Repair - Biomedical | MHHS-Mem City
NO | YES |  |  |  |  | 041-06744 | Philips Medical Systems Cardiac and Monitoring Syste | M1116B |  | 4227a2520 | MEMORIAL CITY - MOR RECOVERY | MHHS-Mem City |  | Module, Recorder |  |  | 041-06744 | West | Memorial City - Memorial Hermann Hospital East Tower | MEMORIAL CITY - MOR RECOVERY | Bay 8 |  |  |  | One time inspection sticker found on unit | MONITORS, PHYSIOLOGIC, VITAL SIGNS |  | MODULERECORDER-Philips-M1116B | MODULERECORDER | M1116B |  |  |  | Philips | Module, Recorder |  | MODULERECORDER-Philips-M1116B |  |  |  |  | Covered PM Repair - Biomedical | MHHS-Mem City
NO | YES |  |  |  | 041-16651 | 041-16651 | Philips Medical Systems Cardiac and Monitoring Syste | M1116B |  | 4227A79097 | MEMORIAL CITY - OUTPATIENT SURGERY | MHHS-Mem City |  | Module, Recorder |  | 041-16651 | 041-16651 | West | Memorial City - Memorial Hermann Hospital West Tower | MEMORIAL CITY - OUTPATIENT SURGERY | W1 300.94 OR 7 |  |  |  | No PM sticker | MONITORS, PHYSIOLOGIC, VITAL SIGNS |  | MODULERECORDER-Philips-M1116B | MODULERECORDER | M1116B |  |  |  | Philips | Module, Recorder |  | MODULERECORDER-Philips-M1116B |  |  |  |  | Covered PM Repair - Biomedical | MHHS-Mem City
NO | YES |  |  |  | 041-17966 | 041-17966 | Philips Medical Systems Cardiac and Monitoring Syste | M1116B |  | 4227A89574 | MEMORIAL CITY - OUTPATIENT SURGERY | MHHS-Mem City |  | Module, Recorder |  | 041-17966 | 041-17966 | West | Memorial City - Memorial Hermann Hospital West Tower | MEMORIAL CITY - OUTPATIENT SURGERY | W1 300.73 OR 2 |  |  |  |  | MONITORS, PHYSIOLOGIC, VITAL SIGNS |  | MODULERECORDER-Philips-M1116B | MODULERECORDER | M1116B |  |  |  | Philips | Module, Recorder |  | MODULERECORDER-Philips-M1116B |  |  |  |  | Covered PM Repair - Biomedical | MHHS-Mem City
NO | YES |  |  |  | 041-18277 | 041-18277 | Philips Medical Systems Cardiac and Monitoring Syste | M1116B |  | 4227A91591 | MEMORIAL CITY - Outpatient | MHHS-Mem City |  | Module, Recorder |  | 041-18277 | 041-18277 | West | Memorial Hermann Memorial City Medical Center | MEMORIAL CITY - Outpatient | MEMORIAL CITY - OUTPATIENT |  |  |  |  | MONITORS, PHYSIOLOGIC, VITAL SIGNS |  | MODULERECORDER-Philips-M1116B | MODULERECORDER | M1116B |  |  |  | Philips | Module, Recorder |  | MODULERECORDER-Philips-M1116B |  |  |  |  | Not Covered Vendor Only - Biomedical | MHHS-Mem City
NO | YES |  |  |  |  | 041-00204 | Philips Medical Systems Cardiac and Monitoring Syste | M1116B |  | 3530A39542 | MEMORIAL CITY - OUTPATIENT SURGERY | MHHS-Mem City |  | Module, Recorder |  |  | 041-00204 | West | Memorial City- Memorial Hermann Hospital | MEMORIAL CITY - OUTPATIENT SURGERY | Step Down 4 |  |  |  |  | MONITORS, PHYSIOLOGIC, VITAL SIGNS |  | MODULERECORDER-Philips-M1116B | MODULERECORDER | M1116B |  |  |  | Philips | Module, Recorder |  | MODULERECORDER-Philips-M1116B |  |  |  |  | Covered PM Repair - Biomedical | MHHS-Mem City
NO | YES |  |  |  |  | 041-06460 | Philips Medical Systems Cardiac and Monitoring Syste | M1116B |  | 4227A22684 | MEMORIAL CITY - MOR RECOVERY | MHHS-Mem City |  | Module, Recorder |  |  | 041-06460 | West | Memorial Hermann Memorial City Medical Center | MEMORIAL CITY - MOR RECOVERY | MEMORIAL CITY - MOR RECOVER |  |  |  |  | MONITORS, PHYSIOLOGIC, VITAL SIGNS |  | MODULERECORDER-Philips-M1116B | MODULERECORDER | M1116B |  |  |  | Philips | Module, Recorder |  | MODULERECORDER-Philips-M1116B |  |  |  |  | Covered PM Repair - Biomedical | MHHS-Mem City
NO | YES |  |  |  | 005-02892 | 005-02892 | Philips Medical Systems Cardiac and Monitoring Syste | M1116B |  | 4227A13823 | SE-OR | MHHS-Southeast |  | Module, Recorder |  | 005-02892 | 005-02892 | Southeast | MHHS-Southeast | SE-OR |  | 9/1/17 |  |  |  | MONITORS, PHYSIOLOGIC, VITAL SIGNS |  | MODULERECORDER-Philips-M1116B | MODULERECORDER | M1116B |  |  |  | Philips | Module, Recorder |  | MODULERECORDER-Philips-M1116B |  |  |  |  | Covered PM Repair - Biomedical | MHHS-Southeast
NO | YES |  |  |  | 005-04473 | 005-04473 | Philips Medical Systems Cardiac and Monitoring Syste | M1116B |  | 4227a34686 | SE - OR | MHHS-Southeast |  | Module, Recorder |  | 005-04473 | 005-04473 | Southeast & Bay Area | Memorial Hermann- SE - CATH LAB | SE - OR | Hallway | 12/1/19 |  | 12/1/20 |  | MONITORS, PHYSIOLOGIC, VITAL SIGNS |  | MODULERECORDER-Philips-M1116B | MODULERECORDER | M1116B |  |  |  | Philips | Module, Recorder |  | MODULERECORDER-Philips-M1116B |  |  |  |  | Covered PM Repair - Biomedical | MHHS-Southeast
NO | YES |  |  |  | 005-04744 | 005-04744 | Philips Medical Systems Cardiac and Monitoring Syste | M1116B |  | 4227A34683 | SE-OR | MHHS-Southeast |  | Module, Recorder |  | 005-04744 | 005-04744 | Southeast | MHHS-Southeast | SE-OR | OR 7 | 7/1/19 |  |  |  | MONITORS, PHYSIOLOGIC, VITAL SIGNS |  | MODULERECORDER-Philips-M1116B | MODULERECORDER | M1116B |  |  |  | Philips | Module, Recorder |  | MODULERECORDER-Philips-M1116B |  |  |  |  | Covered PM Repair - Biomedical | MHHS-Southeast
NO | YES |  |  |  | 005-04753 | 005-04753 | Philips Medical Systems Cardiac and Monitoring Syste | M1116B |  | 4227A34680 | SE-Cath Lab | MHHS-Southeast |  | Module, Recorder |  | 005-04753 | 005-04753 | Southeast & Bay Area | MHHS-Southeast | SE-Cath Lab | OR8 | 4/1/19 |  | 4/1/20 |  | MONITORS, PHYSIOLOGIC, VITAL SIGNS |  | MODULERECORDER-Philips-M1116B | MODULERECORDER | M1116B |  |  |  | Philips | Module, Recorder |  | MODULERECORDER-Philips-M1116B |  |  |  |  | Covered PM Repair - Biomedical | MHHS-Southeast
NO | YES | Serial Number L3UW1468P |  |  | 005-04763 | 005-04763 | Philips Medical Systems Cardiac and Monitoring Syste | M1116B |  | L3UW1468P | SE-OR | MHHS-Southeast |  | Module, Recorder |  | 005-04763 | 005-04763 | Southeast | MHHS-Southeast | SE-OR | Hallway | 12/1/19 |  | 12/1/20 |  | MONITORS, PHYSIOLOGIC, VITAL SIGNS |  | MODULERECORDER-Philips-M1116B | MODULERECORDER | M1116B |  |  |  | Philips | Module, Recorder |  | MODULERECORDER-Philips-M1116B |  |  |  |  | Covered PM Repair - Biomedical | MHHS-Southeast
NO | YES |  |  |  | 005-05077 | 005-05077 | Philips Medical Systems Cardiac and Monitoring Syste | M1116B |  | 4227A45906 | SE-OR | MHHS-Southeast |  | Module, Recorder |  | 005-05077 | 005-05077 | Southeast | MHHS-Southeast | SE-OR |  | 4/1/19 |  | 4/1/20 |  | MONITORS, PHYSIOLOGIC, VITAL SIGNS |  | MODULERECORDER-Philips-M1116B | MODULERECORDER | M1116B |  |  |  | Philips | Module, Recorder |  | MODULERECORDER-Philips-M1116B |  |  |  |  | Covered PM Repair - Biomedical | MHHS-Southeast
NO | YES |  |  |  | 005-10086 | 005-10086 | Philips Medical Systems Cardiac and Monitoring Syste | M1116B |  | 427A83846 | SE-OR | MHHS-Southeast |  | Module, Recorder |  | 005-10086 | 005-10086 | Southeast | MHHS-Southeast | SE-OR | Hallway | 1/1/19 |  | 1/1/21 |  | MONITORS, PHYSIOLOGIC, VITAL SIGNS |  | MODULERECORDER-Philips-M1116B | MODULERECORDER | M1116B |  |  |  | Philips | Module, Recorder |  | MODULERECORDER-Philips-M1116B |  |  |  |  | Covered PM Repair - Biomedical | MHHS-Southeast
NO | YES |  |  |  | 005-04856 | 005-04856 | Philips Medical Systems Cardiac and Monitoring Syste | M1116B |  | 4227A36381 | SE-Esophageal Disease Center | MHHS-Southeast |  | Module, Recorder |  | 005-04856 | 005-04856 | Southeast & Bay Area | MHHS-Southeast | SE-Esophageal Disease Center | EP 1 | 5/1/19 |  | 5/1/20 |  | MONITORS, PHYSIOLOGIC, VITAL SIGNS |  | MODULERECORDER-Philips-M1116B | MODULERECORDER | M1116B |  |  |  | Philips | Module, Recorder |  | MODULERECORDER-Philips-M1116B |  | 2/17/16 |  |  | Covered PM Repair - Biomedical | MHHS-Southeast
NO | YES |  |  |  | 005-05136 | 005-05136 | Philips Medical Systems Cardiac and Monitoring Syste | M1116B |  | 4227A45905 | SE-OR | MHHS-Southeast |  | Module, Recorder |  | 005-05136 | 005-05136 | Southeast | MHHS-Southeast | SE-OR | SE -OR | 4/1/19 |  | 4/1/20 |  | MONITORS, PHYSIOLOGIC, VITAL SIGNS |  | MODULERECORDER-Philips-M1116B | MODULERECORDER | M1116B |  |  |  | Philips | Module, Recorder |  | MODULERECORDER-Philips-M1116B |  |  |  |  | Covered PM Repair - Biomedical | MHHS-Southeast
NO | YES |  |  |  | 005-09383 | 005-09383 | Philips Medical Systems Cardiac and Monitoring Syste | M1116B |  | 4227A85688 | SE-OR | MHHS-Southeast |  | Module, Recorder |  | 005-09383 | 005-09383 | Southeast | MHHS-Southeast | SE-OR | Hallway | 12/1/19 |  | 12/1/20 |  | MONITORS, PHYSIOLOGIC, VITAL SIGNS |  | MODULERECORDER-Philips-M1116B | MODULERECORDER | M1116B |  |  |  | Philips | Module, Recorder |  | MODULERECORDER-Philips-M1116B |  |  |  |  | Covered PM Repair - Biomedical | MHHS-Southeast
NO | YES |  |  |  | 005-09384 | 005-09384 | Philips Medical Systems Cardiac and Monitoring Syste | M1116B |  | 4227A85689 | SE-Esophageal Disease Center | MHHS-Southeast |  | Module, Recorder |  | 005-09384 | 005-09384 | Southeast | MHHS-Southeast | SE-Esophageal Disease Center | Procedure 5 | 1/1/19 |  | 1/1/20 |  | MONITORS, PHYSIOLOGIC, VITAL SIGNS |  | MODULERECORDER-Philips-M1116B | MODULERECORDER | M1116B |  |  |  | Philips | Module, Recorder |  | MODULERECORDER-Philips-M1116B |  |  |  |  | Covered PM Repair - Biomedical | MHHS-Southeast
NO | YES |  |  |  | 005-09388 | 005-09388 | Philips Medical Systems Cardiac and Monitoring Syste | M1116B |  | 4227A85693 | SE-OR | MHHS-Southeast |  | Module, Recorder |  | 005-09388 | 005-09388 | Southeast | MHHS-Southeast | SE-OR | Or 11 |  |  |  | No pm | MONITORS, PHYSIOLOGIC, VITAL SIGNS |  | MODULERECORDER-Philips-M1116B | MODULERECORDER | M1116B |  |  |  | Philips | Module, Recorder |  | MODULERECORDER-Philips-M1116B |  |  |  |  | Covered PM Repair - Biomedical | MHHS-Southeast
NO | YES |  |  |  |  | 099-09732 | Philips Medical Systems Cardiac and Monitoring Syste | M1116B |  | 3809A84595 | SE - RADIOLOGY | MHHS-Southeast |  | Module, Recorder |  |  | 099-09732 | Southeast | Memorial Hermann Southeast Hospital | SE - RADIOLOGY | RADIOLOGY |  |  |  |  | MONITORS, PHYSIOLOGIC, VITAL SIGNS |  | MODULERECORDER-Philips-M1116B | MODULERECORDER | M1116B |  |  |  | Philips | Module, Recorder |  | MODULERECORDER-Philips-M1116B |  | 2/11/16 |  |  | Covered PM Repair - Biomedical | MHHS-Southeast
NO | YES |  |  |  | 013-11786 | 013-11786 | Philips Medical Systems Cardiac and Monitoring Syste | M1116B |  | 4227A36880 | SW-Endoscopy | MHHS-Southwest |  | Module, Recorder |  | 013-11786 | 013-11786 | Southwest | MHHS-Southwest | SW-Endoscopy | Bay 30 | 5/1/19 |  |  | No PM Sticker | MONITORS, PHYSIOLOGIC, VITAL SIGNS | Module, Recorder | MODULERECORDER-Philips-M1116B | MODULERECORDER | M1116B |  |  |  | Philips | Module, Recorder |  | MODULERECORDER-Philips-M1116B |  |  |  |  | Covered PM Repair - Biomedical | MHHS-Southwest | [8 empty] | MODULERECORDER | Module, Recorder | Philips
NO | YES |  |  |  | 013-11801 | 013-11801 | Philips Medical Systems Cardiac and Monitoring Syste | M1116B |  | 4227A36877 | SW-Respiratory | MHHS-Southwest |  | Module, Recorder |  | 013-11801 | 013-11801 | Memorial Hermann Hospital - Southwest | MHHS-Southwest | SW-Respiratory | Endo pacu | 5/1/19 |  |  |  | MONITORS, PHYSIOLOGIC, VITAL SIGNS | Module, Recorder | MODULERECORDER-Philips-M1116B | MODULERECORDER | M1116B |  |  |  | Philips | Module, Recorder |  | MODULERECORDER-Philips-M1116B |  |  |  |  | Covered PM Repair - Biomedical | MHHS-Southwest | [8 empty] | MODULERECORDER | Module, Recorder | Philips
NO | YES | [5 empty] | Philips Medical Systems Cardiac and Monitoring Syste | M1116B |  | 4227A36892 | SW-Endoscopy | MHHS-Southwest |  | Module, Recorder |  |  |  | Southwest | MHHS-Southwest | SW-Endoscopy | Bay 37 |  |  |  |  | MONITORS, PHYSIOLOGIC, VITAL SIGNS | Module, Recorder | MODULERECORDER-Philips-M1116B | MODULERECORDER | M1116B |  |  |  | Philips | Module, Recorder |  | MODULERECORDER-Philips-M1116B |  | 2/23/16 |  |  | Covered PM Repair - Radiology, Low End | MHHS-Southwest | [8 empty] | MODULERECORDER | Module, Recorder | Philips
NO | YES | [5 empty] | Philips Medical Systems Cardiac and Monitoring Syste | M1116B |  | 4227A28090 | SW-Endoscopy | MHHS-Southwest |  | Module, Recorder |  |  |  | Southwest | MHHS-Southwest | SW-Endoscopy | Bay 40 | 4/1/17 |  | 4/1/18 |  | MONITORS, PHYSIOLOGIC, VITAL SIGNS | Module, Recorder | MODULERECORDER-Philips-M1116B | MODULERECORDER | M1116B |  |  |  | Philips | Module, Recorder |  | MODULERECORDER-Philips-M1116B |  | 3/11/17 |  |  | Covered PM Repair - Biomedical | MHHS-Southwest | [8 empty] | MODULERECORDER | Module, Recorder | Philips
NO | YES |  |  |  |  | 013-11805 | Philips Medical Systems Cardiac and Monitoring Syste | M1116B |  | 4227A36879 | SW-Endoscopy | MHHS-Southwest |  | Module, Recorder |  |  | 013-11805 | Southwest | MHHS-Southwest | SW-Endoscopy | Bay 33 |  |  |  |  | MONITORS, PHYSIOLOGIC, VITAL SIGNS | Module, Recorder | MODULERECORDER-Philips-M1116B | MODULERECORDER | M1116B |  |  |  | Philips | Module, Recorder |  | MODULERECORDER-Philips-M1116B |  | 11/5/14 |  |  | Covered PM Repair - Biomedical | MHHS-Southwest | [8 empty] | MODULERECORDER | Module, Recorder | Philips
NO | YES |  |  |  |  | 013-11804 | Philips Medical Systems Cardiac and Monitoring Syste | M1116B |  | 4227A36874 | SW-Endoscopy | MHHS-Southwest |  | Module, Recorder |  |  | 013-11804 | Memorial Hermann Hospital - Southwest | MHHS-Southwest | SW-Endoscopy | Endo Pacu | 5/1/19 |  |  |  | MONITORS, PHYSIOLOGIC, VITAL SIGNS | Module, Recorder | MODULERECORDER-Philips-M1116B | MODULERECORDER | M1116B |  |  |  | Philips | Module, Recorder |  | MODULERECORDER-Philips-M1116B |  |  |  |  | Covered PM Repair - Biomedical | MHHS-Southwest | [8 empty] | MODULERECORDER | Module, Recorder | Philips
NO | YES | [5 empty] | Philips Medical Systems Cardiac and Monitoring Syste | M1116B |  | 4227A28092 | SW-Endoscopy | MHHS-Southwest |  | Module, Recorder |  |  |  | Southwest | MHHS-Southwest | SW-Endoscopy | Bay 45 | 5/1/19 |  |  |  | MONITORS, PHYSIOLOGIC, VITAL SIGNS | Module, Recorder | MODULERECORDER-Philips-M1116B | MODULERECORDER | M1116B |  |  |  | Philips | Module, Recorder |  | MODULERECORDER-Philips-M1116B |  | 1/23/16 |  |  | Covered PM Repair - Biomedical | MHHS-Southwest | [8 empty] | MODULERECORDER | Module, Recorder | Philips
NO | YES | [5 empty] | Philips Medical Systems Cardiac and Monitoring Syste | M1116B |  | 4227A36895 | SW-Endoscopy | MHHS-Southwest |  | Module, Recorder |  |  |  | Southwest | MHHS-Southwest | SW-Endoscopy | Bay 15 |  |  |  |  | MONITORS, PHYSIOLOGIC, VITAL SIGNS | Module, Recorder | MODULERECORDER-Philips-M1116B | MODULERECORDER | M1116B |  |  |  | Philips | Module, Recorder |  | MODULERECORDER-Philips-M1116B |  |  |  |  | Covered PM Repair - Biomedical | MHHS-Southwest | [8 empty] | MODULERECORDER | Module, Recorder | Philips
NO | YES |  |  |  |  | 013-10665 | Philips Medical Systems Cardiac and Monitoring Syste | M1116B |  | 4227A28098 | SW-Endoscopy | MHHS-Southwest |  | Module, Recorder |  |  | 013-10665 | Southwest | MHHS-Southwest | SW-Endoscopy | Bay 34 |  |  |  |  | MONITORS, PHYSIOLOGIC, VITAL SIGNS | Module, Recorder | MODULERECORDER-Philips-M1116B | MODULERECORDER | M1116B |  |  |  | Philips | Module, Recorder |  | MODULERECORDER-Philips-M1116B |  |  |  |  | Covered PM Repair - Biomedical | MHHS-Southwest | [8 empty] | MODULERECORDER | Module, Recorder | Philips
NO | YES | [5 empty] | Philips Medical Systems Cardiac and Monitoring Syste | M1116B |  | 4227A28091 | SW-Endoscopy | MHHS-Southwest |  | Module, Recorder |  |  |  | Memorial Hermann Hospital - Southwest | MHHS-Southwest | SW-Endoscopy | Endo Pacu |  |  |  |  | MONITORS, PHYSIOLOGIC, VITAL SIGNS | Module, Recorder | MODULERECORDER-Philips-M1116B | MODULERECORDER | M1116B |  |  |  | Philips | Module, Recorder |  | MODULERECORDER-Philips-M1116B |  | 6/4/13 |  |  | Covered PM Repair - Biomedical | MHHS-Southwest | [8 empty] | MODULERECORDER | Module, Recorder | Philips
NO | YES | [5 empty] | Philips Medical Systems Cardiac and Monitoring Syste | M1116B |  | 4227A36890 | SW-Endoscopy | MHHS-Southwest |  | Module, Recorder |  |  |  | Southwest | MHHS-Southwest | SW-Endoscopy | Bay 41 |  |  |  |  | MONITORS, PHYSIOLOGIC, VITAL SIGNS | Module, Recorder | MODULERECORDER-Philips-M1116B | MODULERECORDER | M1116B |  |  |  | Philips | Module, Recorder |  | MODULERECORDER-Philips-M1116B |  | 7/19/19 |  |  | Covered PM Repair - Biomedical | MHHS-Southwest | [8 empty] | MODULERECORDER | Module, Recorder | Philips
NO | YES | [5 empty] | Philips Medical Systems Cardiac and Monitoring Syste | M1116B |  | 4227A36886 | SW-OR | MHHS-Southwest |  | Module, Recorder |  |  |  | Southwest | MHHS-Southwest | SW-OR | Endo | 5/1/19 |  | 5/1/20 |  | MONITORS, PHYSIOLOGIC, VITAL SIGNS | Module, Recorder | MODULERECORDER-Philips-M1116B | MODULERECORDER | M1116B |  |  |  | Philips | Module, Recorder |  | MODULERECORDER-Philips-M1116B |  |  |  |  | Covered PM Repair - Biomedical | MHHS-Southwest | [8 empty] | MODULERECORDER | Module, Recorder | Philips
NO | YES | [5 empty] | Philips Medical Systems Cardiac and Monitoring Syste | M1116B |  | 4227A28099 | SW-Endoscopy | MHHS-Southwest |  | Module, Recorder |  |  |  | Southwest | MHHS-Southwest | SW-Endoscopy | Bay 36 |  |  |  |  | MONITORS, PHYSIOLOGIC, VITAL SIGNS | Module, Recorder | MODULERECORDER-Philips-M1116B | MODULERECORDER | M1116B |  |  |  | Philips | Module, Recorder |  | MODULERECORDER-Philips-M1116B |  |  |  |  | Covered PM Repair - Biomedical | MHHS-Southwest | [8 empty] | MODULERECORDER | Module, Recorder | Philips
NO | YES | [5 empty] | Philips Medical Systems Cardiac and Monitoring Syste | M1116B |  | 4227A36893 | SW-Endoscopy | MHHS-Southwest |  | Module, Recorder |  |  |  | Southwest | MHHS-Southwest | SW-Endoscopy | Bay 35 |  |  |  |  | MONITORS, PHYSIOLOGIC, VITAL SIGNS | Module, Recorder | MODULERECORDER-Philips-M1116B | MODULERECORDER | M1116B |  |  |  | Philips | Module, Recorder |  | MODULERECORDER-Philips-M1116B |  | 7/19/19 |  |  | Covered PM Repair - Biomedical | MHHS-Southwest | [8 empty] | MODULERECORDER | Module, Recorder | Philips
NO | YES | [5 empty] | Philips Medical Systems Cardiac and Monitoring Syste | M1116B |  | 4227A28101 | SW-Endoscopy | MHHS-Southwest |  | Module, Recorder |  |  |  | Southwest | MHHS-Southwest | SW-Endoscopy | Bay 38 |  |  |  |  | MONITORS, PHYSIOLOGIC, VITAL SIGNS | Module, Recorder | MODULERECORDER-Philips-M1116B | MODULERECORDER | M1116B |  |  |  | Philips | Module, Recorder |  | MODULERECORDER-Philips-M1116B |  | 11/21/15 |  |  | Covered PM Repair - Biomedical | MHHS-Southwest | [8 empty] | MODULERECORDER | Module, Recorder | Philips
NO | YES | [5 empty] | Philips Medical Systems Cardiac and Monitoring Syste | M1116B |  | 4227A36894 | SW-Preop | MHHS-Southwest |  | Module, Recorder |  |  |  | Southwest | MHHS-Southwest | SW-Preop | Bay 10 |  |  |  |  | MONITORS, PHYSIOLOGIC, VITAL SIGNS | Module, Recorder | MODULERECORDER-Philips-M1116B | MODULERECORDER | M1116B |  |  |  | Philips | Module, Recorder |  | MODULERECORDER-Philips-M1116B |  | 2/10/16 |  |  | Covered PM Repair - Biomedical | MHHS-Southwest | [8 empty] | MODULERECORDER | Module, Recorder | Philips
NO | YES |  |  |  |  | 013-11772 | Philips Medical Systems Cardiac and Monitoring Syste | M1116B |  | 4227A36891 | SW-Preop | MHHS-Southwest |  | Module, Recorder |  |  | 013-11772 | Southwest | MHHS-Southwest | SW-Preop | Bay 1 | 6/1/19 |  |  |  | MONITORS, PHYSIOLOGIC, VITAL SIGNS | Module, Recorder | MODULERECORDER-Philips-M1116B | MODULERECORDER | M1116B |  |  |  | Philips | Module, Recorder |  | MODULERECORDER-Philips-M1116B |  | 2/10/16 |  |  | Covered PM Repair - Biomedical | MHHS-Southwest | [8 empty] | MODULERECORDER | Module, Recorder | Philips
NO | YES | [5 empty] | Philips Medical Systems Cardiac and Monitoring Syste | M1116B |  | 4227A36885 | SW-Endoscopy | MHHS-Southwest |  | Module, Recorder |  |  |  | Southwest | MHHS-Southwest | SW-Endoscopy | Bay 27 | 5/1/19 |  |  | No PM Sticker | MONITORS, PHYSIOLOGIC, VITAL SIGNS | Module, Recorder | MODULERECORDER-Philips-M1116B | MODULERECORDER | M1116B |  |  |  | Philips | Module, Recorder |  | MODULERECORDER-Philips-M1116B |  | 9/1/16 |  |  | Covered PM Repair - Biomedical | MHHS-Southwest | [8 empty] | MODULERECORDER | Module, Recorder | Philips
NO | YES | [5 empty] | Philips Medical Systems Cardiac and Monitoring Syste | M1116B |  | 4227A36889 | SW-Endoscopy | MHHS-Southwest |  | Module, Recorder |  |  |  | Southwest | MHHS-Southwest | SW-Endoscopy | Bay 14 |  |  |  |  | MONITORS, PHYSIOLOGIC, VITAL SIGNS | Module, Recorder | MODULERECORDER-Philips-M1116B | MODULERECORDER | M1116B |  |  |  | Philips | Module, Recorder |  | MODULERECORDER-Philips-M1116B |  | 11/8/20 |  |  | Not Covered Vendor Only - Biomedical | MHHS-Southwest | [8 empty] | MODULERECORDER | Module, Recorder | Philips
NO | YES |  |  |  |  | 013-11774 | Philips Medical Systems Cardiac and Monitoring Syste | M1116B |  | 4227A36887 | SW-Respiratory | MHHS-Southwest |  | Module, Recorder |  |  | 013-11774 | Memorial Hermann Hospital - Southwest | MHHS-Southwest | SW-Respiratory | Endo pacu | 4/1/19 |  |  |  | MONITORS, PHYSIOLOGIC, VITAL SIGNS | Module, Recorder | MODULERECORDER-Philips-M1116B | MODULERECORDER | M1116B |  |  |  | Philips | Module, Recorder |  | MODULERECORDER-Philips-M1116B |  | 11/18/10 |  |  | Covered PM Repair - Biomedical | MHHS-Southwest | [8 empty] | MODULERECORDER | Module, Recorder | Philips
NO | YES |  |  |  |  | 013-10672 | Philips Medical Systems Cardiac and Monitoring Syste | M1116B |  | 4227A28097 | SW-Respiratory | MHHS-Southwest |  | Module, Recorder |  |  | 013-10672 | Memorial Hermann Hospital - Southwest | MHHS-Southwest | SW-Respiratory | Endo pacu | 5/1/19 |  |  |  | MONITORS, PHYSIOLOGIC, VITAL SIGNS | Module, Recorder | MODULERECORDER-Philips-M1116B | MODULERECORDER | M1116B |  |  |  | Philips | Module, Recorder |  | MODULERECORDER-Philips-M1116B |  | 7/19/09 |  |  | Covered PM Repair - Biomedical | MHHS-Southwest | [8 empty] | MODULERECORDER | Module, Recorder | Philips
NO | YES | [5 empty] | Philips Medical Systems Cardiac and Monitoring Syste | M1116B |  | 4227A36872 | SW-OR | MHHS-Southwest |  | Module, Recorder |  |  |  | Southwest | MHHS-Southwest | SW-OR | Endo | 5/1/19 |  | 5/1/20 |  | MONITORS, PHYSIOLOGIC, VITAL SIGNS | Module, Recorder | MODULERECORDER-Philips-M1116B | MODULERECORDER | M1116B |  |  |  | Philips | Module, Recorder |  | MODULERECORDER-Philips-M1116B |  | 2/12/16 |  |  | Covered PM Repair - Radiology, High End | MHHS-Southwest | [8 empty] | MODULERECORDER | Module, Recorder | Philips
NO | YES | [5 empty] | Philips Medical Systems Cardiac and Monitoring Syste | M1116B |  | DE805I1293 | SW-OR | MHHS-Southwest |  | Module, Recorder |  |  |  | Southwest | MHHS-Southwest | SW-OR | Endo | 5/1/19 |  | 5/1/20 |  | MONITORS, PHYSIOLOGIC, VITAL SIGNS | Module, Recorder | MODULERECORDER-Philips-M1116B | MODULERECORDER | M1116B |  |  |  | Philips | Module, Recorder |  | MODULERECORDER-Philips-M1116B |  | 2/10/16 |  |  | Covered PM Repair - Biomedical | MHHS-Southwest | [8 empty] | MODULERECORDER | Module, Recorder | Philips
NO | YES |  |  |  |  | 013-11780 | Philips Medical Systems Cardiac and Monitoring Syste | M1116B |  | 4227A36888 | SW-Endoscopy | MHHS-Southwest |  | Module, Recorder |  |  | 013-11780 | Memorial Hermann Hospital - Southwest | MHHS-Southwest | SW-Endoscopy | Endo Pacu | 5/1/19 |  |  |  | MONITORS, PHYSIOLOGIC, VITAL SIGNS | Module, Recorder | MODULERECORDER-Philips-M1116B | MODULERECORDER | M1116B |  |  |  | Philips | Module, Recorder |  | MODULERECORDER-Philips-M1116B |  | 3/1/17 |  |  | Covered PM Repair - Biomedical | MHHS-Southwest | [8 empty] | MODULERECORDER | Module, Recorder | Philips
NO | YES | [5 empty] | Philips Medical Systems Cardiac and Monitoring Syste | M1116B |  | 4227A28094 | SW-Endoscopy | MHHS-Southwest |  | Module, Recorder |  |  |  | Southwest | MHHS-Southwest | SW-Endoscopy | Bay 24 |  |  |  |  | MONITORS, PHYSIOLOGIC, VITAL SIGNS | Module, Recorder | MODULERECORDER-Philips-M1116B | MODULERECORDER | M1116B |  |  |  | Philips | Module, Recorder |  | MODULERECORDER-Philips-M1116B |  | 2/12/16 |  |  | Covered PM Repair - Biomedical | MHHS-Southwest | [8 empty] | MODULERECORDER | Module, Recorder | Philips
NO | YES | [5 empty] | Philips Medical Systems Cardiac and Monitoring Syste | M1116B |  | 4227A36873 | SW-OR | MHHS-Southwest |  | Module, Recorder |  |  |  | Southwest | MHHS-Southwest | SW-OR | Endo | 5/1/19 |  | 5/1/20 |  | MONITORS, PHYSIOLOGIC, VITAL SIGNS | Module, Recorder | MODULERECORDER-Philips-M1116B | MODULERECORDER | M1116B |  |  |  | Philips | Module, Recorder |  | MODULERECORDER-Philips-M1116B |  | 2/19/20 |  |  | Covered PM Repair - Biomedical | MHHS-Southwest | [8 empty] | MODULERECORDER | Module, Recorder | Philips
NO | YES |  |  |  |  | 013-10674 | Philips Medical Systems Cardiac and Monitoring Syste | M1116B |  | 4227A28100 | SW-NICU | MHHS-Southwest |  | Module, Recorder |  |  | 013-10674 | Southwest | MHHS-Southwest | SW-NICU | Nicu level 3 | 5/1/19 |  |  |  | MONITORS, PHYSIOLOGIC, VITAL SIGNS | Module, Recorder | MODULERECORDER-Philips-M1116B | MODULERECORDER | M1116B |  |  |  | Philips | Module, Recorder |  | MODULERECORDER-Philips-M1116B |  |  |  |  | Covered PM Repair - Biomedical | MHHS-Southwest | [8 empty] | MODULERECORDER | Module, Recorder | Philips
NO | YES | [5 empty] | Philips Medical Systems Cardiac and Monitoring Syste | M1116B |  | 4227A28102 | SW-Endoscopy | MHHS-Southwest |  | Module, Recorder |  |  |  | Southwest | MHHS-Southwest | SW-Endoscopy | Bay 26 | 5/1/19 |  |  |  | MONITORS, PHYSIOLOGIC, VITAL SIGNS | Module, Recorder | MODULERECORDER-Philips-M1116B | MODULERECORDER | M1116B |  |  |  | Philips | Module, Recorder |  | MODULERECORDER-Philips-M1116B |  | 2/20/19 |  |  | Covered PM Repair - Biomedical | MHHS-Southwest | [8 empty] | MODULERECORDER | Module, Recorder | Philips
NO | YES | [5 empty] | Philips Medical Systems Cardiac and Monitoring Syste | M1116B |  | 4227A43703 | SW-Endoscopy | MHHS-Southwest |  | Module, Recorder |  |  |  | Southwest | MHHS-Southwest | SW-Endoscopy | Bay 39 |  |  |  |  | MONITORS, PHYSIOLOGIC, VITAL SIGNS | Module, Recorder | MODULERECORDER-Philips-M1116B | MODULERECORDER | M1116B |  |  |  | Philips | Module, Recorder |  | MODULERECORDER-Philips-M1116B |  |  |  |  | Covered PM Repair - Radiology, Low End | MHHS-Southwest | [8 empty] | MODULERECORDER | Module, Recorder | Philips
NO | YES | [5 empty] | Philips Medical Systems Cardiac and Monitoring Syste | M1116B |  | 4227A28095 | SW-Preop | MHHS-Southwest |  | Module, Recorder |  |  |  | Southwest | MHHS-Southwest | SW-Preop | Bay 8 |  |  |  |  | MONITORS, PHYSIOLOGIC, VITAL SIGNS | Module, Recorder | MODULERECORDER-Philips-M1116B | MODULERECORDER | M1116B |  |  |  | Philips | Module, Recorder |  | MODULERECORDER-Philips-M1116B |  | 8/16/17 |  |  | Covered PM Repair - Biomedical | MHHS-Southwest | [8 empty] | MODULERECORDER | Module, Recorder | Philips
NO | YES |  |  |  |  | 013-11776 | Philips Medical Systems Cardiac and Monitoring Syste | M1116B |  | 4227A36871 | SW-Endoscopy | MHHS-Southwest |  | Module, Recorder |  |  | 013-11776 | Memorial Hermann Hospital - Southwest | MHHS-Southwest | SW-Endoscopy | Endo Pacu | 5/1/19 |  |  |  | MONITORS, PHYSIOLOGIC, VITAL SIGNS | Module, Recorder | MODULERECORDER-Philips-M1116B | MODULERECORDER | M1116B |  |  |  | Philips | Module, Recorder |  | MODULERECORDER-Philips-M1116B |  | 11/21/15 |  |  | Covered PM Repair - Biomedical | MHHS-Southwest | [8 empty] | MODULERECORDER | Module, Recorder | Philips
NO | YES | [5 empty] | Philips Medical Systems Cardiac and Monitoring Syste | M1116B |  | 4227A22099 | SW-NICU | MHHS-Southwest |  | Module, Recorder |  |  |  | Southwest | MHHS-Southwest | SW-NICU | NICU Level 3 | 10/1/18 |  |  |  | MONITORS, PHYSIOLOGIC, VITAL SIGNS | Module, Recorder | MODULERECORDER-Philips-M1116B | MODULERECORDER | M1116B |  |  |  | Philips | Module, Recorder |  | MODULERECORDER-Philips-M1116B |  | 11/19/15 |  |  | Covered PM Repair - Biomedical | MHHS-Southwest | [8 empty] | MODULERECORDER | Module, Recorder | Philips
NO | YES |  |  |  |  | 013-11714 | Philips Medical Systems Cardiac and Monitoring Syste | M1116B |  | 4227A36863 | SW-Endoscopy | MHHS-Southwest |  | Module, Recorder |  |  | 013-11714 | Memorial Hermann Hospital - Southwest | MHHS-Southwest | SW-Endoscopy | Endo Pacu | 5/1/19 |  |  |  | MONITORS, PHYSIOLOGIC, VITAL SIGNS | Module, Recorder | MODULERECORDER-Philips-M1116B | MODULERECORDER | M1116B |  |  |  | Philips | Module, Recorder |  | MODULERECORDER-Philips-M1116B |  | 4/15/20 |  |  | Not Covered Vendor Only - Biomedical | MHHS-Southwest | [8 empty] | MODULERECORDER | Module, Recorder | Philips
NO | YES |  |  |  |  | 013-11713 | Philips Medical Systems Cardiac and Monitoring Syste | M1116B |  | 4227A36869 | SW-Endoscopy | MHHS-Southwest |  | Module, Recorder |  |  | 013-11713 | Memorial Hermann Hospital - Southwest | MHHS-Southwest | SW-Endoscopy | Endo Pacu | 4/1/19 |  |  |  | MONITORS, PHYSIOLOGIC, VITAL SIGNS | Module, Recorder | MODULERECORDER-Philips-M1116B | MODULERECORDER | M1116B |  |  |  | Philips | Module, Recorder |  | MODULERECORDER-Philips-M1116B |  | 11/17/19 |  |  | Covered PM Repair - Radiology, Low End | MHHS-Southwest | [8 empty] | MODULERECORDER | Module, Recorder | Philips
NO | YES | [5 empty] | Philips Medical Systems Cardiac and Monitoring Syste | M1116B |  | 4227A36870 | SW-Endoscopy | MHHS-Southwest |  | Module, Recorder |  |  |  | Southwest | MHHS-Southwest | SW-Endoscopy | Bay 25 |  |  |  |  | MONITORS, PHYSIOLOGIC, VITAL SIGNS | Module, Recorder | MODULERECORDER-Philips-M1116B | MODULERECORDER | M1116B |  |  |  | Philips | Module, Recorder |  | MODULERECORDER-Philips-M1116B |  | 1/9/20 |  |  | Not Covered Vendor Only - Biomedical | MHHS-Southwest | [8 empty] | MODULERECORDER | Module, Recorder | Philips
NO | YES | [5 empty] | Philips Medical Systems Cardiac and Monitoring Syste | M1116B |  | 4227A36861 | SW-Preop | MHHS-Southwest |  | Module, Recorder |  |  |  | Southwest | MHHS-Southwest | SW-Preop | PACU | 4/1/19 |  | 4/1/20 |  | MONITORS, PHYSIOLOGIC, VITAL SIGNS | Module, Recorder | MODULERECORDER-Philips-M1116B | MODULERECORDER | M1116B |  |  |  | Philips | Module, Recorder |  | MODULERECORDER-Philips-M1116B |  | 8/30/14 |  |  | Covered PM Repair - Biomedical | MHHS-Southwest | [8 empty] | MODULERECORDER | Module, Recorder | Philips
NO | YES | [5 empty] | Philips Medical Systems Cardiac and Monitoring Syste | M1116B |  | 4227A36865 | SW-OR | MHHS-Southwest |  | Module, Recorder |  |  |  | Southwest | MHHS-Southwest | SW-OR | Endo | 5/1/19 |  | 5/1/20 |  | MONITORS, PHYSIOLOGIC, VITAL SIGNS | Module, Recorder | MODULERECORDER-Philips-M1116B | MODULERECORDER | M1116B |  |  |  | Philips | Module, Recorder |  | MODULERECORDER-Philips-M1116B |  | 8/30/14 |  |  | Covered PM Repair - Biomedical | MHHS-Southwest | [8 empty] | MODULERECORDER | Module, Recorder | Philips
NO | YES | [5 empty] | Philips Medical Systems Cardiac and Monitoring Syste | M1116B |  | 4227A36866 | SW-Endoscopy | MHHS-Southwest |  | Module, Recorder |  |  |  | Southwest | MHHS-Southwest | SW-Endoscopy | Bay 13 |  |  |  |  | MONITORS, PHYSIOLOGIC, VITAL SIGNS | Module, Recorder | MODULERECORDER-Philips-M1116B | MODULERECORDER | M1116B |  |  |  | Philips | Module, Recorder |  | MODULERECORDER-Philips-M1116B |  | 5/4/16 |  |  | Covered PM Repair - Biomedical | MHHS-Southwest | [8 empty] | MODULERECORDER | Module, Recorder | Philips
NO | YES |  |  |  |  | 013-11710 | Philips Medical Systems Cardiac and Monitoring Syste | M1116B |  | 4227A36868 | SW-Endoscopy | MHHS-Southwest |  | Module, Recorder |  |  | 013-11710 | Memorial Hermann Hospital - Southwest | MHHS-Southwest | SW-Endoscopy | Endo Pacu | 5/1/19 |  |  |  | MONITORS, PHYSIOLOGIC, VITAL SIGNS | Module, Recorder | MODULERECORDER-Philips-M1116B | MODULERECORDER | M1116B |  |  |  | Philips | Module, Recorder |  | MODULERECORDER-Philips-M1116B |  | 5/31/19 |  |  | Covered PM Repair - Biomedical | MHHS-Southwest | [8 empty] | MODULERECORDER | Module, Recorder | Philips
NO | YES |  |  |  | 129-04331 | 129-04331 | Philips Medical Systems Cardiac and Monitoring Syste | M1116B |  | 4227A73792 | Sugar Land-Endoscopy | MHHS-Sugarland |  | Module, Recorder |  | 129-04331 | 129-04331 | Sugar Land | MHHS-Sugarland | Sugar Land-Endoscopy | Endoscopy | 7/1/19 |  | 7/1/20 |  | MONITORS, PHYSIOLOGIC, VITAL SIGNS | Module, Recorder | MODULERECORDER-Philips-M1116B | MODULERECORDER | M1116B |  |  |  | Philips | Module, Recorder |  | MODULERECORDER-Philips-M1116B |  | 12/21/18 |  |  | Covered PM Repair - Biomedical | MHHS-Sugarland | [8 empty] | MODULERECORDER | Module, Recorder | Philips
NO | YES | Asset Tag 129-04330 |  |  | 129-04330 | 129-04330 | Philips Medical Systems Cardiac and Monitoring Syste | M1116B |  | 4227A73793 | Sugar Land-OR | MHHS-Sugarland |  | Module, Recorder |  | 129-04330 | 129-04330 | Sugar Land | MHHS-Sugarland | Sugar Land-OR |  | 9/1/17 |  |  |  | MONITORS, PHYSIOLOGIC, VITAL SIGNS | Module, Recorder | MODULERECORDER-Philips-M1116B | MODULERECORDER | M1116B |  |  |  | Philips | Module, Recorder |  | MODULERECORDER-Philips-M1116B |  | 3/9/18 | Finished from Script 3/27/2020 12:11:52pm (Central) |  | Covered PM Repair - Biomedical | MHHS-Sugarland | [8 empty] | MODULERECORDER | Module, Recorder | Philips
NO | YES | [5 empty] | Philips Medical Systems Cardiac and Monitoring Syste | M1116B |  | 3809A76752 | TMC-Children's-NICU (7Hp) | MHHS-TMC |  | Module, Recorder |  |  |  | TMC | MHHS-TMC | TMC-Children's-NICU (7Hp) |  | 4/16/19 |  |  |  | MONITORS, PHYSIOLOGIC, VITAL SIGNS |  | MODULERECORDER-Philips-M1116B | MODULERECORDER | M1116B |  |  |  | Philips | Module, Recorder |  | MODULERECORDER-Philips-M1116B |  | 2/11/16 | Verified 3/30/2020 4:07pm (Central) |  | Not Covered Vendor Only - Biomedical | MHHS-TMC
NO | YES | [5 empty] | Philips Medical Systems Cardiac and Monitoring Syste | M1116B |  | 42278A24380 | TMC-Children's-PICU (9Hp) | MHHS-TMC |  | Module, Recorder |  |  |  | TMC | MHHS-TMC | TMC-Children's-PICU (9Hp) |  | 4/5/19 |  |  |  | MONITORS, PHYSIOLOGIC, VITAL SIGNS |  | MODULERECORDER-Philips-M1116B | MODULERECORDER | M1116B |  |  |  | Philips | Module, Recorder |  | MODULERECORDER-Philips-M1116B |  | 11/28/17 | Verified 3/30/2020 4:07pm (Central) |  | Covered PM Repair - Biomedical | MHHS-TMC
NO | YES |  |  |  | 009-04425 | 009-04425 | Philips Medical Systems Cardiac and Monitoring Syste | M1116B |  | 4227A37060 | GH-PACU |  |  |  |  | 009-04425 | 009-04425 | Central | MHHS-Greater Heights | GH-PACU | PACU | 3/1/20 |  | 3/1/21
YES | YES |  |  |  | 013-09667 | 013-09667 | Philips Medical Systems Cardiac and Monitoring Syste | M1116B |  | 4227A22100 | SW - NICU |  |  |  |  | 013-09667 | 013-09667 | Southwest | Memorial Hermann Southwest Hospital | SW - NICU | Nicu level 3 | [6 empty] | MODULERECORDER-Philips-M1116B
NO | NO |  |  |  | 009-04424 |  | Philips Medical Systems Cardiac and Monitoring Syste | M1116B |  | 4227A37059 | GH - PACU | MHHS-Greater Heights |  | Module, Recorder |  | 009-04424 |  | Central & Greater Heights |  | GH - PACU | [5 empty] | MONITORS, PHYSIOLOGIC, VITAL SIGNS |  | MODULERECORDER-Philips-M1116B | MODULERECORDER | M1116B |  |  |  | Philips | Module, Recorder |  | MODULERECORDER-Philips-M1116B |  |  |  |  | Not Covered Vendor Only - Biomedical | MHHS-Greater Heights
NO | NO | [5 empty] | Philips Medical Systems Cardiac and Monitoring Syste | M1116B |  | 4227A37062 | GH - PACU | MHHS-Greater Heights |  | Module, Recorder |  |  |  | Central & Greater Heights |  | GH - PACU | [5 empty] | MONITORS, PHYSIOLOGIC, VITAL SIGNS |  | MODULERECORDER-Philips-M1116B | MODULERECORDER | M1116B |  |  |  | Philips | Module, Recorder |  | MODULERECORDER-Philips-M1116B |  |  |  |  | Covered PM Repair - Biomedical | MHHS-Greater Heights
NO | NO | [5 empty] | Philips Medical Systems Cardiac and Monitoring Syste | M1116B |  |  | KATY - OR | MHHS-Katy |  | Module, Recorder |  |  |  | Katy |  | KATY - OR | [5 empty] | MONITORS, PHYSIOLOGIC, VITAL SIGNS |  | MODULERECORDER-Philips-M1116B | MODULERECORDER | M1116B |  |  |  | Philips | Module, Recorder |  | MODULERECORDER-Philips-M1116B |  |  |  |  | Covered PM Repair - Biomedical | MHHS-Katy
NO | NO |  |  |  | 041-13586 |  | Philips Medical Systems Cardiac and Monitoring Syste | M1116B |  | 4227A67864 | MEMORIAL CITY - MOR | MHHS-Mem City |  | Module, Recorder |  | 041-13586 |  | West & Memorial City |  | MEMORIAL CITY - MOR | [5 empty] | MONITORS, PHYSIOLOGIC, VITAL SIGNS |  | MODULERECORDER-Philips-M1116B | MODULERECORDER | M1116B |  |  |  | Philips | Module, Recorder |  | MODULERECORDER-Philips-M1116B |  |  |  |  | Covered PM Repair - Biomedical | MHHS-Mem City
NO | NO | [5 empty] | Philips Medical Systems Cardiac and Monitoring Syste | M1116B |  | 4227A55359 | MEMORIAL CITY - MOR | MHHS-Mem City |  | Module, Recorder |  |  |  | West & Memorial City |  | MEMORIAL CITY - MOR | [5 empty] | MONITORS, PHYSIOLOGIC, VITAL SIGNS |  | MODULERECORDER-Philips-M1116B | MODULERECORDER | M1116B |  |  |  | Philips | Module, Recorder |  | MODULERECORDER-Philips-M1116B |  |  |  |  | Covered PM Repair - Biomedical | MHHS-Mem City
NO | NO | [5 empty] | Philips Medical Systems Cardiac and Monitoring Syste | M1116B |  | 4227A55358 | MEMORIAL CITY - MOR | MHHS-Mem City |  | Module, Recorder |  |  |  | West & Memorial City |  | MEMORIAL CITY - MOR | [5 empty] | MONITORS, PHYSIOLOGIC, VITAL SIGNS |  | MODULERECORDER-Philips-M1116B | MODULERECORDER | M1116B |  |  |  | Philips | Module, Recorder |  | MODULERECORDER-Philips-M1116B |  |  |  |  | Covered PM Repair - Biomedical | MHHS-Mem City
NO | NO |  |  |  | 041-34016 |  | Philips Medical Systems Cardiac and Monitoring Syste | M1116B |  | 4227A22657 | MEMORIAL CITY - OUTPATIENT SURGERY | MHHS-Mem City |  | Module, Recorder |  | 041-34016 |  | West & Memorial City |  | MEMORIAL CITY - OUTPATIENT SURGERY | [5 empty] | MONITORS, PHYSIOLOGIC, VITAL SIGNS |  | MODULERECORDER-Philips-M1116B | MODULERECORDER | M1116B |  |  |  | Philips | Module, Recorder |  | MODULERECORDER-Philips-M1116B |  |  |  |  | Covered PM Repair - Biomedical | MHHS-Mem City
NO | NO | [5 empty] | Philips Medical Systems Cardiac and Monitoring Syste | M1116B |  | 4227A22665 | MEMORIAL CITY - OUTPATIENT SURGERY | MHHS-Mem City |  | Module, Recorder |  |  |  | West & Memorial City |  | MEMORIAL CITY - OUTPATIENT SURGERY | [5 empty] | MONITORS, PHYSIOLOGIC, VITAL SIGNS |  | MODULERECORDER-Philips-M1116B | MODULERECORDER | M1116B |  |  |  | Philips | Module, Recorder |  | MODULERECORDER-Philips-M1116B |  |  |  |  | Covered PM Repair - Biomedical | MHHS-Mem City
NO | NO | [5 empty] | Philips Medical Systems Cardiac and Monitoring Syste | M1116B |  | 4011A90669 | MEMORIAL CITY - OUTPATIENT SURGERY RECOVERY | MHHS-Mem City |  | Module, Recorder |  |  |  | West & Memorial City |  | MEMORIAL CITY - OUTPATIENT SURGERY RECOVERY | [5 empty] | MONITORS, PHYSIOLOGIC, VITAL SIGNS |  | MODULERECORDER-Philips-M1116B | MODULERECORDER | M1116B |  |  |  | Philips | Module, Recorder |  | MODULERECORDER-Philips-M1116B |  |  |  |  | Covered PM Repair - Biomedical | MHHS-Mem City
NO | NO |  |  |  | 041-00131 |  | Philips Medical Systems Cardiac and Monitoring Syste | M1116B |  | 4011A89482 | MEMORIAL CITY - RADIOLOGY - INPATIENT | MHHS-Mem City |  | Module, Recorder |  | 041-00131 |  | West & Memorial City |  | MEMORIAL CITY - RADIOLOGY - INPATIENT | [5 empty] | MONITORS, PHYSIOLOGIC, VITAL SIGNS |  | MODULERECORDER-Philips-M1116B | MODULERECORDER | M1116B |  |  |  | Philips | Module, Recorder |  | MODULERECORDER-Philips-M1116B |  |  |  |  | Covered PM Repair - Biomedical | MHHS-Mem City
NO | NO |  |  |  | 005-04490 |  | Philips Medical Systems Cardiac and Monitoring Syste | M1116B |  | 4227A34684 | SE - OR | MHHS-Southeast |  | Module, Recorder |  | 005-04490 |  | Southeast & Bay Area |  | SE - OR | [5 empty] | MONITORS, PHYSIOLOGIC, VITAL SIGNS |  | MODULERECORDER-Philips-M1116B | MODULERECORDER | M1116B |  |  |  | Philips | Module, Recorder |  | MODULERECORDER-Philips-M1116B |  |  |  |  | Covered PM Repair - Biomedical | MHHS-Southeast
NO | NO |  |  |  | 005-08695 |  | Philips Medical Systems Cardiac and Monitoring Syste | M1116B |  | 4227A78985 | SE - OR - ANESTHESIA | MHHS-Southeast |  | Module, Recorder |  | 005-08695 |  | Southeast & Bay Area |  | SE - OR - ANESTHESIA | [5 empty] | MONITORS, PHYSIOLOGIC, VITAL SIGNS |  | MODULERECORDER-Philips-M1116B | MODULERECORDER | M1116B |  |  |  | Philips | Module, Recorder |  | MODULERECORDER-Philips-M1116B |  |  |  |  | Covered PM Repair - Biomedical | MHHS-Southeast
NO | NO |  |  |  | 005-09387 |  | Philips Medical Systems Cardiac and Monitoring Syste | M1116B |  | 4227A85690 | SE - OR - ANESTHESIA | MHHS-Southeast |  | Module, Recorder |  | 005-09387 |  | Southeast & Bay Area |  | SE - OR - ANESTHESIA | [5 empty] | MONITORS, PHYSIOLOGIC, VITAL SIGNS |  | MODULERECORDER-Philips-M1116B | MODULERECORDER | M1116B |  |  |  | Philips | Module, Recorder |  | MODULERECORDER-Philips-M1116B |  |  |  |  | Covered PM Repair - Biomedical | MHHS-Southeast
NO | NO | [5 empty] | Philips Medical Systems Cardiac and Monitoring Syste | M1116B |  | 4227A39206 | SW - DIALYSIS | MHHS-Southwest |  | Module, Recorder |  |  |  | Southwest |  | SW - DIALYSIS | [5 empty] | MONITORS, PHYSIOLOGIC, VITAL SIGNS |  | MODULERECORDER-Philips-M1116B | MODULERECORDER | M1116B |  |  |  | Philips | Module, Recorder |  | MODULERECORDER-Philips-M1116B |  |  |  |  | Covered PM Repair - Biomedical | MHHS-Southwest
NO | NO | [5 empty] | Philips Medical Systems Cardiac and Monitoring Syste | M1116B |  | 4227A39204 | SW - DIALYSIS | MHHS-Southwest |  | Module, Recorder |  |  |  | Southwest |  | SW - DIALYSIS | [5 empty] | MONITORS, PHYSIOLOGIC, VITAL SIGNS |  | MODULERECORDER-Philips-M1116B | MODULERECORDER | M1116B |  |  |  | Philips | Module, Recorder |  | MODULERECORDER-Philips-M1116B |  |  |  |  | Covered PM Repair - Biomedical | MHHS-Southwest
NO | NO | [5 empty] | Philips Medical Systems Cardiac and Monitoring Syste | M1116B |  | 4227A27069 | SW - DIALYSIS | MHHS-Southwest |  | Module, Recorder |  |  |  | Southwest |  | SW - DIALYSIS | [5 empty] | MONITORS, PHYSIOLOGIC, VITAL SIGNS |  | MODULERECORDER-Philips-M1116B | MODULERECORDER | M1116B |  |  |  | Philips | Module, Recorder |  | MODULERECORDER-Philips-M1116B |  |  |  |  | Covered PM Repair - Biomedical | MHHS-Southwest
NO | NO |  |  |  | 013-11788 |  | Philips Medical Systems Cardiac and Monitoring Syste | M1116B |  | 4227A36875 | SW - ENDOSCOPY | MHHS-Southwest |  | Module, Recorder |  | 013-11788 |  | Southwest |  | SW - ENDOSCOPY | [5 empty] | MONITORS, PHYSIOLOGIC, VITAL SIGNS |  | MODULERECORDER-Philips-M1116B | MODULERECORDER | M1116B |  |  |  | Philips | Module, Recorder |  | MODULERECORDER-Philips-M1116B |  |  |  |  | Covered PM Repair - Biomedical | MHHS-Southwest
NO | NO |  |  |  | 013-11802 |  | Philips Medical Systems Cardiac and Monitoring Syste | M1116B |  | 4227A36876 | SW - ENDOSCOPY | MHHS-Southwest |  | Module, Recorder |  | 013-11802 |  | Southwest |  | SW - ENDOSCOPY | [5 empty] | MONITORS, PHYSIOLOGIC, VITAL SIGNS |  | MODULERECORDER-Philips-M1116B | MODULERECORDER | M1116B |  |  |  | Philips | Module, Recorder |  | MODULERECORDER-Philips-M1116B |  |  |  |  | Covered PM Repair - Biomedical | MHHS-Southwest
NO | NO |  |  |  | 013-11803 |  | Philips Medical Systems Cardiac and Monitoring Syste | M1116B |  | 4227A36883 | SW - ENDOSCOPY | MHHS-Southwest |  | Module, Recorder |  | 013-11803 |  | Southwest |  | SW - ENDOSCOPY | [5 empty] | MONITORS, PHYSIOLOGIC, VITAL SIGNS |  | MODULERECORDER-Philips-M1116B | MODULERECORDER | M1116B |  |  |  | Philips | Module, Recorder |  | MODULERECORDER-Philips-M1116B |  |  |  |  | Covered PM Repair - Biomedical | MHHS-Southwest
NO | NO | [5 empty] | Philips Medical Systems Cardiac and Monitoring Syste | M1116B |  | 4227A36881 | SW - ENDOSCOPY | MHHS-Southwest |  | Module, Recorder |  |  |  | Southwest |  | SW - ENDOSCOPY | [5 empty] | MONITORS, PHYSIOLOGIC, VITAL SIGNS |  | MODULERECORDER-Philips-M1116B | MODULERECORDER | M1116B |  |  |  | Philips | Module, Recorder |  | MODULERECORDER-Philips-M1116B |  |  |  |  | Covered PM Repair - Biomedical | MHHS-Southwest
NO | NO | [5 empty] | Philips Medical Systems Cardiac and Monitoring Syste | M1116B |  | 4227A28093 | SW - ENDOSCOPY | MHHS-Southwest |  | Module, Recorder |  |  |  | Southwest |  | SW - ENDOSCOPY | [5 empty] | MONITORS, PHYSIOLOGIC, VITAL SIGNS |  | MODULERECORDER-Philips-M1116B | MODULERECORDER | M1116B |  |  |  | Philips | Module, Recorder |  | MODULERECORDER-Philips-M1116B |  |  |  |  | Covered PM Repair - Biomedical | MHHS-Southwest
NO | NO | [5 empty] | Philips Medical Systems Cardiac and Monitoring Syste | M1116B |  | 4227A28103 | SW - ENDOSCOPY | MHHS-Southwest |  | Module, Recorder |  |  |  | Southwest |  | SW - ENDOSCOPY | [5 empty] | MONITORS, PHYSIOLOGIC, VITAL SIGNS |  | MODULERECORDER-Philips-M1116B | MODULERECORDER | M1116B |  |  |  | Philips | Module, Recorder |  | MODULERECORDER-Philips-M1116B |  |  |  |  | Covered PM Repair - Biomedical | MHHS-Southwest
NO | NO | [5 empty] | Philips Medical Systems Cardiac and Monitoring Syste | M1116B |  | 4227A28104 | SW - ENDOSCOPY | MHHS-Southwest |  | Module, Recorder |  |  |  | Southwest |  | SW - ENDOSCOPY | [5 empty] | MONITORS, PHYSIOLOGIC, VITAL SIGNS |  | MODULERECORDER-Philips-M1116B | MODULERECORDER | M1116B |  |  |  | Philips | Module, Recorder |  | MODULERECORDER-Philips-M1116B |  |  |  |  | Covered PM Repair - Biomedical | MHHS-Southwest
NO | NO | [5 empty] | Philips Medical Systems Cardiac and Monitoring Syste | M1116B |  | 4227A36878 | SW - ENDOSCOPY | MHHS-Southwest |  | Module, Recorder |  |  |  | Southwest |  | SW - ENDOSCOPY | [5 empty] | MONITORS, PHYSIOLOGIC, VITAL SIGNS |  | MODULERECORDER-Philips-M1116B | MODULERECORDER | M1116B |  |  |  | Philips | Module, Recorder |  | MODULERECORDER-Philips-M1116B |  |  |  |  | Covered PM Repair - Biomedical | MHHS-Southwest
NO | NO | [5 empty] | Philips Medical Systems Cardiac and Monitoring Syste | M1116B |  | 4227A28096 | SW - ENDOSCOPY | MHHS-Southwest |  | Module, Recorder |  |  |  | Southwest |  | SW - ENDOSCOPY | [5 empty] | MONITORS, PHYSIOLOGIC, VITAL SIGNS |  | MODULERECORDER-Philips-M1116B | MODULERECORDER | M1116B |  |  |  | Philips | Module, Recorder |  | MODULERECORDER-Philips-M1116B |  |  |  |  | Covered PM Repair - Biomedical | MHHS-Southwest
NO | NO | [5 empty] | Philips Medical Systems Cardiac and Monitoring Syste | M1116B |  | 4227A36882 | SW - ENDOSCOPY | MHHS-Southwest |  | Module, Recorder |  |  |  | Southwest |  | SW - ENDOSCOPY | [5 empty] | MONITORS, PHYSIOLOGIC, VITAL SIGNS |  | MODULERECORDER-Philips-M1116B | MODULERECORDER | M1116B |  |  |  | Philips | Module, Recorder |  | MODULERECORDER-Philips-M1116B |  |  |  |  | Covered PM Repair - Biomedical | MHHS-Southwest
NO | NO |  |  |  | 013-12781 |  | Philips Medical Systems Cardiac and Monitoring Syste | M1116B |  | 4227A45194 | SW - LABOR & DELIVERY | MHHS-Southwest |  | Module, Recorder |  | 013-12781 |  | Southwest |  | SW - LABOR & DELIVERY | [5 empty] | MONITORS, PHYSIOLOGIC, VITAL SIGNS |  | MODULERECORDER-Philips-M1116B | MODULERECORDER | M1116B |  |  |  | Philips | Module, Recorder |  | MODULERECORDER-Philips-M1116B |  |  |  |  | Covered PM Repair - Biomedical | MHHS-Southwest
NO | NO |  |  |  | 013-12785 |  | Philips Medical Systems Cardiac and Monitoring Syste | M1116B |  | 4227A45195 | SW - LABOR & DELIVERY | MHHS-Southwest |  | Module, Recorder |  | 013-12785 |  | Southwest |  | SW - LABOR & DELIVERY | [5 empty] | MONITORS, PHYSIOLOGIC, VITAL SIGNS |  | MODULERECORDER-Philips-M1116B | MODULERECORDER | M1116B |  |  |  | Philips | Module, Recorder |  | MODULERECORDER-Philips-M1116B |  |  |  |  | Covered PM Repair - Biomedical | MHHS-Southwest
NO | NO | [5 empty] | Philips Medical Systems Cardiac and Monitoring Syste | M1116B |  | 4227A36867 | SW - PREOP | MHHS-Southwest |  | Module, Recorder |  |  |  | Southwest |  | SW - PREOP | [5 empty] | MONITORS, PHYSIOLOGIC, VITAL SIGNS |  | MODULERECORDER-Philips-M1116B | MODULERECORDER | M1116B |  |  |  | Philips | Module, Recorder |  | MODULERECORDER-Philips-M1116B |  |  |  |  | Covered PM Repair - Biomedical | MHHS-Southwest
NO | NO | [5 empty] | Philips Medical Systems Cardiac and Monitoring Syste | M1116B |  | 4227A36862 | SW - PREOP | MHHS-Southwest |  | Module, Recorder |  |  |  | Southwest |  | SW - PREOP | [5 empty] | MONITORS, PHYSIOLOGIC, VITAL SIGNS |  | MODULERECORDER-Philips-M1116B | MODULERECORDER | M1116B |  |  |  | Philips | Module, Recorder |  | MODULERECORDER-Philips-M1116B |  |  |  |  | Covered PM Repair - Biomedical | MHHS-Southwest
NO | NO |  |  |  | 129-01091 |  | Philips Medical Systems Cardiac and Monitoring Syste | M1116B |  | 4011A95938 | SUGAR LAND - OR | MHHS-Sugarland |  | Module, Recorder |  | 129-01091 |  | Sugar Land |  | SUGAR LAND - OR | [5 empty] | MONITORS, PHYSIOLOGIC, VITAL SIGNS |  | MODULERECORDER-Philips-M1116B | MODULERECORDER | M1116B |  |  |  | Philips | Module, Recorder |  | MODULERECORDER-Philips-M1116B |  |  |  |  | Covered PM Repair - Biomedical | MHHS-Sugarland
NO | NO | [5 empty] | Philips Medical Systems Cardiac and Monitoring Syste | M1116B |  | 4227A27218. | TMC - CHILDRENS - CSC (9HP) | MHHS-TMC |  | Module, Recorder |  |  |  | TMC |  | TMC - CHILDRENS - CSC (9HP) | [5 empty] | MONITORS, PHYSIOLOGIC, VITAL SIGNS |  | MODULERECORDER-Philips-M1116B | MODULERECORDER | M1116B |  |  |  | Philips | Module, Recorder |  | MODULERECORDER-Philips-M1116B |  |  |  |  | Covered PM Repair - Biomedical | MHHS-TMC
NO | NO | [5 empty] | Philips Medical Systems Cardiac and Monitoring Syste | M1116B |  | 3809A80375 | TMC - CHILDRENS - NICU (7HP) | MHHS-TMC |  | Module, Recorder |  |  |  | TMC |  | TMC - CHILDRENS - NICU (7HP) | [5 empty] | MONITORS, PHYSIOLOGIC, VITAL SIGNS |  | MODULERECORDER-Philips-M1116B | MODULERECORDER | M1116B |  |  |  | Philips | Module, Recorder |  | MODULERECORDER-Philips-M1116B |  |  |  |  | Covered PM Repair - Biomedical | MHHS-TMC
NO | NO | [5 empty] | Philips Medical Systems Cardiac and Monitoring Syste | M1116B |  | 3809A68868 | TMC - CHILDRENS - PICU (9HP) | MHHS-TMC |  | Module, Recorder |  |  |  | TMC |  | TMC - CHILDRENS - PICU (9HP) | [5 empty] | MONITORS, PHYSIOLOGIC, VITAL SIGNS |  | MODULERECORDER-Philips-M1116B | MODULERECORDER | M1116B |  |  |  | Philips | Module, Recorder |  | MODULERECORDER-Philips-M1116B |  |  |  |  | Covered PM Repair - Biomedical | MHHS-TMC
NO | NO | [5 empty] | Philips Medical Systems Cardiac and Monitoring Syste | M1116B |  | 4227A27217 | TMC - CHILDRENS - PICU (9HP) | MHHS-TMC |  | Module, Recorder |  |  |  | TMC |  | TMC - CHILDRENS - PICU (9HP) | [5 empty] | MONITORS, PHYSIOLOGIC, VITAL SIGNS |  | MODULERECORDER-Philips-M1116B | MODULERECORDER | M1116B |  |  |  | Philips | Module, Recorder |  | MODULERECORDER-Philips-M1116B |  |  |  |  | Covered PM Repair - Biomedical | MHHS-TMC
NO | YES |  |  |  | 009-09940 | 009-09940 | Philips Medical Systems Cardiac and Monitoring Syste | M1116C |  | U851314751 | GH-OR Anesthesia | MHHS-Greater Heights |  | Module, Recorder |  | 009-09940 | 009-09940 | Central | MHHS-Greater Heights | GH-OR Anesthesia | OR | 3/1/19 |  | 3/1/20 |  | RECORDERS, GRAPHIC | Module, Recorder | MODULERECORDER-Philips-M1116C | MODULERECORDER | M1116C |  |  |  | Philips | Module, Recorder |  | MODULERECORDER-Philips-M1116C |  | 10/3/18 |  |  | Covered PM Repair - Biomedical | MHHS-Greater Heights | [8 empty] | MODULERECORDER | Module, Recorder | Philips
NO | YES |  |  |  | 009-09941 | 009-09941 | Philips Medical Systems Cardiac and Monitoring Syste | M1116C |  | U851314879 | GH-OR Anesthesia | MHHS-Greater Heights |  | Module, Recorder |  | 009-09941 | 009-09941 | Central | MHHS-Greater Heights | GH-OR Anesthesia | OR | 3/1/19 |  | 3/1/21 |  | RECORDERS, GRAPHIC | Module, Recorder | MODULERECORDER-Philips-M1116C | MODULERECORDER | M1116C |  |  |  | Philips | Module, Recorder |  | MODULERECORDER-Philips-M1116C |  | 10/3/18 |  |  | Covered PM Repair - Biomedical | MHHS-Greater Heights | [8 empty] | MODULERECORDER | Module, Recorder | Philips
NO | YES |  |  |  | 133-09242 | 133-09242 | Philips Medical Systems Cardiac and Monitoring Syste | M1116C |  | US51315374 | Katy-OR | MHHS-Katy |  | Module, Recorder |  | 133-09242 | 133-09242 | Katy | MHHS-Katy | Katy-OR | OR 11 | 11/1/19 | 11/1/20 |  |  | RECORDERS, GRAPHIC | Module, Recorder | MODULERECORDER-Philips-M1116C | MODULERECORDER | M1116C |  |  |  | Philips | Module, Recorder |  | MODULERECORDER-Philips-M1116C |  |  |  |  | Covered PM Repair - Biomedical | MHHS-Katy | [8 empty] | MODULERECORDER | Module, Recorder | Philips
NO | YES |  |  |  | 133-09250 | 133-09250 | Philips Medical Systems Cardiac and Monitoring Syste | M1116C |  | US51315367 | Katy-OR | MHHS-Katy |  | Module, Recorder |  | 133-09250 | 133-09250 | Katy | MHHS-Katy | Katy-OR | OR 9 | 11/1/19 | 11/1/20 |  |  | RECORDERS, GRAPHIC | Module, Recorder | MODULERECORDER-Philips-M1116C | MODULERECORDER | M1116C |  |  |  | Philips | Module, Recorder |  | MODULERECORDER-Philips-M1116C |  |  |  |  | Covered PM Repair - Biomedical | MHHS-Katy | [8 empty] | MODULERECORDER | Module, Recorder | Philips
NO | YES |  |  |  | 133-09254 | 133-09254 | Philips Medical Systems Cardiac and Monitoring Syste | M1116C |  | US51315375 | Katy-OR | MHHS-Katy |  | Module, Recorder |  | 133-09254 | 133-09254 | Katy | MHHS-Katy | Katy-OR | OR 6 | 11/1/19 | 11/1/20 |  |  | RECORDERS, GRAPHIC | Module, Recorder | MODULERECORDER-Philips-M1116C | MODULERECORDER | M1116C |  |  |  | Philips | Module, Recorder |  | MODULERECORDER-Philips-M1116C |  | 2/10/16 |  |  | Covered PM Repair - Biomedical | MHHS-Katy | [8 empty] | MODULERECORDER | Module, Recorder | Philips
NO | YES |  |  |  | 133-09259 | 133-09259 | Philips Medical Systems Cardiac and Monitoring Syste | M1116C |  | US51315379 | Katy-OR | MHHS-Katy |  | Module, Recorder |  | 133-09259 | 133-09259 | Katy | MHHS-Katy | Katy-OR | OR 8 | 11/1/19 | 11/1/20 |  |  | RECORDERS, GRAPHIC | Module, Recorder | MODULERECORDER-Philips-M1116C | MODULERECORDER | M1116C |  |  |  | Philips | Module, Recorder |  | MODULERECORDER-Philips-M1116C |  | 10/3/18 |  |  | Covered PM Repair - Biomedical | MHHS-Katy | [8 empty] | MODULERECORDER | Module, Recorder | Philips
NO | YES |  |  |  | 041-20478 | 041-20478 | Philips Medical Systems Cardiac and Monitoring Syste | M1116C |  | US61118697 | MEMORIAL CITY - ANESTHESIOLOGY | MHHS-Mem City |  | Module, Recorder |  | 041-20478 | 041-20478 | West | Memorial Hermann - Memorial City | MEMORIAL CITY - ANESTHESIOLOGY | Cath Lab 1 |  |  |  |  | RECORDERS, GRAPHIC |  | MODULERECORDER-Philips-M1116C | MODULERECORDER | M1116C |  |  |  | Philips | Module, Recorder |  | MODULERECORDER-Philips-M1116C |  |  |  |  | Covered PM Repair - Biomedical | MHHS-Mem City
NO | YES |  |  |  | 041-19291 | 041-19291 | Philips Medical Systems Cardiac and Monitoring Syste | M1116C |  | US51315123 | MEMORIAL CITY - MHT - JHC OR | MHHS-Mem City |  | Module, Recorder |  | 041-19291 | 041-19291 | West | Memorial Hermann Memorial City Medical Center | MEMORIAL CITY - MHT - JHC OR | MEMORIAL CITY - MHT - JHC OR |  |  |  |  | RECORDERS, GRAPHIC |  | MODULERECORDER-Philips-M1116C | MODULERECORDER | M1116C |  |  |  | Philips | Module, Recorder |  | MODULERECORDER-Philips-M1116C |  |  |  |  | Covered PM Repair - Biomedical | MHHS-Mem City
NO | YES |  |  |  | 041-19294 | 041-19294 | Philips Medical Systems Cardiac and Monitoring Syste | M1116C |  | US51315314 | MEMORIAL CITY - MHT - JHC OR | MHHS-Mem City |  | Module, Recorder |  | 041-19294 | 041-19294 | West | Weat | MEMORIAL CITY - MHT - JHC OR | MH11:507 OR7 |  |  |  |  | RECORDERS, GRAPHIC |  | MODULERECORDER-Philips-M1116C | MODULERECORDER | M1116C |  |  |  | Philips | Module, Recorder |  | MODULERECORDER-Philips-M1116C |  |  |  |  | Covered PM Repair - Biomedical | MHHS-Mem City
NO | YES |  |  |  | 041-19297 | 041-19297 | Philips Medical Systems Cardiac and Monitoring Syste | M1116C |  | US51315376 | Memorial City - Surgery Dept. - Ortho | MHHS-Mem City |  | Module, Recorder |  | 041-19297 | 041-19297 | West | Memorial Hermann - Memorial City | Memorial City - Surgery Dept. - Ortho | 11th Floor OR Room 5 |  |  |  |  | RECORDERS, GRAPHIC |  | MODULERECORDER-Philips-M1116C | MODULERECORDER | M1116C |  |  |  | Philips | Module, Recorder |  | MODULERECORDER-Philips-M1116C |  |  |  |  | Covered PM Repair - Biomedical | MHHS-Mem City
NO | YES |  |  |  | 041-19300 | 041-19300 | Philips Medical Systems Cardiac and Monitoring Syste | M1116C |  | US51315371 | MEMORIAL CITY - MHT - JHC OR | MHHS-Mem City |  | Module, Recorder |  | 041-19300 | 041-19300 | West | West | MEMORIAL CITY - MHT - JHC OR | MH11: 504 OR11 |  |  |  |  | RECORDERS, GRAPHIC |  | MODULERECORDER-Philips-M1116C | MODULERECORDER | M1116C |  |  |  | Philips | Module, Recorder |  | MODULERECORDER-Philips-M1116C |  |  |  |  | Covered PM Repair - Biomedical | MHHS-Mem City
NO | YES |  |  |  | 041-19303 | 041-19303 | Philips Medical Systems Cardiac and Monitoring Syste | M1116C |  | US51315363 | MEMORIAL CITY - MHT - JHC OR | MHHS-Mem City |  | Module, Recorder |  | 041-19303 | 041-19303 | West | Memorial Hermann - Memorial City | MEMORIAL CITY - MHT - JHC OR | MH11 OR Room 3 |  |  |  |  | RECORDERS, GRAPHIC |  | MODULERECORDER-Philips-M1116C | MODULERECORDER | M1116C |  |  |  | Philips | Module, Recorder |  | MODULERECORDER-Philips-M1116C |  |  |  |  | Covered PM Repair - Biomedical | MHHS-Mem City
NO | YES |  |  |  | 041-19363 | 041-19363 | Philips Medical Systems Cardiac and Monitoring Syste | M1116C |  | US51315370 | MEMORIAL CITY - MHT - JHC OR | MHHS-Mem City |  | Module, Recorder |  | 041-19363 | 041-19363 | West | Memorial Hermann - Memorial City | MEMORIAL CITY - MHT - JHC OR | 11th Floor OR Room 8 |  |  |  |  | RECORDERS, GRAPHIC |  | MODULERECORDER-Philips-M1116C | MODULERECORDER | M1116C |  |  |  | Philips | Module, Recorder |  | MODULERECORDER-Philips-M1116C |  |  |  |  | Covered PM Repair - Biomedical | MHHS-Mem City
NO | YES |  |  |  | 041-19366 | 041-19366 | Philips Medical Systems Cardiac and Monitoring Syste | M1116C |  | US51315127 | MEMORIAL CITY - Orthopedic Surgery | MHHS-Mem City |  | Module, Recorder |  | 041-19366 | 041-19366 | West | Memorial Hermann Memorial City Medical Center | MEMORIAL CITY - Orthopedic Surgery | Memorial City - Orthopedic Surgery MH11 500 OR 1 |  |  |  |  | RECORDERS, GRAPHIC |  | MODULERECORDER-Philips-M1116C | MODULERECORDER | M1116C |  |  |  | Philips | Module, Recorder |  | MODULERECORDER-Philips-M1116C |  |  |  |  | Not Covered Vendor Only - Biomedical | MHHS-Mem City
NO | YES |  |  |  | 041-19369 | 041-19369 | Philips Medical Systems Cardiac and Monitoring Syste | M1116C |  | US51315366 | MEMORIAL CITY - Orthopedics Surgery | MHHS-Mem City |  | Module, Recorder |  | 041-19369 | 041-19369 | West | Memorial City - Memorial Hermann Hospital | MEMORIAL CITY - Orthopedics Surgery | MH11 506 OR 6 |  |  |  |  | RECORDERS, GRAPHIC |  | MODULERECORDER-Philips-M1116C | MODULERECORDER | M1116C |  |  |  | Philips | Module, Recorder |  | MODULERECORDER-Philips-M1116C |  |  |  |  | Not Covered Vendor Only - Biomedical | MHHS-Mem City
NO | YES |  |  |  | 041-19008 | 041-19008 | Philips Medical Systems Cardiac and Monitoring Syste | M1116C |  | U851314783 | MEMORIAL CITY - OUTPATIENT SURGERY | MHHS-Mem City |  | Module, Recorder |  | 041-19008 | 041-19008 | West | Memorial Hermann Memorial City Medical Center | MEMORIAL CITY - OUTPATIENT SURGERY | Memorial City - Day Surgery Room W1 300.82 OR14 |  |  |  | No pm sticker | RECORDERS, GRAPHIC |  | MODULERECORDER-Philips-M1116C | MODULERECORDER | M1116C |  |  |  | Philips | Module, Recorder |  | MODULERECORDER-Philips-M1116C |  |  |  |  | Not Covered Vendor Only - Biomedical | MHHS-Mem City
NO | YES |  |  |  | 041-19009 | 041-19009 | Philips Medical Systems Cardiac and Monitoring Syste | M1116C |  | U851314785 | MEMORIAL CITY - Outpatient | MHHS-Mem City |  | Module, Recorder |  | 041-19009 | 041-19009 | West | Memorial Hermann Memorial City Medical Center | MEMORIAL CITY - Outpatient | MEMORIAL CITY - OUTPATIENT |  |  |  |  | RECORDERS, GRAPHIC |  | MODULERECORDER-Philips-M1116C | MODULERECORDER | M1116C |  |  |  | Philips | Module, Recorder |  | MODULERECORDER-Philips-M1116C |  |  |  |  | Not Covered Vendor Only - Biomedical | MHHS-Mem City
NO | YES |  |  |  | 041-19011 | 041-19011 | Philips Medical Systems Cardiac and Monitoring Syste | M1116C |  | U851314757 | MEMORIAL CITY - OUTPATIENT SURGERY | MHHS-Mem City |  | Module, Recorder |  | 041-19011 | 041-19011 | West | Memorial Hermann Memorial City Medical Center | MEMORIAL CITY - OUTPATIENT SURGERY | Memorial City - Day Surgery Room W1 300.82 OR14 |  |  |  | No pm sticker | RECORDERS, GRAPHIC |  | MODULERECORDER-Philips-M1116C | MODULERECORDER | M1116C |  |  |  | Philips | Module, Recorder |  | MODULERECORDER-Philips-M1116C |  |  |  |  | Not Covered Vendor Only - Biomedical | MHHS-Mem City
NO | YES |  |  |  | 041-19012 | 041-19012 | Philips Medical Systems Cardiac and Monitoring Syste | M1116C |  | U851314756 | MEMORIAL CITY - OUTPATIENT SURGERY | MHHS-Mem City |  | Module, Recorder |  | 041-19012 | 041-19012 | West | Memorial Hermann - Memorial City | MEMORIAL CITY - OUTPATIENT SURGERY | OR Room 10 |  |  |  |  | RECORDERS, GRAPHIC |  | MODULERECORDER-Philips-M1116C | MODULERECORDER | M1116C |  |  |  | Philips | Module, Recorder |  | MODULERECORDER-Philips-M1116C |  |  |  |  | Not Covered Vendor Only - Biomedical | MHHS-Mem City
NO | YES |  |  |  | 041-19013 | 041-19013 | Philips Medical Systems Cardiac and Monitoring Syste | M1116C |  | U851314787 | MEMORIAL CITY - OUTPATIENT SURGERY | MHHS-Mem City |  | Module, Recorder |  | 041-19013 | 041-19013 | West | Memorial City - Memorial Hermann Hospital West Tower | MEMORIAL CITY - OUTPATIENT SURGERY | W1 300.75 OR 3 |  |  |  |  | RECORDERS, GRAPHIC |  | MODULERECORDER-Philips-M1116C | MODULERECORDER | M1116C |  |  |  | Philips | Module, Recorder |  | MODULERECORDER-Philips-M1116C |  |  |  |  | Covered PM Repair - Biomedical | MHHS-Mem City
NO | YES |  |  |  | 041-19014 | 041-19014 | Philips Medical Systems Cardiac and Monitoring Syste | M1116C |  | U851314784 | Memorial City-Outpatient Surgery | MHHS-Mem City |  | Module, Recorder |  | 041-19014 | 041-19014 | West | Memorial Hermann Memorial City Medical Center | Memorial City-Outpatient Surgery | W1 OPS OR 8 |  |  |  |  | RECORDERS, GRAPHIC |  | MODULERECORDER-Philips-M1116C | MODULERECORDER | M1116C |  |  |  | Philips | Module, Recorder |  | MODULERECORDER-Philips-M1116C |  |  |  |  | Covered PM Repair - Biomedical | MHHS-Mem City
NO | YES |  |  |  | 041-19015 | 041-19015 | Philips Medical Systems Cardiac and Monitoring Syste | M1116C |  | U851314786 | MEMORIAL CITY - Outpatient | MHHS-Mem City |  | Module, Recorder |  | 041-19015 | 041-19015 | West | Memorial Hermann Memorial City Medical Center | MEMORIAL CITY - Outpatient | MEMORIAL CITY - OUTPATIENT |  |  |  |  | RECORDERS, GRAPHIC |  | MODULERECORDER-Philips-M1116C | MODULERECORDER | M1116C |  |  |  | Philips | Module, Recorder |  | MODULERECORDER-Philips-M1116C |  |  |  |  | Covered PM Repair - Biomedical | MHHS-Mem City
NO | YES |  |  |  |  | 041-02150 | Philips Medical Systems Cardiac and Monitoring Syste | M1116C |  | 3727A57422 | MEMORIAL CITY - | MHHS-Mem City |  | Module, Recorder |  |  | 041-02150 | West | Memorial Hermann Memorial City Medical Center | MEMORIAL CITY - | MEMORIAL CITY - MOR |  |  |  |  | RECORDERS, GRAPHIC |  | MODULERECORDER-Philips-M1116C | MODULERECORDER | M1116C |  |  |  | Philips | Module, Recorder |  | MODULERECORDER-Philips-M1116C |  |  |  |  | Covered PM Repair - Biomedical | MHHS-Mem City
NO | YES |  |  |  | 041-18971 | 041-18971 | Philips Medical Systems Cardiac and Monitoring Syste | M1116C |  | U851315380 | MEMORIAL CITY - Outpatient Surgery | MHHS-Mem City |  | Module, Recorder |  | 041-18971 | 041-18971 | West | Memorial Hermann Memorial City Medical Center | MEMORIAL CITY - Outpatient Surgery | W1 Anesthesia workroom |  |  |  |  | RECORDERS, GRAPHIC |  | MODULERECORDER-Philips-M1116C | MODULERECORDER | M1116C |  |  |  | Philips | Module, Recorder |  | MODULERECORDER-Philips-M1116C |  |  |  |  | Covered PM Repair - Biomedical | MHHS-Mem City
NO | YES |  |  |  | 005-10537 | 005-10537 | Philips Medical Systems Cardiac and Monitoring Syste | M1116C |  | US51314800 | SE-OR | MHHS-Southeast |  | Module, Recorder |  | 005-10537 | 005-10537 | Southeast | MHHS-Southeast | SE-OR | OR corridor | 5/1/19 |  |  |  | RECORDERS, GRAPHIC |  | MODULERECORDER-Philips-M1116C | MODULERECORDER | M1116C |  |  |  | Philips | Module, Recorder |  | MODULERECORDER-Philips-M1116C |  | 3/26/20 |  |  | Not Covered Vendor Only - Biomedical | MHHS-Southeast
NO | YES |  |  |  | 005-10542 | 005-10542 | Philips Medical Systems Cardiac and Monitoring Syste | M1116C |  | US5131801 | SE-OR | MHHS-Southeast |  | Module, Recorder |  | 005-10542 | 005-10542 | Southeast | MHHS-Southeast | SE-OR | Or 5 | 4/1/19 |  | 4/1/20 |  | RECORDERS, GRAPHIC |  | MODULERECORDER-Philips-M1116C | MODULERECORDER | M1116C |  |  |  | Philips | Module, Recorder |  | MODULERECORDER-Philips-M1116C |  | 10/3/18 |  |  | Covered PM Repair - Biomedical | MHHS-Southeast
NO | YES |  |  |  | 005-10547 | 005-10547 | Philips Medical Systems Cardiac and Monitoring Syste | M1116C |  | US51314818 | TMC-OR-Hermann (2Hp) | MHHS-Southeast |  | Module, Recorder |  | 005-10547 | 005-10547 | TMC | MHHS-TMC | TMC-OR-Hermann (2Hp) | Hybrid | 4/1/19 |  | 4/1/20 |  | RECORDERS, GRAPHIC |  | MODULERECORDER-Philips-M1116C | MODULERECORDER | M1116C |  |  |  | Philips | Module, Recorder |  | MODULERECORDER-Philips-M1116C |  | 10/3/18 |  |  | Covered PM Repair - Biomedical | MHHS-Southeast
NO | YES |  |  |  | 129-06862 | 129-06862 | Philips Medical Systems Cardiac and Monitoring Syste | M1116C |  | US51314796 | Sugar Land-Labor & Delivery | MHHS-Sugarland |  | Module, Recorder |  | 129-06862 | 129-06862 | Sugar Land | MHHS-Sugarland | Sugar Land-Labor & Delivery | L | 6/1/19 |  | 6/1/20 |  | RECORDERS, GRAPHIC | Module, Recorder | MODULERECORDER-Philips-M1116C | MODULERECORDER | M1116C |  |  |  | Philips | Module, Recorder |  | MODULERECORDER-Philips-M1116C |  | 10/3/18 |  |  | Covered PM Repair - Biomedical | MHHS-Sugarland | [8 empty] | MODULERECORDER | Module, Recorder | Philips
NO | YES |  |  |  | 129-06865 | 129-06865 | Philips Medical Systems Cardiac and Monitoring Syste | M1116C |  | US51314799 | Sugar Land-Labor & Delivery | MHHS-Sugarland |  | Module, Recorder |  | 129-06865 | 129-06865 | Sugar Land | MHHS-Sugarland | Sugar Land-Labor & Delivery | OR 1 | 6/1/19 |  |  |  | RECORDERS, GRAPHIC | Module, Recorder | MODULERECORDER-Philips-M1116C | MODULERECORDER | M1116C |  |  |  | Philips | Module, Recorder |  | MODULERECORDER-Philips-M1116C |  | 10/3/18 |  |  | Covered PM Repair - Biomedical | MHHS-Sugarland | [8 empty] | MODULERECORDER | Module, Recorder | Philips
NO | NO |  |  |  | 145-01110 |  | Philips Medical Systems Cardiac and Monitoring Syste | M1116C |  | US51316113 | PEARLAND - OR - ANESTHESIA | MHHS-Pearland Hospital |  | Module, Recorder |  | 145-01110 |  | Pearland |  | PEARLAND - OR - ANESTHESIA | [5 empty] | RECORDERS, GRAPHIC |  | MODULERECORDER-Philips-M1116C | MODULERECORDER | M1116C |  |  |  | Philips | Module, Recorder |  | MODULERECORDER-Philips-M1116C |  |  |  |  | Not Covered Vendor Only - Biomedical | MHHS-Pearland Hospital
NO | NO |  |  |  | 013-37680 |  | Philips Medical Systems Cardiac and Monitoring Syste | M1116C |  | US51316137 | SW - ICU - NEURO & STROKE | MHHS-Southwest |  | Module, Recorder |  | 013-37680 |  | Southwest |  | SW - ICU - NEURO & STROKE | [5 empty] | RECORDERS, GRAPHIC |  | MODULERECORDER-Philips-M1116C | MODULERECORDER | M1116C |  |  |  | Philips | Module, Recorder |  | MODULERECORDER-Philips-M1116C |  |  |  |  | Not Covered Vendor Only - Biomedical | MHHS-Southwest
NO | NO |  |  |  | 129-06291 |  | Philips Medical Systems Cardiac and Monitoring Syste | M1116C |  | US51315135 | SUGAR LAND - PACU | MHHS-Sugarland |  | Module, Recorder |  | 129-06291 |  | Sugar Land |  | SUGAR LAND - PACU | [5 empty] | RECORDERS, GRAPHIC |  | MODULERECORDER-Philips-M1116C | MODULERECORDER | M1116C |  |  |  | Philips | Module, Recorder |  | MODULERECORDER-Philips-M1116C |  |  |  |  | Covered PM Repair - Biomedical | MHHS-Sugarland
NO | NO |  |  |  | 241-02593 |  | Philips Medical Systems Cardiac and Monitoring Syste | M1116C |  | US40912765 | TIRR - UROLOGY/SPEC PROC (17) | MHHS-TIRR |  | Module, Recorder |  | 241-02593 |  | TMC |  | TIRR - UROLOGY/SPEC PROC (17) | [5 empty] | RECORDERS, GRAPHIC |  | MODULERECORDER-Philips-M1116C | MODULERECORDER | M1116C |  |  |  | Philips | Module, Recorder |  | MODULERECORDER-Philips-M1116C |  |  |  |  | Not Covered Vendor Only - Biomedical | MHHS-TIRR
NO | NO |  |  |  | 241-02594 |  | Philips Medical Systems Cardiac and Monitoring Syste | M1116C |  | US40912828 | TIRR - UROLOGY/SPEC PROC (17) | MHHS-TIRR |  | Module, Recorder |  | 241-02594 |  | TMC |  | TIRR - UROLOGY/SPEC PROC (17) | [5 empty] | RECORDERS, GRAPHIC |  | MODULERECORDER-Philips-M1116C | MODULERECORDER | M1116C |  |  |  | Philips | Module, Recorder |  | MODULERECORDER-Philips-M1116C |  |  |  |  | Not Covered Vendor Only - Biomedical | MHHS-TIRR
NO | YES |  |  |  | 133-02414 | 133-02414 | Philips Medical Systems Cardiac and Monitoring Syste | M116B |  | 4227A30828 | KATY - NICU | MHHS-Katy |  | Recorder, Chart |  | 133-02414 | 133-02414 | Katy |  | KATY - NICU | [5 empty] | PHYSIOLOGIC MONITOR MODULES, TEMPERATURE |  | RECORDERCHART-Philips-M116B | RECORDERCHART | M116B |  |  |  | Philips | Recorder, Chart |  | RECORDERCHART-Philips-M116B |  |  |  |  | Covered PM Repair - Biomedical | MHHS-Katy
YES | YES | Serial Number Cnf |  |  | 133-06947 | 133-06947 | Philips Medical Systems Cardiac and Monitoring Syste | M116B |  | Cnf | KATY - NICU |  |  |  |  | 133-06947 | 133-06947 | Katy |  | KATY - NICU | [5 empty] | PHYSIOLOGIC MONITOR MODULES, TEMPERATURE
NO | YES |  |  |  |  | 041-05620 | Philips Medical Systems Cardiac and Monitoring Syste | M1204A |  | 4308A19583 | MEMORIAL CITY - MOR RECOVERY | MHHS-Mem City |  | Monitor, Cardiac, Fixed |  |  | 041-05620 | West | Memorial Hermann Memorial City Medical Center | MEMORIAL CITY - MOR RECOVERY | MEMORIAL CITY - MOR RECOVER |  |  |  |  | MONITORS, PHYSIOLOGIC, VITAL SIGNS |  | MONITORCARDIACFIXED-Philips-M1204A | MONITORCARDIACFIXED | M1204A |  |  |  | Philips | Monitor, Cardiac, Fixed |  | MONITORCARDIACFIXED-Philips-M1204A |  |  |  |  | Covered PM Repair - Biomedical | MHHS-Mem City
NO | YES |  |  |  |  | 041-06364 | Philips Medical Systems Cardiac and Monitoring Syste | M1204A |  | 4308A18721 | MEMORIAL CITY - OUTPATIENT SURGERY | MHHS-Mem City |  | Monitor, Cardiac, Fixed |  |  | 041-06364 | West | Memorial City- Memorial Hermann Hospital | MEMORIAL CITY - OUTPATIENT SURGERY | Step Down 4 |  |  |  |  | MONITORS, PHYSIOLOGIC, VITAL SIGNS |  | MONITORCARDIACFIXED-Philips-M1204A | MONITORCARDIACFIXED | M1204A |  |  |  | Philips | Monitor, Cardiac, Fixed |  | MONITORCARDIACFIXED-Philips-M1204A |  |  |  |  | Covered PM Repair - Biomedical | MHHS-Mem City
NO | YES | Asset Tag 151-04935 |  |  | 151-04935 | 151-04935 | Philips Medical Systems Cardiac and Monitoring Syste | M1204A |  | 3844A42895 | (null) | MHHS-Mem City |  | Monitor, Cardiac, Fixed |  | 151-04935 | 151-04935 | (null) | (null) | (null) | (null) | (null) | (null) | (null) | (null) | MONITORS, PHYSIOLOGIC, VITAL SIGNS |  | MONITORCARDIACFIXED-Philips-M1204A | MONITORCARDIACFIXED | M1204A |  |  |  | Philips | Monitor, Cardiac, Fixed |  | MONITORCARDIACFIXED-Philips-M1204A |  |  |  |  | Covered PM Repair - Biomedical | MHHS-Mem City
NO | YES |  |  |  |  | 041-06475 | Philips Medical Systems Cardiac and Monitoring Syste | M1204A |  | 4308A18743 | Memorial City OR Recovery | MHHS-Mem City |  | Monitor, Cardiac, Fixed |  |  | 041-06475 | West | Memorial Hermann Memorial City Medical Center | Memorial City OR Recovery | Memorial City - OR Recovery Bay 9 |  |  |  |  | MONITORS, PHYSIOLOGIC, VITAL SIGNS |  | MONITORCARDIACFIXED-Philips-M1204A | MONITORCARDIACFIXED | M1204A |  |  |  | Philips | Monitor, Cardiac, Fixed |  | MONITORCARDIACFIXED-Philips-M1204A |  |  |  |  | Covered PM Repair - Biomedical | MHHS-Mem City
NO | YES |  |  |  |  | 041-06485 | Philips Medical Systems Cardiac and Monitoring Syste | M1204A |  | 4308A18741 | MEMORIAL CITY - MOR RECOVERY | MHHS-Mem City |  | Monitor, Cardiac, Fixed |  |  | 041-06485 | West | Memorial City - Memorial Hermann Hospital East Tower | MEMORIAL CITY - MOR RECOVERY | Bay 8 |  |  |  |  | MONITORS, PHYSIOLOGIC, VITAL SIGNS |  | MONITORCARDIACFIXED-Philips-M1204A | MONITORCARDIACFIXED | M1204A |  |  |  | Philips | Monitor, Cardiac, Fixed |  | MONITORCARDIACFIXED-Philips-M1204A |  |  |  |  | Covered PM Repair - Biomedical | MHHS-Mem City
NO | YES |  |  |  | 005-01228 | 005-01228 | Philips Medical Systems Cardiac and Monitoring Syste | M1204A |  | 3939A66686 | SE - RADIOLOGY | MHHS-Southeast |  | Monitor, Cardiac, Fixed |  | 005-01228 | 005-01228 | Southeast | Memorial Hermann Southeast Hospital | SE - RADIOLOGY | RADIOLOGY |  |  |  |  | MONITORS, PHYSIOLOGIC, VITAL SIGNS |  | MONITORCARDIACFIXED-Philips-M1204A | MONITORCARDIACFIXED | M1204A |  |  |  | Philips | Monitor, Cardiac, Fixed |  | MONITORCARDIACFIXED-Philips-M1204A |  |  |  |  | Covered PM Repair - Biomedical | MHHS-Southeast
NO | YES |  |  |  |  | 013-12111 | Philips Medical Systems Cardiac and Monitoring Syste | M1204A |  | 3806A29711 | SW-Dialysis | MHHS-Southwest |  | Monitor, Cardiac, Fixed |  |  | 013-12111 | Southwest | MHHS-Southwest | SW-Dialysis | Biomed |  |  |  | No PM Sticker | MONITORS, PHYSIOLOGIC, VITAL SIGNS | Monitor, Cardiac, Fixed | MONITORCARDIACFIXED-Philips-M1204A | MONITORCARDIACFIXED | M1204A |  |  |  | Philips | Monitor, Cardiac, Fixed |  | MONITORCARDIACFIXED-Philips-M1204A |  | 7/21/17 |  | MCH-A | Covered PM Repair - Biomedical | MHHS-Southwest | [8 empty] | MONITORCARDIACFIXED | Monitor, Cardiac, Fixed | Philips
NO | YES |  |  |  | 129-01314 | 129-01314 | Philips Medical Systems Cardiac and Monitoring Syste | M1204A |  | 4226A12142 | SUGAR LAND - RADIOLOGY | MHHS-Sugarland |  | Monitor, Cardiac, Fixed |  | 129-01314 | 129-01314 | Sugar Land |  | SUGAR LAND - RADIOLOGY | Patient holding |  |  |  |  | MONITORS, PHYSIOLOGIC, VITAL SIGNS |  | MONITORCARDIACFIXED-Philips-M1204A | MONITORCARDIACFIXED | M1204A |  |  |  | Philips | Monitor, Cardiac, Fixed |  | MONITORCARDIACFIXED-Philips-M1204A |  |  |  |  | Covered PM Repair - Biomedical | MHHS-Sugarland
NO | YES |  |  |  | 077-08132 | 077-08132 | Philips Medical Systems Cardiac and Monitoring Syste | M1204A |  | 4226A09258 | TMC-Dialysis-Children's (9Hp) | MHHS-TMC |  | Monitor, Cardiac, Fixed |  | 077-08132 | 077-08132 | TMC | MHHS-TMC | TMC-Dialysis-Children's (9Hp) |  | 12/19/19 |  |  |  | MONITORS, PHYSIOLOGIC, VITAL SIGNS |  | MONITORCARDIACFIXED-Philips-M1204A | MONITORCARDIACFIXED | M1204A |  |  |  | Philips | Monitor, Cardiac, Fixed |  | MONITORCARDIACFIXED-Philips-M1204A |  | 10/1/15 | Verified 3/30/2020 4:07pm (Central) |  | Covered PM Repair - Biomedical | MHHS-TMC
NO | YES |  |  |  | 077-08133 | 077-08133 | Philips Medical Systems Cardiac and Monitoring Syste | M1204A |  | 3919A55341 | TMC-Dialysis-Children's (9Hp) | MHHS-TMC |  | Monitor, Cardiac, Fixed |  | 077-08133 | 077-08133 | TMC | MHHS-TMC | TMC-Dialysis-Children's (9Hp) |  | 12/19/19 |  |  |  | MONITORS, PHYSIOLOGIC, VITAL SIGNS |  | MONITORCARDIACFIXED-Philips-M1204A | MONITORCARDIACFIXED | M1204A |  |  |  | Philips | Monitor, Cardiac, Fixed |  | MONITORCARDIACFIXED-Philips-M1204A |  | 2/16/16 | Verified 3/30/2020 4:07pm (Central) |  | Covered PM Repair - Biomedical | MHHS-TMC
NO | YES |  |  |  | 077-09206 | 077-09206 | Philips Medical Systems Cardiac and Monitoring Syste | M1204A |  | 3919A55312 | TMC-Dialysis-Children's (9Hp) | MHHS-TMC |  | Monitor, Cardiac, Fixed |  | 077-09206 | 077-09206 | TMC | MHHS-TMC | TMC-Dialysis-Children's (9Hp) |  | 12/19/19 |  |  |  | MONITORS, PHYSIOLOGIC, VITAL SIGNS |  | MONITORCARDIACFIXED-Philips-M1204A | MONITORCARDIACFIXED | M1204A |  |  |  | Philips | Monitor, Cardiac, Fixed |  | MONITORCARDIACFIXED-Philips-M1204A |  |  | Verified 3/30/2020 4:07pm (Central) |  | Covered PM Repair - Biomedical | MHHS-TMC
NO | YES |  |  |  | 077-09207 | 077-09207 | Philips Medical Systems Cardiac and Monitoring Syste | M1204A |  | 3919A55289 | TMC-Dialysis-Children's (9Hp) | MHHS-TMC |  | Monitor, Cardiac, Fixed |  | 077-09207 | 077-09207 | TMC | MHHS-TMC | TMC-Dialysis-Children's (9Hp) |  | 12/20/19 |  |  |  | MONITORS, PHYSIOLOGIC, VITAL SIGNS |  | MONITORCARDIACFIXED-Philips-M1204A | MONITORCARDIACFIXED | M1204A |  |  |  | Philips | Monitor, Cardiac, Fixed |  | MONITORCARDIACFIXED-Philips-M1204A |  | 1/10/14 | Verified 3/30/2020 4:07pm (Central) |  | Covered PM Repair - Biomedical | MHHS-TMC
NO | YES | [5 empty] | Philips Medical Systems Cardiac and Monitoring Syste | M1204A |  | 3907A52764 | TMC-Dialysis-Children's (9Hp) | MHHS-TMC |  | Monitor, Cardiac, Fixed |  |  |  | TMC | MHHS-TMC | TMC-Dialysis-Children's (9Hp) |  | 12/20/19 |  |  |  | MONITORS, PHYSIOLOGIC, VITAL SIGNS |  | MONITORCARDIACFIXED-Philips-M1204A | MONITORCARDIACFIXED | M1204A |  |  |  | Philips | Monitor, Cardiac, Fixed |  | MONITORCARDIACFIXED-Philips-M1204A |  |  | Verified 3/30/2020 4:07pm (Central) |  | Covered PM Repair - Biomedical | MHHS-TMC
NO | YES | [5 empty] | Philips Medical Systems Cardiac and Monitoring Syste | M1204A |  | 3919A55314 | TMC-Dialysis-Children's (9Hp) | MHHS-TMC |  | Monitor, Cardiac, Fixed |  |  |  | TMC | MHHS-TMC | TMC-Dialysis-Children's (9Hp) |  | 12/20/19 |  |  |  | MONITORS, PHYSIOLOGIC, VITAL SIGNS |  | MONITORCARDIACFIXED-Philips-M1204A | MONITORCARDIACFIXED | M1204A |  |  |  | Philips | Monitor, Cardiac, Fixed |  | MONITORCARDIACFIXED-Philips-M1204A |  | 1/1/16 | Verified 3/30/2020 4:07pm (Central) |  | Covered PM Repair - Biomedical | MHHS-TMC
NO | NO | [5 empty] | Philips Medical Systems Cardiac and Monitoring Syste | M1204A |  | 4308A18719 | MEMORIAL CITY - OUTPATIENT SURGERY | MHHS-Mem City |  | Monitor, Cardiac, Fixed |  |  |  | West & Memorial City |  | MEMORIAL CITY - OUTPATIENT SURGERY | [5 empty] | MONITORS, PHYSIOLOGIC, VITAL SIGNS |  | MONITORCARDIACFIXED-Philips-M1204A | MONITORCARDIACFIXED | M1204A |  |  |  | Philips | Monitor, Cardiac, Fixed |  | MONITORCARDIACFIXED-Philips-M1204A |  |  |  |  | Covered PM Repair - Biomedical | MHHS-Mem City
NO | NO | [5 empty] | Philips Medical Systems Cardiac and Monitoring Syste | M1204A |  | 4308A18733 | MEMORIAL CITY - OUTPATIENT SURGERY | MHHS-Mem City |  | Monitor, Cardiac, Fixed |  |  |  | West & Memorial City |  | MEMORIAL CITY - OUTPATIENT SURGERY | [5 empty] | MONITORS, PHYSIOLOGIC, VITAL SIGNS |  | MONITORCARDIACFIXED-Philips-M1204A | MONITORCARDIACFIXED | M1204A |  |  |  | Philips | Monitor, Cardiac, Fixed |  | MONITORCARDIACFIXED-Philips-M1204A |  |  |  |  | Covered PM Repair - Biomedical | MHHS-Mem City
NO | NO | [5 empty] | Philips Medical Systems Cardiac and Monitoring Syste | M1204A |  | 4308A18729 | MEMORIAL CITY - OUTPATIENT SURGERY | MHHS-Mem City |  | Monitor, Cardiac, Fixed |  |  |  | West & Memorial City |  | MEMORIAL CITY - OUTPATIENT SURGERY | [5 empty] | MONITORS, PHYSIOLOGIC, VITAL SIGNS |  | MONITORCARDIACFIXED-Philips-M1204A | MONITORCARDIACFIXED | M1204A |  |  |  | Philips | Monitor, Cardiac, Fixed |  | MONITORCARDIACFIXED-Philips-M1204A |  |  |  |  | Covered PM Repair - Biomedical | MHHS-Mem City
NO | NO | [5 empty] | Philips Medical Systems Cardiac and Monitoring Syste | M1204A |  | 4308A18724 | MEMORIAL CITY - OUTPATIENT SURGERY | MHHS-Mem City |  | Monitor, Cardiac, Fixed |  |  |  | West & Memorial City |  | MEMORIAL CITY - OUTPATIENT SURGERY | [5 empty] | MONITORS, PHYSIOLOGIC, VITAL SIGNS |  | MONITORCARDIACFIXED-Philips-M1204A | MONITORCARDIACFIXED | M1204A |  |  |  | Philips | Monitor, Cardiac, Fixed |  | MONITORCARDIACFIXED-Philips-M1204A |  |  |  |  | Covered PM Repair - Biomedical | MHHS-Mem City
NO | NO | [5 empty] | Philips Medical Systems Cardiac and Monitoring Syste | M1204A |  | 3844A42892 | MEMORIAL CITY - OUTPATIENT SURGERY | MHHS-Mem City |  | Monitor, Cardiac, Fixed |  |  |  | West & Memorial City |  | MEMORIAL CITY - OUTPATIENT SURGERY | [5 empty] | MONITORS, PHYSIOLOGIC, VITAL SIGNS |  | MONITORCARDIACFIXED-Philips-M1204A | MONITORCARDIACFIXED | M1204A |  |  |  | Philips | Monitor, Cardiac, Fixed |  | MONITORCARDIACFIXED-Philips-M1204A |  |  |  |  | Covered PM Repair - Biomedical | MHHS-Mem City
NO | NO |  |  |  | 041-09837 |  | Philips Medical Systems Cardiac and Monitoring Syste | M1204A |  | 3836A41117 | MEMORIAL CITY - RADIOLOGY - INPATIENT | MHHS-Mem City |  | Monitor, Cardiac, Fixed |  | 041-09837 |  | West & Memorial City |  | MEMORIAL CITY - RADIOLOGY - INPATIENT | [5 empty] | MONITORS, PHYSIOLOGIC, VITAL SIGNS |  | MONITORCARDIACFIXED-Philips-M1204A | MONITORCARDIACFIXED | M1204A |  |  |  | Philips | Monitor, Cardiac, Fixed |  | MONITORCARDIACFIXED-Philips-M1204A |  |  |  |  | Covered PM Repair - Biomedical | MHHS-Mem City
NO | NO | [5 empty] | Philips Medical Systems Cardiac and Monitoring Syste | M1204A |  | 3806A29706 | SW - CDU | MHHS-Southwest |  | Monitor, Cardiac, Fixed |  |  |  | Southwest |  | SW - CDU | [5 empty] | MONITORS, PHYSIOLOGIC, VITAL SIGNS |  | MONITORCARDIACFIXED-Philips-M1204A | MONITORCARDIACFIXED | M1204A |  |  |  | Philips | Monitor, Cardiac, Fixed |  | MONITORCARDIACFIXED-Philips-M1204A |  |  |  |  | Covered PM Repair - Biomedical | MHHS-Southwest
NO | NO | [5 empty] | Philips Medical Systems Cardiac and Monitoring Syste | M1204A |  | 3806A29710 | SW - DIALYSIS | MHHS-Southwest |  | Monitor, Cardiac, Fixed |  |  |  | Southwest |  | SW - DIALYSIS | [5 empty] | MONITORS, PHYSIOLOGIC, VITAL SIGNS |  | MONITORCARDIACFIXED-Philips-M1204A | MONITORCARDIACFIXED | M1204A |  |  |  | Philips | Monitor, Cardiac, Fixed |  | MONITORCARDIACFIXED-Philips-M1204A |  |  |  |  | Covered PM Repair - Biomedical | MHHS-Southwest
NO | NO | [5 empty] | Philips Medical Systems Cardiac and Monitoring Syste | M1204A |  | 3844A42901 | SW - DIALYSIS | MHHS-Southwest |  | Monitor, Cardiac, Fixed |  |  |  | Southwest |  | SW - DIALYSIS | [5 empty] | MONITORS, PHYSIOLOGIC, VITAL SIGNS |  | MONITORCARDIACFIXED-Philips-M1204A | MONITORCARDIACFIXED | M1204A |  |  |  | Philips | Monitor, Cardiac, Fixed |  | MONITORCARDIACFIXED-Philips-M1204A |  |  |  |  | Covered PM Repair - Biomedical | MHHS-Southwest
NO | NO | [5 empty] | Philips Medical Systems Cardiac and Monitoring Syste | M1204A |  | 3806A29709 | SW - DIALYSIS | MHHS-Southwest |  | Monitor, Cardiac, Fixed |  |  |  | Southwest |  | SW - DIALYSIS | [5 empty] | MONITORS, PHYSIOLOGIC, VITAL SIGNS |  | MONITORCARDIACFIXED-Philips-M1204A | MONITORCARDIACFIXED | M1204A |  |  |  | Philips | Monitor, Cardiac, Fixed |  | MONITORCARDIACFIXED-Philips-M1204A |  |  |  |  | Covered PM Repair - Biomedical | MHHS-Southwest
NO | NO | [5 empty] | Philips Medical Systems Cardiac and Monitoring Syste | M1204A |  | 3806A29718 | SW - DIALYSIS | MHHS-Southwest |  | Monitor, Cardiac, Fixed |  |  |  | Southwest |  | SW - DIALYSIS | [5 empty] | MONITORS, PHYSIOLOGIC, VITAL SIGNS |  | MONITORCARDIACFIXED-Philips-M1204A | MONITORCARDIACFIXED | M1204A |  |  |  | Philips | Monitor, Cardiac, Fixed |  | MONITORCARDIACFIXED-Philips-M1204A |  |  |  |  | Covered PM Repair - Biomedical | MHHS-Southwest
NO | NO | [5 empty] | Philips Medical Systems Cardiac and Monitoring Syste | M1204A |  | 3806A29713 | SW - DIALYSIS | MHHS-Southwest |  | Monitor, Cardiac, Fixed |  |  |  | Southwest |  | SW - DIALYSIS | [5 empty] | MONITORS, PHYSIOLOGIC, VITAL SIGNS |  | MONITORCARDIACFIXED-Philips-M1204A | MONITORCARDIACFIXED | M1204A |  |  |  | Philips | Monitor, Cardiac, Fixed |  | MONITORCARDIACFIXED-Philips-M1204A |  |  |  |  | Covered PM Repair - Biomedical | MHHS-Southwest
NO | NO |  |  |  | 129-01312 |  | Philips Medical Systems Cardiac and Monitoring Syste | M1204A |  | 4226A12144 | SUGAR LAND - PACU | MHHS-Sugarland |  | Monitor, Cardiac, Fixed |  | 129-01312 |  | Sugar Land |  | SUGAR LAND - PACU | [5 empty] | MONITORS, PHYSIOLOGIC, VITAL SIGNS |  | MONITORCARDIACFIXED-Philips-M1204A | MONITORCARDIACFIXED | M1204A |  |  |  | Philips | Monitor, Cardiac, Fixed |  | MONITORCARDIACFIXED-Philips-M1204A |  |  |  |  | Covered PM Repair - Biomedical | MHHS-Sugarland
NO | NO | [5 empty] | Philips Medical Systems Cardiac and Monitoring Syste | M1204A |  | 3907A52767 | TMC - CHILDRENS - PICU (9HP) | MHHS-TMC |  | Monitor, Cardiac, Fixed |  |  |  | TMC |  | TMC - CHILDRENS - PICU (9HP) | [5 empty] | MONITORS, PHYSIOLOGIC, VITAL SIGNS |  | MONITORCARDIACFIXED-Philips-M1204A | MONITORCARDIACFIXED | M1204A |  |  |  | Philips | Monitor, Cardiac, Fixed |  | MONITORCARDIACFIXED-Philips-M1204A |  |  |  |  | Covered PM Repair - Biomedical | MHHS-TMC
NO | YES |  |  |  |  | 041-00195 | Philips Medical Systems Cardiac and Monitoring Syste | M1277A |  | 3608A05207 | MEMORIAL CITY - OUTPATIENT SURGERY | MHHS-Mem City |  | Monitor, Cardiac, Portable |  |  | 041-00195 | West | Memorial Hermann Memorial City Medical Center | MEMORIAL CITY - OUTPATIENT SURGERY | Memorial City- Day Surgery Nurses Hall Station |  |  |  | Unit says retiring. | MONITORS, PHYSIOLOGIC, VITAL SIGNS |  | MONITORCARDIAPORTABLE-Philips-M1277A | MONITORCARDIAPORTABLE | M1277A |  |  |  | Philips | Monitor, Cardiac, Portable |  | MONITORCARDIAPORTABLE-Philips-M1277A |  |  |  |  | Covered PM Repair - Biomedical | MHHS-Mem City
NO | NO | [5 empty] | Philips Medical Systems Cardiac and Monitoring Syste | M1350A |  | 3230G03715 | SW - LABOR & DELIVERY | MHHS-Southwest |  | Monitor, Cardiac, Fetal |  |  |  | Southwest |  | SW - LABOR & DELIVERY | [5 empty] | MONITORS, BEDSIDE, FETAL |  | MONITORCARDIACFETAL-HP-M1350A | MONITORCARDIACFETAL | M1350A |  |  |  | HP | Monitor, Cardiac, Fetal |  |  | MONITORCARDIACFETAL-HP-M1350A |  |  |  | Covered PM Repair - Biomedical | MHHS-Southwest
NO | YES |  |  |  |  | 013-15695 | Philips Medical Systems Cardiac and Monitoring Syste | M1350B |  | 3650G09867 | SW-Nursery | MHHS-Southwest |  | Monitor, Cardiac, Fetal |  |  | 013-15695 | Southwest | MHHS-Southwest | SW-Nursery | 5th Floor Room 566 | 12/1/19 |  | 6/1/20 |  | MONITORS, BEDSIDE, FETAL | Monitor, Cardiac, Fetal | MONITORCARDIACFETAL-Philips-M1350B | MONITORCARDIACFETAL | M1350B |  |  |  | Philips | Monitor, Cardiac, Fetal |  | MONITORCARDIACFETAL-Philips-M1350B |  | 11/2/16 |  | MCF-A | Covered PM Repair - Biomedical | MHHS-Southwest | [8 empty] | MONITORCARDIACFETAL | Monitor, Cardiac, Fetal | Philips
NO | YES |  |  |  | 013-10773 | 013-10773 | Philips Medical Systems Cardiac and Monitoring Syste | M1350B |  | 3650G17048 | SW-Nursery | MHHS-Southwest |  | Monitor, Cardiac, Fetal |  | 013-10773 | 013-10773 | Southwest | MHHS-Southwest | SW-Nursery |  | 12/1/19 |  | 12/1/20 |  | MONITORS, BEDSIDE, FETAL | Monitor, Cardiac, Fetal | MONITORCARDIACFETAL-Philips-M1350B | MONITORCARDIACFETAL | M1350B |  |  |  | Philips | Monitor, Cardiac, Fetal |  | MONITORCARDIACFETAL-Philips-M1350B |  | 11/2/16 |  | MCF-A | Covered PM Repair - Biomedical | MHHS-Southwest | [8 empty] | MONITORCARDIACFETAL | Monitor, Cardiac, Fetal | Philips
NO | YES |  |  |  | 013-15587 | 013-15587 | Philips Medical Systems Cardiac and Monitoring Syste | M1350B |  | 3650G22011 | SW-Biomedical Services | MHHS-Southwest |  | Monitor, Cardiac, Fetal |  | 013-15587 | 013-15587 | Southwest | MHHS-Southwest | SW-Biomedical Services | Biomed | 11/1/19 |  |  |  | MONITORS, BEDSIDE, FETAL | Monitor, Cardiac, Fetal | MONITORCARDIACFETAL-Philips-M1350B | MONITORCARDIACFETAL | M1350B |  |  |  | Philips | Monitor, Cardiac, Fetal |  | MONITORCARDIACFETAL-Philips-M1350B |  | 11/2/16 |  | MCF-A | Covered PM Repair - Biomedical | MHHS-Southwest | [8 empty] | MONITORCARDIACFETAL | Monitor, Cardiac, Fetal | Philips
NO | YES |  |  |  | 013-15591 | 013-15591 | Philips Medical Systems Cardiac and Monitoring Syste | M1350B |  | 3650g22013 | SW-Biomedical Services | MHHS-Southwest |  | Monitor, Cardiac, Fetal |  | 013-15591 | 013-15591 | Southwest | MHHS-Southwest | SW-Biomedical Services | Biomed | 11/1/19 |  |  |  | MONITORS, BEDSIDE, FETAL | Monitor, Cardiac, Fetal | MONITORCARDIACFETAL-Philips-M1350B | MONITORCARDIACFETAL | M1350B |  |  |  | Philips | Monitor, Cardiac, Fetal |  | MONITORCARDIACFETAL-Philips-M1350B |  | 11/2/16 |  | MCF-A | Covered PM Repair - Biomedical | MHHS-Southwest | [8 empty] | MONITORCARDIACFETAL | Monitor, Cardiac, Fetal | Philips
NO | YES | [5 empty] | Philips Medical Systems Cardiac and Monitoring Syste | M1350B |  | 3650G22012 | SW-Nursery | MHHS-Southwest |  | Monitor, Cardiac, Fetal |  |  |  | Southwest | MHHS-Southwest | SW-Nursery |  | 12/1/19 |  | 12/1/20 |  | MONITORS, BEDSIDE, FETAL | Monitor, Cardiac, Fetal | MONITORCARDIACFETAL-Philips-M1350B | MONITORCARDIACFETAL | M1350B |  |  |  | Philips | Monitor, Cardiac, Fetal |  | MONITORCARDIACFETAL-Philips-M1350B |  | 11/2/16 |  | MCF-A | Covered PM Repair - Biomedical | MHHS-Southwest | [8 empty] | MONITORCARDIACFETAL | Monitor, Cardiac, Fetal | Philips
NO | YES | [5 empty] | Philips Medical Systems Cardiac and Monitoring Syste | M1350B |  | 3650G22010 | SW-Nursery | MHHS-Southwest |  | Monitor, Cardiac, Fetal |  |  |  | Southwest | MHHS-Southwest | SW-Nursery | Rm 557 | 12/1/19 |  | 6/1/20 |  | MONITORS, BEDSIDE, FETAL | Monitor, Cardiac, Fetal | MONITORCARDIACFETAL-Philips-M1350B | MONITORCARDIACFETAL | M1350B |  |  |  | Philips | Monitor, Cardiac, Fetal |  | MONITORCARDIACFETAL-Philips-M1350B |  | 11/2/16 |  | MCF-A | Covered PM Repair - Biomedical | MHHS-Southwest | [8 empty] | MONITORCARDIACFETAL | Monitor, Cardiac, Fetal | Philips
NO | YES | [5 empty] | Philips Medical Systems Cardiac and Monitoring Syste | M1350B |  | 3650G17051 | Floor 5 | MHHS-Southwest |  | Monitor, Cardiac, Fetal |  |  |  | Southwest | Memorial Hermann Southwest Hospital | Floor 5 | Floor 5 | 5/1/19 |  |  |  | MONITORS, BEDSIDE, FETAL | Monitor, Cardiac, Fetal | MONITORCARDIACFETAL-Philips-M1350B | MONITORCARDIACFETAL | M1350B |  |  |  | Philips | Monitor, Cardiac, Fetal |  | MONITORCARDIACFETAL-Philips-M1350B |  | 11/2/16 |  | MCF-A | Covered PM Repair - Biomedical | MHHS-Southwest | [8 empty] | MONITORCARDIACFETAL | Monitor, Cardiac, Fetal | Philips
NO | YES |  |  |  |  | 013-10774 | Philips Medical Systems Cardiac and Monitoring Syste | M1350B |  | 3650G17049 | SW-Biomedical Services | MHHS-Southwest |  | Monitor, Cardiac, Fetal |  |  | 013-10774 | Southwest | MHHS-Southwest | SW-Biomedical Services | Biomed |  |  |  |  | MONITORS, BEDSIDE, FETAL | Monitor, Cardiac, Fetal | MONITORCARDIACFETAL-Philips-M1350B | MONITORCARDIACFETAL | M1350B |  |  |  | Philips | Monitor, Cardiac, Fetal |  | MONITORCARDIACFETAL-Philips-M1350B |  | 11/2/16 |  | MCF-A | Covered PM Repair - Biomedical | MHHS-Southwest | [8 empty] | MONITORCARDIACFETAL | Monitor, Cardiac, Fetal | Philips
NO | NO |  |  |  | 013-07917 |  | Philips Medical Systems Cardiac and Monitoring Syste | M1350B |  | 3650G12419 | SW - LABOR & DELIVERY | MHHS-Southwest |  | Monitor, Cardiac, Fetal |  | 013-07917 |  | Southwest |  | SW - LABOR & DELIVERY | [5 empty] | MONITORS, BEDSIDE, FETAL |  | MONITORCARDIACFETAL-Philips-M1350B | MONITORCARDIACFETAL | M1350B |  |  |  | Philips | Monitor, Cardiac, Fetal |  | MONITORCARDIACFETAL-Philips-M1350B |  |  |  |  | Covered PM Repair - Biomedical | MHHS-Southwest
NO | NO | [5 empty] | Philips Medical Systems Cardiac and Monitoring Syste | M1350B |  | 3650G12416 | SW - LABOR & DELIVERY | MHHS-Southwest |  | Monitor, Cardiac, Fetal |  |  |  | Southwest |  | SW - LABOR & DELIVERY | [5 empty] | MONITORS, BEDSIDE, FETAL |  | MONITORCARDIACFETAL-Philips-M1350B | MONITORCARDIACFETAL | M1350B |  |  |  | Philips | Monitor, Cardiac, Fetal |  | MONITORCARDIACFETAL-Philips-M1350B |  |  |  |  | Covered PM Repair - Biomedical | MHHS-Southwest
NO | NO | [5 empty] | Philips Medical Systems Cardiac and Monitoring Syste | M1350B |  | 3650G22014 | SW - NURSERY | MHHS-Southwest |  | Monitor, Cardiac, Fetal |  |  |  | Southwest |  | SW - NURSERY | [5 empty] | MONITORS, BEDSIDE, FETAL |  | MONITORCARDIACFETAL-Philips-M1350B | MONITORCARDIACFETAL | M1350B |  |  |  | Philips | Monitor, Cardiac, Fetal |  | MONITORCARDIACFETAL-Philips-M1350B |  |  |  |  | Covered PM Repair - Biomedical | MHHS-Southwest
NO | NO |  |  |  | 029-01747 |  | Philips Medical Systems Cardiac and Monitoring Syste | M1350B |  | 3650G14827 | WOODLANDS - BIRTH CENTER | MHHS-Woodlands |  | Monitor, Cardiac, Fetal |  | 029-01747 |  | Woodlands |  | WOODLANDS - BIRTH CENTER | [5 empty] | MONITORS, BEDSIDE, FETAL |  | MONITORCARDIACFETAL-Philips-M1350B | MONITORCARDIACFETAL | M1350B |  |  |  | Philips | Monitor, Cardiac, Fetal |  | MONITORCARDIACFETAL-Philips-M1350B |  |  |  |  | Covered PM Repair - Biomedical | MHHS-Woodlands
NO | NO | [5 empty] | Philips Medical Systems Cardiac and Monitoring Syste | M1350B |  | 3650G14829 | WOODLANDS - BIRTH CENTER | MHHS-Woodlands |  | Monitor, Cardiac, Fetal |  |  |  | Woodlands |  | WOODLANDS - BIRTH CENTER | [5 empty] | MONITORS, BEDSIDE, FETAL |  | MONITORCARDIACFETAL-Philips-M1350B | MONITORCARDIACFETAL | M1350B |  |  |  | Philips | Monitor, Cardiac, Fetal |  | MONITORCARDIACFETAL-Philips-M1350B |  |  |  |  | Covered PM Repair - Biomedical | MHHS-Woodlands
NO | NO | [5 empty] | Philips Medical Systems Cardiac and Monitoring Syste | M1350B |  | 3650G14434 | WOODLANDS - BIRTH CENTER | MHHS-Woodlands |  | Monitor, Cardiac, Fetal |  |  |  | Woodlands |  | WOODLANDS - BIRTH CENTER | [5 empty] | MONITORS, BEDSIDE, FETAL |  | MONITORCARDIACFETAL-Philips-M1350B | MONITORCARDIACFETAL | M1350B |  |  |  | Philips | Monitor, Cardiac, Fetal |  | MONITORCARDIACFETAL-Philips-M1350B |  |  |  |  | Covered PM Repair - Biomedical | MHHS-Woodlands
NO | NO | [5 empty] | Philips Medical Systems Cardiac and Monitoring Syste | M2601A |  | 4204AC7946 | MEMORIAL CITY - TELEMETRY | MHHS-Mem City |  | Transmitter, Telemetry |  |  |  | West & Memorial City |  | MEMORIAL CITY - TELEMETRY | [5 empty] | MONITORS, TELEMETRIC |  | TRANSMITTERTELEMETRY-Philips-M2601A | TRANSMITTERTELEMETRY | M2601A |  |  |  | Philips | Transmitter, Telemetry |  | TRANSMITTERTELEMETRY-Philips-M2601A |  |  |  |  | Covered PM Repair - Biomedical | MHHS-Mem City
NO | NO | [5 empty] | Philips Medical Systems Cardiac and Monitoring Syste | M2601A |  | 4204AB5076 | SW - TELEMETRY | MHHS-Southwest |  | Transmitter, Telemetry |  |  |  | Southwest |  | SW - TELEMETRY | [5 empty] | MONITORS, TELEMETRIC |  | TRANSMITTERTELEMETRY-Philips-M2601A | TRANSMITTERTELEMETRY | M2601A |  |  |  | Philips | Transmitter, Telemetry |  | TRANSMITTERTELEMETRY-Philips-M2601A |  |  |  |  | Covered PM Repair - Biomedical | MHHS-Southwest
NO | YES |  |  |  | 013-10588 | 013-10588 | Philips Medical Systems Cardiac and Monitoring Syste | M2636B |  | 4201A05457 | SW-Med/Surg 9 Joint Camp | MHHS-Southwest |  | Monitor, Central Station |  | 013-10588 | 013-10588 | Southwest | MHHS-Southwest | SW-Med/Surg 9 Joint Camp | S wing storage | 10/1/19 |  | 10/1/20 |  | MONITORS, PHYSIOLOGIC, VITAL SIGNS | Monitor, Central Station | MONITORCENTRALSTATION-Philips-M2636B | MONITORCENTRALSTATION | M2636B |  |  |  | Philips | Monitor, Central Station |  | MONITORCENTRALSTATION-Philips-M2636B |  |  |  | MCS-A | Covered PM Repair - Biomedical | MHHS-Southwest | [8 empty] | MONITORCENTRALSTATION | Monitor, Central Station | Philips
NO | NO |  |  |  | 029-08523 |  | Philips Medical Systems Cardiac and Monitoring Syste | M2720A |  | DE30402948 | WOODLANDS - BIRTH CENTER | MHHS-Woodlands |  |  |  | 029-08523 |  | Woodlands |  | WOODLANDS - BIRTH CENTER | [5 empty] | MONITORS, BEDSIDE, FETAL |  | .needs class | [5 empty] | Philips | [7 empty] | Covered PM Repair - Biomedical | MHHS-Woodlands
NO | NO |  |  |  | 029-09931 |  | Philips Medical Systems Cardiac and Monitoring Syste | M2720A |  | DE30401588 | WOODLANDS - BIRTH CENTER | MHHS-Woodlands |  |  |  | 029-09931 |  | Woodlands |  | WOODLANDS - BIRTH CENTER | [5 empty] | MONITORS, BEDSIDE, FETAL |  | .needs class | [5 empty] | Philips | [7 empty] | Covered PM Repair - Biomedical | MHHS-Woodlands
NO | YES |  |  |  | 013-35888 | 013-35888 | Philips Medical Systems Cardiac and Monitoring Syste | M30001A |  | DE9070BNCV | SW-NICU | MHHS-Southwest |  |  |  | 013-35888 | 013-35888 | Southwest | MHHS-Southwest | SW-NICU | NICU | 8/1/19 |  |  |  | MONITORS, PHYSIOLOGIC, VITAL SIGNS |  | .needs class | [5 empty] | Philips | [7 empty] | Covered PM Repair - Biomedical | MHHS-Southwest
NO | YES |  |  |  | 013-35895 | 013-35895 | Philips Medical Systems Cardiac and Monitoring Syste | M30001A |  | DE9070BNCK | SW-NICU | MHHS-Southwest |  |  |  | 013-35895 | 013-35895 | Southwest | MHHS-Southwest | SW-NICU | NICU | 8/1/19 |  | 8/1/20 |  | MONITORS, PHYSIOLOGIC, VITAL SIGNS |  | .needs class | [5 empty] | Philips |  |  |  |  | 3/8/19 |  |  | Covered PM Repair - Biomedical | MHHS-Southwest
NO | NO | [5 empty] | Philips Medical Systems Cardiac and Monitoring Syste | M3000A |  | DE94544925 | SW - BIOMEDICAL SERVICES | MHHS-Southwest | [5 empty] | Southwest |  | SW - BIOMEDICAL SERVICES | [5 empty] | MONITORS, PHYSIOLOGIC, VITAL SIGNS |  | .needs class | [5 empty] | Philips | [7 empty] | Not Covered Vendor Only - Biomedical | MHHS-Southwest
NO | NO |  |  |  | 077-01941 |  | Philips Medical Systems Cardiac and Monitoring Syste | M3000A |  | DE94532229 | TMC - CHILDRENS - CSC (9HP) | MHHS-TMC |  |  |  | 077-01941 |  | TMC |  | TMC - CHILDRENS - CSC (9HP) | [5 empty] | MONITORS, PHYSIOLOGIC, VITAL SIGNS |  | .needs class | [5 empty] | Philips | [7 empty] | Covered PM Repair - Biomedical | MHHS-TMC
NO | NO | [5 empty] | Philips Medical Systems Cardiac and Monitoring Syste | M3000A |  | DE00817615 | TMC - CHILDRENS - CSC (9HP) | MHHS-TMC | [5 empty] | TMC |  | TMC - CHILDRENS - CSC (9HP) | [5 empty] | MONITORS, PHYSIOLOGIC, VITAL SIGNS |  | .needs class | [5 empty] | Philips | [7 empty] | Covered PM Repair - Biomedical | MHHS-TMC
NO | NO | [5 empty] | Philips Medical Systems Cardiac and Monitoring Syste | M3000A |  | DE94541079 | TMC - CHILDRENS - PICU (9HP) | MHHS-TMC | [5 empty] | TMC |  | TMC - CHILDRENS - PICU (9HP) | [5 empty] | MONITORS, PHYSIOLOGIC, VITAL SIGNS |  | .needs class | [5 empty] | Philips | [7 empty] | Not Covered Vendor Only - Biomedical | MHHS-TMC
NO | YES |  |  |  | 151-02943 | 151-02943 | Philips Medical Systems Cardiac and Monitoring Syste | M3001A |  | DE65311354 | CY-3 South | MHHS-Cypress |  | Module, Multi-Parameter |  | 151-02943 | 151-02943 | Northwest | MHHS-Cypress | CY-3 South | C section 2 | 6/1/19 | 6/1/20 |  |  | PHYSIOLOGIC MONITOR MODULES, MULTIPARAMETER | Module, Multi-Parameter | MODULEMULTIPARAMETER-Philips-M3001A | MODULEMULTIPARAMETER | M3001A |  |  |  | Philips | Module, Multi-Parameter |  | MODULEMULTIPARAMETER-Philips-M3001A |  |  |  | MMP-A | Covered PM Repair - Biomedical | MHHS-Cypress | [8 empty] | MODULEMULTIPARAMETER | Module, Multi-Parameter | Philips
NO | YES |  |  |  | 151-02960 | 151-02960 | Philips Medical Systems Cardiac and Monitoring Syste | M3001A |  | DE65311295 | CY-3 South | MHHS-Cypress |  | Module, Multi-Parameter |  | 151-02960 | 151-02960 | Northwest | MHHS-Cypress | CY-3 South | C section 1 | 6/1/19 | 6/1/20 |  |  | PHYSIOLOGIC MONITOR MODULES, MULTIPARAMETER | Module, Multi-Parameter | MODULEMULTIPARAMETER-Philips-M3001A | MODULEMULTIPARAMETER | M3001A |  |  |  | Philips | Module, Multi-Parameter |  | MODULEMULTIPARAMETER-Philips-M3001A |  | 1/10/20 |  | MMP-A | Not Covered Vendor Only - Biomedical | MHHS-Cypress | [8 empty] | MODULEMULTIPARAMETER | Module, Multi-Parameter | Philips
NO | YES |  |  |  | 151-02995 | 151-02995 | Philips Medical Systems Cardiac and Monitoring Syste | M3001A |  | DE65311338 | CY-Central Supply | MHHS-Cypress |  | Module, Multi-Parameter |  | 151-02995 | 151-02995 | Northwest | MHHS-Cypress | CY-Central Supply | Preop 3 | 6/1/19 | 6/1/20 |  |  | PHYSIOLOGIC MONITOR MODULES, MULTIPARAMETER | Module, Multi-Parameter | MODULEMULTIPARAMETER-Philips-M3001A | MODULEMULTIPARAMETER | M3001A |  |  |  | Philips | Module, Multi-Parameter |  | MODULEMULTIPARAMETER-Philips-M3001A |  | 8/3/19 |  | MMP-A | Covered PM Repair - Biomedical | MHHS-Cypress | [8 empty] | MODULEMULTIPARAMETER | Module, Multi-Parameter | Philips
NO | YES |  |  |  | 151-02829 | 151-02829 | Philips Medical Systems Cardiac and Monitoring Syste | M3001A |  | DE65310290 | CY-Endoscopy | MHHS-Cypress |  | Module, Multi-Parameter |  | 151-02829 | 151-02829 | Northwest | MHHS-Cypress | CY-Endoscopy | Cardiac cath lab | 1/1/20 | 1/1/20 |  |  | PHYSIOLOGIC MONITOR MODULES, MULTIPARAMETER | Module, Multi-Parameter | MODULEMULTIPARAMETER-Philips-M3001A | MODULEMULTIPARAMETER | M3001A |  |  |  | Philips | Module, Multi-Parameter |  | MODULEMULTIPARAMETER-Philips-M3001A |  | 1/1/19 |  | MMP-A | Clinical Miscellaneous | MHHS-Cypress | [8 empty] | MODULEMULTIPARAMETER | Module, Multi-Parameter | Philips
NO | YES |  |  |  | 151-02945 | 151-02945 | Philips Medical Systems Cardiac and Monitoring Syste | M3001A |  | DE65311351 | CY-OR | MHHS-Cypress |  | Module, Multi-Parameter |  | 151-02945 | 151-02945 | Northwest | MHHS-Cypress | CY-OR | Endoscopy | 6/1/19 | 5/1/20 |  |  | PHYSIOLOGIC MONITOR MODULES, MULTIPARAMETER | Module, Multi-Parameter | MODULEMULTIPARAMETER-Philips-M3001A | MODULEMULTIPARAMETER | M3001A |  |  |  | Philips | Module, Multi-Parameter |  | MODULEMULTIPARAMETER-Philips-M3001A |  | 1/1/19 |  | MMP-A | Clinical Miscellaneous | MHHS-Cypress | [8 empty] | MODULEMULTIPARAMETER | Module, Multi-Parameter | Philips
NO | YES |  |  |  | 151-02950 | 151-02950 | Philips Medical Systems Cardiac and Monitoring Syste | M3001A |  | DE65311348 | CY-Endoscopy | MHHS-Cypress |  | Module, Multi-Parameter |  | 151-02950 | 151-02950 | Northwest | MHHS-Cypress | CY-Endoscopy | Bronchoscopy | 5/1/19 | 5/1/20 |  |  | PHYSIOLOGIC MONITOR MODULES, MULTIPARAMETER | Module, Multi-Parameter | MODULEMULTIPARAMETER-Philips-M3001A | MODULEMULTIPARAMETER | M3001A |  |  |  | Philips | Module, Multi-Parameter |  | MODULEMULTIPARAMETER-Philips-M3001A |  | 1/1/19 |  | MMP-A | Clinical Miscellaneous | MHHS-Cypress | [8 empty] | MODULEMULTIPARAMETER | Module, Multi-Parameter | Philips
NO | YES |  |  |  | 151-02968 | 151-02968 | Philips Medical Systems Cardiac and Monitoring Syste | M3001A |  | DE65311283 | CY-ER | MHHS-Cypress |  | Module, Multi-Parameter |  | 151-02968 | 151-02968 | Northwest | MHHS-Cypress | CY-ER | Room 12 | 6/1/19 | 5/1/20 |  |  | PHYSIOLOGIC MONITOR MODULES, MULTIPARAMETER | Module, Multi-Parameter | MODULEMULTIPARAMETER-Philips-M3001A | MODULEMULTIPARAMETER | M3001A |  |  |  | Philips | Module, Multi-Parameter |  | MODULEMULTIPARAMETER-Philips-M3001A |  |  |  | MMP-A | Clinical Miscellaneous | MHHS-Cypress | [8 empty] | MODULEMULTIPARAMETER | Module, Multi-Parameter | Philips
NO | YES |  |  |  | 151-02969 | 151-02969 | Philips Medical Systems Cardiac and Monitoring Syste | M3001A |  | DE65311306 | CY-ER | MHHS-Cypress |  | Module, Multi-Parameter |  | 151-02969 | 151-02969 | Northwest | MHHS-Cypress | CY-ER | Treatment 11 | 6/1/19 | 6/1/20 |  |  | PHYSIOLOGIC MONITOR MODULES, MULTIPARAMETER | Module, Multi-Parameter | MODULEMULTIPARAMETER-Philips-M3001A | MODULEMULTIPARAMETER | M3001A |  |  |  | Philips | Module, Multi-Parameter |  | MODULEMULTIPARAMETER-Philips-M3001A |  |  |  | MMP-A | Covered PM Repair - Biomedical | MHHS-Cypress | [8 empty] | MODULEMULTIPARAMETER | Module, Multi-Parameter | Philips
NO | YES |  |  |  | 151-02970 | 151-02970 | Philips Medical Systems Cardiac and Monitoring Syste | M3001A |  | DE65311324 | CY-ER | MHHS-Cypress |  | Module, Multi-Parameter |  | 151-02970 | 151-02970 | Northwest | MHHS-Cypress | CY-ER | M1 408 Treatment | 6/1/19 | 6/1/20 |  |  | PHYSIOLOGIC MONITOR MODULES, MULTIPARAMETER | Module, Multi-Parameter | MODULEMULTIPARAMETER-Philips-M3001A | MODULEMULTIPARAMETER | M3001A |  |  |  | Philips | Module, Multi-Parameter |  | MODULEMULTIPARAMETER-Philips-M3001A |  |  |  | MMP-A | Covered PM Repair - Biomedical | MHHS-Cypress | [8 empty] | MODULEMULTIPARAMETER | Module, Multi-Parameter | Philips
NO | YES |  |  |  | 151-02973 | 151-02973 | Philips Medical Systems Cardiac and Monitoring Syste | M3001A |  | DE65311318 | CY-ER | MHHS-Cypress |  | Module, Multi-Parameter |  | 151-02973 | 151-02973 | Northwest | MHHS-Cypress | CY-ER | ER ROOM 16 | 6/1/19 | 6/1/20 |  |  | PHYSIOLOGIC MONITOR MODULES, MULTIPARAMETER | Module, Multi-Parameter | MODULEMULTIPARAMETER-Philips-M3001A | MODULEMULTIPARAMETER | M3001A |  |  |  | Philips | Module, Multi-Parameter |  | MODULEMULTIPARAMETER-Philips-M3001A |  |  |  | MMP-A | Covered PM Repair - Biomedical | MHHS-Cypress | [8 empty] | MODULEMULTIPARAMETER | Module, Multi-Parameter | Philips
NO | YES |  |  |  | 151-02974 | 151-03577 | Philips Medical Systems Cardiac and Monitoring Syste | M3001A |  | DE65311326 | CY-ER | MHHS-Cypress |  | Module, Multi-Parameter |  | 151-02974 | 151-03577 | Northwest | MHHS-Cypress | CY-ER | M1 401 treatment 17 | 6/1/19 | 6/1/20 |  |  | PHYSIOLOGIC MONITOR MODULES, MULTIPARAMETER | Module, Multi-Parameter | MODULEMULTIPARAMETER-Philips-M3001A | MODULEMULTIPARAMETER | M3001A |  |  |  | Philips | Module, Multi-Parameter |  | MODULEMULTIPARAMETER-Philips-M3001A |  |  |  | MMP-A | Covered PM Repair - Biomedical | MHHS-Cypress | [8 empty] | MODULEMULTIPARAMETER | Module, Multi-Parameter | Philips
NO | YES |  |  |  | 151-02986 | 151-02986 | Philips Medical Systems Cardiac and Monitoring Syste | M3001A |  | DE65311325 | CY-ER | MHHS-Cypress |  | Module, Multi-Parameter |  | 151-02986 | 151-02986 | Northwest | MHHS-Cypress | CY-ER | Rm 9 | 6/1/19 | 6/1/20 |  |  | PHYSIOLOGIC MONITOR MODULES, MULTIPARAMETER | Module, Multi-Parameter | MODULEMULTIPARAMETER-Philips-M3001A | MODULEMULTIPARAMETER | M3001A |  |  |  | Philips | Module, Multi-Parameter |  | MODULEMULTIPARAMETER-Philips-M3001A |  |  |  | MMP-A | Covered PM Repair - Biomedical | MHHS-Cypress | [8 empty] | MODULEMULTIPARAMETER | Module, Multi-Parameter | Philips
NO | YES |  |  |  | 151-02987 | 151-02987 | Philips Medical Systems Cardiac and Monitoring Syste | M3001A |  | DE65311230 | CY-ER | MHHS-Cypress |  | Module, Multi-Parameter |  | 151-02987 | 151-02987 | Northwest | MHHS-Cypress | CY-ER | ER | 6/1/19 | 6/1/20 |  |  | PHYSIOLOGIC MONITOR MODULES, MULTIPARAMETER | Module, Multi-Parameter | MODULEMULTIPARAMETER-Philips-M3001A | MODULEMULTIPARAMETER | M3001A |  |  |  | Philips | Module, Multi-Parameter |  | MODULEMULTIPARAMETER-Philips-M3001A |  |  |  | MMP-A | Covered PM Repair - Biomedical | MHHS-Cypress | [8 empty] | MODULEMULTIPARAMETER | Module, Multi-Parameter | Philips
NO | YES |  |  |  | 151-02988 | 151-02988 | Philips Medical Systems Cardiac and Monitoring Syste | M3001A |  | DE65311333 | CY-ER | MHHS-Cypress |  | Module, Multi-Parameter |  | 151-02988 | 151-02988 | Northwest | MHHS-Cypress | CY-ER | M1 405 Treatment | 6/1/19 | 6/1/20 |  |  | PHYSIOLOGIC MONITOR MODULES, MULTIPARAMETER | Module, Multi-Parameter | MODULEMULTIPARAMETER-Philips-M3001A | MODULEMULTIPARAMETER | M3001A |  |  |  | Philips | Module, Multi-Parameter |  | MODULEMULTIPARAMETER-Philips-M3001A |  |  |  | MMP-A | Covered PM Repair - Biomedical | MHHS-Cypress | [8 empty] | MODULEMULTIPARAMETER | Module, Multi-Parameter | Philips
NO | YES |  |  |  | 151-02989 | 151-02989 | Philips Medical Systems Cardiac and Monitoring Syste | M3001A |  | DE65311319 | CY-ER | MHHS-Cypress |  | Module, Multi-Parameter |  | 151-02989 | 151-02989 | Northwest | MHHS-Cypress | CY-ER | Treatment room | 6/1/19 | 6/1/20 |  |  | PHYSIOLOGIC MONITOR MODULES, MULTIPARAMETER | Module, Multi-Parameter | MODULEMULTIPARAMETER-Philips-M3001A | MODULEMULTIPARAMETER | M3001A |  |  |  | Philips | Module, Multi-Parameter |  | MODULEMULTIPARAMETER-Philips-M3001A |  |  |  | MMP-A | Covered PM Repair - Biomedical | MHHS-Cypress | [8 empty] | MODULEMULTIPARAMETER | Module, Multi-Parameter | Philips
NO | YES |  |  |  | 151-02975 | 151-02975 | Philips Medical Systems Cardiac and Monitoring Syste | M3001A |  | DE65311320 | CY-Labor & Delivery | MHHS-Cypress |  | Module, Multi-Parameter |  | 151-02975 | 151-02975 | Northwest | MHHS-Cypress | CY-Labor & Delivery | LDR 2 | 6/1/19 | 6/1/20 |  |  | PHYSIOLOGIC MONITOR MODULES, MULTIPARAMETER | Module, Multi-Parameter | MODULEMULTIPARAMETER-Philips-M3001A | MODULEMULTIPARAMETER | M3001A |  |  |  | Philips | Module, Multi-Parameter |  | MODULEMULTIPARAMETER-Philips-M3001A |  |  |  | MMP-A | Covered PM Repair - Biomedical | MHHS-Cypress | [8 empty] | MODULEMULTIPARAMETER | Module, Multi-Parameter | Philips
NO | YES |  |  |  | 151-02976 | 151-02976 | Philips Medical Systems Cardiac and Monitoring Syste | M3001A |  | DE65311312 | CY-Labor & Delivery | MHHS-Cypress |  | Module, Multi-Parameter |  | 151-02976 | 151-02976 | Northwest | MHHS-Cypress | CY-Labor & Delivery | Ldrp 7 | 6/1/19 | 6/1/20 |  |  | PHYSIOLOGIC MONITOR MODULES, MULTIPARAMETER | Module, Multi-Parameter | MODULEMULTIPARAMETER-Philips-M3001A | MODULEMULTIPARAMETER | M3001A |  |  |  | Philips | Module, Multi-Parameter |  | MODULEMULTIPARAMETER-Philips-M3001A |  |  |  | MMP-A | Covered PM Repair - Biomedical | MHHS-Cypress | [8 empty] | MODULEMULTIPARAMETER | Module, Multi-Parameter | Philips
NO | YES |  |  |  | 151-02977 | 151-02977 | Philips Medical Systems Cardiac and Monitoring Syste | M3001A |  | DE65311315 | CY-Labor & Delivery | MHHS-Cypress |  | Module, Multi-Parameter |  | 151-02977 | 151-02977 | Northwest | MHHS-Cypress | CY-Labor & Delivery | LDR 9 | 6/1/19 | 6/1/20 |  |  | PHYSIOLOGIC MONITOR MODULES, MULTIPARAMETER | Module, Multi-Parameter | MODULEMULTIPARAMETER-Philips-M3001A | MODULEMULTIPARAMETER | M3001A |  |  |  | Philips | Module, Multi-Parameter |  | MODULEMULTIPARAMETER-Philips-M3001A |  |  |  | MMP-A | Covered PM Repair - Biomedical | MHHS-Cypress | [8 empty] | MODULEMULTIPARAMETER | Module, Multi-Parameter | Philips
NO | YES |  |  |  | 151-02979 | 151-02979 | Philips Medical Systems Cardiac and Monitoring Syste | M3001A |  | DE65311301 | CY-Labor & Delivery | MHHS-Cypress |  | Module, Multi-Parameter |  | 151-02979 | 151-02979 | Northwest | MHHS-Cypress | CY-Labor & Delivery | LDR 5 | 6/1/19 | 6/1/20 |  |  | PHYSIOLOGIC MONITOR MODULES, MULTIPARAMETER | Module, Multi-Parameter | MODULEMULTIPARAMETER-Philips-M3001A | MODULEMULTIPARAMETER | M3001A |  |  |  | Philips | Module, Multi-Parameter |  | MODULEMULTIPARAMETER-Philips-M3001A |  |  |  | MMP-A | Covered PM Repair - Biomedical | MHHS-Cypress | [8 empty] | MODULEMULTIPARAMETER | Module, Multi-Parameter | Philips
NO | YES |  |  |  | 151-02980 | 151-02980 | Philips Medical Systems Cardiac and Monitoring Syste | M3001A |  | DE65311314 | CY-Labor & Delivery | MHHS-Cypress |  | Module, Multi-Parameter |  | 151-02980 | 151-02980 | Northwest | MHHS-Cypress | CY-Labor & Delivery | LDR 1 | 6/1/19 | 6/1/20 |  |  | PHYSIOLOGIC MONITOR MODULES, MULTIPARAMETER | Module, Multi-Parameter | MODULEMULTIPARAMETER-Philips-M3001A | MODULEMULTIPARAMETER | M3001A |  |  |  | Philips | Module, Multi-Parameter |  | MODULEMULTIPARAMETER-Philips-M3001A |  |  |  | MMP-A | Covered PM Repair - Biomedical | MHHS-Cypress | [8 empty] | MODULEMULTIPARAMETER | Module, Multi-Parameter | Philips
NO | YES |  |  |  | 151-02983 | 151-02983 | Philips Medical Systems Cardiac and Monitoring Syste | M3001A |  | DE65311289 | CY-Labor & Delivery | MHHS-Cypress |  | Module, Multi-Parameter |  | 151-02983 | 151-02983 | Northwest | MHHS-Cypress | CY-Labor & Delivery | S5108 | 6/1/19 | 6/1/20 |  |  | PHYSIOLOGIC MONITOR MODULES, MULTIPARAMETER | Module, Multi-Parameter | MODULEMULTIPARAMETER-Philips-M3001A | MODULEMULTIPARAMETER | M3001A |  |  |  | Philips | Module, Multi-Parameter |  | MODULEMULTIPARAMETER-Philips-M3001A |  |  |  | MMP-A | Covered PM Repair - Biomedical | MHHS-Cypress | [8 empty] | MODULEMULTIPARAMETER | Module, Multi-Parameter | Philips
NO | YES |  |  |  | 151-02984 | 151-02984 | Philips Medical Systems Cardiac and Monitoring Syste | M3001A |  | DE65311330 | CY-Labor & Delivery | MHHS-Cypress |  | Module, Multi-Parameter |  | 151-02984 | 151-02984 | Northwest | MHHS-Cypress | CY-Labor & Delivery |  | 6/1/19 |  |  |  | PHYSIOLOGIC MONITOR MODULES, MULTIPARAMETER | Module, Multi-Parameter | MODULEMULTIPARAMETER-Philips-M3001A | MODULEMULTIPARAMETER | M3001A |  |  |  | Philips | Module, Multi-Parameter |  | MODULEMULTIPARAMETER-Philips-M3001A |  |  |  | MMP-A | Covered PM Repair - Biomedical | MHHS-Cypress | [8 empty] | MODULEMULTIPARAMETER | Module, Multi-Parameter | Philips
NO | YES |  |  |  | 151-02990 | 151-02990 | Philips Medical Systems Cardiac and Monitoring Syste | M3001A |  | DE65311332 | CY-Labor & Delivery | MHHS-Cypress |  | Module, Multi-Parameter |  | 151-02990 | 151-02990 | Northwest | MHHS-Cypress | CY-Labor & Delivery |  | 6/1/19 |  |  |  | PHYSIOLOGIC MONITOR MODULES, MULTIPARAMETER | Module, Multi-Parameter | MODULEMULTIPARAMETER-Philips-M3001A | MODULEMULTIPARAMETER | M3001A |  |  |  | Philips | Module, Multi-Parameter |  | MODULEMULTIPARAMETER-Philips-M3001A |  | 5/7/20 |  | MMP-A | Not Covered Vendor Only - Biomedical | MHHS-Cypress | [8 empty] | MODULEMULTIPARAMETER | Module, Multi-Parameter | Philips
NO | YES |  |  |  | 151-02778 | 151-02778 | Philips Medical Systems Cardiac and Monitoring Syste | M3001A |  | DE65310181 | CY-NICU | MHHS-Cypress |  | Module, Multi-Parameter |  | 151-02778 | 151-02778 | Northwest | MHHS-Cypress | CY-NICU | NICU 1 | 12/1/19 | 12/1/20 |  |  | PHYSIOLOGIC MONITOR MODULES, MULTIPARAMETER | Module, Multi-Parameter | MODULEMULTIPARAMETER-Philips-M3001A | MODULEMULTIPARAMETER | M3001A |  |  |  | Philips | Module, Multi-Parameter |  | MODULEMULTIPARAMETER-Philips-M3001A |  |  |  | MMP-A | Covered PM Repair - Biomedical | MHHS-Cypress | [8 empty] | MODULEMULTIPARAMETER | Module, Multi-Parameter | Philips
NO | YES |  |  |  | 151-02779 | 151-02779 | Philips Medical Systems Cardiac and Monitoring Syste | M3001A |  | DE65310192 | CY-NICU | MHHS-Cypress |  | Module, Multi-Parameter |  | 151-02779 | 151-02779 | Northwest | MHHS-Cypress | CY-NICU | NICU 2 | 12/1/18 | 12/1/19 |  |  | PHYSIOLOGIC MONITOR MODULES, MULTIPARAMETER | Module, Multi-Parameter | MODULEMULTIPARAMETER-Philips-M3001A | MODULEMULTIPARAMETER | M3001A |  |  |  | Philips | Module, Multi-Parameter |  | MODULEMULTIPARAMETER-Philips-M3001A |  |  |  | MMP-A | Covered PM Repair - Biomedical | MHHS-Cypress | [8 empty] | MODULEMULTIPARAMETER | Module, Multi-Parameter | Philips
NO | YES |  |  |  | 151-02781 | 151-02781 | Philips Medical Systems Cardiac and Monitoring Syste | M3001A |  | DE65310200 | CY-NICU | MHHS-Cypress |  | Module, Multi-Parameter |  | 151-02781 | 151-02781 | Northwest | MHHS-Cypress | CY-NICU | Nicu 3 | 12/1/18 | 12/1/19 |  |  | PHYSIOLOGIC MONITOR MODULES, MULTIPARAMETER | Module, Multi-Parameter | MODULEMULTIPARAMETER-Philips-M3001A | MODULEMULTIPARAMETER | M3001A |  |  |  | Philips | Module, Multi-Parameter |  | MODULEMULTIPARAMETER-Philips-M3001A |  |  |  | MMP-A | Covered PM Repair - Biomedical | MHHS-Cypress | [8 empty] | MODULEMULTIPARAMETER | Module, Multi-Parameter | Philips
NO | YES |  |  |  | 151-02782 | 151-02782 | Philips Medical Systems Cardiac and Monitoring Syste | M3001A |  | DE65310194 | CY-NICU | MHHS-Cypress |  | Module, Multi-Parameter |  | 151-02782 | 151-02782 | Northwest | MHHS-Cypress | CY-NICU | Nicu 3 | 12/1/18 | 12/1/19 |  |  | PHYSIOLOGIC MONITOR MODULES, MULTIPARAMETER | Module, Multi-Parameter | MODULEMULTIPARAMETER-Philips-M3001A | MODULEMULTIPARAMETER | M3001A |  |  |  | Philips | Module, Multi-Parameter |  | MODULEMULTIPARAMETER-Philips-M3001A |  |  |  | MMP-A | Covered PM Repair - Biomedical | MHHS-Cypress | [8 empty] | MODULEMULTIPARAMETER | Module, Multi-Parameter | Philips
NO | YES |  |  |  | 151-02786 | 151-02786 | Philips Medical Systems Cardiac and Monitoring Syste | M3001A |  | DE65310201 | CY-NICU | MHHS-Cypress |  | Module, Multi-Parameter |  | 151-02786 | 151-02786 | Northwest | MHHS-Cypress | CY-NICU | NICU 4 | 12/1/19 | 12/1/20 |  |  | PHYSIOLOGIC MONITOR MODULES, MULTIPARAMETER | Module, Multi-Parameter | MODULEMULTIPARAMETER-Philips-M3001A | MODULEMULTIPARAMETER | M3001A |  |  |  | Philips | Module, Multi-Parameter |  | MODULEMULTIPARAMETER-Philips-M3001A |  |  |  | MMP-A | Covered PM Repair - Biomedical | MHHS-Cypress | [8 empty] | MODULEMULTIPARAMETER | Module, Multi-Parameter | Philips
NO | YES |  |  |  | 151-02826 | 151-02826 | Philips Medical Systems Cardiac and Monitoring Syste | M3001A |  | DE65310286 | CY-NICU | MHHS-Cypress |  | Module, Multi-Parameter |  | 151-02826 | 151-02826 | Northwest | MHHS-Cypress | CY-NICU | NICU 1 | 1/1/19 | 1/1/20 |  |  | PHYSIOLOGIC MONITOR MODULES, MULTIPARAMETER | Module, Multi-Parameter | MODULEMULTIPARAMETER-Philips-M3001A | MODULEMULTIPARAMETER | M3001A |  |  |  | Philips | Module, Multi-Parameter |  | MODULEMULTIPARAMETER-Philips-M3001A |  |  |  | MMP-A | Covered PM Repair - Biomedical | MHHS-Cypress | [8 empty] | MODULEMULTIPARAMETER | Module, Multi-Parameter | Philips
NO | YES |  |  |  | 151-02827 | 151-02827 | Philips Medical Systems Cardiac and Monitoring Syste | M3001A |  | DE65310289 | CY-NICU | MHHS-Cypress |  | Module, Multi-Parameter |  | 151-02827 | 151-02827 | Northwest | MHHS-Cypress | CY-NICU | NICU 2 | 1/1/19 | 1/1/20 |  |  | PHYSIOLOGIC MONITOR MODULES, MULTIPARAMETER | Module, Multi-Parameter | MODULEMULTIPARAMETER-Philips-M3001A | MODULEMULTIPARAMETER | M3001A |  |  |  | Philips | Module, Multi-Parameter |  | MODULEMULTIPARAMETER-Philips-M3001A |  |  |  | MMP-A | Covered PM Repair - Biomedical | MHHS-Cypress | [8 empty] | MODULEMULTIPARAMETER | Module, Multi-Parameter | Philips
NO | YES |  |  |  | 151-02830 | 151-02830 | Philips Medical Systems Cardiac and Monitoring Syste | M3001A |  | DE65310282 | CY-NICU | MHHS-Cypress |  | Module, Multi-Parameter |  | 151-02830 | 151-02830 | Northwest | MHHS-Cypress | CY-NICU | NICU 4 | 1/1/19 | 1/1/20 |  |  | PHYSIOLOGIC MONITOR MODULES, MULTIPARAMETER | Module, Multi-Parameter | MODULEMULTIPARAMETER-Philips-M3001A | MODULEMULTIPARAMETER | M3001A |  |  |  | Philips | Module, Multi-Parameter |  | MODULEMULTIPARAMETER-Philips-M3001A |  |  |  | MMP-A | Covered PM Repair - Biomedical | MHHS-Cypress | [8 empty] | MODULEMULTIPARAMETER | Module, Multi-Parameter | Philips
NO | YES |  |  |  | 151-02825 | 151-02825 | Philips Medical Systems Cardiac and Monitoring Syste | M3001A |  | DE65310294 | CY-Nursery | MHHS-Cypress |  | Module, Multi-Parameter |  | 151-02825 | 151-02825 | Northwest | MHHS-Cypress | CY-Nursery | Nursery | 1/1/19 | 1/1/20 |  |  | PHYSIOLOGIC MONITOR MODULES, MULTIPARAMETER | Module, Multi-Parameter | MODULEMULTIPARAMETER-Philips-M3001A | MODULEMULTIPARAMETER | M3001A |  |  |  | Philips | Module, Multi-Parameter |  | MODULEMULTIPARAMETER-Philips-M3001A |  |  |  | MMP-A | Covered PM Repair - Biomedical | MHHS-Cypress | [8 empty] | MODULEMULTIPARAMETER | Module, Multi-Parameter | Philips
NO | YES |  |  |  | 151-02952 | 151-02952 | Philips Medical Systems Cardiac and Monitoring Syste | M3001A |  | DE65311329 | CY-OR | MHHS-Cypress |  | Module, Multi-Parameter |  | 151-02952 | 151-02952 | Northwest | MHHS-Cypress | CY-OR | Or | 5/1/19 | 5/1/20 |  |  | PHYSIOLOGIC MONITOR MODULES, MULTIPARAMETER | Module, Multi-Parameter | MODULEMULTIPARAMETER-Philips-M3001A | MODULEMULTIPARAMETER | M3001A |  |  |  | Philips | Module, Multi-Parameter |  | MODULEMULTIPARAMETER-Philips-M3001A |  |  |  | MMP-A | Covered PM Repair - Biomedical | MHHS-Cypress | [8 empty] | MODULEMULTIPARAMETER | Module, Multi-Parameter | Philips
NO | YES |  |  |  | 151-02953 | 151-02953 | Philips Medical Systems Cardiac and Monitoring Syste | M3001A |  | DE65311350 | CY-OR | MHHS-Cypress |  | Module, Multi-Parameter |  | 151-02953 | 151-02953 | Northwest | MHHS-Cypress | CY-OR | Or 8 | 6/1/19 | 5/1/20 |  |  | PHYSIOLOGIC MONITOR MODULES, MULTIPARAMETER | Module, Multi-Parameter | MODULEMULTIPARAMETER-Philips-M3001A | MODULEMULTIPARAMETER | M3001A |  |  |  | Philips | Module, Multi-Parameter |  | MODULEMULTIPARAMETER-Philips-M3001A |  | 1/1/10 |  | MMP-A | Covered PM Repair - Biomedical | MHHS-Cypress | [8 empty] | MODULEMULTIPARAMETER | Module, Multi-Parameter | Philips
NO | YES |  |  |  | 151-02963 | 151-02963 | Philips Medical Systems Cardiac and Monitoring Syste | M3001A |  | DE65311298 | CY-OR | MHHS-Cypress |  | Module, Multi-Parameter |  | 151-02963 | 151-02963 | Northwest | MHHS-Cypress | CY-OR | OR 4 | 6/1/19 | 6/1/20 |  |  | PHYSIOLOGIC MONITOR MODULES, MULTIPARAMETER | Module, Multi-Parameter | MODULEMULTIPARAMETER-Philips-M3001A | MODULEMULTIPARAMETER | M3001A |  |  |  | Philips | Module, Multi-Parameter |  | MODULEMULTIPARAMETER-Philips-M3001A |  |  |  | MMP-A | Covered PM Repair - Biomedical | MHHS-Cypress | [8 empty] | MODULEMULTIPARAMETER | Module, Multi-Parameter | Philips
NO | YES |  |  |  | 151-02964 | 151-02964 | Philips Medical Systems Cardiac and Monitoring Syste | M3001A |  | DE65311296 | CY-OR | MHHS-Cypress |  | Module, Multi-Parameter |  | 151-02964 | 151-02964 | Northwest | MHHS-Cypress | CY-OR | OR 6 | 6/1/19 | 3/1/20 |  |  | PHYSIOLOGIC MONITOR MODULES, MULTIPARAMETER | Module, Multi-Parameter | MODULEMULTIPARAMETER-Philips-M3001A | MODULEMULTIPARAMETER | M3001A |  |  |  | Philips | Module, Multi-Parameter |  | MODULEMULTIPARAMETER-Philips-M3001A |  |  |  | MMP-A | Covered PM Repair - Biomedical | MHHS-Cypress | [8 empty] | MODULEMULTIPARAMETER | Module, Multi-Parameter | Philips
NO | YES |  |  |  | 151-02783 | 151-02783 | Philips Medical Systems Cardiac and Monitoring Syste | M3001A |  | DE65310174 | CY-PACU | MHHS-Cypress |  | Module, Multi-Parameter |  | 151-02783 | 151-02783 | Northwest | MHHS-Cypress | CY-PACU | Pacu 14 | 12/1/19 | 12/1/20 |  |  | PHYSIOLOGIC MONITOR MODULES, MULTIPARAMETER | Module, Multi-Parameter | MODULEMULTIPARAMETER-Philips-M3001A | MODULEMULTIPARAMETER | M3001A |  |  |  | Philips | Module, Multi-Parameter |  | MODULEMULTIPARAMETER-Philips-M3001A |  |  |  | MMP-A | Covered PM Repair - Biomedical | MHHS-Cypress | [8 empty] | MODULEMULTIPARAMETER | Module, Multi-Parameter | Philips
NO | YES |  |  |  | 151-02785 | 151-02785 | Philips Medical Systems Cardiac and Monitoring Syste | M3001A |  | DE65310197 | CY-PACU | MHHS-Cypress |  | Module, Multi-Parameter |  | 151-02785 | 151-02785 | Northwest | MHHS-Cypress | CY-PACU | Pacu 20 | 12/1/19 | 12/1/20 |  |  | PHYSIOLOGIC MONITOR MODULES, MULTIPARAMETER | Module, Multi-Parameter | MODULEMULTIPARAMETER-Philips-M3001A | MODULEMULTIPARAMETER | M3001A |  |  |  | Philips | Module, Multi-Parameter |  | MODULEMULTIPARAMETER-Philips-M3001A |  | 6/22/13 |  | MMP-A | Covered PM Repair - Biomedical | MHHS-Cypress | [8 empty] | MODULEMULTIPARAMETER | Module, Multi-Parameter | Philips
NO | YES |  |  |  | 151-02828 | 151-02828 | Philips Medical Systems Cardiac and Monitoring Syste | M3001A |  | DE65310285 | CY-PACU | MHHS-Cypress |  | Module, Multi-Parameter |  | 151-02828 | 151-02828 | Northwest | MHHS-Cypress | CY-PACU | Pacu 21 | 1/1/19 | 1/1/20 |  |  | PHYSIOLOGIC MONITOR MODULES, MULTIPARAMETER | Module, Multi-Parameter | MODULEMULTIPARAMETER-Philips-M3001A | MODULEMULTIPARAMETER | M3001A |  |  |  | Philips | Module, Multi-Parameter |  | MODULEMULTIPARAMETER-Philips-M3001A |  | 5/20/16 |  | MMP-A | Covered PM Repair - Biomedical | MHHS-Cypress | [8 empty] | MODULEMULTIPARAMETER | Module, Multi-Parameter | Philips
NO | YES |  |  |  | 151-02933 | 151-02933 | Philips Medical Systems Cardiac and Monitoring Syste | M3001A |  | DE65311308 | CY-PACU | MHHS-Cypress |  | Module, Multi-Parameter |  | 151-02933 | 151-02933 | Northwest | MHHS-Cypress | CY-PACU | Bay 25 | 6/1/19 | 6/1/20 |  |  | PHYSIOLOGIC MONITOR MODULES, MULTIPARAMETER | Module, Multi-Parameter | MODULEMULTIPARAMETER-Philips-M3001A | MODULEMULTIPARAMETER | M3001A |  |  |  | Philips | Module, Multi-Parameter |  | MODULEMULTIPARAMETER-Philips-M3001A |  | 5/20/16 |  | MMP-A | Covered PM Repair - Biomedical | MHHS-Cypress | [8 empty] | MODULEMULTIPARAMETER | Module, Multi-Parameter | Philips
NO | YES |  |  |  | 151-02934 | 151-02934 | Philips Medical Systems Cardiac and Monitoring Syste | M3001A |  | DE65311302 | CY-PACU | MHHS-Cypress |  | Module, Multi-Parameter |  | 151-02934 | 151-02934 | Northwest | MHHS-Cypress | CY-PACU | PACU 23 | 6/1/19 | 6/1/20 |  |  | PHYSIOLOGIC MONITOR MODULES, MULTIPARAMETER | Module, Multi-Parameter | MODULEMULTIPARAMETER-Philips-M3001A | MODULEMULTIPARAMETER | M3001A |  |  |  | Philips | Module, Multi-Parameter |  | MODULEMULTIPARAMETER-Philips-M3001A |  | 4/6/13 |  | MMP-A | Covered PM Repair - Biomedical | MHHS-Cypress | [8 empty] | MODULEMULTIPARAMETER | Module, Multi-Parameter | Philips
NO | YES |  |  |  | 151-02935 | 151-02935 | Philips Medical Systems Cardiac and Monitoring Syste | M3001A |  | DE65311309 | CY-PACU | MHHS-Cypress |  | Module, Multi-Parameter |  | 151-02935 | 151-02935 | Northwest | MHHS-Cypress | CY-PACU | Bay 9 | 6/1/19 | 6/1/20 |  |  | PHYSIOLOGIC MONITOR MODULES, MULTIPARAMETER | Module, Multi-Parameter | MODULEMULTIPARAMETER-Philips-M3001A | MODULEMULTIPARAMETER | M3001A |  |  |  | Philips | Module, Multi-Parameter |  | MODULEMULTIPARAMETER-Philips-M3001A |  | 4/6/13 |  | MMP-A | Covered PM Repair - Biomedical | MHHS-Cypress | [8 empty] | MODULEMULTIPARAMETER | Module, Multi-Parameter | Philips
NO | YES |  |  |  | 151-02936 | 151-02936 | Philips Medical Systems Cardiac and Monitoring Syste | M3001A |  | DE65311310 | CY-PACU | MHHS-Cypress |  | Module, Multi-Parameter |  | 151-02936 | 151-02936 | Northwest | MHHS-Cypress | CY-PACU | Bed 5 | 6/1/19 | 6/1/20 |  |  | PHYSIOLOGIC MONITOR MODULES, MULTIPARAMETER | Module, Multi-Parameter | MODULEMULTIPARAMETER-Philips-M3001A | MODULEMULTIPARAMETER | M3001A |  |  |  | Philips | Module, Multi-Parameter |  | MODULEMULTIPARAMETER-Philips-M3001A |  | 6/1/13 |  | MMP-A | Covered PM Repair - Biomedical | MHHS-Cypress | [8 empty] | MODULEMULTIPARAMETER | Module, Multi-Parameter | Philips
NO | YES |  |  |  | 151-02937 | 151-02937 | Philips Medical Systems Cardiac and Monitoring Syste | M3001A |  | DE65311311 | CY-Central Supply | MHHS-Cypress |  | Module, Multi-Parameter |  | 151-02937 | 151-02937 | Northwest | MHHS-Cypress | CY-Central Supply | Pacu | 6/1/19 | 6/1/20 |  |  | PHYSIOLOGIC MONITOR MODULES, MULTIPARAMETER | Module, Multi-Parameter | MODULEMULTIPARAMETER-Philips-M3001A | MODULEMULTIPARAMETER | M3001A |  |  |  | Philips | Module, Multi-Parameter |  | MODULEMULTIPARAMETER-Philips-M3001A |  | 5/20/16 |  | MMP-A | Covered PM Repair - Biomedical | MHHS-Cypress | [8 empty] | MODULEMULTIPARAMETER | Module, Multi-Parameter | Philips
NO | YES |  |  |  | 151-02941 | 151-02941 | Philips Medical Systems Cardiac and Monitoring Syste | M3001A |  | DE65311297 | CY-PACU | MHHS-Cypress |  | Module, Multi-Parameter |  | 151-02941 | 151-02941 | Northwest | MHHS-Cypress | CY-PACU | Bed 8 | 6/1/19 | 6/1/20 |  |  | PHYSIOLOGIC MONITOR MODULES, MULTIPARAMETER | Module, Multi-Parameter | MODULEMULTIPARAMETER-Philips-M3001A | MODULEMULTIPARAMETER | M3001A |  |  |  | Philips | Module, Multi-Parameter |  | MODULEMULTIPARAMETER-Philips-M3001A |  |  |  | MMP-A | Covered PM Repair - Biomedical | MHHS-Cypress | [8 empty] | MODULEMULTIPARAMETER | Module, Multi-Parameter | Philips
NO | YES |  |  |  | 151-02944 | 151-02944 | Philips Medical Systems Cardiac and Monitoring Syste | M3001A |  | DE65311353 | CY-PACU | MHHS-Cypress |  | Module, Multi-Parameter |  | 151-02944 | 151-02944 | Northwest | MHHS-Cypress | CY-PACU | Bay 2 | 6/1/19 | 5/1/20 |  |  | PHYSIOLOGIC MONITOR MODULES, MULTIPARAMETER | Module, Multi-Parameter | MODULEMULTIPARAMETER-Philips-M3001A | MODULEMULTIPARAMETER | M3001A |  |  |  | Philips | Module, Multi-Parameter |  | MODULEMULTIPARAMETER-Philips-M3001A |  | 2/7/13 |  | MMP-A | Covered PM Repair - Biomedical | MHHS-Cypress | [8 empty] | MODULEMULTIPARAMETER | Module, Multi-Parameter | Philips
NO | YES |  |  |  | 151-02946 | 151-02946 | Philips Medical Systems Cardiac and Monitoring Syste | M3001A |  | DE65311321 | CY-PACU | MHHS-Cypress |  | Module, Multi-Parameter |  | 151-02946 | 151-02946 | Northwest | MHHS-Cypress | CY-PACU | Bed 6 | 5/1/19 | 5/1/20 |  |  | PHYSIOLOGIC MONITOR MODULES, MULTIPARAMETER | Module, Multi-Parameter | MODULEMULTIPARAMETER-Philips-M3001A | MODULEMULTIPARAMETER | M3001A |  |  |  | Philips | Module, Multi-Parameter |  | MODULEMULTIPARAMETER-Philips-M3001A |  |  |  | MMP-A | Covered PM Repair - Biomedical | MHHS-Cypress | [8 empty] | MODULEMULTIPARAMETER | Module, Multi-Parameter | Philips
NO | YES |  |  |  | 151-02947 | 151-02947 | Philips Medical Systems Cardiac and Monitoring Syste | M3001A |  | DE65311327 | CY-Central Supply | MHHS-Cypress |  | Module, Multi-Parameter |  | 151-02947 | 151-02947 | Northwest | MHHS-Cypress | CY-Central Supply | PACU 1 | 5/1/19 | 5/1/20 |  |  | PHYSIOLOGIC MONITOR MODULES, MULTIPARAMETER | Module, Multi-Parameter | MODULEMULTIPARAMETER-Philips-M3001A | MODULEMULTIPARAMETER | M3001A |  |  |  | Philips | Module, Multi-Parameter |  | MODULEMULTIPARAMETER-Philips-M3001A |  |  |  | MMP-A | Covered PM Repair - Biomedical | MHHS-Cypress | [8 empty] | MODULEMULTIPARAMETER | Module, Multi-Parameter | Philips
NO | YES |  |  |  | 151-02948 | 151-02948 | Philips Medical Systems Cardiac and Monitoring Syste | M3001A |  | DE65311316 | CY-PACU | MHHS-Cypress |  | Module, Multi-Parameter |  | 151-02948 | 151-02948 | Northwest | MHHS-Cypress | CY-PACU | Bay 13 | 5/1/19 | 5/1/20 |  |  | PHYSIOLOGIC MONITOR MODULES, MULTIPARAMETER | Module, Multi-Parameter | MODULEMULTIPARAMETER-Philips-M3001A | MODULEMULTIPARAMETER | M3001A |  |  |  | Philips | Module, Multi-Parameter |  | MODULEMULTIPARAMETER-Philips-M3001A |  | 3/5/14 |  | MMP-A | Covered PM Repair - Biomedical | MHHS-Cypress | [8 empty] | MODULEMULTIPARAMETER | Module, Multi-Parameter | Philips
NO | YES |  |  |  | 151-02951 | 151-02951 | Philips Medical Systems Cardiac and Monitoring Syste | M3001A |  | DE65311347 | CY-Central Supply | MHHS-Cypress |  | Module, Multi-Parameter |  | 151-02951 | 151-02951 | Northwest | MHHS-Cypress | CY-Central Supply | Pacu | 5/1/19 | 5/1/20 |  |  | PHYSIOLOGIC MONITOR MODULES, MULTIPARAMETER | Module, Multi-Parameter | MODULEMULTIPARAMETER-Philips-M3001A | MODULEMULTIPARAMETER | M3001A |  |  |  | Philips | Module, Multi-Parameter |  | MODULEMULTIPARAMETER-Philips-M3001A |  |  |  | MMP-A | Covered PM Repair - Biomedical | MHHS-Cypress | [8 empty] | MODULEMULTIPARAMETER | Module, Multi-Parameter | Philips
NO | YES |  |  |  | 151-02954 | 151-02954 | Philips Medical Systems Cardiac and Monitoring Syste | M3001A |  | DE65311304 | CY-PACU | MHHS-Cypress |  | Module, Multi-Parameter |  | 151-02954 | 151-02954 | Northwest | MHHS-Cypress | CY-PACU | Bay 11 | 5/1/19 | 5/1/20 |  |  | PHYSIOLOGIC MONITOR MODULES, MULTIPARAMETER | Module, Multi-Parameter | MODULEMULTIPARAMETER-Philips-M3001A | MODULEMULTIPARAMETER | M3001A |  |  |  | Philips | Module, Multi-Parameter |  | MODULEMULTIPARAMETER-Philips-M3001A |  |  |  | MMP-A | Covered PM Repair - Biomedical | MHHS-Cypress | [8 empty] | MODULEMULTIPARAMETER | Module, Multi-Parameter | Philips
NO | YES |  |  |  | 151-02955 | 151-02955 | Philips Medical Systems Cardiac and Monitoring Syste | M3001A |  | DE65311303 | CY-PACU | MHHS-Cypress |  | Module, Multi-Parameter |  | 151-02955 | 151-02955 | Northwest | MHHS-Cypress | CY-PACU | M3 322 | 5/1/19 | 5/1/20 |  |  | PHYSIOLOGIC MONITOR MODULES, MULTIPARAMETER | Module, Multi-Parameter | MODULEMULTIPARAMETER-Philips-M3001A | MODULEMULTIPARAMETER | M3001A |  |  |  | Philips | Module, Multi-Parameter |  | MODULEMULTIPARAMETER-Philips-M3001A |  |  |  | MMP-A | Covered PM Repair - Biomedical | MHHS-Cypress | [8 empty] | MODULEMULTIPARAMETER | Module, Multi-Parameter | Philips
NO | YES |  |  |  | 151-02956 | 151-02956 | Philips Medical Systems Cardiac and Monitoring Syste | M3001A |  | DE65311292 | CY-PACU | MHHS-Cypress |  | Module, Multi-Parameter |  | 151-02956 | 151-02956 | Northwest | MHHS-Cypress | CY-PACU | Pacu | 6/1/19 | 6/1/20 |  |  | PHYSIOLOGIC MONITOR MODULES, MULTIPARAMETER | Module, Multi-Parameter | MODULEMULTIPARAMETER-Philips-M3001A | MODULEMULTIPARAMETER | M3001A |  |  |  | Philips | Module, Multi-Parameter |  | MODULEMULTIPARAMETER-Philips-M3001A |  |  |  | MMP-A | Covered PM Repair - Biomedical | MHHS-Cypress | [8 empty] | MODULEMULTIPARAMETER | Module, Multi-Parameter | Philips
NO | YES |  |  |  | 151-02957 | 151-02957 | Philips Medical Systems Cardiac and Monitoring Syste | M3001A |  | DE65311305 | CY-PACU | MHHS-Cypress |  | Module, Multi-Parameter |  | 151-02957 | 151-02957 | Northwest | MHHS-Cypress | CY-PACU | Or 5 | 5/1/19 | 5/1/20 |  |  | PHYSIOLOGIC MONITOR MODULES, MULTIPARAMETER | Module, Multi-Parameter | MODULEMULTIPARAMETER-Philips-M3001A | MODULEMULTIPARAMETER | M3001A |  |  |  | Philips | Module, Multi-Parameter |  | MODULEMULTIPARAMETER-Philips-M3001A |  |  |  | MMP-A | Covered PM Repair - Biomedical | MHHS-Cypress | [8 empty] | MODULEMULTIPARAMETER | Module, Multi-Parameter | Philips
NO | YES |  |  |  | 151-02958 | 151-02958 | Philips Medical Systems Cardiac and Monitoring Syste | M3001A |  | DE65311313 | CY-PACU | MHHS-Cypress |  | Module, Multi-Parameter |  | 151-02958 | 151-02958 | Northwest | MHHS-Cypress | CY-PACU | OR 7 | 5/1/19 | 5/1/20 |  |  | PHYSIOLOGIC MONITOR MODULES, MULTIPARAMETER | Module, Multi-Parameter | MODULEMULTIPARAMETER-Philips-M3001A | MODULEMULTIPARAMETER | M3001A |  |  |  | Philips | Module, Multi-Parameter |  | MODULEMULTIPARAMETER-Philips-M3001A |  | 7/9/19 |  | MMP-A | Covered PM Repair - Biomedical | MHHS-Cypress | [8 empty] | MODULEMULTIPARAMETER | Module, Multi-Parameter | Philips
NO | YES |  |  |  | 151-02961 | 151-02961 | Philips Medical Systems Cardiac and Monitoring Syste | M3001A |  | DE65311288 | CY-PACU | MHHS-Cypress |  | Module, Multi-Parameter |  | 151-02961 | 151-02961 | Northwest | MHHS-Cypress | CY-PACU | Bay 10 | 6/1/19 | 5/1/20 |  |  | PHYSIOLOGIC MONITOR MODULES, MULTIPARAMETER | Module, Multi-Parameter | MODULEMULTIPARAMETER-Philips-M3001A | MODULEMULTIPARAMETER | M3001A |  |  |  | Philips | Module, Multi-Parameter |  | MODULEMULTIPARAMETER-Philips-M3001A |  |  |  | MMP-A | Covered PM Repair - Biomedical | MHHS-Cypress | [8 empty] | MODULEMULTIPARAMETER | Module, Multi-Parameter | Philips
NO | YES |  |  |  | 151-02962 | 151-02962 | Philips Medical Systems Cardiac and Monitoring Syste | M3001A |  | DE65311293 | CY-PACU | MHHS-Cypress |  | Module, Multi-Parameter |  | 151-02962 | 151-02962 | Northwest | MHHS-Cypress | CY-PACU | Pacu 12 | 6/1/19 | 6/1/20 |  |  | PHYSIOLOGIC MONITOR MODULES, MULTIPARAMETER | Module, Multi-Parameter | MODULEMULTIPARAMETER-Philips-M3001A | MODULEMULTIPARAMETER | M3001A |  |  |  | Philips | Module, Multi-Parameter |  | MODULEMULTIPARAMETER-Philips-M3001A |  | 6/5/19 |  | MMP-A | Covered PM Repair - Biomedical | MHHS-Cypress | [8 empty] | MODULEMULTIPARAMETER | Module, Multi-Parameter | Philips
NO | YES |  |  |  | 151-02965 | 151-02965 | Philips Medical Systems Cardiac and Monitoring Syste | M3001A |  | DE65311300 | CY-PACU | MHHS-Cypress |  | Module, Multi-Parameter |  | 151-02965 | 151-02965 | Northwest | MHHS-Cypress | CY-PACU | Pacu 17 | 5/1/19 | 5/1/20 |  |  | PHYSIOLOGIC MONITOR MODULES, MULTIPARAMETER | Module, Multi-Parameter | MODULEMULTIPARAMETER-Philips-M3001A | MODULEMULTIPARAMETER | M3001A |  |  |  | Philips | Module, Multi-Parameter |  | MODULEMULTIPARAMETER-Philips-M3001A |  | 3/1/21 |  | MMP-A | Not Covered Vendor Only - Biomedical | MHHS-Cypress | [8 empty] | MODULEMULTIPARAMETER | Module, Multi-Parameter | Philips
NO | YES |  |  |  | 151-02966 | 151-02966 | Philips Medical Systems Cardiac and Monitoring Syste | M3001A |  | DE65311266 | CY-PACU | MHHS-Cypress |  | Module, Multi-Parameter |  | 151-02966 | 151-02966 | Northwest | MHHS-Cypress | CY-PACU | Bay 16 | 5/1/19 | 5/1/20 |  |  | PHYSIOLOGIC MONITOR MODULES, MULTIPARAMETER | Module, Multi-Parameter | MODULEMULTIPARAMETER-Philips-M3001A | MODULEMULTIPARAMETER | M3001A |  |  |  | Philips | Module, Multi-Parameter |  | MODULEMULTIPARAMETER-Philips-M3001A |  | 3/1/10 |  | MMP-A | Covered PM Repair - Radiology, Low End | MHHS-Cypress | [8 empty] | MODULEMULTIPARAMETER | Module, Multi-Parameter | Philips
NO | YES |  |  |  | 151-02967 | 151-02967 | Philips Medical Systems Cardiac and Monitoring Syste | M3001A |  | DE65311290 | CY-PACU | MHHS-Cypress |  | Module, Multi-Parameter |  | 151-02967 | 151-02967 | Northwest | MHHS-Cypress | CY-PACU | Pacu bay 15 | 5/1/19 | 5/1/20 |  |  | PHYSIOLOGIC MONITOR MODULES, MULTIPARAMETER | Module, Multi-Parameter | MODULEMULTIPARAMETER-Philips-M3001A | MODULEMULTIPARAMETER | M3001A |  |  |  | Philips | Module, Multi-Parameter |  | MODULEMULTIPARAMETER-Philips-M3001A |  |  |  | MMP-A | Covered PM Repair - Biomedical | MHHS-Cypress | [8 empty] | MODULEMULTIPARAMETER | Module, Multi-Parameter | Philips
NO | YES |  |  |  | 151-02971 | 151-02971 | Philips Medical Systems Cardiac and Monitoring Syste | M3001A |  | DE65311317 | CY-Preop | MHHS-Cypress |  | Module, Multi-Parameter |  | 151-02971 | 151-02971 | Northwest | MHHS-Cypress | CY-Preop | Preop 10 | 6/1/19 | 6/1/20 |  |  | PHYSIOLOGIC MONITOR MODULES, MULTIPARAMETER | Module, Multi-Parameter | MODULEMULTIPARAMETER-Philips-M3001A | MODULEMULTIPARAMETER | M3001A |  |  |  | Philips | Module, Multi-Parameter |  | MODULEMULTIPARAMETER-Philips-M3001A |  |  |  | MMP-A | Covered PM Repair - Biomedical | MHHS-Cypress | [8 empty] | MODULEMULTIPARAMETER | Module, Multi-Parameter | Philips
NO | YES |  |  |  | 151-02972 | 151-02972 | Philips Medical Systems Cardiac and Monitoring Syste | M3001A |  | DE65311322 | CY-Preop | MHHS-Cypress |  | Module, Multi-Parameter |  | 151-02972 | 151-02972 | Northwest | MHHS-Cypress | CY-Preop | Pre op room 12 | 6/1/19 | 6/1/20 |  |  | PHYSIOLOGIC MONITOR MODULES, MULTIPARAMETER | Module, Multi-Parameter | MODULEMULTIPARAMETER-Philips-M3001A | MODULEMULTIPARAMETER | M3001A |  |  |  | Philips | Module, Multi-Parameter |  | MODULEMULTIPARAMETER-Philips-M3001A |  | 1/1/17 |  | MMP-A | Covered PM Repair - Biomedical | MHHS-Cypress | [8 empty] | MODULEMULTIPARAMETER | Module, Multi-Parameter | Philips
NO | YES |  |  |  | 151-02978 | 151-02978 | Philips Medical Systems Cardiac and Monitoring Syste | M3001A |  | DE65311291 | CY-Preop | MHHS-Cypress |  | Module, Multi-Parameter |  | 151-02978 | 151-02978 | Northwest | MHHS-Cypress | CY-Preop | Preop | 6/1/19 | 6/1/20 |  |  | PHYSIOLOGIC MONITOR MODULES, MULTIPARAMETER | Module, Multi-Parameter | MODULEMULTIPARAMETER-Philips-M3001A | MODULEMULTIPARAMETER | M3001A |  |  |  | Philips | Module, Multi-Parameter |  | MODULEMULTIPARAMETER-Philips-M3001A |  |  |  | MMP-A | Covered PM Repair - Biomedical | MHHS-Cypress | [8 empty] | MODULEMULTIPARAMETER | Module, Multi-Parameter | Philips
NO | YES |  |  |  | 151-02981 | 151-02981 | Philips Medical Systems Cardiac and Monitoring Syste | M3001A |  | DE65311307 | CY-Preop | MHHS-Cypress |  | Module, Multi-Parameter |  | 151-02981 | 151-02981 | Northwest | MHHS-Cypress | CY-Preop | Preop 11 | 6/1/19 | 6/1/20 |  |  | PHYSIOLOGIC MONITOR MODULES, MULTIPARAMETER | Module, Multi-Parameter | MODULEMULTIPARAMETER-Philips-M3001A | MODULEMULTIPARAMETER | M3001A |  |  |  | Philips | Module, Multi-Parameter |  | MODULEMULTIPARAMETER-Philips-M3001A |  |  |  | MMP-A | Covered PM Repair - Biomedical | MHHS-Cypress | [8 empty] | MODULEMULTIPARAMETER | Module, Multi-Parameter | Philips
NO | YES |  |  |  | 151-02991 | 151-02991 | Philips Medical Systems Cardiac and Monitoring Syste | M3001A |  | DE65311335 | CY-Preop | MHHS-Cypress |  | Module, Multi-Parameter |  | 151-02991 | 151-02991 | Northwest | MHHS-Cypress | CY-Preop | Preop 5 | 6/1/19 | 6/1/20 |  |  | PHYSIOLOGIC MONITOR MODULES, MULTIPARAMETER | Module, Multi-Parameter | MODULEMULTIPARAMETER-Philips-M3001A | MODULEMULTIPARAMETER | M3001A |  |  |  | Philips | Module, Multi-Parameter |  | MODULEMULTIPARAMETER-Philips-M3001A |  |  |  | MMP-A | Covered PM Repair - Biomedical | MHHS-Cypress | [8 empty] | MODULEMULTIPARAMETER | Module, Multi-Parameter | Philips
NO | YES |  |  |  | 151-02992 | 151-02992 | Philips Medical Systems Cardiac and Monitoring Syste | M3001A |  | DE65311334 | CY-Preop | MHHS-Cypress |  | Module, Multi-Parameter |  | 151-02992 | 151-02992 | Northwest | MHHS-Cypress | CY-Preop | M3 402 | 6/1/19 | 6/1/20 |  |  | PHYSIOLOGIC MONITOR MODULES, MULTIPARAMETER | Module, Multi-Parameter | MODULEMULTIPARAMETER-Philips-M3001A | MODULEMULTIPARAMETER | M3001A |  |  |  | Philips | Module, Multi-Parameter |  | MODULEMULTIPARAMETER-Philips-M3001A |  |  |  | MMP-A | Covered PM Repair - Biomedical | MHHS-Cypress | [8 empty] | MODULEMULTIPARAMETER | Module, Multi-Parameter | Philips
NO | YES |  |  |  | 151-02993 | 151-02993 | Philips Medical Systems Cardiac and Monitoring Syste | M3001A |  | DE65311345 | CY-Preop | MHHS-Cypress |  | Module, Multi-Parameter |  | 151-02993 | 151-02993 | Northwest | MHHS-Cypress | CY-Preop | Preop eight | 6/1/19 | 6/1/20 |  |  | PHYSIOLOGIC MONITOR MODULES, MULTIPARAMETER | Module, Multi-Parameter | MODULEMULTIPARAMETER-Philips-M3001A | MODULEMULTIPARAMETER | M3001A |  |  |  | Philips | Module, Multi-Parameter |  | MODULEMULTIPARAMETER-Philips-M3001A |  |  |  | MMP-A | Covered PM Repair - Biomedical | MHHS-Cypress | [8 empty] | MODULEMULTIPARAMETER | Module, Multi-Parameter | Philips
NO | YES |  |  |  | 151-02994 | 151-02994 | Philips Medical Systems Cardiac and Monitoring Syste | M3001A |  | DE65311349 | CY-Preop | MHHS-Cypress |  | Module, Multi-Parameter |  | 151-02994 | 151-02994 | Northwest | MHHS-Cypress | CY-Preop | M3 404 | 6/1/19 | 6/1/20 |  |  | PHYSIOLOGIC MONITOR MODULES, MULTIPARAMETER | Module, Multi-Parameter | MODULEMULTIPARAMETER-Philips-M3001A | MODULEMULTIPARAMETER | M3001A |  |  |  | Philips | Module, Multi-Parameter |  | MODULEMULTIPARAMETER-Philips-M3001A |  |  |  | MMP-A | Covered PM Repair - Biomedical | MHHS-Cypress | [8 empty] | MODULEMULTIPARAMETER | Module, Multi-Parameter | Philips
NO | YES |  |  |  | 151-02996 | 151-02996 | Philips Medical Systems Cardiac and Monitoring Syste | M3001A |  | DE65311336 | CY-Preop | MHHS-Cypress |  | Module, Multi-Parameter |  | 151-02996 | 151-02996 | Northwest | MHHS-Cypress | CY-Preop | Pre op 9 | 6/1/19 | 6/1/20 |  | Sorry for upside down pic | PHYSIOLOGIC MONITOR MODULES, MULTIPARAMETER | Module, Multi-Parameter | MODULEMULTIPARAMETER-Philips-M3001A | MODULEMULTIPARAMETER | M3001A |  |  |  | Philips | Module, Multi-Parameter |  | MODULEMULTIPARAMETER-Philips-M3001A |  |  |  | MMP-A | Covered PM Repair - Biomedical | MHHS-Cypress | [8 empty] | MODULEMULTIPARAMETER | Module, Multi-Parameter | Philips
NO | YES |  |  |  | 151-02998 | 151-02998 | Philips Medical Systems Cardiac and Monitoring Syste | M3001A |  | DE65311342 | CY-Preop | MHHS-Cypress |  | Module, Multi-Parameter |  | 151-02998 | 151-02998 | Northwest | MHHS-Cypress | CY-Preop | M3406 | 6/1/19 | 6/1/20 |  |  | PHYSIOLOGIC MONITOR MODULES, MULTIPARAMETER | Module, Multi-Parameter | MODULEMULTIPARAMETER-Philips-M3001A | MODULEMULTIPARAMETER | M3001A |  |  |  | Philips | Module, Multi-Parameter |  | MODULEMULTIPARAMETER-Philips-M3001A |  | 2/2/06 |  | MMP-A | Covered PM Repair - Biomedical | MHHS-Cypress | [8 empty] | MODULEMULTIPARAMETER | Module, Multi-Parameter | Philips
NO | YES |  |  |  | 151-02999 | 151-02999 | Philips Medical Systems Cardiac and Monitoring Syste | M3001A |  | DE65311339 | CY-Preop | MHHS-Cypress |  | Module, Multi-Parameter |  | 151-02999 | 151-02999 | Northwest | MHHS-Cypress | CY-Preop | Pre op 7 | 6/1/19 | 6/1/20 |  |  | PHYSIOLOGIC MONITOR MODULES, MULTIPARAMETER | Module, Multi-Parameter | MODULEMULTIPARAMETER-Philips-M3001A | MODULEMULTIPARAMETER | M3001A |  |  |  | Philips | Module, Multi-Parameter |  | MODULEMULTIPARAMETER-Philips-M3001A |  | 2/2/20 |  | MMP-A | Not Covered Vendor Only - Biomedical | MHHS-Cypress | [8 empty] | MODULEMULTIPARAMETER | Module, Multi-Parameter | Philips
NO | YES |  |  |  | 009-10179 | 009-10179 | Philips Medical Systems Cardiac and Monitoring Syste | M3001A |  | DE5630FYD5 | Memorial Hermann Greater Heights Emergency | MHHS-Greater Heights |  | Module, Multi-Parameter |  | 009-10179 | 009-10179 | Central | Memorial Hermann Greater Heights Hospital | Memorial Hermann Greater Heights Emergency | Memorial Hermann Greater Heights Emergency Nurses Station |  |  |  |  | PHYSIOLOGIC MONITOR MODULES, MULTIPARAMETER |  | MODULEMULTIPARAMETER-Philips-M3001A | MODULEMULTIPARAMETER | M3001A |  |  |  | Philips | Module, Multi-Parameter |  | MODULEMULTIPARAMETER-Philips-M3001A |  |  |  |  | Covered PM Repair - Biomedical | MHHS-Greater Heights
NO | YES |  |  |  |  | 009-05058 | Philips Medical Systems Cardiac and Monitoring Syste | M3001A |  | DE632I3619 | GH - OR ANESTHESIA | MHHS-Greater Heights |  | Module, Multi-Parameter |  |  | 009-05058 | Central | GH OR | GH - OR ANESTHESIA | GH - OR ANESTHESIA |  |  |  |  | PHYSIOLOGIC MONITOR MODULES, MULTIPARAMETER |  | MODULEMULTIPARAMETER-Philips-M3001A | MODULEMULTIPARAMETER | M3001A |  |  |  | Philips | Module, Multi-Parameter |  | MODULEMULTIPARAMETER-Philips-M3001A |  |  |  |  | Covered PM Repair - Biomedical | MHHS-Greater Heights
NO | YES |  |  |  | 009-09110 | 009-09110 | Philips Medical Systems Cardiac and Monitoring Syste | M3001A |  | DE9070CBLU | GH - OR ANESTHESIA | MHHS-Greater Heights |  | Module, Multi-Parameter |  | 009-09110 | 009-09110 | Central | GH OR | GH - OR ANESTHESIA | GH - OR ANESTHESIA |  |  |  |  | PHYSIOLOGIC MONITOR MODULES, MULTIPARAMETER |  | MODULEMULTIPARAMETER-Philips-M3001A | MODULEMULTIPARAMETER | M3001A |  |  |  | Philips | Module, Multi-Parameter |  | MODULEMULTIPARAMETER-Philips-M3001A |  |  |  |  | Covered PM Repair - Biomedical | MHHS-Greater Heights
NO | YES |  |  |  | 009-33387 | 009-33387 | Philips Medical Systems Cardiac and Monitoring Syste | M3001A |  | DE6520HDHI | GH - NURSERY | MHHS-Greater Heights |  | Module, Multi-Parameter |  | 009-33387 | 009-33387 | Central | Memorial Hermann Greater Heights Hospital | GH - NURSERY | GH - NICU 5 |  |  |  |  | PHYSIOLOGIC MONITOR MODULES, MULTIPARAMETER |  | MODULEMULTIPARAMETER-Philips-M3001A | MODULEMULTIPARAMETER | M3001A |  |  |  | Philips | Module, Multi-Parameter |  | MODULEMULTIPARAMETER-Philips-M3001A |  |  |  |  | Covered PM Repair - Biomedical | MHHS-Greater Heights
NO | YES |  |  |  | 009-33390 | 009-33390 | Philips Medical Systems Cardiac and Monitoring Syste | M3001A |  | DE6520HDH4 | GH-Labor & Delivery-OR | MHHS-Greater Heights |  | Module, Multi-Parameter |  | 009-33390 | 009-33390 | Central | MHHS-Greater Heights | GH-Labor & Delivery-OR | OR1 | 3/1/19 |  | 3/1/20 |  | PHYSIOLOGIC MONITOR MODULES, MULTIPARAMETER | Module, Multi-Parameter | MODULEMULTIPARAMETER-Philips-M3001A | MODULEMULTIPARAMETER | M3001A |  |  |  | Philips | Module, Multi-Parameter |  | MODULEMULTIPARAMETER-Philips-M3001A |  | 11/14/14 |  | MMP-A | Covered PM Repair - Radiology, Low End | MHHS-Greater Heights | [8 empty] | MODULEMULTIPARAMETER | Module, Multi-Parameter | Philips
NO | YES |  |  |  | 009-33337 | 009-33337 | Philips Medical Systems Cardiac and Monitoring Syste | M3001A |  | DE6520HDHR | GH - NICU | MHHS-Greater Heights |  | Module, Multi-Parameter |  | 009-33337 | 009-33337 | Central | Memorial Hermann Greater Heights Hospital | GH - NICU | GH - NICU - Level 2 Nursey |  |  |  |  | PHYSIOLOGIC MONITOR MODULES, MULTIPARAMETER |  | MODULEMULTIPARAMETER-Philips-M3001A | MODULEMULTIPARAMETER | M3001A |  |  |  | Philips | Module, Multi-Parameter |  | MODULEMULTIPARAMETER-Philips-M3001A |  |  |  |  | Covered PM Repair - Radiology, Low End | MHHS-Greater Heights
NO | YES |  |  |  | 009-33376 | 009-33376 | Philips Medical Systems Cardiac and Monitoring Syste | M3001A |  | DE6520HDH7 | GH - NICU | MHHS-Greater Heights |  | Module, Multi-Parameter |  | 009-33376 | 009-33376 | Central | Memorial Hermann Greater Heights Hospital | GH - NICU | GH - NICU - Level 2 Nursey 3 |  |  |  |  | PHYSIOLOGIC MONITOR MODULES, MULTIPARAMETER |  | MODULEMULTIPARAMETER-Philips-M3001A | MODULEMULTIPARAMETER | M3001A |  |  |  | Philips | Module, Multi-Parameter |  | MODULEMULTIPARAMETER-Philips-M3001A |  |  |  |  | Covered PM Repair - Biomedical | MHHS-Greater Heights
NO | YES |  |  |  | 009-33377 | 009-33377 | Philips Medical Systems Cardiac and Monitoring Syste | M3001A |  | DE6520HDJC | GH - NICU | MHHS-Greater Heights |  | Module, Multi-Parameter |  | 009-33377 | 009-33377 | Central | Greater heights NICU | GH - NICU | GH - NICU |  |  |  |  | PHYSIOLOGIC MONITOR MODULES, MULTIPARAMETER |  | MODULEMULTIPARAMETER-Philips-M3001A | MODULEMULTIPARAMETER | M3001A |  |  |  | Philips | Module, Multi-Parameter |  | MODULEMULTIPARAMETER-Philips-M3001A |  |  |  |  | Covered PM Repair - Biomedical | MHHS-Greater Heights
NO | YES |  |  |  | 009-33378 | 009-33378 | Philips Medical Systems Cardiac and Monitoring Syste | M3001A |  | DE6520HDJ9 | GH-OR | MHHS-Greater Heights |  | Module, Multi-Parameter |  | 009-33378 | 009-33378 | Central | MHHS-Greater Heights | GH-OR | Rm 2 | 3/1/19 |  | 3/1/21 |  | PHYSIOLOGIC MONITOR MODULES, MULTIPARAMETER | Module, Multi-Parameter | MODULEMULTIPARAMETER-Philips-M3001A | MODULEMULTIPARAMETER | M3001A |  |  |  | Philips | Module, Multi-Parameter |  | MODULEMULTIPARAMETER-Philips-M3001A |  | 10/22/19 |  | MMP-A | Covered PM Repair - Biomedical | MHHS-Greater Heights | [8 empty] | MODULEMULTIPARAMETER | Module, Multi-Parameter | Philips
NO | YES |  |  |  | 009-33379 | 009-33379 | Philips Medical Systems Cardiac and Monitoring Syste | M3001A |  | DE6520HDHU | GH - NURSERY | MHHS-Greater Heights |  | Module, Multi-Parameter |  | 009-33379 | 009-33379 | Central | Memorial Hermann Greater Heights Hospital | GH - NURSERY | GH - NICU 6 |  |  |  |  | PHYSIOLOGIC MONITOR MODULES, MULTIPARAMETER |  | MODULEMULTIPARAMETER-Philips-M3001A | MODULEMULTIPARAMETER | M3001A |  |  |  | Philips | Module, Multi-Parameter |  | MODULEMULTIPARAMETER-Philips-M3001A |  |  |  |  | Covered PM Repair - Biomedical | MHHS-Greater Heights
NO | YES |  |  |  | 009-33380 | 009-33380 | Philips Medical Systems Cardiac and Monitoring Syste | M3001A |  | DE6520HDJE | GH - NICU | MHHS-Greater Heights |  | Module, Multi-Parameter |  | 009-33380 | 009-33380 | Central | Memorial Hermann Greater Heights Hospital | GH - NICU | GH - NICU - Level 2 Nursey 1 |  |  |  |  | PHYSIOLOGIC MONITOR MODULES, MULTIPARAMETER |  | MODULEMULTIPARAMETER-Philips-M3001A | MODULEMULTIPARAMETER | M3001A |  |  |  | Philips | Module, Multi-Parameter |  | MODULEMULTIPARAMETER-Philips-M3001A |  |  |  |  | Covered PM Repair - Biomedical | MHHS-Greater Heights
NO | YES |  |  |  | 009-33381 | 009-33381 | Philips Medical Systems Cardiac and Monitoring Syste | M3001A |  | DE6520HDJ5 | GH - NICU | MHHS-Greater Heights |  | Module, Multi-Parameter |  | 009-33381 | 009-33381 | Central | Memorial Hermann Greater Heights Hospital | GH - NICU | NICU |  |  |  |  | PHYSIOLOGIC MONITOR MODULES, MULTIPARAMETER |  | MODULEMULTIPARAMETER-Philips-M3001A | MODULEMULTIPARAMETER | M3001A |  |  |  | Philips | Module, Multi-Parameter |  | MODULEMULTIPARAMETER-Philips-M3001A |  |  |  |  | Covered PM Repair - Biomedical | MHHS-Greater Heights
NO | YES |  |  |  | 009-33382 | 009-33382 | Philips Medical Systems Cardiac and Monitoring Syste | M3001A |  | DE6520HDHD | GH - NICU | MHHS-Greater Heights |  | Module, Multi-Parameter |  | 009-33382 | 009-33382 | Central | Greater heights NICU | GH - NICU | GH - NICU |  |  |  |  | PHYSIOLOGIC MONITOR MODULES, MULTIPARAMETER |  | MODULEMULTIPARAMETER-Philips-M3001A | MODULEMULTIPARAMETER | M3001A |  |  |  | Philips | Module, Multi-Parameter |  | MODULEMULTIPARAMETER-Philips-M3001A |  |  |  |  | Covered PM Repair - Biomedical | MHHS-Greater Heights
NO | YES |  |  |  | 009-33383 | 009-33383 | Philips Medical Systems Cardiac and Monitoring Syste | M3001A |  | DE6520HDHA | GH - NICU | MHHS-Greater Heights |  | Module, Multi-Parameter |  | 009-33383 | 009-33383 | Central | Greater heights | GH - NICU | GH - NICU |  |  |  |  | PHYSIOLOGIC MONITOR MODULES, MULTIPARAMETER |  | MODULEMULTIPARAMETER-Philips-M3001A | MODULEMULTIPARAMETER | M3001A |  |  |  | Philips | Module, Multi-Parameter |  | MODULEMULTIPARAMETER-Philips-M3001A |  |  |  |  | Covered PM Repair - Biomedical | MHHS-Greater Heights
NO | YES |  |  |  | 009-33398 | 009-33398 | Philips Medical Systems Cardiac and Monitoring Syste | M3001A |  | DE6520HDJ0 | GH - NICU | MHHS-Greater Heights |  | Module, Multi-Parameter |  | 009-33398 | 009-33398 | Central | Greater heights | GH - NICU | GH - NICU |  |  |  |  | PHYSIOLOGIC MONITOR MODULES, MULTIPARAMETER |  | MODULEMULTIPARAMETER-Philips-M3001A | MODULEMULTIPARAMETER | M3001A |  |  |  | Philips | Module, Multi-Parameter |  | MODULEMULTIPARAMETER-Philips-M3001A |  |  |  |  | Covered PM Repair - Biomedical | MHHS-Greater Heights
NO | YES |  |  |  | 009-33399 | 009-33399 | Philips Medical Systems Cardiac and Monitoring Syste | M3001A |  | DE6520HDJG | GH - NICU | MHHS-Greater Heights |  | Module, Multi-Parameter |  | 009-33399 | 009-33399 | Central | Memorial Hermann Greater Heights Hospital | GH - NICU | GH - NICU - Level 2 Nursey 4 |  |  |  |  | PHYSIOLOGIC MONITOR MODULES, MULTIPARAMETER |  | MODULEMULTIPARAMETER-Philips-M3001A | MODULEMULTIPARAMETER | M3001A |  |  |  | Philips | Module, Multi-Parameter |  | MODULEMULTIPARAMETER-Philips-M3001A |  |  |  |  | Covered PM Repair - Biomedical | MHHS-Greater Heights
NO | YES |  |  |  | 009-33402 | 009-33402 | Philips Medical Systems Cardiac and Monitoring Syste | M3001A |  | DE6520HDHW | GH - NICU | MHHS-Greater Heights |  | Module, Multi-Parameter |  | 009-33402 | 009-33402 | Central | Memorial Hermann Greater Heights Hospital | GH - NICU | NICU |  |  |  |  | PHYSIOLOGIC MONITOR MODULES, MULTIPARAMETER |  | MODULEMULTIPARAMETER-Philips-M3001A | MODULEMULTIPARAMETER | M3001A |  |  |  | Philips | Module, Multi-Parameter |  | MODULEMULTIPARAMETER-Philips-M3001A |  |  |  |  | Covered PM Repair - Biomedical | MHHS-Greater Heights
NO | YES |  |  |  | 009-33530 | 009-33530 | Philips Medical Systems Cardiac and Monitoring Syste | M3001A |  | DE6520FMVB | GH-OR | MHHS-Greater Heights |  | Module, Multi-Parameter |  | 009-33530 | 009-33530 | Central | MHHS-Greater Heights | GH-OR | Rm 2 | 3/1/19 |  | 3/1/21 |  | PHYSIOLOGIC MONITOR MODULES, MULTIPARAMETER | Module, Multi-Parameter | MODULEMULTIPARAMETER-Philips-M3001A | MODULEMULTIPARAMETER | M3001A |  |  |  | Philips | Module, Multi-Parameter |  | MODULEMULTIPARAMETER-Philips-M3001A |  | 2/15/17 |  | MMP-A | Covered PM Repair - Biomedical | MHHS-Greater Heights | [8 empty] | MODULEMULTIPARAMETER | Module, Multi-Parameter | Philips
NO | YES |  |  |  | 009-08315 | 009-08315 | Philips Medical Systems Cardiac and Monitoring Syste | M3001A |  | DE9070B705 | GH - NICU | MHHS-Greater Heights |  | Module, Multi-Parameter |  | 009-08315 | 009-08315 | Central | Memorial Hermann Greater Heights Hospital | GH - NICU | Nicu level 2 Bay 2 |  |  |  |  | PHYSIOLOGIC MONITOR MODULES, MULTIPARAMETER |  | MODULEMULTIPARAMETER-Philips-M3001A | MODULEMULTIPARAMETER | M3001A |  |  |  | Philips | Module, Multi-Parameter |  | MODULEMULTIPARAMETER-Philips-M3001A |  |  |  |  | Covered PM Repair - Biomedical | MHHS-Greater Heights
NO | YES |  |  |  | 009-09936 | 009-09936 | Philips Medical Systems Cardiac and Monitoring Syste | M3001A |  | DE5220EUF7 | GH-OR Anesthesia | MHHS-Greater Heights |  | Module, Multi-Parameter |  | 009-09936 | 009-09936 | Central | MHHS-Greater Heights | GH-OR Anesthesia | OR | 3/1/19 |  | 3/1/21 |  | PHYSIOLOGIC MONITOR MODULES, MULTIPARAMETER | Module, Multi-Parameter | MODULEMULTIPARAMETER-Philips-M3001A | MODULEMULTIPARAMETER | M3001A |  |  |  | Philips | Module, Multi-Parameter |  | MODULEMULTIPARAMETER-Philips-M3001A |  |  |  | MMP-A | Covered PM Repair - Biomedical | MHHS-Greater Heights | [8 empty] | MODULEMULTIPARAMETER | Module, Multi-Parameter | Philips
NO | YES |  |  |  | 009-09937 | 009-09937 | Philips Medical Systems Cardiac and Monitoring Syste | M3001A |  | DE5220EUZE | GH-OR Anesthesia | MHHS-Greater Heights |  | Module, Multi-Parameter |  | 009-09937 | 009-09937 | Central & Greater Heights | MHHS-Greater Heights | GH-OR Anesthesia | Room 8 | 3/1/19 |  | 3/1/20 |  | PHYSIOLOGIC MONITOR MODULES, MULTIPARAMETER | Module, Multi-Parameter | MODULEMULTIPARAMETER-Philips-M3001A | MODULEMULTIPARAMETER | M3001A |  |  |  | Philips | Module, Multi-Parameter |  | MODULEMULTIPARAMETER-Philips-M3001A |  | 11/28/17 |  | MMP-A | Covered PM Repair - Biomedical | MHHS-Greater Heights | [8 empty] | MODULEMULTIPARAMETER | Module, Multi-Parameter | Philips
NO | YES |  |  |  | 009-09938 | 009-09938 | Philips Medical Systems Cardiac and Monitoring Syste | M3001A |  | DE5220EV90 | GH-OR Anesthesia | MHHS-Greater Heights |  | Module, Multi-Parameter |  | 009-09938 | 009-09938 | Central | MHHS-Greater Heights | GH-OR Anesthesia | OR | 3/1/19 |  | 3/1/20 |  | PHYSIOLOGIC MONITOR MODULES, MULTIPARAMETER | Module, Multi-Parameter | MODULEMULTIPARAMETER-Philips-M3001A | MODULEMULTIPARAMETER | M3001A |  |  |  | Philips | Module, Multi-Parameter |  | MODULEMULTIPARAMETER-Philips-M3001A |  |  |  | MMP-A | Not Covered Vendor Only - Biomedical | MHHS-Greater Heights | [8 empty] | MODULEMULTIPARAMETER | Module, Multi-Parameter | Philips
NO | YES |  |  |  | 009-33410 | 009-33410 | Philips Medical Systems Cardiac and Monitoring Syste | M3001A |  | DE6520HEKN | GH-OR Endoscopy | MHHS-Greater Heights |  | Module, Multi-Parameter |  | 009-33410 | 009-33410 | Central | MHHS-Greater Heights | GH-OR Endoscopy | Endoscopy | 3/1/19 |  | 3/1/20 |  | PHYSIOLOGIC MONITOR MODULES, MULTIPARAMETER | Module, Multi-Parameter | MODULEMULTIPARAMETER-Philips-M3001A | MODULEMULTIPARAMETER | M3001A |  |  |  | Philips | Module, Multi-Parameter |  | MODULEMULTIPARAMETER-Philips-M3001A |  | 2/18/20 |  | MMP-A | Not Covered Vendor Only - Biomedical | MHHS-Greater Heights | [8 empty] | MODULEMULTIPARAMETER | Module, Multi-Parameter | Philips
NO | YES |  |  |  | 009-34725 | 009-34725 | Philips Medical Systems Cardiac and Monitoring Syste | M3001A |  | DE6520J6CN | GH-PACU | MHHS-Greater Heights |  | Module, Multi-Parameter |  | 009-34725 | 009-34725 | Central | MHHS-Greater Heights | GH-PACU | PACU | 6/1/19 |  | 3/1/21 |  | PHYSIOLOGIC MONITOR MODULES, MULTIPARAMETER | Module, Multi-Parameter | MODULEMULTIPARAMETER-Philips-M3001A | MODULEMULTIPARAMETER | M3001A |  |  |  | Philips | Module, Multi-Parameter | We | MODULEMULTIPARAMETER-Philips-M3001A |  | 12/27/17 |  | MMP-A | Covered PM Repair - Biomedical | MHHS-Greater Heights | [8 empty] | MODULEMULTIPARAMETER | Module, Multi-Parameter | Philips
NO | YES |  |  |  | 009-34727 | 009-34727 | Philips Medical Systems Cardiac and Monitoring Syste | M3001A |  | DE6520J6CL | GH-PACU | MHHS-Greater Heights |  | Module, Multi-Parameter |  | 009-34727 | 009-34727 | Central | MHHS-Greater Heights | GH-PACU | PACU | 6/1/19 |  | 3/1/21 |  | PHYSIOLOGIC MONITOR MODULES, MULTIPARAMETER | Module, Multi-Parameter | MODULEMULTIPARAMETER-Philips-M3001A | MODULEMULTIPARAMETER | M3001A |  |  |  | Philips | Module, Multi-Parameter |  | MODULEMULTIPARAMETER-Philips-M3001A |  | 4/25/14 |  | MMP-A | Covered PM Repair - Biomedical | MHHS-Greater Heights | [8 empty] | MODULEMULTIPARAMETER | Module, Multi-Parameter | Philips
NO | YES |  |  |  | 009-34729 | 009-34729 | Philips Medical Systems Cardiac and Monitoring Syste | M3001A |  | DE6520J6CV | GH-PACU | MHHS-Greater Heights |  | Module, Multi-Parameter |  | 009-34729 | 009-34729 | Central | MHHS-Greater Heights | GH-PACU | PACU | 6/1/19 |  | 3/1/21 |  | PHYSIOLOGIC MONITOR MODULES, MULTIPARAMETER | Module, Multi-Parameter | MODULEMULTIPARAMETER-Philips-M3001A | MODULEMULTIPARAMETER | M3001A |  |  |  | Philips | Module, Multi-Parameter |  | MODULEMULTIPARAMETER-Philips-M3001A |  | 12/27/17 |  | MMP-A | Covered PM Repair - Biomedical | MHHS-Greater Heights | [8 empty] | MODULEMULTIPARAMETER | Module, Multi-Parameter | Philips
NO | YES |  |  |  | 009-34731 | 009-34731 | Philips Medical Systems Cardiac and Monitoring Syste | M3001A |  | DE6520J5A1 | GH-PACU | MHHS-Greater Heights |  | Module, Multi-Parameter |  | 009-34731 | 009-34731 | Central | MHHS-Greater Heights | GH-PACU | PACU | 6/1/19 |  | 3/1/21 |  | PHYSIOLOGIC MONITOR MODULES, MULTIPARAMETER | Module, Multi-Parameter | MODULEMULTIPARAMETER-Philips-M3001A | MODULEMULTIPARAMETER | M3001A |  |  |  | Philips | Module, Multi-Parameter |  | MODULEMULTIPARAMETER-Philips-M3001A |  |  |  | MMP-A | Covered PM Repair - Biomedical | MHHS-Greater Heights | [8 empty] | MODULEMULTIPARAMETER | Module, Multi-Parameter | Philips
NO | YES |  |  |  | 009-34777 | 009-34777 | Philips Medical Systems Cardiac and Monitoring Syste | M3001A |  | DE6520J6CY | GH-PACU | MHHS-Greater Heights |  | Module, Multi-Parameter |  | 009-34777 | 009-34777 | Central | MHHS-Greater Heights | GH-PACU | PACU | 6/1/19 |  | 3/1/21 |  | PHYSIOLOGIC MONITOR MODULES, MULTIPARAMETER | Module, Multi-Parameter | MODULEMULTIPARAMETER-Philips-M3001A | MODULEMULTIPARAMETER | M3001A |  |  |  | Philips | Module, Multi-Parameter |  | MODULEMULTIPARAMETER-Philips-M3001A |  | 1/5/18 |  | MMP-A | Covered PM Repair - Biomedical | MHHS-Greater Heights | [8 empty] | MODULEMULTIPARAMETER | Module, Multi-Parameter | Philips
NO | YES |  |  |  | 009-34778 | 009-34778 | Philips Medical Systems Cardiac and Monitoring Syste | M3001A |  | DE6520J6AH | GH-PACU | MHHS-Greater Heights |  | Module, Multi-Parameter |  | 009-34778 | 009-34778 | Central | MHHS-Greater Heights | GH-PACU | PACU | 6/1/19 |  | 3/1/21 |  | PHYSIOLOGIC MONITOR MODULES, MULTIPARAMETER | Module, Multi-Parameter | MODULEMULTIPARAMETER-Philips-M3001A | MODULEMULTIPARAMETER | M3001A |  |  |  | Philips | Module, Multi-Parameter |  | MODULEMULTIPARAMETER-Philips-M3001A |  | 4/25/15 |  | MMP-A | Covered PM Repair - Biomedical | MHHS-Greater Heights | [8 empty] | MODULEMULTIPARAMETER | Module, Multi-Parameter | Philips
NO | YES |  |  |  | 009-34781 | 009-34781 | Philips Medical Systems Cardiac and Monitoring Syste | M3001A |  | DE6520J60M | GH-PACU | MHHS-Greater Heights |  | Module, Multi-Parameter |  | 009-34781 | 009-34781 | Central | MHHS-Greater Heights | GH-PACU | PACU | 6/1/19 |  | 3/1/21 |  | PHYSIOLOGIC MONITOR MODULES, MULTIPARAMETER | Module, Multi-Parameter | MODULEMULTIPARAMETER-Philips-M3001A | MODULEMULTIPARAMETER | M3001A |  |  |  | Philips | Module, Multi-Parameter |  | MODULEMULTIPARAMETER-Philips-M3001A |  | 12/27/17 |  | MMP-A | Covered PM Repair - Biomedical | MHHS-Greater Heights | [8 empty] | MODULEMULTIPARAMETER | Module, Multi-Parameter | Philips
NO | YES |  |  |  |  | 009-06893 | Philips Medical Systems Cardiac and Monitoring Syste | M3001A |  | DE22728510 | GH-PACU | MHHS-Greater Heights |  | Module, Multi-Parameter |  |  | 009-06893 | Central | MHHS-Greater Heights | GH-PACU | PACU | 3/1/19 |  | 3/1/21 |  | PHYSIOLOGIC MONITOR MODULES, MULTIPARAMETER | Module, Multi-Parameter | MODULEMULTIPARAMETER-Philips-M3001A | MODULEMULTIPARAMETER | M3001A |  |  |  | Philips | Module, Multi-Parameter |  | MODULEMULTIPARAMETER-Philips-M3001A |  | 4/25/15 |  | MMP-A | Covered PM Repair - Biomedical | MHHS-Greater Heights | [8 empty] | MODULEMULTIPARAMETER | Module, Multi-Parameter | Philips
NO | YES |  |  |  | 133-07819 | 133-07819 | Philips Medical Systems Cardiac and Monitoring Syste | M3001A |  | DE907V3245 | Katy-PACU | MHHS-Katy |  | Module, Multi-Parameter |  | 133-07819 | 133-07819 | Katy | MHHS-Katy | Katy-PACU | PacU Nurses station clean storage room 2058C | 2/1/19 | 2/1/20 |  |  | PHYSIOLOGIC MONITOR MODULES, MULTIPARAMETER | Module, Multi-Parameter | MODULEMULTIPARAMETER-Philips-M3001A | MODULEMULTIPARAMETER | M3001A |  |  |  | Philips | Module, Multi-Parameter |  | MODULEMULTIPARAMETER-Philips-M3001A |  | 7/24/15 |  | MMP-A | Covered PM Repair - Biomedical | MHHS-Katy | [8 empty] | MODULEMULTIPARAMETER | Module, Multi-Parameter | Philips
NO | YES |  |  |  | 133-07838 | 133-07838 | Philips Medical Systems Cardiac and Monitoring Syste | M3001A |  | DE907V3249 | Katy-Med/Surg 5th Floor | MHHS-Katy |  | Module, Multi-Parameter |  | 133-07838 | 133-07838 | Katy | MHHS-Katy | Katy-Med/Surg 5th Floor | Nursery level 2 | 1/1/20 | 1/1/21 |  |  | PHYSIOLOGIC MONITOR MODULES, MULTIPARAMETER | Module, Multi-Parameter | MODULEMULTIPARAMETER-Philips-M3001A | MODULEMULTIPARAMETER | M3001A |  |  |  | Philips | Module, Multi-Parameter |  | MODULEMULTIPARAMETER-Philips-M3001A |  | 7/24/15 |  | MMP-A | Covered PM Repair - Biomedical | MHHS-Katy | [8 empty] | MODULEMULTIPARAMETER | Module, Multi-Parameter | Philips
NO | YES |  |  |  | 133-07837 | 133-07837 | Philips Medical Systems Cardiac and Monitoring Syste | M3001A |  | DE907V4112 | Katy-OR | MHHS-Katy |  | Module, Multi-Parameter |  | 133-07837 | 133-07837 | Katy | MHHS-Katy | Katy-OR | Bronchoscopy | 7/1/19 | 7/1/20 |  |  | PHYSIOLOGIC MONITOR MODULES, MULTIPARAMETER | Module, Multi-Parameter | MODULEMULTIPARAMETER-Philips-M3001A | MODULEMULTIPARAMETER | M3001A |  |  |  | Philips | Module, Multi-Parameter |  | MODULEMULTIPARAMETER-Philips-M3001A |  | 9/3/15 |  | MMP-A | Covered PM Repair - Biomedical | MHHS-Katy | [8 empty] | MODULEMULTIPARAMETER | Module, Multi-Parameter | Philips
NO | YES |  |  |  | 133-07856 | 133-07856 | Philips Medical Systems Cardiac and Monitoring Syste | M3001A |  | DE907V1413 | Katy-OR | MHHS-Katy |  | Module, Multi-Parameter |  | 133-07856 | 133-07856 | Katy | MHHS-Katy | Katy-OR | Endo 2 | 9/1/19 | 9/1/20 |  |  | PHYSIOLOGIC MONITOR MODULES, MULTIPARAMETER | Module, Multi-Parameter | MODULEMULTIPARAMETER-Philips-M3001A | MODULEMULTIPARAMETER | M3001A |  |  |  | Philips | Module, Multi-Parameter |  | MODULEMULTIPARAMETER-Philips-M3001A |  | 9/3/15 |  | MMP-A | Covered PM Repair - Biomedical | MHHS-Katy | [8 empty] | MODULEMULTIPARAMETER | Module, Multi-Parameter | Philips
NO | YES |  |  |  | 133-07990 | 133-07990 | Philips Medical Systems Cardiac and Monitoring Syste | M3001A |  | DE9070B1RJ | Katy-Endoscopy | MHHS-Katy |  | Module, Multi-Parameter |  | 133-07990 | 133-07990 | Katy | MHHS-Katy | Katy-Endoscopy | Endoscopy | 10/1/19 | 10/1/20 |  |  | PHYSIOLOGIC MONITOR MODULES, MULTIPARAMETER | Module, Multi-Parameter | MODULEMULTIPARAMETER-Philips-M3001A | MODULEMULTIPARAMETER | M3001A |  |  |  | Philips | Module, Multi-Parameter |  | MODULEMULTIPARAMETER-Philips-M3001A |  | 9/3/15 |  | MMP-A | Covered PM Repair - Biomedical | MHHS-Katy | [8 empty] | MODULEMULTIPARAMETER | Module, Multi-Parameter | Philips
NO | YES |  |  |  | 133-07406 | 133-07406 | Philips Medical Systems Cardiac and Monitoring Syste | M3001A |  | DE907W4933 | Katy-ER | MHHS-Katy |  | Module, Multi-Parameter |  | 133-07406 | 133-07406 | Katy | MHHS-Katy | Katy-ER |  | 1/1/19 |  |  |  | PHYSIOLOGIC MONITOR MODULES, MULTIPARAMETER | Module, Multi-Parameter | MODULEMULTIPARAMETER-Philips-M3001A | MODULEMULTIPARAMETER | M3001A |  |  |  | Philips | Module, Multi-Parameter |  | MODULEMULTIPARAMETER-Philips-M3001A |  |  |  | MMP-A | Covered PM Repair - Biomedical | MHHS-Katy | [8 empty] | MODULEMULTIPARAMETER | Module, Multi-Parameter | Philips
NO | YES |  |  |  | 133-07412 | 133-07412 | Philips Medical Systems Cardiac and Monitoring Syste | M3001A |  | DE907W4928 | Katy-ER | MHHS-Katy |  | Module, Multi-Parameter |  | 133-07412 | 133-07412 | Katy | MHHS-Katy | Katy-ER | Rm 1 |  |  |  |  | PHYSIOLOGIC MONITOR MODULES, MULTIPARAMETER | Module, Multi-Parameter | MODULEMULTIPARAMETER-Philips-M3001A | MODULEMULTIPARAMETER | M3001A |  |  |  | Philips | Module, Multi-Parameter |  | MODULEMULTIPARAMETER-Philips-M3001A |  |  |  | MMP-A | Covered PM Repair - Biomedical | MHHS-Katy | [8 empty] | MODULEMULTIPARAMETER | Module, Multi-Parameter | Philips
NO | YES |  |  |  | 133-07414 | 133-07414 | Philips Medical Systems Cardiac and Monitoring Syste | M3001A |  | DE907W4926 | Katy-ER | MHHS-Katy |  | Module, Multi-Parameter |  | 133-07414 | 133-07414 | Katy | MHHS-Katy | Katy-ER | Ed 16 | 2/1/20 | 2/1/21 |  |  | PHYSIOLOGIC MONITOR MODULES, MULTIPARAMETER | Module, Multi-Parameter | MODULEMULTIPARAMETER-Philips-M3001A | MODULEMULTIPARAMETER | M3001A |  |  |  | Philips | Module, Multi-Parameter |  | MODULEMULTIPARAMETER-Philips-M3001A |  | 9/1/18 |  | MMP-A | Clinical Miscellaneous | MHHS-Katy | [8 empty] | MODULEMULTIPARAMETER | Module, Multi-Parameter | Philips
NO | YES |  |  |  | 133-07610 | 133-07610 | Philips Medical Systems Cardiac and Monitoring Syste | M3001A |  | DE63213165 | Katy-ER | MHHS-Katy |  | Module, Multi-Parameter |  | 133-07610 | 133-07610 | Katy | MHHS-Katy | Katy-ER | Room 2 | 8/1/19 | 8/1/20 |  |  | PHYSIOLOGIC MONITOR MODULES, MULTIPARAMETER | Module, Multi-Parameter | MODULEMULTIPARAMETER-Philips-M3001A | MODULEMULTIPARAMETER | M3001A |  |  |  | Philips | Module, Multi-Parameter |  | MODULEMULTIPARAMETER-Philips-M3001A |  | 12/14/16 |  | MMP-A | Covered PM Repair - Biomedical | MHHS-Katy | [8 empty] | MODULEMULTIPARAMETER | Module, Multi-Parameter | Philips
NO | YES |  |  |  | 133-07792 | 133-07792 | Philips Medical Systems Cardiac and Monitoring Syste | M3001A |  | DE907V4221 | Katy-ER | MHHS-Katy |  | Module, Multi-Parameter |  | 133-07792 | 133-07792 | Katy | MHHS-Katy | Katy-ER | EC 19 | 1/1/20 | 1/1/21 |  |  | PHYSIOLOGIC MONITOR MODULES, MULTIPARAMETER | Module, Multi-Parameter | MODULEMULTIPARAMETER-Philips-M3001A | MODULEMULTIPARAMETER | M3001A |  |  |  | Philips | Module, Multi-Parameter |  | MODULEMULTIPARAMETER-Philips-M3001A |  | 5/26/17 |  | MMP-A | Covered PM Repair - Biomedical | MHHS-Katy | [8 empty] | MODULEMULTIPARAMETER | Module, Multi-Parameter | Philips
NO | YES |  |  |  | 133-07794 | 133-07794 | Philips Medical Systems Cardiac and Monitoring Syste | M3001A |  | DE907V4262 | Katy-ER | MHHS-Katy |  | Module, Multi-Parameter |  | 133-07794 | 133-07794 | Katy | MHHS-Katy | Katy-ER | EC 17 | 1/1/20 | 1/1/21 |  |  | PHYSIOLOGIC MONITOR MODULES, MULTIPARAMETER | Module, Multi-Parameter | MODULEMULTIPARAMETER-Philips-M3001A | MODULEMULTIPARAMETER | M3001A |  |  |  | Philips | Module, Multi-Parameter |  | MODULEMULTIPARAMETER-Philips-M3001A |  | 10/24/15 |  | MMP-A | Covered PM Repair - Biomedical | MHHS-Katy | [8 empty] | MODULEMULTIPARAMETER | Module, Multi-Parameter | Philips
NO | YES |  |  |  | 133-07801 | 133-07801 | Philips Medical Systems Cardiac and Monitoring Syste | M3001A |  | DE907V4251 | Katy-ER | MHHS-Katy |  | Module, Multi-Parameter |  | 133-07801 | 133-07801 | Katy | MHHS-Katy | Katy-ER | ER room 14 | 1/1/19 | 1/1/20 |  |  | PHYSIOLOGIC MONITOR MODULES, MULTIPARAMETER | Module, Multi-Parameter | MODULEMULTIPARAMETER-Philips-M3001A | MODULEMULTIPARAMETER | M3001A |  |  |  | Philips | Module, Multi-Parameter |  | MODULEMULTIPARAMETER-Philips-M3001A |  |  |  | MMP-A | Covered PM Repair - Radiology, Low End | MHHS-Katy | [8 empty] | MODULEMULTIPARAMETER | Module, Multi-Parameter | Philips
NO | YES |  |  |  | 133-07806 | 133-07806 | Philips Medical Systems Cardiac and Monitoring Syste | M3001A |  | DE907V4258 | Katy-ER | MHHS-Katy |  | Module, Multi-Parameter |  | 133-07806 | 133-07806 | Katy | MHHS-Katy | Katy-ER | ER room 12 | 1/1/20 | 1/1/21 |  |  | PHYSIOLOGIC MONITOR MODULES, MULTIPARAMETER | Module, Multi-Parameter | MODULEMULTIPARAMETER-Philips-M3001A | MODULEMULTIPARAMETER | M3001A |  |  |  | Philips | Module, Multi-Parameter |  | MODULEMULTIPARAMETER-Philips-M3001A |  |  |  | MMP-A | Covered PM Repair - Radiology, Low End | MHHS-Katy | [8 empty] | MODULEMULTIPARAMETER | Module, Multi-Parameter | Philips
NO | YES |  |  |  | 133-07817 | 133-07817 | Philips Medical Systems Cardiac and Monitoring Syste | M3001A |  | DE907V3225 | Katy-ER | MHHS-Katy |  | Module, Multi-Parameter |  | 133-07817 | 133-07817 | Katy | MHHS-Katy | Katy-ER | EC 25 | 10/1/19 | 10/1/20 |  |  | PHYSIOLOGIC MONITOR MODULES, MULTIPARAMETER | Module, Multi-Parameter | MODULEMULTIPARAMETER-Philips-M3001A | MODULEMULTIPARAMETER | M3001A |  |  |  | Philips | Module, Multi-Parameter |  | MODULEMULTIPARAMETER-Philips-M3001A |  |  |  | MMP-A | Covered PM Repair - Biomedical | MHHS-Katy | [8 empty] | MODULEMULTIPARAMETER | Module, Multi-Parameter | Philips
NO | YES |  |  |  | 133-07818 | 133-07818 | Philips Medical Systems Cardiac and Monitoring Syste | M3001A |  | DE907V3238 | Katy-ER | MHHS-Katy |  | Module, Multi-Parameter |  | 133-07818 | 133-07818 | Katy | MHHS-Katy | Katy-ER | EC 23 | 1/1/19 |  |  |  | PHYSIOLOGIC MONITOR MODULES, MULTIPARAMETER | Module, Multi-Parameter | MODULEMULTIPARAMETER-Philips-M3001A | MODULEMULTIPARAMETER | M3001A |  |  |  | Philips | Module, Multi-Parameter |  | MODULEMULTIPARAMETER-Philips-M3001A |  | 10/1/15 |  | MMP-A | Covered PM Repair - Radiology, High End | MHHS-Katy | [8 empty] | MODULEMULTIPARAMETER | Module, Multi-Parameter | Philips
NO | YES |  |  |  | 133-07820 | 133-07820 | Philips Medical Systems Cardiac and Monitoring Syste | M3001A |  | DE907V3237 | Katy-ER | MHHS-Katy |  | Module, Multi-Parameter |  | 133-07820 | 133-07820 | Katy | MHHS-Katy | Katy-ER | Pedi 3 | 8/1/19 | 8/1/20 |  |  | PHYSIOLOGIC MONITOR MODULES, MULTIPARAMETER | Module, Multi-Parameter | MODULEMULTIPARAMETER-Philips-M3001A | MODULEMULTIPARAMETER | M3001A |  |  |  | Philips | Module, Multi-Parameter |  | MODULEMULTIPARAMETER-Philips-M3001A |  |  |  | MMP-A | Covered PM Repair - Biomedical | MHHS-Katy | [8 empty] | MODULEMULTIPARAMETER | Module, Multi-Parameter | Philips
NO | YES |  |  |  | 133-07821 | 133-07821 | Philips Medical Systems Cardiac and Monitoring Syste | M3001A |  | DE907V4108 | Katy-ER | MHHS-Katy |  | Module, Multi-Parameter |  | 133-07821 | 133-07821 | Katy | MHHS-Katy | Katy-ER | Katy - ER | 2/1/20 |  |  |  | PHYSIOLOGIC MONITOR MODULES, MULTIPARAMETER | Module, Multi-Parameter | MODULEMULTIPARAMETER-Philips-M3001A | MODULEMULTIPARAMETER | M3001A |  |  |  | Philips | Module, Multi-Parameter |  | MODULEMULTIPARAMETER-Philips-M3001A |  | 10/24/15 |  | MMP-A | Covered PM Repair - Biomedical | MHHS-Katy | [8 empty] | MODULEMULTIPARAMETER | Module, Multi-Parameter | Philips
NO | YES |  |  |  | 133-07822 | 133-07822 | Philips Medical Systems Cardiac and Monitoring Syste | M3001A |  | DE907V3221 | Katy-ER | MHHS-Katy |  | Module, Multi-Parameter |  | 133-07822 | 133-07822 | Katy | MHHS-Katy | Katy-ER | ER | 1/1/19 | 1/1/20 |  |  | PHYSIOLOGIC MONITOR MODULES, MULTIPARAMETER | Module, Multi-Parameter | MODULEMULTIPARAMETER-Philips-M3001A | MODULEMULTIPARAMETER | M3001A |  |  |  | Philips | Module, Multi-Parameter |  | MODULEMULTIPARAMETER-Philips-M3001A |  |  |  | MMP-A | Covered PM Repair - Biomedical | MHHS-Katy | [8 empty] | MODULEMULTIPARAMETER | Module, Multi-Parameter | Philips
NO | YES |  |  |  | 133-07823 | 133-07823 | Philips Medical Systems Cardiac and Monitoring Syste | M3001A |  | DE907U5591 | Katy-ER | MHHS-Katy |  | Module, Multi-Parameter |  | 133-07823 | 133-07823 | Katy | MHHS-Katy | Katy-ER | EC 8 | 1/1/20 | 1/1/21 |  |  | PHYSIOLOGIC MONITOR MODULES, MULTIPARAMETER | Module, Multi-Parameter | MODULEMULTIPARAMETER-Philips-M3001A | MODULEMULTIPARAMETER | M3001A |  |  |  | Philips | Module, Multi-Parameter |  | MODULEMULTIPARAMETER-Philips-M3001A |  |  |  | MMP-A | Covered PM Repair - Biomedical | MHHS-Katy | [8 empty] | MODULEMULTIPARAMETER | Module, Multi-Parameter | Philips
NO | YES |  |  |  | 133-07824 | 133-07824 | Philips Medical Systems Cardiac and Monitoring Syste | M3001A |  | DE907T9894 | Katy-ER | MHHS-Katy |  | Module, Multi-Parameter |  | 133-07824 | 133-07824 | Katy | MHHS-Katy | Katy-ER | ER room 15 | 1/1/20 | 1/1/21 |  |  | PHYSIOLOGIC MONITOR MODULES, MULTIPARAMETER | Module, Multi-Parameter | MODULEMULTIPARAMETER-Philips-M3001A | MODULEMULTIPARAMETER | M3001A |  |  |  | Philips | Module, Multi-Parameter |  | MODULEMULTIPARAMETER-Philips-M3001A |  | 1/6/17 |  | MMP-A | Covered PM Repair - Biomedical | MHHS-Katy | [8 empty] | MODULEMULTIPARAMETER | Module, Multi-Parameter | Philips
NO | YES |  |  |  | 133-07825 | 133-07825 | Philips Medical Systems Cardiac and Monitoring Syste | M3001A |  | DE907V3218 | Katy-ER | MHHS-Katy |  | Module, Multi-Parameter |  | 133-07825 | 133-07825 | Katy | MHHS-Katy | Katy-ER | Ec 21 | 2/1/19 |  |  |  | PHYSIOLOGIC MONITOR MODULES, MULTIPARAMETER | Module, Multi-Parameter | MODULEMULTIPARAMETER-Philips-M3001A | MODULEMULTIPARAMETER | M3001A |  |  |  | Philips | Module, Multi-Parameter |  | MODULEMULTIPARAMETER-Philips-M3001A |  | 3/1/26 |  | MMP-A | Not Covered Vendor Only - Biomedical | MHHS-Katy | [8 empty] | MODULEMULTIPARAMETER | Module, Multi-Parameter | Philips
NO | YES |  |  |  | 133-07826 | 133-07826 | Philips Medical Systems Cardiac and Monitoring Syste | M3001A |  | DE907V3016 | Katy-ER | MHHS-Katy |  | Module, Multi-Parameter |  | 133-07826 | 133-07826 | Katy | MHHS-Katy | Katy-ER | EC 24 | 1/1/20 | 1/1/21 |  |  | PHYSIOLOGIC MONITOR MODULES, MULTIPARAMETER | Module, Multi-Parameter | MODULEMULTIPARAMETER-Philips-M3001A | MODULEMULTIPARAMETER | M3001A |  |  |  | Philips | Module, Multi-Parameter |  | MODULEMULTIPARAMETER-Philips-M3001A |  | 3/1/26 |  | MMP-A | Not Covered Vendor Only - Biomedical | MHHS-Katy | [8 empty] | MODULEMULTIPARAMETER | Module, Multi-Parameter | Philips
NO | YES |  |  |  | 133-07827 | 133-07827 | Philips Medical Systems Cardiac and Monitoring Syste | M3001A |  | DE907V3023 | Katy-ER | MHHS-Katy |  | Module, Multi-Parameter |  | 133-07827 | 133-07827 | Katy | MHHS-Katy | Katy-ER | EC 7 | 1/1/19 | 1/1/21 |  |  | PHYSIOLOGIC MONITOR MODULES, MULTIPARAMETER | Module, Multi-Parameter | MODULEMULTIPARAMETER-Philips-M3001A | MODULEMULTIPARAMETER | M3001A |  |  |  | Philips | Module, Multi-Parameter |  | MODULEMULTIPARAMETER-Philips-M3001A |  | 3/1/26 |  | MMP-A | Not Covered Vendor Only - Biomedical | MHHS-Katy | [8 empty] | MODULEMULTIPARAMETER | Module, Multi-Parameter | Philips
NO | YES |  |  |  | 133-07828 | 133-07828 | Philips Medical Systems Cardiac and Monitoring Syste | M3001A |  | DE907V3222 | Katy-ER | MHHS-Katy |  | Module, Multi-Parameter |  | 133-07828 | 133-07828 | Katy | MHHS-Katy | Katy-ER | ER | 1/1/19 | 1/1/20 |  |  | PHYSIOLOGIC MONITOR MODULES, MULTIPARAMETER | Module, Multi-Parameter | MODULEMULTIPARAMETER-Philips-M3001A | MODULEMULTIPARAMETER | M3001A |  |  |  | Philips | Module, Multi-Parameter |  | MODULEMULTIPARAMETER-Philips-M3001A |  | 3/1/26 |  | MMP-A | Not Covered Vendor Only - Biomedical | MHHS-Katy | [8 empty] | MODULEMULTIPARAMETER | Module, Multi-Parameter | Philips
NO | YES |  |  |  | 133-07844 | 133-07844 | Philips Medical Systems Cardiac and Monitoring Syste | M3001A |  | de907v3226 | Katy-ER | MHHS-Katy |  | Module, Multi-Parameter |  | 133-07844 | 133-07844 | Katy | MHHS-Katy | Katy-ER | ER | 1/1/19 | 1/1/20 |  |  | PHYSIOLOGIC MONITOR MODULES, MULTIPARAMETER | Module, Multi-Parameter | MODULEMULTIPARAMETER-Philips-M3001A | MODULEMULTIPARAMETER | M3001A |  |  |  | Philips | Module, Multi-Parameter |  | MODULEMULTIPARAMETER-Philips-M3001A |  | 3/1/26 |  | MMP-A | Not Covered Vendor Only - Biomedical | MHHS-Katy | [8 empty] | MODULEMULTIPARAMETER | Module, Multi-Parameter | Philips
NO | YES |  |  |  | 133-07848 | 133-07848 | Philips Medical Systems Cardiac and Monitoring Syste | M3001A |  | DE907V3241 | Katy-ER | MHHS-Katy |  | Module, Multi-Parameter |  | 133-07848 | 133-07848 | Katy | MHHS-Katy | Katy-ER | ER | 1/1/19 |  |  |  | PHYSIOLOGIC MONITOR MODULES, MULTIPARAMETER | Module, Multi-Parameter | MODULEMULTIPARAMETER-Philips-M3001A | MODULEMULTIPARAMETER | M3001A |  |  |  | Philips | Module, Multi-Parameter |  | MODULEMULTIPARAMETER-Philips-M3001A |  | 12/22/16 |  | MMP-A | Covered PM Repair - Biomedical | MHHS-Katy | [8 empty] | MODULEMULTIPARAMETER | Module, Multi-Parameter | Philips
NO | YES |  |  |  | 133-08716 | 133-08716 | Philips Medical Systems Cardiac and Monitoring Syste | M3001A |  | DE9070B3JJ | Katy-ER | MHHS-Katy |  | Module, Multi-Parameter |  | 133-08716 | 133-08716 | Katy | MHHS-Katy | Katy-ER | EC 11 | 1/1/20 | 1/1/21 |  |  | PHYSIOLOGIC MONITOR MODULES, MULTIPARAMETER | Module, Multi-Parameter | MODULEMULTIPARAMETER-Philips-M3001A | MODULEMULTIPARAMETER | M3001A |  |  |  | Philips | Module, Multi-Parameter |  | MODULEMULTIPARAMETER-Philips-M3001A |  | 1/11/17 |  | MMP-A | Covered PM Repair - Biomedical | MHHS-Katy | [8 empty] | MODULEMULTIPARAMETER | Module, Multi-Parameter | Philips
NO | YES |  |  |  | 133-08854 | 133-08854 | Philips Medical Systems Cardiac and Monitoring Syste | M3001A |  | DE5220EJ2A | Katy-ER | MHHS-Katy |  | Module, Multi-Parameter |  | 133-08854 | 133-08854 | Katy | MHHS-Katy | Katy-ER | EC 3 | 1/1/20 | 1/1/21 |  |  | PHYSIOLOGIC MONITOR MODULES, MULTIPARAMETER | Module, Multi-Parameter | MODULEMULTIPARAMETER-Philips-M3001A | MODULEMULTIPARAMETER | M3001A |  |  |  | Philips | Module, Multi-Parameter |  | MODULEMULTIPARAMETER-Philips-M3001A |  | 12/14/16 |  | MMP-A | Covered PM Repair - Biomedical | MHHS-Katy | [8 empty] | MODULEMULTIPARAMETER | Module, Multi-Parameter | Philips
NO | YES |  |  |  | 133-08857 | 133-08857 | Philips Medical Systems Cardiac and Monitoring Syste | M3001A |  | DE5220EJ2G | Katy-ER | MHHS-Katy |  | Module, Multi-Parameter |  | 133-08857 | 133-08857 | Katy | MHHS-Katy | Katy-ER | ER | 7/1/19 | 7/1/20 |  |  | PHYSIOLOGIC MONITOR MODULES, MULTIPARAMETER | Module, Multi-Parameter | MODULEMULTIPARAMETER-Philips-M3001A | MODULEMULTIPARAMETER | M3001A |  |  |  | Philips | Module, Multi-Parameter |  | MODULEMULTIPARAMETER-Philips-M3001A |  |  |  | MMP-A | Clinical Miscellaneous | MHHS-Katy | [8 empty] | MODULEMULTIPARAMETER | Module, Multi-Parameter | Philips
NO | YES |  |  |  | 133-07853 | 133-07853 | Philips Medical Systems Cardiac and Monitoring Syste | M3001A |  | DE907V3230 | Katy-ER | MHHS-Katy |  | Module, Multi-Parameter |  | 133-07853 | 133-07853 | Katy | MHHS-Katy | Katy-ER | Katy - ER | 11/1/18 |  |  |  | PHYSIOLOGIC MONITOR MODULES, MULTIPARAMETER | Module, Multi-Parameter | MODULEMULTIPARAMETER-Philips-M3001A | MODULEMULTIPARAMETER | M3001A |  |  |  | Philips | Module, Multi-Parameter |  | MODULEMULTIPARAMETER-Philips-M3001A |  | 12/11/16 |  | MMP-A | Covered PM Repair - Biomedical | MHHS-Katy | [8 empty] | MODULEMULTIPARAMETER | Module, Multi-Parameter | Philips
NO | YES |  |  |  | 133-07167 | 133-07167 | Philips Medical Systems Cardiac and Monitoring Syste | M3001A |  | DE907U1437 | Katy-IMU | MHHS-Katy |  | Module, Multi-Parameter |  | 133-07167 | 133-07167 | Katy | MHHS-Katy | Katy-IMU | Room IMU 11 | 8/1/19 | 8/1/20 |  |  | PHYSIOLOGIC MONITOR MODULES, MULTIPARAMETER | Module, Multi-Parameter | MODULEMULTIPARAMETER-Philips-M3001A | MODULEMULTIPARAMETER | M3001A |  |  |  | Philips | Module, Multi-Parameter |  | MODULEMULTIPARAMETER-Philips-M3001A |  | 12/11/16 |  | MMP-A | Covered PM Repair - Biomedical | MHHS-Katy | [8 empty] | MODULEMULTIPARAMETER | Module, Multi-Parameter | Philips
NO | YES |  |  |  | 133-07168 | 133-07168 | Philips Medical Systems Cardiac and Monitoring Syste | M3001A |  | DE907U1430 | Katy-IMU | MHHS-Katy |  | Module, Multi-Parameter |  | 133-07168 | 133-07168 | Katy | MHHS-Katy | Katy-IMU | IMU | 9/1/19 | 9/1/20 |  |  | PHYSIOLOGIC MONITOR MODULES, MULTIPARAMETER | Module, Multi-Parameter | MODULEMULTIPARAMETER-Philips-M3001A | MODULEMULTIPARAMETER | M3001A |  |  |  | Philips | Module, Multi-Parameter |  | MODULEMULTIPARAMETER-Philips-M3001A |  | 3/20/17 |  | MMP-A | Covered PM Repair - Biomedical | MHHS-Katy | [8 empty] | MODULEMULTIPARAMETER | Module, Multi-Parameter | Philips
NO | YES |  |  |  | 133-07796 | 133-07796 | Philips Medical Systems Cardiac and Monitoring Syste | M3001A |  | DE907V4252 | Katy-IMU | MHHS-Katy |  | Module, Multi-Parameter |  | 133-07796 | 133-07796 | Katy | MHHS-Katy | Katy-IMU | IMU | 7/1/19 | 7/1/20 |  |  | PHYSIOLOGIC MONITOR MODULES, MULTIPARAMETER | Module, Multi-Parameter | MODULEMULTIPARAMETER-Philips-M3001A | MODULEMULTIPARAMETER | M3001A |  |  |  | Philips | Module, Multi-Parameter |  | MODULEMULTIPARAMETER-Philips-M3001A |  | 6/1/20 |  | MMP-A | Clinical Miscellaneous | MHHS-Katy | [8 empty] | MODULEMULTIPARAMETER | Module, Multi-Parameter | Philips
NO | YES |  |  |  | 133-07797 | 133-07797 | Philips Medical Systems Cardiac and Monitoring Syste | M3001A |  | DE907V4213 | Katy-IMU | MHHS-Katy |  | Module, Multi-Parameter |  | 133-07797 | 133-07797 | Katy | MHHS-Katy | Katy-IMU | IMU | 10/1/19 | 10/1/20 |  |  | PHYSIOLOGIC MONITOR MODULES, MULTIPARAMETER | Module, Multi-Parameter | MODULEMULTIPARAMETER-Philips-M3001A | MODULEMULTIPARAMETER | M3001A |  |  |  | Philips | Module, Multi-Parameter |  | MODULEMULTIPARAMETER-Philips-M3001A |  | 1/1/21 |  | MMP-A | Clinical Miscellaneous | MHHS-Katy | [8 empty] | MODULEMULTIPARAMETER | Module, Multi-Parameter | Philips
NO | YES |  |  |  | 133-07798 | 133-07798 | Philips Medical Systems Cardiac and Monitoring Syste | M3001A |  | DE907V4120 | Katy-IMU | MHHS-Katy |  | Module, Multi-Parameter |  | 133-07798 | 133-07798 | Katy | MHHS-Katy | Katy-IMU | Room 16 | 5/1/19 | 5/1/20 |  |  | PHYSIOLOGIC MONITOR MODULES, MULTIPARAMETER | Module, Multi-Parameter | MODULEMULTIPARAMETER-Philips-M3001A | MODULEMULTIPARAMETER | M3001A |  |  |  | Philips | Module, Multi-Parameter |  | MODULEMULTIPARAMETER-Philips-M3001A |  | 1/1/21 |  | MMP-A | Clinical Miscellaneous | MHHS-Katy | [8 empty] | MODULEMULTIPARAMETER | Module, Multi-Parameter | Philips
NO | YES |  |  |  | 133-07833 | 133-07833 | Philips Medical Systems Cardiac and Monitoring Syste | M3001A |  | DE907V4109 | Katy-IMU | MHHS-Katy |  | Module, Multi-Parameter |  | 133-07833 | 133-07833 | Katy | MHHS-Katy | Katy-IMU | Room IMU 4 | 7/1/19 | 7/1/20 |  |  | PHYSIOLOGIC MONITOR MODULES, MULTIPARAMETER | Module, Multi-Parameter | MODULEMULTIPARAMETER-Philips-M3001A | MODULEMULTIPARAMETER | M3001A |  |  |  | Philips | Module, Multi-Parameter |  | MODULEMULTIPARAMETER-Philips-M3001A |  | 1/16/21 |  | MMP-A | Clinical Miscellaneous | MHHS-Katy | [8 empty] | MODULEMULTIPARAMETER | Module, Multi-Parameter | Philips
NO | YES |  |  |  | 133-07839 | 133-07839 | Philips Medical Systems Cardiac and Monitoring Syste | M3001A |  | DE907V3242 | Katy-IMU | MHHS-Katy |  | Module, Multi-Parameter |  | 133-07839 | 133-07839 | Katy | MHHS-Katy | Katy-IMU | IMU 12 | 12/1/19 | 12/1/20 |  |  | PHYSIOLOGIC MONITOR MODULES, MULTIPARAMETER | Module, Multi-Parameter | MODULEMULTIPARAMETER-Philips-M3001A | MODULEMULTIPARAMETER | M3001A |  |  |  | Philips | Module, Multi-Parameter |  | MODULEMULTIPARAMETER-Philips-M3001A |  | 2/18/20 |  | MMP-A | Clinical Miscellaneous | MHHS-Katy | [8 empty] | MODULEMULTIPARAMETER | Module, Multi-Parameter | Philips
NO | YES |  |  |  | 133-08720 | 133-08720 | Philips Medical Systems Cardiac and Monitoring Syste | M3001A |  | DE9070B3JL | Katy-IMU | MHHS-Katy |  | Module, Multi-Parameter |  | 133-08720 | 133-08720 | Katy | MHHS-Katy | Katy-IMU | IMU Room 9 | 9/1/19 | 9/1/20 |  |  | PHYSIOLOGIC MONITOR MODULES, MULTIPARAMETER | Module, Multi-Parameter | MODULEMULTIPARAMETER-Philips-M3001A | MODULEMULTIPARAMETER | M3001A |  |  |  | Philips | Module, Multi-Parameter |  | MODULEMULTIPARAMETER-Philips-M3001A |  | 10/1/21 |  | MMP-A | Clinical Miscellaneous | MHHS-Katy | [8 empty] | MODULEMULTIPARAMETER | Module, Multi-Parameter | Philips
NO | YES |  |  |  | 133-09210 | 133-09210 | Philips Medical Systems Cardiac and Monitoring Syste | M3001A |  | DE632G8023 | Katy-IMU | MHHS-Katy |  | Module, Multi-Parameter |  | 133-09210 | 133-09210 | Katy | MHHS-Katy | Katy-IMU | Room IMU 3 | 9/1/19 | 9/1/20 |  |  | PHYSIOLOGIC MONITOR MODULES, MULTIPARAMETER | Module, Multi-Parameter | MODULEMULTIPARAMETER-Philips-M3001A | MODULEMULTIPARAMETER | M3001A |  |  |  | Philips | Module, Multi-Parameter |  | MODULEMULTIPARAMETER-Philips-M3001A |  | 10/1/21 |  | MMP-A | Clinical Miscellaneous | MHHS-Katy | [8 empty] | MODULEMULTIPARAMETER | Module, Multi-Parameter | Philips
NO | YES |  |  |  | 133-09212 | 133-09212 | Philips Medical Systems Cardiac and Monitoring Syste | M3001A |  | DE907X7760 | Katy-IMU | MHHS-Katy |  | Module, Multi-Parameter |  | 133-09212 | 133-09212 | Katy | MHHS-Katy | Katy-IMU | IMU | 10/1/18 | 10/1/19 |  |  | PHYSIOLOGIC MONITOR MODULES, MULTIPARAMETER | Module, Multi-Parameter | MODULEMULTIPARAMETER-Philips-M3001A | MODULEMULTIPARAMETER | M3001A |  |  |  | Philips | Module, Multi-Parameter |  | MODULEMULTIPARAMETER-Philips-M3001A |  | 10/1/21 |  | MMP-A | Clinical Miscellaneous | MHHS-Katy | [8 empty] | MODULEMULTIPARAMETER | Module, Multi-Parameter | Philips
NO | YES |  |  |  | 133-09997 | 133-09997 | Philips Medical Systems Cardiac and Monitoring Syste | M3001A |  | DE6520HCYZ | Katy-IMU | MHHS-Katy |  | Module, Multi-Parameter |  | 133-09997 | 133-09997 | Katy | MHHS-Katy | Katy-IMU | Room 20 | 5/1/19 | 5/1/20 |  |  | PHYSIOLOGIC MONITOR MODULES, MULTIPARAMETER | Module, Multi-Parameter | MODULEMULTIPARAMETER-Philips-M3001A | MODULEMULTIPARAMETER | M3001A |  |  |  | Philips | Module, Multi-Parameter |  | MODULEMULTIPARAMETER-Philips-M3001A |  | 12/14/16 |  | MMP-A | Covered PM Repair - Biomedical | MHHS-Katy | [8 empty] | MODULEMULTIPARAMETER | Module, Multi-Parameter | Philips
NO | YES |  |  |  | 133-09998 | 133-09998 | Philips Medical Systems Cardiac and Monitoring Syste | M3001A |  | DE6520HCYV | Katy-IMU | MHHS-Katy |  | Module, Multi-Parameter |  | 133-09998 | 133-09998 | Katy | MHHS-Katy | Katy-IMU | Room IMU 7 | 7/1/19 | 7/1/20 |  |  | PHYSIOLOGIC MONITOR MODULES, MULTIPARAMETER | Module, Multi-Parameter | MODULEMULTIPARAMETER-Philips-M3001A | MODULEMULTIPARAMETER | M3001A |  |  |  | Philips | Module, Multi-Parameter |  | MODULEMULTIPARAMETER-Philips-M3001A |  | 12/14/16 |  | MMP-A | Covered PM Repair - Biomedical | MHHS-Katy | [8 empty] | MODULEMULTIPARAMETER | Module, Multi-Parameter | Philips
NO | YES |  |  |  | 133-09999 | 133-09999 | Philips Medical Systems Cardiac and Monitoring Syste | M3001A |  | DE6520HCYU | Katy-IMU | MHHS-Katy |  | Module, Multi-Parameter |  | 133-09999 | 133-09999 | Katy | MHHS-Katy | Katy-IMU | IMU Room 19 | 5/1/19 | 5/1/20 |  |  | PHYSIOLOGIC MONITOR MODULES, MULTIPARAMETER | Module, Multi-Parameter | MODULEMULTIPARAMETER-Philips-M3001A | MODULEMULTIPARAMETER | M3001A |  |  |  | Philips | Module, Multi-Parameter |  | MODULEMULTIPARAMETER-Philips-M3001A |  | 12/14/16 |  | MMP-A | Covered PM Repair - Biomedical | MHHS-Katy | [8 empty] | MODULEMULTIPARAMETER | Module, Multi-Parameter | Philips
NO | YES |  |  |  | 133-10000 | 133-10000 | Philips Medical Systems Cardiac and Monitoring Syste | M3001A |  | DE6520HCYW | Katy-IMU | MHHS-Katy |  | Module, Multi-Parameter |  | 133-10000 | 133-10000 | Katy | MHHS-Katy | Katy-IMU | Room 17 | 8/1/19 | 8/1/20 |  |  | PHYSIOLOGIC MONITOR MODULES, MULTIPARAMETER | Module, Multi-Parameter | MODULEMULTIPARAMETER-Philips-M3001A | MODULEMULTIPARAMETER | M3001A |  |  |  | Philips | Module, Multi-Parameter |  | MODULEMULTIPARAMETER-Philips-M3001A |  | 12/14/16 |  | MMP-A | Covered PM Repair - Biomedical | MHHS-Katy | [8 empty] | MODULEMULTIPARAMETER | Module, Multi-Parameter | Philips
NO | YES |  |  |  | 133-10001 | 133-10001 | Philips Medical Systems Cardiac and Monitoring Syste | M3001A |  | DE6520HCZ0 | Katy-IMU | MHHS-Katy |  | Module, Multi-Parameter |  | 133-10001 | 133-10001 | Katy | MHHS-Katy | Katy-IMU | Room 19 | 6/1/19 | 6/1/20 |  |  | PHYSIOLOGIC MONITOR MODULES, MULTIPARAMETER | Module, Multi-Parameter | MODULEMULTIPARAMETER-Philips-M3001A | MODULEMULTIPARAMETER | M3001A |  |  |  | Philips | Module, Multi-Parameter |  | MODULEMULTIPARAMETER-Philips-M3001A |  | 12/14/16 |  | MMP-A | Covered PM Repair - Biomedical | MHHS-Katy | [8 empty] | MODULEMULTIPARAMETER | Module, Multi-Parameter | Philips
NO | YES |  |  |  | 133-10198 | 133-10198 | Philips Medical Systems Cardiac and Monitoring Syste | M3001A |  | DE6520H98R | Katy-IMU | MHHS-Katy |  | Module, Multi-Parameter |  | 133-10198 | 133-10198 | Katy | MHHS-Katy | Katy-IMU | IMU 14 | 3/1/19 | 3/1/20 |  |  | PHYSIOLOGIC MONITOR MODULES, MULTIPARAMETER | Module, Multi-Parameter | MODULEMULTIPARAMETER-Philips-M3001A | MODULEMULTIPARAMETER | M3001A |  |  |  | Philips | Module, Multi-Parameter |  | MODULEMULTIPARAMETER-Philips-M3001A |  | 12/21/16 |  | MMP-A | Covered PM Repair - Biomedical | MHHS-Katy | [8 empty] | MODULEMULTIPARAMETER | Module, Multi-Parameter | Philips
NO | YES |  |  |  | 133-10199 | 133-10199 | Philips Medical Systems Cardiac and Monitoring Syste | M3001A |  | DE6520H98U | Katy-IMU | MHHS-Katy |  | Module, Multi-Parameter |  | 133-10199 | 133-10199 | Katy | MHHS-Katy | Katy-IMU | IMU Room 13 | 3/1/19 | 3/1/20 |  |  | PHYSIOLOGIC MONITOR MODULES, MULTIPARAMETER | Module, Multi-Parameter | MODULEMULTIPARAMETER-Philips-M3001A | MODULEMULTIPARAMETER | M3001A |  |  |  | Philips | Module, Multi-Parameter |  | MODULEMULTIPARAMETER-Philips-M3001A |  | 12/21/16 |  | MMP-A | Covered PM Repair - Biomedical | MHHS-Katy | [8 empty] | MODULEMULTIPARAMETER | Module, Multi-Parameter | Philips
NO | YES |  |  |  | 133-10200 | 133-10200 | Philips Medical Systems Cardiac and Monitoring Syste | M3001A |  | DE6520H98V | Katy-IMU | MHHS-Katy |  | Module, Multi-Parameter |  | 133-10200 | 133-10200 | Katy | MHHS-Katy | Katy-IMU | Room 15 | 2/1/19 | 2/1/21 |  |  | PHYSIOLOGIC MONITOR MODULES, MULTIPARAMETER | Module, Multi-Parameter | MODULEMULTIPARAMETER-Philips-M3001A | MODULEMULTIPARAMETER | M3001A |  |  |  | Philips | Module, Multi-Parameter |  | MODULEMULTIPARAMETER-Philips-M3001A |  | 3/19/21 |  | MMP-A | Not Covered Vendor Only - Biomedical | MHHS-Katy | [8 empty] | MODULEMULTIPARAMETER | Module, Multi-Parameter | Philips
NO | YES |  |  |  | 133-02593 | 133-02593 | Philips Medical Systems Cardiac and Monitoring Syste | M3001A |  | DE51290531 | Katy-Nursery | MHHS-Katy |  | Module, Multi-Parameter |  | 133-02593 | 133-02593 | Katy | MHHS-Katy | Katy-Nursery | Blood gas room | 9/1/19 | 9/1/20 |  |  | PHYSIOLOGIC MONITOR MODULES, MULTIPARAMETER | Module, Multi-Parameter | MODULEMULTIPARAMETER-Philips-M3001A | MODULEMULTIPARAMETER | M3001A |  |  |  | Philips | Module, Multi-Parameter |  | MODULEMULTIPARAMETER-Philips-M3001A |  | 1/3/17 |  | MMP-A | Covered PM Repair - Biomedical | MHHS-Katy | [8 empty] | MODULEMULTIPARAMETER | Module, Multi-Parameter | Philips
NO | YES |  |  |  | 133-06945 | 133-06945 | Philips Medical Systems Cardiac and Monitoring Syste | M3001A |  | DE907U5825 | Katy-NICU | MHHS-Katy |  | Module, Multi-Parameter |  | 133-06945 | 133-06945 | Katy | MHHS-Katy | Katy-NICU | NICU 309 | 8/1/19 | 8/1/20 |  |  | PHYSIOLOGIC MONITOR MODULES, MULTIPARAMETER | Module, Multi-Parameter | MODULEMULTIPARAMETER-Philips-M3001A | MODULEMULTIPARAMETER | M3001A |  |  |  | Philips | Module, Multi-Parameter |  | MODULEMULTIPARAMETER-Philips-M3001A |  | 3/19/21 |  | MMP-A | Clinical Miscellaneous | MHHS-Katy | [8 empty] | MODULEMULTIPARAMETER | Module, Multi-Parameter | Philips
NO | YES |  |  |  | 133-07404 | 133-07404 | Philips Medical Systems Cardiac and Monitoring Syste | M3001A |  | DE907W4927 | Katy-Nursery | MHHS-Katy |  | Module, Multi-Parameter |  | 133-07404 | 133-07404 | Katy | MHHS-Katy | Katy-Nursery | Nursery level 2 | 8/1/19 | 8/1/20 |  |  | PHYSIOLOGIC MONITOR MODULES, MULTIPARAMETER | Module, Multi-Parameter | MODULEMULTIPARAMETER-Philips-M3001A | MODULEMULTIPARAMETER | M3001A |  |  |  | Philips | Module, Multi-Parameter |  | MODULEMULTIPARAMETER-Philips-M3001A |  | 3/19/21 |  | MMP-A | Clinical Miscellaneous | MHHS-Katy | [8 empty] | MODULEMULTIPARAMETER | Module, Multi-Parameter | Philips
NO | YES |  |  |  | 133-07795 | 133-07795 | Philips Medical Systems Cardiac and Monitoring Syste | M3001A |  | DE907V4243 | KATY - NICU | MHHS-Katy |  | Module, Multi-Parameter |  | 133-07795 | 133-07795 | Katy |  | KATY - NICU | [5 empty] | PHYSIOLOGIC MONITOR MODULES, MULTIPARAMETER |  | MODULEMULTIPARAMETER-Philips-M3001A | MODULEMULTIPARAMETER | M3001A |  |  |  | Philips | Module, Multi-Parameter |  | MODULEMULTIPARAMETER-Philips-M3001A |  |  |  |  | Covered PM Repair - Biomedical | MHHS-Katy
NO | YES |  |  |  | 133-07799 | 133-07799 | Philips Medical Systems Cardiac and Monitoring Syste | M3001A |  | DE907V4148 | Katy-Med/Surg 5th Floor | MHHS-Katy |  | Module, Multi-Parameter |  | 133-07799 | 133-07799 | Katy | MHHS-Katy | Katy-Med/Surg 5th Floor | Nursery level 2 | 8/1/19 | 8/1/20 |  |  | PHYSIOLOGIC MONITOR MODULES, MULTIPARAMETER | Module, Multi-Parameter | MODULEMULTIPARAMETER-Philips-M3001A | MODULEMULTIPARAMETER | M3001A |  |  |  | Philips | Module, Multi-Parameter |  | MODULEMULTIPARAMETER-Philips-M3001A |  |  |  | MMP-A | Covered PM Repair - Biomedical | MHHS-Katy | [8 empty] | MODULEMULTIPARAMETER | Module, Multi-Parameter | Philips
NO | YES |  |  |  | 133-07812 | 133-07812 | Philips Medical Systems Cardiac and Monitoring Syste | M3001A |  | DE907V4239 | Katy-Postpartum-2W | MHHS-Katy |  | Module, Multi-Parameter |  | 133-07812 | 133-07812 | Katy | MHHS-Katy | Katy-Postpartum-2W | C-Section 1 | 8/1/19 | 8/1/20 |  |  | PHYSIOLOGIC MONITOR MODULES, MULTIPARAMETER | Module, Multi-Parameter | MODULEMULTIPARAMETER-Philips-M3001A | MODULEMULTIPARAMETER | M3001A |  |  |  | Philips | Module, Multi-Parameter |  | MODULEMULTIPARAMETER-Philips-M3001A |  |  |  | MMP-A | Covered PM Repair - Biomedical | MHHS-Katy | [8 empty] | MODULEMULTIPARAMETER | Module, Multi-Parameter | Philips
NO | YES |  |  |  | 133-07815 | 133-07815 | Philips Medical Systems Cardiac and Monitoring Syste | M3001A |  | DE907V4116 | Katy-Nursery | MHHS-Katy |  | Module, Multi-Parameter |  | 133-07815 | 133-07815 | Katy | MHHS-Katy | Katy-Nursery | NICU | 8/1/19 | 8/1/20 |  |  | PHYSIOLOGIC MONITOR MODULES, MULTIPARAMETER | Module, Multi-Parameter | MODULEMULTIPARAMETER-Philips-M3001A | MODULEMULTIPARAMETER | M3001A |  |  |  | Philips | Module, Multi-Parameter |  | MODULEMULTIPARAMETER-Philips-M3001A |  | 2/2/20 |  | MMP-A | Not Covered Vendor Only - Biomedical | MHHS-Katy | [8 empty] | MODULEMULTIPARAMETER | Module, Multi-Parameter | Philips
NO | YES |  |  |  | 133-07830 | 133-07830 | Philips Medical Systems Cardiac and Monitoring Syste | M3001A |  | DE907V3021 | Katy-NICU | MHHS-Katy |  | Module, Multi-Parameter |  | 133-07830 | 133-07830 | Katy | MHHS-Katy | Katy-NICU | 305B | 8/1/19 | 8/1/20 |  |  | PHYSIOLOGIC MONITOR MODULES, MULTIPARAMETER | Module, Multi-Parameter | MODULEMULTIPARAMETER-Philips-M3001A | MODULEMULTIPARAMETER | M3001A |  |  |  | Philips | Module, Multi-Parameter |  | MODULEMULTIPARAMETER-Philips-M3001A |  | 2/2/20 |  | MMP-A | Not Covered Vendor Only - Biomedical | MHHS-Katy | [8 empty] | MODULEMULTIPARAMETER | Module, Multi-Parameter | Philips
NO | YES |  |  |  | 133-07831 | 133-07831 | Philips Medical Systems Cardiac and Monitoring Syste | M3001A |  | DE907V2822 | KATY - NICU | MHHS-Katy |  | Module, Multi-Parameter |  | 133-07831 | 133-07831 | Katy |  | KATY - NICU | [5 empty] | PHYSIOLOGIC MONITOR MODULES, MULTIPARAMETER |  | MODULEMULTIPARAMETER-Philips-M3001A | MODULEMULTIPARAMETER | M3001A |  |  |  | Philips | Module, Multi-Parameter |  | MODULEMULTIPARAMETER-Philips-M3001A |  |  |  |  | Not Covered Vendor Only - Biomedical | MHHS-Katy
NO | YES |  |  |  | 133-07832 | 133-07832 | Philips Medical Systems Cardiac and Monitoring Syste | M3001A |  | DE907T9807 | Katy-Postpartum-2W | MHHS-Katy |  | Module, Multi-Parameter |  | 133-07832 | 133-07832 | Katy | MHHS-Katy | Katy-Postpartum-2W | C-Section 2 | 8/1/19 | 8/1/20 |  |  | PHYSIOLOGIC MONITOR MODULES, MULTIPARAMETER | Module, Multi-Parameter | MODULEMULTIPARAMETER-Philips-M3001A | MODULEMULTIPARAMETER | M3001A |  |  |  | Philips | Module, Multi-Parameter |  | MODULEMULTIPARAMETER-Philips-M3001A |  | 2/2/20 |  | MMP-A | Not Covered Vendor Only - Biomedical | MHHS-Katy | [8 empty] | MODULEMULTIPARAMETER | Module, Multi-Parameter | Philips
NO | YES |  |  |  | 133-07835 | 133-07835 | Philips Medical Systems Cardiac and Monitoring Syste | M3001A |  | DE907V3246 | Katy-NICU | MHHS-Katy |  | Module, Multi-Parameter |  | 133-07835 | 133-07835 | Katy | MHHS-Katy | Katy-NICU | E311 | 8/1/19 | 8/1/20 |  |  | PHYSIOLOGIC MONITOR MODULES, MULTIPARAMETER | Module, Multi-Parameter | MODULEMULTIPARAMETER-Philips-M3001A | MODULEMULTIPARAMETER | M3001A |  |  |  | Philips | Module, Multi-Parameter |  | MODULEMULTIPARAMETER-Philips-M3001A |  | 2/2/20 |  | MMP-A | Not Covered Vendor Only - Biomedical | MHHS-Katy | [8 empty] | MODULEMULTIPARAMETER | Module, Multi-Parameter | Philips
NO | YES |  |  |  | 133-09216 | 133-09216 | Philips Medical Systems Cardiac and Monitoring Syste | M3001A |  | DE9070BDMM | Katy-NICU | MHHS-Katy |  | Module, Multi-Parameter |  | 133-09216 | 133-09216 | Katy | MHHS-Katy | Katy-NICU | NICU 310B | 8/1/19 | 8/1/20 |  |  | PHYSIOLOGIC MONITOR MODULES, MULTIPARAMETER | Module, Multi-Parameter | MODULEMULTIPARAMETER-Philips-M3001A | MODULEMULTIPARAMETER | M3001A |  |  |  | Philips | Module, Multi-Parameter |  | MODULEMULTIPARAMETER-Philips-M3001A |  | 2/2/20 |  | MMP-A | Not Covered Vendor Only - Biomedical | MHHS-Katy | [8 empty] | MODULEMULTIPARAMETER | Module, Multi-Parameter | Philips
NO | YES |  |  |  | 133-09220 | 133-09220 | Philips Medical Systems Cardiac and Monitoring Syste | M3001A |  | DE907Z3249 | E3 NICU 111 | MHHS-Katy |  | Module, Multi-Parameter |  | 133-09220 | 133-09220 | West | Memorial Hermann - Katy Location | E3 NICU 111 | E311B |  |  |  |  | PHYSIOLOGIC MONITOR MODULES, MULTIPARAMETER |  | MODULEMULTIPARAMETER-Philips-M3001A | MODULEMULTIPARAMETER | M3001A |  |  |  | Philips | Module, Multi-Parameter |  | MODULEMULTIPARAMETER-Philips-M3001A |  |  |  |  | Not Covered Vendor Only - Biomedical | MHHS-Katy
NO | YES |  |  |  | 133-09222 | 133-09222 | Philips Medical Systems Cardiac and Monitoring Syste | M3001A |  | DE717L5238 | Katy-Labor & Delivery OR | MHHS-Katy |  | Module, Multi-Parameter |  | 133-09222 | 133-09222 | Katy | MHHS-Katy | Katy-Labor & Delivery OR | L and D 5 | 10/1/19 | 10/1/20 |  |  | PHYSIOLOGIC MONITOR MODULES, MULTIPARAMETER | Module, Multi-Parameter | MODULEMULTIPARAMETER-Philips-M3001A | MODULEMULTIPARAMETER | M3001A |  |  |  | Philips | Module, Multi-Parameter |  | MODULEMULTIPARAMETER-Philips-M3001A |  | 2/2/20 |  | MMP-A | Not Covered Vendor Only - Biomedical | MHHS-Katy | [8 empty] | MODULEMULTIPARAMETER | Module, Multi-Parameter | Philips
NO | YES |  |  |  | 133-09226 | 133-09226 | Philips Medical Systems Cardiac and Monitoring Syste | M3001A |  | DE9070BTBB | Katy-Nursery | MHHS-Katy |  | Module, Multi-Parameter |  | 133-09226 | 133-09226 | Katy | MHHS-Katy | Katy-Nursery | E311 | 8/1/19 | 8/1/20 |  |  | PHYSIOLOGIC MONITOR MODULES, MULTIPARAMETER | Module, Multi-Parameter | MODULEMULTIPARAMETER-Philips-M3001A | MODULEMULTIPARAMETER | M3001A |  |  |  | Philips | Module, Multi-Parameter |  | MODULEMULTIPARAMETER-Philips-M3001A |  | 8/5/20 |  | MMP-A | Covered PM Repair - Biomedical | MHHS-Katy | [8 empty] | MODULEMULTIPARAMETER | Module, Multi-Parameter | Philips
NO | YES |  |  |  | 133-07169 | 133-07169 | Philips Medical Systems Cardiac and Monitoring Syste | M3001A |  | DE907U1416 | Katy-NICU | MHHS-Katy |  | Module, Multi-Parameter |  | 133-07169 | 133-07169 | Katy | MHHS-Katy | Katy-NICU | NICU 309 | 8/1/19 | 8/1/20 |  |  | PHYSIOLOGIC MONITOR MODULES, MULTIPARAMETER | Module, Multi-Parameter | MODULEMULTIPARAMETER-Philips-M3001A | MODULEMULTIPARAMETER | M3001A |  |  |  | Philips | Module, Multi-Parameter |  | MODULEMULTIPARAMETER-Philips-M3001A |  | 8/3/19 |  | MMP-A | Covered PM Repair - Biomedical | MHHS-Katy | [8 empty] | MODULEMULTIPARAMETER | Module, Multi-Parameter | Philips
NO | YES |  |  |  | 133-07789 | 133-07789 | Philips Medical Systems Cardiac and Monitoring Syste | M3001A |  | DE907V4238 | Katy-Nursery | MHHS-Katy |  | Module, Multi-Parameter |  | 133-07789 | 133-07789 | Katy | MHHS-Katy | Katy-Nursery | NICU 305A | 8/1/19 | 8/1/20 |  |  | PHYSIOLOGIC MONITOR MODULES, MULTIPARAMETER | Module, Multi-Parameter | MODULEMULTIPARAMETER-Philips-M3001A | MODULEMULTIPARAMETER | M3001A |  |  |  | Philips | Module, Multi-Parameter |  | MODULEMULTIPARAMETER-Philips-M3001A |  | 6/29/20 |  | MMP-A | Clinical Miscellaneous | MHHS-Katy | [8 empty] | MODULEMULTIPARAMETER | Module, Multi-Parameter | Philips
NO | YES |  |  |  | 133-07790 | 133-07790 | Philips Medical Systems Cardiac and Monitoring Syste | M3001A |  | DE907V4217 | Katy-OR | MHHS-Katy |  | Module, Multi-Parameter |  | 133-07790 | 133-07790 | Katy | MHHS-Katy | Katy-OR | Bio med shop | 8/1/19 | 8/1/20 |  |  | PHYSIOLOGIC MONITOR MODULES, MULTIPARAMETER | Module, Multi-Parameter | MODULEMULTIPARAMETER-Philips-M3001A | MODULEMULTIPARAMETER | M3001A |  |  |  | Philips | Module, Multi-Parameter |  | MODULEMULTIPARAMETER-Philips-M3001A |  | 8/1/20 |  | MMP-A | Not Covered Vendor Only - Biomedical | MHHS-Katy | [8 empty] | MODULEMULTIPARAMETER | Module, Multi-Parameter | Philips
NO | YES |  |  |  | 133-07813 | 133-07813 | Philips Medical Systems Cardiac and Monitoring Syste | M3001A |  | DE907V4263 | Katy-Nursery | MHHS-Katy |  | Module, Multi-Parameter |  | 133-07813 | 133-07813 | Katy | MHHS-Katy | Katy-Nursery | ER | 1/1/20 |  | 1/1/21 |  | PHYSIOLOGIC MONITOR MODULES, MULTIPARAMETER | Module, Multi-Parameter | MODULEMULTIPARAMETER-Philips-M3001A | MODULEMULTIPARAMETER | M3001A |  |  |  | Philips | Module, Multi-Parameter |  | MODULEMULTIPARAMETER-Philips-M3001A |  | 2/8/19 |  | MMP-A | Covered PM Repair - Biomedical | MHHS-Katy | [8 empty] | MODULEMULTIPARAMETER | Module, Multi-Parameter | Philips
NO | YES |  |  |  | 133-09206 | 133-09206 | Philips Medical Systems Cardiac and Monitoring Syste | M3001A |  | DE9070BFYK | KATY - NICU | MHHS-Katy |  | Module, Multi-Parameter |  | 133-09206 | 133-09206 | Katy |  | KATY - NICU | [5 empty] | PHYSIOLOGIC MONITOR MODULES, MULTIPARAMETER |  | MODULEMULTIPARAMETER-Philips-M3001A | MODULEMULTIPARAMETER | M3001A |  |  |  | Philips | Module, Multi-Parameter |  | MODULEMULTIPARAMETER-Philips-M3001A |  |  |  |  | Covered PM Repair - Biomedical | MHHS-Katy
NO | YES |  |  |  | 133-09208 | 133-09208 | Philips Medical Systems Cardiac and Monitoring Syste | M3001A |  | DE9070AVJO | Katy-Nursery | MHHS-Katy |  | Module, Multi-Parameter |  | 133-09208 | 133-09208 | Katy | MHHS-Katy | Katy-Nursery | NICU | 8/1/19 | 8/1/20 |  |  | PHYSIOLOGIC MONITOR MODULES, MULTIPARAMETER | Module, Multi-Parameter | MODULEMULTIPARAMETER-Philips-M3001A | MODULEMULTIPARAMETER | M3001A |  |  |  | Philips | Module, Multi-Parameter |  | MODULEMULTIPARAMETER-Philips-M3001A |  | 10/15/20 |  | MMP-A | Covered PM Repair - Biomedical | MHHS-Katy | [8 empty] | MODULEMULTIPARAMETER | Module, Multi-Parameter | Philips
NO | YES |  |  |  | 133-09228 | 133-09228 | Philips Medical Systems Cardiac and Monitoring Syste | M3001A |  | DE9070BTLE | Katy-Biomedical Services | MHHS-Katy |  | Module, Multi-Parameter |  | 133-09228 | 133-09228 | Katy | MHHS-Katy | Katy-Biomedical Services | Biomed shop | 8/1/19 | 8/1/20 |  |  | PHYSIOLOGIC MONITOR MODULES, MULTIPARAMETER | Module, Multi-Parameter | MODULEMULTIPARAMETER-Philips-M3001A | MODULEMULTIPARAMETER | M3001A |  |  |  | Philips | Module, Multi-Parameter |  | MODULEMULTIPARAMETER-Philips-M3001A |  |  |  | MMP-A | Covered PM Repair - Biomedical | MHHS-Katy | [8 empty] | MODULEMULTIPARAMETER | Module, Multi-Parameter | Philips
NO | YES |  |  |  | 133-09204 | 133-09204 | Philips Medical Systems Cardiac and Monitoring Syste | M3001A |  | DE9070BFZL | Katy-Ob Special Observation-3E | MHHS-Katy |  | Module, Multi-Parameter |  | 133-09204 | 133-09204 | Katy | MHHS-Katy | Katy-Ob Special Observation-3E | Pediatrics | 10/1/19 | 10/1/20 |  |  | PHYSIOLOGIC MONITOR MODULES, MULTIPARAMETER | Module, Multi-Parameter | MODULEMULTIPARAMETER-Philips-M3001A | MODULEMULTIPARAMETER | M3001A |  |  |  | Philips | Module, Multi-Parameter |  | MODULEMULTIPARAMETER-Philips-M3001A |  | 12/11/16 |  | MMP-A | Covered PM Repair - Biomedical | MHHS-Katy | [8 empty] | MODULEMULTIPARAMETER | Module, Multi-Parameter | Philips
NO | YES |  |  |  | 133-09218 | 133-09218 | Philips Medical Systems Cardiac and Monitoring Syste | M3001A |  | DE717L4919 | Katy-Central Supply | MHHS-Katy |  | Module, Multi-Parameter |  | 133-09218 | 133-09218 | Katy | MHHS-Katy | Katy-Central Supply | Pediatrics | 10/1/19 | 10/1/20 |  |  | PHYSIOLOGIC MONITOR MODULES, MULTIPARAMETER | Module, Multi-Parameter | MODULEMULTIPARAMETER-Philips-M3001A | MODULEMULTIPARAMETER | M3001A |  |  |  | Philips | Module, Multi-Parameter |  | MODULEMULTIPARAMETER-Philips-M3001A |  |  |  | MMP-A | Covered PM Repair - Biomedical | MHHS-Katy | [8 empty] | MODULEMULTIPARAMETER | Module, Multi-Parameter | Philips
NO | YES |  |  |  | 133-09224 | 133-09224 | Philips Medical Systems Cardiac and Monitoring Syste | M3001A |  | DE717L4295 | Katy-Postpartum-2W | MHHS-Katy |  | Module, Multi-Parameter |  | 133-09224 | 133-09224 | Katy | MHHS-Katy | Katy-Postpartum-2W | AP 6 | 10/1/19 | 10/1/20 |  |  | PHYSIOLOGIC MONITOR MODULES, MULTIPARAMETER | Module, Multi-Parameter | MODULEMULTIPARAMETER-Philips-M3001A | MODULEMULTIPARAMETER | M3001A |  |  |  | Philips | Module, Multi-Parameter |  | MODULEMULTIPARAMETER-Philips-M3001A |  | 11/19/19 |  | MMP-A | Covered PM Repair - Biomedical | MHHS-Katy | [8 empty] | MODULEMULTIPARAMETER | Module, Multi-Parameter | Philips
NO | YES |  |  |  | 133-09232 | 133-09232 | Philips Medical Systems Cardiac and Monitoring Syste | M3001A |  | DE9070BTFK | Katy-Central Supply | MHHS-Katy |  | Module, Multi-Parameter |  | 133-09232 | 133-09232 | Katy | MHHS-Katy | Katy-Central Supply | Pediatrics | 10/1/19 | 10/1/20 |  |  | PHYSIOLOGIC MONITOR MODULES, MULTIPARAMETER | Module, Multi-Parameter | MODULEMULTIPARAMETER-Philips-M3001A | MODULEMULTIPARAMETER | M3001A |  |  |  | Philips | Module, Multi-Parameter |  | MODULEMULTIPARAMETER-Philips-M3001A |  |  |  | MMP-A | Not Covered Vendor Only - Biomedical | MHHS-Katy | [8 empty] | MODULEMULTIPARAMETER | Module, Multi-Parameter | Philips
NO | YES |  |  |  | 133-09787 | 133-09787 | Philips Medical Systems Cardiac and Monitoring Syste | M3001A |  | DE9070A4PD | Katy-Central Supply | MHHS-Katy |  | Module, Multi-Parameter |  | 133-09787 | 133-09787 | Katy | MHHS-Katy | Katy-Central Supply | Pediatrics | 10/1/19 | 10/1/20 |  |  | PHYSIOLOGIC MONITOR MODULES, MULTIPARAMETER | Module, Multi-Parameter | MODULEMULTIPARAMETER-Philips-M3001A | MODULEMULTIPARAMETER | M3001A |  |  |  | Philips | Module, Multi-Parameter |  | MODULEMULTIPARAMETER-Philips-M3001A |  |  |  | MMP-A | Not Covered Vendor Only - Biomedical | MHHS-Katy | [8 empty] | MODULEMULTIPARAMETER | Module, Multi-Parameter | Philips
NO | YES |  |  |  | 133-09789 | 133-09789 | Philips Medical Systems Cardiac and Monitoring Syste | M3001A |  | DE907V7809 | Katy-Ob Special Observation-3E | MHHS-Katy |  | Module, Multi-Parameter |  | 133-09789 | 133-09789 | Katy | MHHS-Katy | Katy-Ob Special Observation-3E | AP 11 | 10/1/19 | 10/1/20 |  |  | PHYSIOLOGIC MONITOR MODULES, MULTIPARAMETER | Module, Multi-Parameter | MODULEMULTIPARAMETER-Philips-M3001A | MODULEMULTIPARAMETER | M3001A |  |  |  | Philips | Module, Multi-Parameter |  | MODULEMULTIPARAMETER-Philips-M3001A |  |  |  | MMP-A | Not Covered Vendor Only - Biomedical | MHHS-Katy | [8 empty] | MODULEMULTIPARAMETER | Module, Multi-Parameter | Philips
NO | YES |  |  |  | 133-09791 | 133-09791 | Philips Medical Systems Cardiac and Monitoring Syste | M3001A |  | DE9070A8E1 | Katy-Central Supply | MHHS-Katy |  | Module, Multi-Parameter |  | 133-09791 | 133-09791 | Katy | MHHS-Katy | Katy-Central Supply | Pediatrics | 10/1/19 | 10/1/20 |  |  | PHYSIOLOGIC MONITOR MODULES, MULTIPARAMETER | Module, Multi-Parameter | MODULEMULTIPARAMETER-Philips-M3001A | MODULEMULTIPARAMETER | M3001A |  |  |  | Philips | Module, Multi-Parameter |  | MODULEMULTIPARAMETER-Philips-M3001A |  | 7/12/17 |  | MMP-A | Not Covered Vendor Only - Biomedical | MHHS-Katy | [8 empty] | MODULEMULTIPARAMETER | Module, Multi-Parameter | Philips
NO | YES |  |  |  | 133-02505 | 133-02505 | Philips Medical Systems Cardiac and Monitoring Syste | M3001A |  | DE44161054 | Katy-OR | MHHS-Katy |  | Module, Multi-Parameter |  | 133-02505 | 133-02505 | Katy | MHHS-Katy | Katy-OR | OR 4 | 2/1/20 | 2/1/21 |  |  | PHYSIOLOGIC MONITOR MODULES, MULTIPARAMETER | Module, Multi-Parameter | MODULEMULTIPARAMETER-Philips-M3001A | MODULEMULTIPARAMETER | M3001A |  |  |  | Philips | Module, Multi-Parameter |  | MODULEMULTIPARAMETER-Philips-M3001A |  |  |  | MMP-A | Not Covered Vendor Only - Biomedical | MHHS-Katy | [8 empty] | MODULEMULTIPARAMETER | Module, Multi-Parameter | Philips
NO | YES |  |  |  | 133-02523 | 133-02523 | Philips Medical Systems Cardiac and Monitoring Syste | M3001A |  | DE44161041 | Katy-OR | MHHS-Katy |  | Module, Multi-Parameter |  | 133-02523 | 133-02523 | Katy | MHHS-Katy | Katy-OR | Biomed shop |  |  |  |  | PHYSIOLOGIC MONITOR MODULES, MULTIPARAMETER | Module, Multi-Parameter | MODULEMULTIPARAMETER-Philips-M3001A | MODULEMULTIPARAMETER | M3001A |  |  |  | Philips | Module, Multi-Parameter |  | MODULEMULTIPARAMETER-Philips-M3001A |  | 11/19/19 |  | MMP-A | Covered PM Repair - Biomedical | MHHS-Katy | [8 empty] | MODULEMULTIPARAMETER | Module, Multi-Parameter | Philips
NO | YES |  |  |  | 133-02575 | 133-02575 | Philips Medical Systems Cardiac and Monitoring Syste | M3001A |  | DE44161008 | Katy-Med/Surg 6th Floor | MHHS-Katy |  | Module, Multi-Parameter |  | 133-02575 | 133-02575 | Katy | MHHS-Katy | Katy-Med/Surg 6th Floor | Biomed | 10/1/19 | 10/1/20 |  |  | PHYSIOLOGIC MONITOR MODULES, MULTIPARAMETER | Module, Multi-Parameter | MODULEMULTIPARAMETER-Philips-M3001A | MODULEMULTIPARAMETER | M3001A |  |  |  | Philips | Module, Multi-Parameter |  | MODULEMULTIPARAMETER-Philips-M3001A |  |  |  | MMP-A | Not Covered Vendor Only - Biomedical | MHHS-Katy | [8 empty] | MODULEMULTIPARAMETER | Module, Multi-Parameter | Philips
NO | YES |  |  |  | 133-02591 | 133-02591 | Philips Medical Systems Cardiac and Monitoring Syste | M3001A |  | DE51290339 | Katy-OR | MHHS-Katy |  | Module, Multi-Parameter |  | 133-02591 | 133-02591 | Katy | MHHS-Katy | Katy-OR | OR1 | 2/1/19 | 2/1/21 |  |  | PHYSIOLOGIC MONITOR MODULES, MULTIPARAMETER | Module, Multi-Parameter | MODULEMULTIPARAMETER-Philips-M3001A | MODULEMULTIPARAMETER | M3001A |  |  |  | Philips | Module, Multi-Parameter |  | MODULEMULTIPARAMETER-Philips-M3001A |  |  |  | MMP-A | Not Covered Vendor Only - Biomedical | MHHS-Katy | [8 empty] | MODULEMULTIPARAMETER | Module, Multi-Parameter | Philips
NO | YES |  |  |  | 133-05103 | 133-05103 | Philips Medical Systems Cardiac and Monitoring Syste | M3001A |  | DE22756798 | Katy-OR | MHHS-Katy |  | Module, Multi-Parameter |  | 133-05103 | 133-05103 | Katy | MHHS-Katy | Katy-OR | OR | 8/1/19 | 8/1/20 |  |  | PHYSIOLOGIC MONITOR MODULES, MULTIPARAMETER | Module, Multi-Parameter | MODULEMULTIPARAMETER-Philips-M3001A | MODULEMULTIPARAMETER | M3001A |  |  |  | Philips | Module, Multi-Parameter |  | MODULEMULTIPARAMETER-Philips-M3001A |  |  |  | MMP-A | Covered PM Repair - Biomedical | MHHS-Katy | [8 empty] | MODULEMULTIPARAMETER | Module, Multi-Parameter | Philips
NO | YES |  |  |  | 133-05392 | 133-05392 | Philips Medical Systems Cardiac and Monitoring Syste | M3001A |  | DE5220F9HT | Katy-OR | MHHS-Katy |  | Module, Multi-Parameter |  | 133-05392 | 133-05392 | Katy | MHHS-Katy | Katy-OR | OR 7 | 11/1/19 | 11/1/20 |  |  | PHYSIOLOGIC MONITOR MODULES, MULTIPARAMETER | Module, Multi-Parameter | MODULEMULTIPARAMETER-Philips-M3001A | MODULEMULTIPARAMETER | M3001A |  |  |  | Philips | Module, Multi-Parameter |  | MODULEMULTIPARAMETER-Philips-M3001A |  |  |  | MMP-A | Covered PM Repair - Biomedical | MHHS-Katy | [8 empty] | MODULEMULTIPARAMETER | Module, Multi-Parameter | Philips
NO | YES |  |  |  | 133-05393 | 133-05393 | Philips Medical Systems Cardiac and Monitoring Syste | M3001A |  | DE5220F9HE | Katy-OR | MHHS-Katy |  | Module, Multi-Parameter |  | 133-05393 | 133-05393 | Katy | MHHS-Katy | Katy-OR | OR 8 | 11/1/19 | 11/1/20 |  |  | PHYSIOLOGIC MONITOR MODULES, MULTIPARAMETER | Module, Multi-Parameter | MODULEMULTIPARAMETER-Philips-M3001A | MODULEMULTIPARAMETER | M3001A |  |  |  | Philips | Module, Multi-Parameter |  | MODULEMULTIPARAMETER-Philips-M3001A |  |  |  | MMP-A | Covered PM Repair - Biomedical | MHHS-Katy | [8 empty] | MODULEMULTIPARAMETER | Module, Multi-Parameter | Philips
NO | YES |  |  |  | 133-05394 | 133-05394 | Philips Medical Systems Cardiac and Monitoring Syste | M3001A |  | DE5220F9GP | Katy-OR | MHHS-Katy |  | Module, Multi-Parameter |  | 133-05394 | 133-05394 | Katy | MHHS-Katy | Katy-OR | OR 11 | 11/1/19 | 11/1/20 |  |  | PHYSIOLOGIC MONITOR MODULES, MULTIPARAMETER | Module, Multi-Parameter | MODULEMULTIPARAMETER-Philips-M3001A | MODULEMULTIPARAMETER | M3001A |  |  |  | Philips | Module, Multi-Parameter |  | MODULEMULTIPARAMETER-Philips-M3001A |  |  |  | MMP-A | Covered PM Repair - Biomedical | MHHS-Katy | [8 empty] | MODULEMULTIPARAMETER | Module, Multi-Parameter | Philips
NO | YES |  |  |  | 133-09796 | 133-09796 | Philips Medical Systems Cardiac and Monitoring Syste | M3001A |  | DE22757565 | Katy-OR | MHHS-Katy |  | Module, Multi-Parameter |  | 133-09796 | 133-09796 | Katy | MHHS-Katy | Katy-OR | OR 9 | 11/1/19 | 11/1/20 |  |  | PHYSIOLOGIC MONITOR MODULES, MULTIPARAMETER | Module, Multi-Parameter | MODULEMULTIPARAMETER-Philips-M3001A | MODULEMULTIPARAMETER | M3001A |  |  |  | Philips | Module, Multi-Parameter |  | MODULEMULTIPARAMETER-Philips-M3001A |  |  |  | MMP-A | Covered PM Repair - Biomedical | MHHS-Katy | [8 empty] | MODULEMULTIPARAMETER | Module, Multi-Parameter | Philips
NO | YES |  |  |  | 133-09803 | 133-09803 | Philips Medical Systems Cardiac and Monitoring Syste | M3001A |  | DE22707024 | Katy-OR | MHHS-Katy |  | Module, Multi-Parameter |  | 133-09803 | 133-09803 | Katy | MHHS-Katy | Katy-OR | OR 3 | 10/1/19 | 10/1/20 |  |  | PHYSIOLOGIC MONITOR MODULES, MULTIPARAMETER | Module, Multi-Parameter | MODULEMULTIPARAMETER-Philips-M3001A | MODULEMULTIPARAMETER | M3001A |  |  |  | Philips | Module, Multi-Parameter |  | MODULEMULTIPARAMETER-Philips-M3001A |  | 4/1/17 |  | MMP-A | Covered PM Repair - Biomedical | MHHS-Katy | [8 empty] | MODULEMULTIPARAMETER | Module, Multi-Parameter | Philips
NO | YES |  |  |  | 133-09804 | 133-09804 | Philips Medical Systems Cardiac and Monitoring Syste | M3001A |  | DE717P8567 | Katy-OR | MHHS-Katy |  | Module, Multi-Parameter |  | 133-09804 | 133-09804 | Katy | MHHS-Katy | Katy-OR | OR10 | 8/1/19 | 8/1/20 |  |  | PHYSIOLOGIC MONITOR MODULES, MULTIPARAMETER | Module, Multi-Parameter | MODULEMULTIPARAMETER-Philips-M3001A | MODULEMULTIPARAMETER | M3001A |  |  |  | Philips | Module, Multi-Parameter |  | MODULEMULTIPARAMETER-Philips-M3001A |  |  |  | MMP-A | Covered PM Repair - Biomedical | MHHS-Katy | [8 empty] | MODULEMULTIPARAMETER | Module, Multi-Parameter | Philips
NO | YES |  |  |  | 133-02752 | 133-02752 | Philips Medical Systems Cardiac and Monitoring Syste | M3001A |  | DE512B9072 | Katy-Central Supply | MHHS-Katy |  | Module, Multi-Parameter |  | 133-02752 | 133-02752 | Katy | MHHS-Katy | Katy-Central Supply | Biomed shop | 3/1/19 | 3/1/20 |  |  | PHYSIOLOGIC MONITOR MODULES, MULTIPARAMETER | Module, Multi-Parameter | MODULEMULTIPARAMETER-Philips-M3001A | MODULEMULTIPARAMETER | M3001A |  |  |  | Philips | Module, Multi-Parameter |  | MODULEMULTIPARAMETER-Philips-M3001A |  | 10/30/16 |  | MMP-A | Covered PM Repair - Biomedical | MHHS-Katy | [8 empty] | MODULEMULTIPARAMETER | Module, Multi-Parameter | Philips
NO | YES |  |  |  | 133-07408 | 133-07408 | Philips Medical Systems Cardiac and Monitoring Syste | M3001A |  | DE907W5293 | Katy-PACU | MHHS-Katy |  | Module, Multi-Parameter |  | 133-07408 | 133-07408 | Katy | MHHS-Katy | Katy-PACU | Recovery 25 | 6/1/19 | 6/1/20 |  |  | PHYSIOLOGIC MONITOR MODULES, MULTIPARAMETER | Module, Multi-Parameter | MODULEMULTIPARAMETER-Philips-M3001A | MODULEMULTIPARAMETER | M3001A |  |  |  | Philips | Module, Multi-Parameter |  | MODULEMULTIPARAMETER-Philips-M3001A |  |  |  | MMP-A | Covered PM Repair - Lab Analyzers/Anesth | MHHS-Katy | [8 empty] | MODULEMULTIPARAMETER | Module, Multi-Parameter | Philips
NO | YES |  |  |  | 133-07802 | 133-07802 | Philips Medical Systems Cardiac and Monitoring Syste | M3001A |  | DE907V4256 | Katy-PACU | MHHS-Katy |  | Module, Multi-Parameter |  | 133-07802 | 133-07802 | Katy | MHHS-Katy | Katy-PACU | PacU8 | 11/1/19 | 11/1/20 |  |  | PHYSIOLOGIC MONITOR MODULES, MULTIPARAMETER | Module, Multi-Parameter | MODULEMULTIPARAMETER-Philips-M3001A | MODULEMULTIPARAMETER | M3001A |  |  |  | Philips | Module, Multi-Parameter |  | MODULEMULTIPARAMETER-Philips-M3001A |  |  |  | MMP-A | Not Covered Vendor Only - Biomedical | MHHS-Katy | [8 empty] | MODULEMULTIPARAMETER | Module, Multi-Parameter | Philips
NO | YES |  |  |  | 133-07803 | 133-07803 | Philips Medical Systems Cardiac and Monitoring Syste | M3001A |  | DE907V4216 | Katy-PACU | MHHS-Katy |  | Module, Multi-Parameter |  | 133-07803 | 133-07803 | Katy | MHHS-Katy | Katy-PACU | Bay 10 | 11/1/19 | 11/1/20 |  |  | PHYSIOLOGIC MONITOR MODULES, MULTIPARAMETER | Module, Multi-Parameter | MODULEMULTIPARAMETER-Philips-M3001A | MODULEMULTIPARAMETER | M3001A |  |  |  | Philips | Module, Multi-Parameter |  | MODULEMULTIPARAMETER-Philips-M3001A |  |  |  | MMP-A | Covered PM Repair - Biomedical | MHHS-Katy | [8 empty] | MODULEMULTIPARAMETER | Module, Multi-Parameter | Philips
NO | YES |  |  |  | 133-07804 | 133-07804 | Philips Medical Systems Cardiac and Monitoring Syste | M3001A |  | DE907V4157 | Katy-PACU | MHHS-Katy |  | Module, Multi-Parameter |  | 133-07804 | 133-07804 | Katy | MHHS-Katy | Katy-PACU | Pacu | 11/1/19 | 11/1/20 |  |  | PHYSIOLOGIC MONITOR MODULES, MULTIPARAMETER | Module, Multi-Parameter | MODULEMULTIPARAMETER-Philips-M3001A | MODULEMULTIPARAMETER | M3001A |  |  |  | Philips | Module, Multi-Parameter |  | MODULEMULTIPARAMETER-Philips-M3001A |  | 5/23/13 |  | MMP-A | Covered PM Repair - Biomedical | MHHS-Katy | [8 empty] | MODULEMULTIPARAMETER | Module, Multi-Parameter | Philips
NO | YES |  |  |  | 133-07808 | 133-07808 | Philips Medical Systems Cardiac and Monitoring Syste | M3001A |  | DE907V4225 | Katy-PACU | MHHS-Katy |  | Module, Multi-Parameter |  | 133-07808 | 133-07808 | Katy | MHHS-Katy | Katy-PACU | Bay 3 | 11/1/19 | 11/1/20 |  |  | PHYSIOLOGIC MONITOR MODULES, MULTIPARAMETER | Module, Multi-Parameter | MODULEMULTIPARAMETER-Philips-M3001A | MODULEMULTIPARAMETER | M3001A |  |  |  | Philips | Module, Multi-Parameter |  | MODULEMULTIPARAMETER-Philips-M3001A |  | 6/2/15 |  | MMP-A | Covered PM Repair - Biomedical | MHHS-Katy | [8 empty] | MODULEMULTIPARAMETER | Module, Multi-Parameter | Philips
NO | YES |  |  |  | 133-07809 | 133-07809 | Philips Medical Systems Cardiac and Monitoring Syste | M3001A |  | DE907V4220 | Katy-PACU | MHHS-Katy |  | Module, Multi-Parameter |  | 133-07809 | 133-07809 | Katy | MHHS-Katy | Katy-PACU | PACU BAY 5 | 11/1/19 | 11/1/20 |  |  | PHYSIOLOGIC MONITOR MODULES, MULTIPARAMETER | Module, Multi-Parameter | MODULEMULTIPARAMETER-Philips-M3001A | MODULEMULTIPARAMETER | M3001A |  |  |  | Philips | Module, Multi-Parameter |  | MODULEMULTIPARAMETER-Philips-M3001A |  | 4/25/18 |  | MMP-A | Covered PM Repair - Biomedical | MHHS-Katy | [8 empty] | MODULEMULTIPARAMETER | Module, Multi-Parameter | Philips
NO | YES |  |  |  | 133-07810 | 133-07810 | Philips Medical Systems Cardiac and Monitoring Syste | M3001A |  | DE907V4117 | Katy-PACU | MHHS-Katy |  | Module, Multi-Parameter |  | 133-07810 | 133-07810 | Katy | MHHS-Katy | Katy-PACU | PacU11 | 11/1/19 | 11/1/20 |  |  | PHYSIOLOGIC MONITOR MODULES, MULTIPARAMETER | Module, Multi-Parameter | MODULEMULTIPARAMETER-Philips-M3001A | MODULEMULTIPARAMETER | M3001A |  |  |  | Philips | Module, Multi-Parameter |  | MODULEMULTIPARAMETER-Philips-M3001A |  | 6/2/15 |  | MMP-A | Covered PM Repair - Biomedical | MHHS-Katy | [8 empty] | MODULEMULTIPARAMETER | Module, Multi-Parameter | Philips
NO | YES |  |  |  | 133-07811 | 133-07811 | Philips Medical Systems Cardiac and Monitoring Syste | M3001A |  | DE907V4123 | Katy-PACU | MHHS-Katy |  | Module, Multi-Parameter |  | 133-07811 | 133-07811 | Katy | MHHS-Katy | Katy-PACU | PACU | 11/1/19 | 12/1/20 |  |  | PHYSIOLOGIC MONITOR MODULES, MULTIPARAMETER | Module, Multi-Parameter | MODULEMULTIPARAMETER-Philips-M3001A | MODULEMULTIPARAMETER | M3001A |  |  |  | Philips | Module, Multi-Parameter |  | MODULEMULTIPARAMETER-Philips-M3001A |  | 5/23/13 |  | MMP-A | Covered PM Repair - Biomedical | MHHS-Katy | [8 empty] | MODULEMULTIPARAMETER | Module, Multi-Parameter | Philips
NO | YES |  |  |  | 133-07814 | 133-07814 | Philips Medical Systems Cardiac and Monitoring Syste | M3001A |  | DE907V4165 | Katy-PACU | MHHS-Katy |  | Module, Multi-Parameter |  | 133-07814 | 133-07814 | Katy | MHHS-Katy | Katy-PACU | Bay 24 | 2/1/19 | 2/1/20 |  |  | PHYSIOLOGIC MONITOR MODULES, MULTIPARAMETER | Module, Multi-Parameter | MODULEMULTIPARAMETER-Philips-M3001A | MODULEMULTIPARAMETER | M3001A |  |  |  | Philips | Module, Multi-Parameter |  | MODULEMULTIPARAMETER-Philips-M3001A |  |  |  | MMP-A | Covered PM Repair - Biomedical | MHHS-Katy | [8 empty] | MODULEMULTIPARAMETER | Module, Multi-Parameter | Philips
NO | YES |  |  |  | 133-07855 | 133-07855 | Philips Medical Systems Cardiac and Monitoring Syste | M3001A |  | DE907V1418 | Katy-PACU | MHHS-Katy |  | Module, Multi-Parameter |  | 133-07855 | 133-07855 | Katy | MHHS-Katy | Katy-PACU | Bay 4 | 11/1/19 | 11/1/20 |  |  | PHYSIOLOGIC MONITOR MODULES, MULTIPARAMETER | Module, Multi-Parameter | MODULEMULTIPARAMETER-Philips-M3001A | MODULEMULTIPARAMETER | M3001A |  |  |  | Philips | Module, Multi-Parameter |  | MODULEMULTIPARAMETER-Philips-M3001A |  |  |  | MMP-A | Covered PM Repair - Biomedical | MHHS-Katy | [8 empty] | MODULEMULTIPARAMETER | Module, Multi-Parameter | Philips
NO | YES |  |  |  | 133-07857 | 133-07857 | Philips Medical Systems Cardiac and Monitoring Syste | M3001A |  | DE907V1414 | Katy-PACU | MHHS-Katy |  | Module, Multi-Parameter |  | 133-07857 | 133-07857 | Katy | MHHS-Katy | Katy-PACU | Bay 12 | 11/1/19 | 11/1/20 |  |  | PHYSIOLOGIC MONITOR MODULES, MULTIPARAMETER | Module, Multi-Parameter | MODULEMULTIPARAMETER-Philips-M3001A | MODULEMULTIPARAMETER | M3001A |  |  |  | Philips | Module, Multi-Parameter |  | MODULEMULTIPARAMETER-Philips-M3001A |  | 9/1/26 |  | MMP-A | Clinical Miscellaneous | MHHS-Katy | [8 empty] | MODULEMULTIPARAMETER | Module, Multi-Parameter | Philips
NO | YES |  |  |  | 133-07858 | 133-07858 | Philips Medical Systems Cardiac and Monitoring Syste | M3001A |  | DE907V1524 | Katy-PACU | MHHS-Katy |  | Module, Multi-Parameter |  | 133-07858 | 133-07858 | Katy | MHHS-Katy | Katy-PACU | PACU Room 1 | 11/1/19 | 11/1/20 |  |  | PHYSIOLOGIC MONITOR MODULES, MULTIPARAMETER | Module, Multi-Parameter | MODULEMULTIPARAMETER-Philips-M3001A | MODULEMULTIPARAMETER | M3001A |  |  |  | Philips | Module, Multi-Parameter |  | MODULEMULTIPARAMETER-Philips-M3001A |  | 9/1/26 |  | MMP-A | Clinical Miscellaneous | MHHS-Katy | [8 empty] | MODULEMULTIPARAMETER | Module, Multi-Parameter | Philips
NO | YES |  |  |  | 133-07859 | 133-07859 | Philips Medical Systems Cardiac and Monitoring Syste | M3001A |  | DE907V1529 | Katy-PACU | MHHS-Katy |  | Module, Multi-Parameter |  | 133-07859 | 133-07859 | Katy | MHHS-Katy | Katy-PACU | Pacu | 11/1/19 | 11/1/20 |  |  | PHYSIOLOGIC MONITOR MODULES, MULTIPARAMETER | Module, Multi-Parameter | MODULEMULTIPARAMETER-Philips-M3001A | MODULEMULTIPARAMETER | M3001A |  |  |  | Philips | Module, Multi-Parameter |  | MODULEMULTIPARAMETER-Philips-M3001A |  | 9/1/26 |  | MMP-A | Clinical Miscellaneous | MHHS-Katy | [8 empty] | MODULEMULTIPARAMETER | Module, Multi-Parameter | Philips
NO | YES |  |  |  | 133-07886 | 133-07886 | Philips Medical Systems Cardiac and Monitoring Syste | M3001A |  | DE717N0395 | Katy-PACU | MHHS-Katy |  | Module, Multi-Parameter |  | 133-07886 | 133-07886 | Katy | MHHS-Katy | Katy-PACU | PACU Room 2 | 11/1/19 | 2/1/20 |  |  | PHYSIOLOGIC MONITOR MODULES, MULTIPARAMETER | Module, Multi-Parameter | MODULEMULTIPARAMETER-Philips-M3001A | MODULEMULTIPARAMETER | M3001A |  |  |  | Philips | Module, Multi-Parameter |  | MODULEMULTIPARAMETER-Philips-M3001A |  | 9/1/26 |  | MMP-A | Clinical Miscellaneous | MHHS-Katy | [8 empty] | MODULEMULTIPARAMETER | Module, Multi-Parameter | Philips
NO | YES |  |  |  | 133-08939 | 133-08939 | Philips Medical Systems Cardiac and Monitoring Syste | M3001A |  | DE5220EHK4 | Katy-PACU | MHHS-Katy |  | Module, Multi-Parameter |  | 133-08939 | 133-08939 | Katy | MHHS-Katy | Katy-PACU | PACU BAY 17 | 6/1/19 | 6/1/20 |  |  | PHYSIOLOGIC MONITOR MODULES, MULTIPARAMETER | Module, Multi-Parameter | MODULEMULTIPARAMETER-Philips-M3001A | MODULEMULTIPARAMETER | M3001A |  |  |  | Philips | Module, Multi-Parameter |  | MODULEMULTIPARAMETER-Philips-M3001A |  |  |  | MMP-A | Clinical Miscellaneous | MHHS-Katy | [8 empty] | MODULEMULTIPARAMETER | Module, Multi-Parameter | Philips
NO | YES |  |  |  | 133-08940 | 133-08940 | Philips Medical Systems Cardiac and Monitoring Syste | M3001A |  | DE5220EHKZ | Katy-PACU | MHHS-Katy |  | Module, Multi-Parameter |  | 133-08940 | 133-08940 | Katy | MHHS-Katy | Katy-PACU | Pacu | 6/1/19 | 6/1/20 |  |  | PHYSIOLOGIC MONITOR MODULES, MULTIPARAMETER | Module, Multi-Parameter | MODULEMULTIPARAMETER-Philips-M3001A | MODULEMULTIPARAMETER | M3001A |  |  |  | Philips | Module, Multi-Parameter |  | MODULEMULTIPARAMETER-Philips-M3001A |  |  |  | MMP-A | Covered PM Repair - Biomedical | MHHS-Katy | [8 empty] | MODULEMULTIPARAMETER | Module, Multi-Parameter | Philips
NO | YES |  |  |  | 133-08941 | 133-08941 | Philips Medical Systems Cardiac and Monitoring Syste | M3001A |  | DE5220EHKU | Katy-PACU | MHHS-Katy |  | Module, Multi-Parameter |  | 133-08941 | 133-08941 | Katy | MHHS-Katy | Katy-PACU | Bay 19 | 6/1/19 | 6/1/20 |  |  | PHYSIOLOGIC MONITOR MODULES, MULTIPARAMETER | Module, Multi-Parameter | MODULEMULTIPARAMETER-Philips-M3001A | MODULEMULTIPARAMETER | M3001A |  |  |  | Philips | Module, Multi-Parameter |  | MODULEMULTIPARAMETER-Philips-M3001A |  |  |  | MMP-A | Covered PM Repair - Biomedical | MHHS-Katy | [8 empty] | MODULEMULTIPARAMETER | Module, Multi-Parameter | Philips
NO | YES |  |  |  | 133-08942 | 133-08942 | Philips Medical Systems Cardiac and Monitoring Syste | M3001A |  | DE5220EHL5 | Katy-PACU | MHHS-Katy |  | Module, Multi-Parameter |  | 133-08942 | 133-08942 | Katy | MHHS-Katy | Katy-PACU | Recovery 21 | 5/1/19 | 5/1/20 |  |  | PHYSIOLOGIC MONITOR MODULES, MULTIPARAMETER | Module, Multi-Parameter | MODULEMULTIPARAMETER-Philips-M3001A | MODULEMULTIPARAMETER | M3001A |  |  |  | Philips | Module, Multi-Parameter |  | MODULEMULTIPARAMETER-Philips-M3001A |  | 12/13/20 |  | MMP-A | No Coverage Specified | MHHS-Katy | [8 empty] | MODULEMULTIPARAMETER | Module, Multi-Parameter | Philips
NO | YES |  |  |  | 133-08943 | 133-08943 | Philips Medical Systems Cardiac and Monitoring Syste | M3001A |  | DE5220EHKW | Katy-PACU | MHHS-Katy |  | Module, Multi-Parameter |  | 133-08943 | 133-08943 | Katy | MHHS-Katy | Katy-PACU | PACU Room 23 | 5/1/19 | 5/1/20 |  |  | PHYSIOLOGIC MONITOR MODULES, MULTIPARAMETER | Module, Multi-Parameter | MODULEMULTIPARAMETER-Philips-M3001A | MODULEMULTIPARAMETER | M3001A |  |  |  | Philips | Module, Multi-Parameter |  | MODULEMULTIPARAMETER-Philips-M3001A |  |  |  | MMP-A | Covered PM Repair - Biomedical | MHHS-Katy | [8 empty] | MODULEMULTIPARAMETER | Module, Multi-Parameter | Philips
NO | YES |  |  |  | 133-08944 | 133-08944 | Philips Medical Systems Cardiac and Monitoring Syste | M3001A |  | DE5220EHL4 | Katy-PACU | MHHS-Katy |  | Module, Multi-Parameter |  | 133-08944 | 133-08944 | Katy | MHHS-Katy | Katy-PACU | PACU BAY 21 | 5/1/19 | 5/1/20 |  |  | PHYSIOLOGIC MONITOR MODULES, MULTIPARAMETER | Module, Multi-Parameter | MODULEMULTIPARAMETER-Philips-M3001A | MODULEMULTIPARAMETER | M3001A |  |  |  | Philips | Module, Multi-Parameter |  | MODULEMULTIPARAMETER-Philips-M3001A |  |  |  | MMP-A | Covered PM Repair - Biomedical | MHHS-Katy | [8 empty] | MODULEMULTIPARAMETER | Module, Multi-Parameter | Philips
NO | YES |  |  |  | 133-08945 | 133-08945 | Philips Medical Systems Cardiac and Monitoring Syste | M3001A |  | DE5220EHL2 | Katy-PACU | MHHS-Katy |  | Module, Multi-Parameter |  | 133-08945 | 133-08945 | Katy | MHHS-Katy | Katy-PACU |  | 5/1/19 | 5/1/20 |  |  | PHYSIOLOGIC MONITOR MODULES, MULTIPARAMETER | Module, Multi-Parameter | MODULEMULTIPARAMETER-Philips-M3001A | MODULEMULTIPARAMETER | M3001A |  |  |  | Philips | Module, Multi-Parameter |  | MODULEMULTIPARAMETER-Philips-M3001A |  |  |  | MMP-A | Covered PM Repair - Biomedical | MHHS-Katy | [8 empty] | MODULEMULTIPARAMETER | Module, Multi-Parameter | Philips
NO | YES |  |  |  | 133-08946 | 133-08946 | Philips Medical Systems Cardiac and Monitoring Syste | M3001A |  | DE5220EHL1 | Katy-PACU | MHHS-Katy |  | Module, Multi-Parameter |  | 133-08946 | 133-08946 | Katy | MHHS-Katy | Katy-PACU | PACU BAY 15 | 6/1/19 | 6/1/20 |  |  | PHYSIOLOGIC MONITOR MODULES, MULTIPARAMETER | Module, Multi-Parameter | MODULEMULTIPARAMETER-Philips-M3001A | MODULEMULTIPARAMETER | M3001A |  |  |  | Philips | Module, Multi-Parameter |  | MODULEMULTIPARAMETER-Philips-M3001A |  |  |  | MMP-A | Covered PM Repair - Biomedical | MHHS-Katy | [8 empty] | MODULEMULTIPARAMETER | Module, Multi-Parameter | Philips
NO | YES |  |  |  | 133-08947 | 133-08947 | Philips Medical Systems Cardiac and Monitoring Syste | M3001A |  | DE5220EHL3 | Katy-PACU | MHHS-Katy |  | Module, Multi-Parameter |  | 133-08947 | 133-08947 | Katy | MHHS-Katy | Katy-PACU | Pacu | 6/1/19 | 6/1/20 |  |  | PHYSIOLOGIC MONITOR MODULES, MULTIPARAMETER | Module, Multi-Parameter | MODULEMULTIPARAMETER-Philips-M3001A | MODULEMULTIPARAMETER | M3001A |  |  |  | Philips | Module, Multi-Parameter |  | MODULEMULTIPARAMETER-Philips-M3001A |  |  |  | MMP-A | Covered PM Repair - Respiratory/Steriliz | MHHS-Katy | [8 empty] | MODULEMULTIPARAMETER | Module, Multi-Parameter | Philips
NO | YES |  |  |  | 133-08948 | 133-08948 | Philips Medical Systems Cardiac and Monitoring Syste | M3001A |  | DE5220EH0 | Katy-PACU | MHHS-Katy |  | Module, Multi-Parameter |  | 133-08948 | 133-08948 | Katy | MHHS-Katy | Katy-PACU | Bay 14 | 6/1/19 | 6/1/20 |  |  | PHYSIOLOGIC MONITOR MODULES, MULTIPARAMETER | Module, Multi-Parameter | MODULEMULTIPARAMETER-Philips-M3001A | MODULEMULTIPARAMETER | M3001A |  |  |  | Philips | Module, Multi-Parameter |  | MODULEMULTIPARAMETER-Philips-M3001A |  |  |  | MMP-A | Covered PM Repair - Respiratory/Steriliz | MHHS-Katy | [8 empty] | MODULEMULTIPARAMETER | Module, Multi-Parameter | Philips
NO | YES |  |  |  | 133-08949 | 133-08949 | Philips Medical Systems Cardiac and Monitoring Syste | M3001A |  | DE5220EHKH | Katy-PACU | MHHS-Katy |  | Module, Multi-Parameter |  | 133-08949 | 133-08949 | Katy | MHHS-Katy | Katy-PACU | Bay 16 | 6/1/19 | 6/1/20 |  |  | PHYSIOLOGIC MONITOR MODULES, MULTIPARAMETER | Module, Multi-Parameter | MODULEMULTIPARAMETER-Philips-M3001A | MODULEMULTIPARAMETER | M3001A |  |  |  | Philips | Module, Multi-Parameter |  | MODULEMULTIPARAMETER-Philips-M3001A |  | 5/28/16 |  | MMP-A | Covered PM Repair - Biomedical | MHHS-Katy | [8 empty] | MODULEMULTIPARAMETER | Module, Multi-Parameter | Philips
NO | YES |  |  |  | 133-02592 | 133-02592 | Philips Medical Systems Cardiac and Monitoring Syste | M3001A |  | DE51290271 | Katy-Labor & Delivery OR | MHHS-Katy |  | Module, Multi-Parameter |  | 133-02592 | 133-02592 | Katy | MHHS-Katy | Katy-Labor & Delivery OR | Csection or 2 | 3/1/19 | 3/1/20 |  |  | PHYSIOLOGIC MONITOR MODULES, MULTIPARAMETER | Module, Multi-Parameter | MODULEMULTIPARAMETER-Philips-M3001A | MODULEMULTIPARAMETER | M3001A |  |  |  | Philips | Module, Multi-Parameter |  | MODULEMULTIPARAMETER-Philips-M3001A |  | 7/1/17 |  | MMP-A | Covered PM Repair - Biomedical | MHHS-Katy | [8 empty] | MODULEMULTIPARAMETER | Module, Multi-Parameter | Philips
NO | YES |  |  |  | 133-02696 | 133-02696 | Philips Medical Systems Cardiac and Monitoring Syste | M3001A |  | DE512B3178 | Katy-OR | MHHS-Katy |  | Module, Multi-Parameter |  | 133-02696 | 133-02696 | Katy | MHHS-Katy | Katy-OR | C SECTION OR1 | 2/1/19 | 2/1/20 |  |  | PHYSIOLOGIC MONITOR MODULES, MULTIPARAMETER | Module, Multi-Parameter | MODULEMULTIPARAMETER-Philips-M3001A | MODULEMULTIPARAMETER | M3001A |  |  |  | Philips | Module, Multi-Parameter |  | MODULEMULTIPARAMETER-Philips-M3001A |  | 7/11/18 |  | MMP-A | Covered PM Repair - Biomedical | MHHS-Katy | [8 empty] | MODULEMULTIPARAMETER | Module, Multi-Parameter | Philips
NO | YES |  |  |  | 133-07793 | 133-07793 | Philips Medical Systems Cardiac and Monitoring Syste | M3001A |  | DE907V4212 | Katy-Nursery | MHHS-Katy |  | Module, Multi-Parameter |  | 133-07793 | 133-07793 | Katy | MHHS-Katy | Katy-Nursery | E312 | 8/1/19 |  |  |  | PHYSIOLOGIC MONITOR MODULES, MULTIPARAMETER | Module, Multi-Parameter | MODULEMULTIPARAMETER-Philips-M3001A | MODULEMULTIPARAMETER | M3001A |  |  |  | Philips | Module, Multi-Parameter |  | MODULEMULTIPARAMETER-Philips-M3001A |  | 1/2/20 |  | MMP-A | Not Covered Vendor Only - Lab Ana/Anes | MHHS-Katy | [8 empty] | MODULEMULTIPARAMETER | Module, Multi-Parameter | Philips
NO | YES |  |  |  | 133-07800 | 133-07800 | Philips Medical Systems Cardiac and Monitoring Syste | M3001A |  | DE907V4246 | Katy-Postpartum-2W | MHHS-Katy |  | Module, Multi-Parameter |  | 133-07800 | 133-07800 | Katy | MHHS-Katy | Katy-Postpartum-2W | OR 2 | 6/1/19 | 6/1/20 |  |  | PHYSIOLOGIC MONITOR MODULES, MULTIPARAMETER | Module, Multi-Parameter | MODULEMULTIPARAMETER-Philips-M3001A | MODULEMULTIPARAMETER | M3001A |  |  |  | Philips | Module, Multi-Parameter |  | MODULEMULTIPARAMETER-Philips-M3001A |  | 1/2/20 |  | MMP-A | Not Covered Vendor Only - Lab Ana/Anes | MHHS-Katy | [8 empty] | MODULEMULTIPARAMETER | Module, Multi-Parameter | Philips
NO | YES |  |  |  | 133-07805 | 133-07805 | Philips Medical Systems Cardiac and Monitoring Syste | M3001A |  | DE907V4229 | Katy-Postpartum-2W | MHHS-Katy |  | Module, Multi-Parameter |  | 133-07805 | 133-07805 | Katy | MHHS-Katy | Katy-Postpartum-2W | L | 6/1/19 | 6/1/20 |  |  | PHYSIOLOGIC MONITOR MODULES, MULTIPARAMETER | Module, Multi-Parameter | MODULEMULTIPARAMETER-Philips-M3001A | MODULEMULTIPARAMETER | M3001A |  |  |  | Philips | Module, Multi-Parameter |  | MODULEMULTIPARAMETER-Philips-M3001A |  | 1/2/20 |  | MMP-A | Not Covered Vendor Only - Lab Ana/Anes | MHHS-Katy | [8 empty] | MODULEMULTIPARAMETER | Module, Multi-Parameter | Philips
NO | YES |  |  |  | 133-07816 | 133-07816 | Philips Medical Systems Cardiac and Monitoring Syste | M3001A |  | DE907V4250 | Katy-Ob Special Observation-3E | MHHS-Katy |  | Module, Multi-Parameter |  | 133-07816 | 133-07816 | Katy | MHHS-Katy | Katy-Ob Special Observation-3E | E312 | 8/1/19 |  |  |  | PHYSIOLOGIC MONITOR MODULES, MULTIPARAMETER | Module, Multi-Parameter | MODULEMULTIPARAMETER-Philips-M3001A | MODULEMULTIPARAMETER | M3001A |  |  |  | Philips | Module, Multi-Parameter |  | MODULEMULTIPARAMETER-Philips-M3001A |  | 1/1/10 |  | MMP-A | Covered PM Repair - Biomedical | MHHS-Katy | [8 empty] | MODULEMULTIPARAMETER | Module, Multi-Parameter | Philips
NO | YES |  |  |  | 133-07851 | 133-07851 | Philips Medical Systems Cardiac and Monitoring Syste | M3001A |  | DE907V3022 | Katy-Nursery | MHHS-Katy |  | Module, Multi-Parameter |  | 133-07851 | 133-07851 | Katy | MHHS-Katy | Katy-Nursery | Nursery level 2 | 7/1/19 | 7/1/20 |  |  | PHYSIOLOGIC MONITOR MODULES, MULTIPARAMETER | Module, Multi-Parameter | MODULEMULTIPARAMETER-Philips-M3001A | MODULEMULTIPARAMETER | M3001A |  |  |  | Philips | Module, Multi-Parameter |  | MODULEMULTIPARAMETER-Philips-M3001A |  |  |  | MMP-A | Covered PM Repair - Biomedical | MHHS-Katy | [8 empty] | MODULEMULTIPARAMETER | Module, Multi-Parameter | Philips
NO | YES |  |  |  | 133-07829 | 133-07829 | Philips Medical Systems Cardiac and Monitoring Syste | M3001A |  | DE907V4113 | Katy OB Specials Observation | MHHS-Katy |  | Module, Multi-Parameter |  | 133-07829 | 133-07829 | Katy | Memorial Hermann Katy Hospital | Katy OB Specials Observation | Room AP5 |  |  |  |  | PHYSIOLOGIC MONITOR MODULES, MULTIPARAMETER |  | MODULEMULTIPARAMETER-Philips-M3001A | MODULEMULTIPARAMETER | M3001A |  |  |  | Philips | Module, Multi-Parameter |  | MODULEMULTIPARAMETER-Philips-M3001A |  |  |  |  | Covered PM Repair - Biomedical | MHHS-Katy
NO | YES |  |  |  | 041-18523 | 041-18523 | Philips Medical Systems Cardiac and Monitoring Syste | M3001A |  | DE4680E7GG | MEMORIAL CITY - ER - Clinical Coordinator E1432 | MHHS-Mem City |  | Module, Multi-Parameter |  | 041-18523 | 041-18523 | West | Memorial Hermann - Memorial City | MEMORIAL CITY - ER - Clinical Coordinator E1432 | Memorial City ER- Clinical Coordinator E1 542 |  |  |  |  | PHYSIOLOGIC MONITOR MODULES, MULTIPARAMETER |  | MODULEMULTIPARAMETER-Philips-M3001A | MODULEMULTIPARAMETER | M3001A |  |  |  | Philips | Module, Multi-Parameter |  | MODULEMULTIPARAMETER-Philips-M3001A |  |  |  |  | Covered PM Repair - Respiratory/Steriliz | MHHS-Mem City
NO | YES |  |  |  | 041-32215 | 041-32215 | Philips Medical Systems Cardiac and Monitoring Syste | M3001A |  | DE6520HBLT | MEMORIAL CITY - CATH LAB | MHHS-Mem City |  | Module, Multi-Parameter |  | 041-32215 | 041-32215 | West | Memorial herman heart and vascular - memorial city | MEMORIAL CITY - CATH LAB | Ct room 1 |  |  |  |  | PHYSIOLOGIC MONITOR MODULES, MULTIPARAMETER |  | MODULEMULTIPARAMETER-Philips-M3001A | MODULEMULTIPARAMETER | M3001A |  |  |  | Philips | Module, Multi-Parameter |  | MODULEMULTIPARAMETER-Philips-M3001A |  |  |  |  | Covered PM Repair - Respiratory/Steriliz | MHHS-Mem City
NO | YES |  |  |  |  | 041-17141 | Philips Medical Systems Cardiac and Monitoring Syste | M3001A |  | DE22749666 | MEMORIAL CITY - CATH LAB | MHHS-Mem City |  | Module, Multi-Parameter |  |  | 041-17141 | West | Heart | MEMORIAL CITY - CATH LAB | EP 215.1 Cath Lab 1 |  |  |  |  | PHYSIOLOGIC MONITOR MODULES, MULTIPARAMETER |  | MODULEMULTIPARAMETER-Philips-M3001A | MODULEMULTIPARAMETER | M3001A |  |  |  | Philips | Module, Multi-Parameter |  | MODULEMULTIPARAMETER-Philips-M3001A |  |  |  |  | Covered PM Repair - Respiratory/Steriliz | MHHS-Mem City
NO | YES |  |  |  | 041-10551 | 041-10551 | Philips Medical Systems Cardiac and Monitoring Syste | M3001A |  | DE717K7567 | KATY - OR | MHHS-Mem City |  | Module, Multi-Parameter |  | 041-10551 | 041-10551 | West | Katy | KATY - OR | Biomed shop | 8/16/19 |  |  |  | PHYSIOLOGIC MONITOR MODULES, MULTIPARAMETER | Module, Multi-Parameter | MODULEMULTIPARAMETER-Philips-M3001A | MODULEMULTIPARAMETER | M3001A |  |  |  | Philips | Module, Multi-Parameter |  | MODULEMULTIPARAMETER-Philips-M3001A |  | 12/4/18 |  | MMP-A | Covered PM Repair - Respiratory/Steriliz | MHHS-Mem City | [8 empty] | MODULEMULTIPARAMETER | Module, Multi-Parameter | Philips
NO | YES |  |  |  | 041-14185 | 041-14185 | Philips Medical Systems Cardiac and Monitoring Syste | M3001A |  | DE907X1209 | MEMORIAL CITY - DIGESTIVE DISEASE CENTER | MHHS-Mem City |  | Module, Multi-Parameter |  | 041-14185 | 041-14185 | West | Endoscopy | MEMORIAL CITY - DIGESTIVE DISEASE CENTER | Procedure room 2 |  |  |  |  | PHYSIOLOGIC MONITOR MODULES, MULTIPARAMETER |  | MODULEMULTIPARAMETER-Philips-M3001A | MODULEMULTIPARAMETER | M3001A |  |  |  | Philips | Module, Multi-Parameter |  | MODULEMULTIPARAMETER-Philips-M3001A |  |  |  |  | Covered PM Repair - Respiratory/Steriliz | MHHS-Mem City
NO | YES |  |  |  | 041-16032 | 041-16032 | Philips Medical Systems Cardiac and Monitoring Syste | M3001A |  | DE9070BWM6 | MEMORIAL CITY - Endoscopy | MHHS-Mem City |  | Module, Multi-Parameter |  | 041-16032 | 041-16032 | West | MEMORIAL CITY - MEMORIAL HERMANN HOSPITAL WEST TOWER | MEMORIAL CITY - Endoscopy | Bay 10 |  |  |  |  | PHYSIOLOGIC MONITOR MODULES, MULTIPARAMETER |  | MODULEMULTIPARAMETER-Philips-M3001A | MODULEMULTIPARAMETER | M3001A |  |  |  | Philips | Module, Multi-Parameter |  | MODULEMULTIPARAMETER-Philips-M3001A |  |  |  |  | Covered PM Repair - Respiratory/Steriliz | MHHS-Mem City
NO | YES |  |  |  | 041-16034 | 041-16034 | Philips Medical Systems Cardiac and Monitoring Syste | M3001A |  | DE9070BWLH | MEMORIAL CITY - DIGESTIVE DISEASE CENTER | MHHS-Mem City |  | Module, Multi-Parameter |  | 041-16034 | 041-16034 | West | Memorial Hermann Memorial City Medical Center | MEMORIAL CITY - DIGESTIVE DISEASE CENTER | MEMORIAL CITY - DIGESTIVE |  |  |  |  | PHYSIOLOGIC MONITOR MODULES, MULTIPARAMETER |  | MODULEMULTIPARAMETER-Philips-M3001A | MODULEMULTIPARAMETER | M3001A |  |  |  | Philips | Module, Multi-Parameter |  | MODULEMULTIPARAMETER-Philips-M3001A |  |  |  |  | Covered PM Repair - Biomedical | MHHS-Mem City
NO | YES |  |  |  | 041-16036 | 041-16036 | Philips Medical Systems Cardiac and Monitoring Syste | M3001A |  | DE9070BWLP | MEMORIAL CITY - DIGESTIVE DISEASE CENTER | MHHS-Mem City |  | Module, Multi-Parameter |  | 041-16036 | 041-16036 | West | Memorial Hermann Memorial City Medical Center | MEMORIAL CITY - DIGESTIVE DISEASE CENTER | MEMORIAL CITY - DIGESTIVE |  |  |  |  | PHYSIOLOGIC MONITOR MODULES, MULTIPARAMETER |  | MODULEMULTIPARAMETER-Philips-M3001A | MODULEMULTIPARAMETER | M3001A |  |  |  | Philips | Module, Multi-Parameter |  | MODULEMULTIPARAMETER-Philips-M3001A |  |  |  |  | Covered PM Repair - Biomedical | MHHS-Mem City
NO | YES |  |  |  | 041-16059 | 041-16059 | Philips Medical Systems Cardiac and Monitoring Syste | M3001A |  | DE9070BWLM | MEMORIAL CITY - DIGESTIVE DISEASE CENTER | MHHS-Mem City |  | Module, Multi-Parameter |  | 041-16059 | 041-16059 | West | Endoscopy | MEMORIAL CITY - DIGESTIVE DISEASE CENTER | Patient room |  |  |  |  | PHYSIOLOGIC MONITOR MODULES, MULTIPARAMETER |  | MODULEMULTIPARAMETER-Philips-M3001A | MODULEMULTIPARAMETER | M3001A |  |  |  | Philips | Module, Multi-Parameter |  | MODULEMULTIPARAMETER-Philips-M3001A |  |  |  |  | Covered PM Repair - Biomedical | MHHS-Mem City
NO | YES |  |  |  | 041-16061 | 041-16061 | Philips Medical Systems Cardiac and Monitoring Syste | M3001A |  | DE9070BWLE | MEMORIAL CITY - Endoscopy | MHHS-Mem City |  | Module, Multi-Parameter |  | 041-16061 | 041-16061 | West | MEMORIAL CITY - MEMORIAL HERMANN HOSPITAL WEST TOWER | MEMORIAL CITY - Endoscopy | Bay 16 |  |  |  |  | PHYSIOLOGIC MONITOR MODULES, MULTIPARAMETER |  | MODULEMULTIPARAMETER-Philips-M3001A | MODULEMULTIPARAMETER | M3001A |  |  |  | Philips | Module, Multi-Parameter |  | MODULEMULTIPARAMETER-Philips-M3001A |  |  |  |  | Not Covered Vendor Only - Biomedical | MHHS-Mem City
NO | YES |  |  |  | 041-16063 | 041-16063 | Philips Medical Systems Cardiac and Monitoring Syste | M3001A |  | DE9070BWLG | MEMORIAL CITY - DIGESTIVE DISEASE CENTER | MHHS-Mem City |  | Module, Multi-Parameter |  | 041-16063 | 041-16063 | West | Endoscopy | MEMORIAL CITY - DIGESTIVE DISEASE CENTER | Patient room |  |  |  |  | PHYSIOLOGIC MONITOR MODULES, MULTIPARAMETER |  | MODULEMULTIPARAMETER-Philips-M3001A | MODULEMULTIPARAMETER | M3001A |  |  |  | Philips | Module, Multi-Parameter |  | MODULEMULTIPARAMETER-Philips-M3001A |  |  |  |  | Not Covered Vendor Only - Biomedical | MHHS-Mem City
NO | YES |  |  |  | 041-16082 | 041-16082 | Philips Medical Systems Cardiac and Monitoring Syste | M3001A |  | DE9070BWNL | MEMORIAL CITY - Endoscopy | MHHS-Mem City |  | Module, Multi-Parameter |  | 041-16082 | 041-16082 | West | MEMORIAL CITY - MEMORIAL HERMANN HOSPITAL WEST TOWER | MEMORIAL CITY - Endoscopy | Bay 14 |  |  |  |  | PHYSIOLOGIC MONITOR MODULES, MULTIPARAMETER |  | MODULEMULTIPARAMETER-Philips-M3001A | MODULEMULTIPARAMETER | M3001A |  |  |  | Philips | Module, Multi-Parameter |  | MODULEMULTIPARAMETER-Philips-M3001A |  |  |  |  | Covered PM Repair - Biomedical | MHHS-Mem City
NO | YES |  |  |  | 041-16087 | 041-16087 | Philips Medical Systems Cardiac and Monitoring Syste | M3001A |  | DE9070BWLY | Memorial city digestive disease center | MHHS-Mem City |  | Module, Multi-Parameter |  | 041-16087 | 041-16087 | West Memorial city | Herman memorial city medical center | Memorial city digestive disease center | Procedure room 4 |  |  |  |  | PHYSIOLOGIC MONITOR MODULES, MULTIPARAMETER |  | MODULEMULTIPARAMETER-Philips-M3001A | MODULEMULTIPARAMETER | M3001A |  |  |  | Philips | Module, Multi-Parameter |  | MODULEMULTIPARAMETER-Philips-M3001A |  |  |  |  | Covered PM Repair - Respiratory/Steriliz | MHHS-Mem City
NO | YES |  |  |  | 041-17231 | 041-17231 | Philips Medical Systems Cardiac and Monitoring Syste | M3001A |  | DE9070AAK6 | MEMORIAL CITY - Endoscopy | MHHS-Mem City |  | Module, Multi-Parameter |  | 041-17231 | 041-17231 | West | MEMORIAL CITY - MEMORIAL HERMANN HOSPITAL WEST TOWER | MEMORIAL CITY - Endoscopy | Bay 1 |  |  |  |  | PHYSIOLOGIC MONITOR MODULES, MULTIPARAMETER |  | MODULEMULTIPARAMETER-Philips-M3001A | MODULEMULTIPARAMETER | M3001A |  |  |  | Philips | Module, Multi-Parameter |  | MODULEMULTIPARAMETER-Philips-M3001A |  |  |  |  | Not Covered Vendor Only - Biomedical | MHHS-Mem City
NO | YES | [5 empty] | Philips Medical Systems Cardiac and Monitoring Syste | M3001A |  | DE907X1215 | MEMORIAL CITY - DIGESTIVE DISEASE CENTER | MHHS-Mem City |  | Module, Multi-Parameter |  |  |  | West | Memorial Hermann Memorial City Medical Center | MEMORIAL CITY - DIGESTIVE DISEASE CENTER | Endo procedure room 6 |  |  |  |  | PHYSIOLOGIC MONITOR MODULES, MULTIPARAMETER |  | MODULEMULTIPARAMETER-Philips-M3001A | MODULEMULTIPARAMETER | M3001A |  |  |  | Philips | Module, Multi-Parameter |  | MODULEMULTIPARAMETER-Philips-M3001A |  |  |  |  | Covered PM Repair - Biomedical | MHHS-Mem City
NO | YES |  |  |  |  | 041-13528 | Philips Medical Systems Cardiac and Monitoring Syste | M3001A |  | DE907Y5032 | MEMORIAL CITY - Endoscopy | MHHS-Mem City |  | Module, Multi-Parameter |  |  | 041-13528 | West | MEMORIAL CITY - MEMORIAL HERMANN HOSPITAL WEST TOWER | MEMORIAL CITY - Endoscopy | Bay 12 |  |  |  |  | PHYSIOLOGIC MONITOR MODULES, MULTIPARAMETER |  | MODULEMULTIPARAMETER-Philips-M3001A | MODULEMULTIPARAMETER | M3001A |  |  |  | Philips | Module, Multi-Parameter |  | MODULEMULTIPARAMETER-Philips-M3001A |  |  |  |  | Covered PM Repair - Biomedical | MHHS-Mem City
NO | YES |  |  |  |  | 041-15468 | Philips Medical Systems Cardiac and Monitoring Syste | M3001A |  | de907y5019 | MEMORIAL CITY - Endoscopy | MHHS-Mem City |  | Module, Multi-Parameter |  |  | 041-15468 | West | MEMORIAL CITY - MEMORIAL HERMANN HOSPITAL WEST TOWER | MEMORIAL CITY - Endoscopy | Bay 5 |  |  |  |  | PHYSIOLOGIC MONITOR MODULES, MULTIPARAMETER |  | MODULEMULTIPARAMETER-Philips-M3001A | MODULEMULTIPARAMETER | M3001A |  |  |  | Philips | Module, Multi-Parameter |  | MODULEMULTIPARAMETER-Philips-M3001A |  |  |  |  | Covered PM Repair - Biomedical | MHHS-Mem City
NO | YES |  |  |  |  | 041-13526 | Philips Medical Systems Cardiac and Monitoring Syste | M3001A |  | DE907Y5018 | MEMORIAL CITY - Endoscopy | MHHS-Mem City |  | Module, Multi-Parameter |  |  | 041-13526 | West | MEMORIAL CITY - MEMORIAL HERMANN HOSPITAL WEST TOWER | MEMORIAL CITY - Endoscopy | Bay 15 |  |  |  |  | PHYSIOLOGIC MONITOR MODULES, MULTIPARAMETER |  | MODULEMULTIPARAMETER-Philips-M3001A | MODULEMULTIPARAMETER | M3001A |  |  |  | Philips | Module, Multi-Parameter |  | MODULEMULTIPARAMETER-Philips-M3001A |  |  |  |  | Covered PM Repair - Biomedical | MHHS-Mem City
NO | YES |  |  |  |  | 041-14192 | Philips Medical Systems Cardiac and Monitoring Syste | M3001A |  | de907x1206 | MEMORIAL CITY - Endoscopy | MHHS-Mem City |  | Module, Multi-Parameter |  |  | 041-14192 | West | MEMORIAL CITY - MEMORIAL HERMANN HOSPITAL WEST TOWER | MEMORIAL CITY - Endoscopy | Bay 18 |  |  |  |  | PHYSIOLOGIC MONITOR MODULES, MULTIPARAMETER |  | MODULEMULTIPARAMETER-Philips-M3001A | MODULEMULTIPARAMETER | M3001A |  |  |  | Philips | Module, Multi-Parameter |  | MODULEMULTIPARAMETER-Philips-M3001A |  |  |  |  | Covered PM Repair - Biomedical | MHHS-Mem City
NO | YES |  |  |  |  | 041-13527 | Philips Medical Systems Cardiac and Monitoring Syste | M3001A |  | de907y5068 | MEMORIAL CITY - Endoscopy | MHHS-Mem City |  | Module, Multi-Parameter |  |  | 041-13527 | West | MEMORIAL CITY - MEMORIAL HERMANN HOSPITAL WEST TOWER | MEMORIAL CITY - Endoscopy | Bay 11 |  |  |  |  | PHYSIOLOGIC MONITOR MODULES, MULTIPARAMETER |  | MODULEMULTIPARAMETER-Philips-M3001A | MODULEMULTIPARAMETER | M3001A |  |  |  | Philips | Module, Multi-Parameter |  | MODULEMULTIPARAMETER-Philips-M3001A |  |  |  |  | Covered PM Repair - Biomedical | MHHS-Mem City
NO | YES |  |  |  |  | 041-10914 | Philips Medical Systems Cardiac and Monitoring Syste | M3001A |  | DE717K7560 | MEMORIAL CITY - DIGESTIVE DISEASE CENTER | MHHS-Mem City |  | Module, Multi-Parameter |  |  | 041-10914 | West | Memorial Hermann Memorial City Medical Center | MEMORIAL CITY - DIGESTIVE DISEASE CENTER | MEMORIAL CITY - DIGESTIVE |  |  |  |  | PHYSIOLOGIC MONITOR MODULES, MULTIPARAMETER |  | MODULEMULTIPARAMETER-Philips-M3001A | MODULEMULTIPARAMETER | M3001A |  |  |  | Philips | Module, Multi-Parameter |  | MODULEMULTIPARAMETER-Philips-M3001A |  |  |  |  | Covered PM Repair - Biomedical | MHHS-Mem City
NO | YES |  |  |  |  | 041-16597 | Philips Medical Systems Cardiac and Monitoring Syste | M3001A |  | DE907U8131 | MEMORIAL CITY - Endoscopy | MHHS-Mem City |  | Module, Multi-Parameter |  |  | 041-16597 | West | MEMORIAL CITY - MEMORIAL HERMANN HOSPITAL WEST TOWER | MEMORIAL CITY - Endoscopy | Bay 13 |  |  |  |  | PHYSIOLOGIC MONITOR MODULES, MULTIPARAMETER |  | MODULEMULTIPARAMETER-Philips-M3001A | MODULEMULTIPARAMETER | M3001A |  |  |  | Philips | Module, Multi-Parameter |  | MODULEMULTIPARAMETER-Philips-M3001A |  |  |  |  | Covered PM Repair - Biomedical | MHHS-Mem City
NO | YES |  |  |  | 041-17226 | 041-17226 | Philips Medical Systems Cardiac and Monitoring Syste | M3001A |  | DE9070A9WK | Memorial city-icu | MHHS-Mem City |  | Module, Multi-Parameter |  | 041-17226 | 041-17226 | West | Memorial Hermann Memorial City Medical Center | Memorial city-icu | E4 103 |  |  |  |  | PHYSIOLOGIC MONITOR MODULES, MULTIPARAMETER |  | MODULEMULTIPARAMETER-Philips-M3001A | MODULEMULTIPARAMETER | M3001A |  |  |  | Philips | Module, Multi-Parameter |  | MODULEMULTIPARAMETER-Philips-M3001A |  |  |  |  | Covered PM Repair - Biomedical | MHHS-Mem City
NO | YES |  |  |  | 041-19088 | 041-19088 | Philips Medical Systems Cardiac and Monitoring Syste | M3001A |  | DE5220F03H | MEMORIAL CITY - EAST TOWER - IMCU | MHHS-Mem City |  | Module, Multi-Parameter |  | 041-19088 | 041-19088 | West | Memorial Hermann Memorial City Medical Center | MEMORIAL CITY - EAST TOWER - IMCU | MEMORIAL CITY - EAST TOWER - IMCU E4 102 |  |  |  |  | PHYSIOLOGIC MONITOR MODULES, MULTIPARAMETER |  | MODULEMULTIPARAMETER-Philips-M3001A | MODULEMULTIPARAMETER | M3001A |  |  |  | Philips | Module, Multi-Parameter |  | MODULEMULTIPARAMETER-Philips-M3001A |  |  |  |  | Covered PM Repair - Biomedical | MHHS-Mem City
NO | YES |  |  |  | 041-19095 | 041-19095 | Philips Medical Systems Cardiac and Monitoring Syste | M3001A |  | DE5220F032 | MEMORIAL CITY - EAST TOWER - IMCU | MHHS-Mem City |  | Module, Multi-Parameter |  | 041-19095 | 041-19095 | West |  | MEMORIAL CITY - EAST TOWER - IMCU | [5 empty] | PHYSIOLOGIC MONITOR MODULES, MULTIPARAMETER |  | MODULEMULTIPARAMETER-Philips-M3001A | MODULEMULTIPARAMETER | M3001A |  |  |  | Philips | Module, Multi-Parameter |  | MODULEMULTIPARAMETER-Philips-M3001A |  |  |  |  | Covered PM Repair - Biomedical | MHHS-Mem City
NO | YES |  |  |  | 041-19096 | 041-19096 | Philips Medical Systems Cardiac and Monitoring Syste | M3001A |  | DE5220F02H | MEMORIAL CITY - EAST TOWER - IMCU | MHHS-Mem City |  | Module, Multi-Parameter |  | 041-19096 | 041-19096 | West | West | MEMORIAL CITY - EAST TOWER - IMCU | [5 empty] | PHYSIOLOGIC MONITOR MODULES, MULTIPARAMETER |  | MODULEMULTIPARAMETER-Philips-M3001A | MODULEMULTIPARAMETER | M3001A |  |  |  | Philips | Module, Multi-Parameter |  | MODULEMULTIPARAMETER-Philips-M3001A |  |  |  |  | Covered PM Repair - Biomedical | MHHS-Mem City
NO | YES |  |  |  | 041-19097 | 041-19097 | Philips Medical Systems Cardiac and Monitoring Syste | M3001A |  | DE5220F02P | Intermediate Care | MHHS-Mem City |  | Module, Multi-Parameter |  | 041-19097 | 041-19097 | West | Memorial Hermann Memorial city medical center emergency center | Intermediate Care | Room 424 |  |  |  |  | PHYSIOLOGIC MONITOR MODULES, MULTIPARAMETER |  | MODULEMULTIPARAMETER-Philips-M3001A | MODULEMULTIPARAMETER | M3001A |  |  |  | Philips | Module, Multi-Parameter |  | MODULEMULTIPARAMETER-Philips-M3001A |  |  |  |  | Covered PM Repair - Biomedical | MHHS-Mem City
NO | YES |  |  |  | 041-19100 | 041-19100 | Philips Medical Systems Cardiac and Monitoring Syste | M3001A |  | DE5220F02C | Intermediate Care | MHHS-Mem City |  | Module, Multi-Parameter |  | 041-19100 | 041-19100 | West | Memorial Hermann Memorial city medical center emergency center | Intermediate Care | Room 423 |  |  |  |  | PHYSIOLOGIC MONITOR MODULES, MULTIPARAMETER |  | MODULEMULTIPARAMETER-Philips-M3001A | MODULEMULTIPARAMETER | M3001A |  |  |  | Philips | Module, Multi-Parameter |  | MODULEMULTIPARAMETER-Philips-M3001A |  |  |  |  | Covered PM Repair - Biomedical | MHHS-Mem City
NO | YES |  |  |  | 041-19103 | 041-19103 | Philips Medical Systems Cardiac and Monitoring Syste | M3001A |  | DE5220F027 | MEMORIAL CITY - EAST TOWER - IMCU | MHHS-Mem City |  | Module, Multi-Parameter |  | 041-19103 | 041-19103 | West | Memorial city | MEMORIAL CITY - EAST TOWER - IMCU | MEMORIAL CITY MICU |  |  |  |  | PHYSIOLOGIC MONITOR MODULES, MULTIPARAMETER |  | MODULEMULTIPARAMETER-Philips-M3001A | MODULEMULTIPARAMETER | M3001A |  |  |  | Philips | Module, Multi-Parameter |  | MODULEMULTIPARAMETER-Philips-M3001A |  |  |  |  | Covered PM Repair - Biomedical | MHHS-Mem City
NO | YES |  |  |  | 041-16590 | 041-16590 | Philips Medical Systems Cardiac and Monitoring Syste | M3001A |  | DE83714116 | MEMORIAL CITY - ER - PEDS Room 2 | MHHS-Mem City |  | Module, Multi-Parameter |  | 041-16590 | 041-16590 | West | Memorial Hermann - Memorial City | MEMORIAL CITY - ER - PEDS Room 2 | Memorial City ER Peds Room 2 |  |  |  |  | PHYSIOLOGIC MONITOR MODULES, MULTIPARAMETER |  | MODULEMULTIPARAMETER-Philips-M3001A | MODULEMULTIPARAMETER | M3001A |  |  |  | Philips | Module, Multi-Parameter |  | MODULEMULTIPARAMETER-Philips-M3001A |  |  |  |  | Covered PM Repair - Biomedical | MHHS-Mem City
NO | YES |  |  |  | 041-16592 | 041-16592 | Philips Medical Systems Cardiac and Monitoring Syste | M3001A |  | DE907R8909 | MEMORIAL CITY - ER | MHHS-Mem City |  | Module, Multi-Parameter |  | 041-16592 | 041-16592 | West | Memorial Hermann Memorial City ER | MEMORIAL CITY - ER | Peds ER |  |  |  |  | PHYSIOLOGIC MONITOR MODULES, MULTIPARAMETER |  | MODULEMULTIPARAMETER-Philips-M3001A | MODULEMULTIPARAMETER | M3001A |  |  |  | Philips | Module, Multi-Parameter |  | MODULEMULTIPARAMETER-Philips-M3001A |  |  |  |  | Covered PM Repair - Biomedical | MHHS-Mem City
NO | YES |  |  |  | 041-17139 | 041-17139 | Philips Medical Systems Cardiac and Monitoring Syste | M3001A |  | de907r8838 | MEMORIAL CITY - ER - PEDS Room 11 | MHHS-Mem City |  | Module, Multi-Parameter |  | 041-17139 | 041-17139 | West | Memorial Hermann - Memorial City | MEMORIAL CITY - ER - PEDS Room 11 | Memorial City ER Peds Room 11 |  |  |  |  | PHYSIOLOGIC MONITOR MODULES, MULTIPARAMETER |  | MODULEMULTIPARAMETER-Philips-M3001A | MODULEMULTIPARAMETER | M3001A |  |  |  | Philips | Module, Multi-Parameter |  | MODULEMULTIPARAMETER-Philips-M3001A |  |  |  |  | Not Covered Vendor Only - Lab Ana/Anes | MHHS-Mem City
NO | YES |  |  |  | 041-17143 | 041-17143 | Philips Medical Systems Cardiac and Monitoring Syste | M3001A |  | DE22751626 | MEMORIAL CITY - ER - PEDS | MHHS-Mem City |  | Module, Multi-Parameter |  | 041-17143 | 041-17143 | West | Memorial Hermann Memorial City Medical Center Emergency Center | MEMORIAL CITY - ER - PEDS | E1 432 Clinical Coordinator |  |  |  |  | PHYSIOLOGIC MONITOR MODULES, MULTIPARAMETER |  | MODULEMULTIPARAMETER-Philips-M3001A | MODULEMULTIPARAMETER | M3001A |  |  |  | Philips | Module, Multi-Parameter |  | MODULEMULTIPARAMETER-Philips-M3001A |  |  |  |  | Covered PM Repair - Biomedical | MHHS-Mem City
NO | YES |  |  |  | 041-17147 | 041-17147 | Philips Medical Systems Cardiac and Monitoring Syste | M3001A |  | DE51290298 | MEMORIAL CITY - ER | MHHS-Mem City |  | Module, Multi-Parameter |  | 041-17147 | 041-17147 | West | Memorial Hermann Memorial City Medical Center Emergency Center | MEMORIAL CITY - ER | Emergency Room 22 |  |  |  |  | PHYSIOLOGIC MONITOR MODULES, MULTIPARAMETER |  | MODULEMULTIPARAMETER-Philips-M3001A | MODULEMULTIPARAMETER | M3001A |  |  |  | Philips | Module, Multi-Parameter |  | MODULEMULTIPARAMETER-Philips-M3001A |  |  |  |  | Covered PM Repair - Biomedical | MHHS-Mem City
NO | YES |  |  |  | 041-18966 | 041-18966 | Philips Medical Systems Cardiac and Monitoring Syste | M3001A |  | DE5220EULJ | MEMORIAL CITY - ER | MHHS-Mem City |  | Module, Multi-Parameter |  | 041-18966 | 041-18966 | West | Memorial City-Memorial Hermann Hospital | MEMORIAL CITY - ER | Biomed Shop |  |  |  | Past Due. Located in biomed shop | PHYSIOLOGIC MONITOR MODULES, MULTIPARAMETER |  | MODULEMULTIPARAMETER-Philips-M3001A | MODULEMULTIPARAMETER | M3001A |  |  |  | Philips | Module, Multi-Parameter |  | MODULEMULTIPARAMETER-Philips-M3001A |  |  |  |  | Covered PM Repair - Biomedical | MHHS-Mem City
NO | YES |  |  |  | 041-34203 | 041-34203 | Philips Medical Systems Cardiac and Monitoring Syste | M3001A |  | DE5220EVEM | Emergency Center | MHHS-Mem City |  | Module, Multi-Parameter |  | 041-34203 | 041-34203 | West | Memorial Hermann Memorial City Medical Center Emergency Center | Emergency Center | ER Room 2 |  |  |  |  | PHYSIOLOGIC MONITOR MODULES, MULTIPARAMETER |  | MODULEMULTIPARAMETER-Philips-M3001A | MODULEMULTIPARAMETER | M3001A |  |  |  | Philips | Module, Multi-Parameter |  | MODULEMULTIPARAMETER-Philips-M3001A |  |  |  |  | Covered PM Repair - Biomedical | MHHS-Mem City
NO | YES | Asset Tag 041-17788 |  |  | 041-17788 | 041-17788 | Philips Medical Systems Cardiac and Monitoring Syste | M3001A |  | DE5630FM7K | (null) | MHHS-Mem City |  | Module, Multi-Parameter |  | 041-17788 | 041-17788 | (null) | (null) | (null) | (null) | (null) | (null) | (null) | (null) | PHYSIOLOGIC MONITOR MODULES, MULTIPARAMETER |  | MODULEMULTIPARAMETER-Philips-M3001A | MODULEMULTIPARAMETER | M3001A |  |  |  | Philips | Module, Multi-Parameter |  | MODULEMULTIPARAMETER-Philips-M3001A |  |  |  |  | Covered PM Repair - Biomedical | MHHS-Mem City
NO | YES |  |  |  | 041-34386 | 041-34386 | Philips Medical Systems Cardiac and Monitoring Syste | M3001A |  | DE6520JCM9 | MEMORIAL CITY - ER | MHHS-Mem City |  | Module, Multi-Parameter |  | 041-34386 | 041-34386 | West | Memorial city-memorial herman emergency center | MEMORIAL CITY - ER | E1-519 |  |  |  |  | PHYSIOLOGIC MONITOR MODULES, MULTIPARAMETER |  | MODULEMULTIPARAMETER-Philips-M3001A | MODULEMULTIPARAMETER | M3001A |  |  |  | Philips | Module, Multi-Parameter |  | MODULEMULTIPARAMETER-Philips-M3001A |  |  |  |  | Covered PM Repair - Biomedical | MHHS-Mem City
NO | YES |  |  |  | 041-34388 | 041-34388 | Philips Medical Systems Cardiac and Monitoring Syste | M3001A |  | DE6520JCM3 | Emergency Room E1 534 Room 37 | MHHS-Mem City |  | Module, Multi-Parameter |  | 041-34388 | 041-34388 | West | Memorial Hermann - Memorial City Emergency Dept. | Emergency Room E1 534 Room 37 | Emergency Room E1 534 Room 37 |  |  |  |  | PHYSIOLOGIC MONITOR MODULES, MULTIPARAMETER |  | MODULEMULTIPARAMETER-Philips-M3001A | MODULEMULTIPARAMETER | M3001A |  |  |  | Philips | Module, Multi-Parameter |  | MODULEMULTIPARAMETER-Philips-M3001A |  |  |  |  | Covered PM Repair - Biomedical | MHHS-Mem City
NO | YES |  |  |  | 041-34390 | 041-34390 | Philips Medical Systems Cardiac and Monitoring Syste | M3001A |  | DE6520JCHY | Emergency Room E1 532 Room 35 | MHHS-Mem City |  | Module, Multi-Parameter |  | 041-34390 | 041-34390 | West | Memorial Hermann - Memorial City Emergency Dept. | Emergency Room E1 532 Room 35 | Emergency Room E1 532 Room 35 |  |  |  |  | PHYSIOLOGIC MONITOR MODULES, MULTIPARAMETER |  | MODULEMULTIPARAMETER-Philips-M3001A | MODULEMULTIPARAMETER | M3001A |  |  |  | Philips | Module, Multi-Parameter |  | MODULEMULTIPARAMETER-Philips-M3001A |  |  |  |  | Covered PM Repair - Biomedical | MHHS-Mem City
NO | YES |  |  |  | 041-34392 | 041-34392 | Philips Medical Systems Cardiac and Monitoring Syste | M3001A |  | DE6520JCM5 | MEMORIAL CITY - ER | MHHS-Mem City |  | Module, Multi-Parameter |  | 041-34392 | 041-34392 | West | Memorialcity - memorial herman emergency center | MEMORIAL CITY - ER | E1-516 |  |  |  |  | PHYSIOLOGIC MONITOR MODULES, MULTIPARAMETER |  | MODULEMULTIPARAMETER-Philips-M3001A | MODULEMULTIPARAMETER | M3001A |  |  |  | Philips | Module, Multi-Parameter |  | MODULEMULTIPARAMETER-Philips-M3001A |  |  |  |  | Not Covered Vendor Only - Biomedical | MHHS-Mem City
NO | YES | Serial Number DE6520JCLG |  |  | 151-03966 | 151-03966 | Philips Medical Systems Cardiac and Monitoring Syste | M3001A |  | DE6520JCLG | (null) | MHHS-Mem City |  | Module, Multi-Parameter |  | 151-03966 | 151-03966 | (null) | (null) | (null) | (null) | (null) | (null) | (null) | (null) | PHYSIOLOGIC MONITOR MODULES, MULTIPARAMETER |  | MODULEMULTIPARAMETER-Philips-M3001A | MODULEMULTIPARAMETER | M3001A |  |  |  | Philips | Module, Multi-Parameter |  | MODULEMULTIPARAMETER-Philips-M3001A |  |  |  |  | Not Covered Vendor Only - Biomedical | MHHS-Mem City
NO | YES |  |  |  | 041-34418 | 041-34418 | Philips Medical Systems Cardiac and Monitoring Syste | M3001A |  | DE6520JCHC | MEMORIAL CITY - ER | MHHS-Mem City |  | Module, Multi-Parameter |  | 041-34418 | 041-34418 | West | Memorial Hermann Memorial City ER | MEMORIAL CITY - ER | E1 506 ER Rm 26 |  |  |  |  | PHYSIOLOGIC MONITOR MODULES, MULTIPARAMETER |  | MODULEMULTIPARAMETER-Philips-M3001A | MODULEMULTIPARAMETER | M3001A |  |  |  | Philips | Module, Multi-Parameter |  | MODULEMULTIPARAMETER-Philips-M3001A |  |  |  |  | Not Covered Vendor Only - Biomedical | MHHS-Mem City
NO | YES |  |  |  | 041-34919 | 041-34919 | Philips Medical Systems Cardiac and Monitoring Syste | M3001A |  | DE6520JBJT | MEMORIAL CITY - ER | MHHS-Mem City |  | Module, Multi-Parameter |  | 041-34919 | 041-34919 | West | Memorialcity - memorial herman emergency center | MEMORIAL CITY - ER | E1-435 |  |  |  |  | PHYSIOLOGIC MONITOR MODULES, MULTIPARAMETER |  | MODULEMULTIPARAMETER-Philips-M3001A | MODULEMULTIPARAMETER | M3001A |  |  |  | Philips | Module, Multi-Parameter |  | MODULEMULTIPARAMETER-Philips-M3001A |  |  |  |  | Not Covered Vendor Only - Biomedical | MHHS-Mem City
NO | YES |  |  |  | 041-34920 | 041-34920 | Philips Medical Systems Cardiac and Monitoring Syste | M3001A |  | DE6520JBGD | MEMORIAL CITY - ER | MHHS-Mem City |  | Module, Multi-Parameter |  | 041-34920 | 041-34920 | West | Memorial Hermann Memorial City Medical Center Emergency Center | MEMORIAL CITY - ER | Emergency Room 24 |  |  |  |  | PHYSIOLOGIC MONITOR MODULES, MULTIPARAMETER |  | MODULEMULTIPARAMETER-Philips-M3001A | MODULEMULTIPARAMETER | M3001A |  |  |  | Philips | Module, Multi-Parameter |  | MODULEMULTIPARAMETER-Philips-M3001A |  |  |  |  | Not Covered Vendor Only - Biomedical | MHHS-Mem City
NO | YES |  |  |  | 041-34923 | 041-34923 | Philips Medical Systems Cardiac and Monitoring Syste | M3001A |  | DE6520JBGM | MEMORIAL CITY - ER | MHHS-Mem City |  | Module, Multi-Parameter |  | 041-34923 | 041-34923 | West | West | MEMORIAL CITY - ER | ER18 |  |  |  |  | PHYSIOLOGIC MONITOR MODULES, MULTIPARAMETER |  | MODULEMULTIPARAMETER-Philips-M3001A | MODULEMULTIPARAMETER | M3001A |  |  |  | Philips | Module, Multi-Parameter |  | MODULEMULTIPARAMETER-Philips-M3001A |  |  |  |  | Not Covered Vendor Only - Biomedical | MHHS-Mem City
NO | YES |  |  |  | 041-34946 | 041-34946 | Philips Medical Systems Cardiac and Monitoring Syste | M3001A |  | DE6520JBM7 | MEMORIAL CITY - MOR RECOVERY | MHHS-Mem City |  | Module, Multi-Parameter |  | 041-34946 | 041-34946 | West | Memorial City - Memorial Hermann Hospital East Tower | MEMORIAL CITY - MOR RECOVERY | Bay 4 |  |  |  |  | PHYSIOLOGIC MONITOR MODULES, MULTIPARAMETER |  | MODULEMULTIPARAMETER-Philips-M3001A | MODULEMULTIPARAMETER | M3001A |  |  |  | Philips | Module, Multi-Parameter |  | MODULEMULTIPARAMETER-Philips-M3001A |  |  |  |  | Not Covered Vendor Only - Biomedical | MHHS-Mem City
NO | YES |  |  |  | 041-34949 | 041-34949 | Philips Medical Systems Cardiac and Monitoring Syste | M3001A |  | DE6520JBH2 | Memorial City OR Recovery | MHHS-Mem City |  | Module, Multi-Parameter |  | 041-34949 | 041-34949 | West | Memorial Hermann Memorial City Medical Center | Memorial City OR Recovery | Memorial City - OR Recovery Bay 5 |  |  |  |  | PHYSIOLOGIC MONITOR MODULES, MULTIPARAMETER |  | MODULEMULTIPARAMETER-Philips-M3001A | MODULEMULTIPARAMETER | M3001A |  |  |  | Philips | Module, Multi-Parameter |  | MODULEMULTIPARAMETER-Philips-M3001A |  |  |  |  | Not Covered Vendor Only - Biomedical | MHHS-Mem City
NO | YES |  |  |  | 041-34950 | 041-34950 | Philips Medical Systems Cardiac and Monitoring Syste | M3001A |  | DE6520JBJM | MEMORIAL CITY - MOR | MHHS-Mem City |  | Module, Multi-Parameter |  | 041-34950 | 041-34950 | West | Memorial City - Memorial Hermann Hospital | MEMORIAL CITY - MOR | MOR 11 |  |  |  |  | PHYSIOLOGIC MONITOR MODULES, MULTIPARAMETER |  | MODULEMULTIPARAMETER-Philips-M3001A | MODULEMULTIPARAMETER | M3001A |  |  |  | Philips | Module, Multi-Parameter |  | MODULEMULTIPARAMETER-Philips-M3001A |  |  |  |  | Not Covered Vendor Only - Biomedical | MHHS-Mem City
NO | YES |  |  |  | 041-34951 | 041-34951 | Philips Medical Systems Cardiac and Monitoring Syste | M3001A |  | DE6520JBH4 | Memorial City - Recovery | MHHS-Mem City |  | Module, Multi-Parameter |  | 041-34951 | 041-34951 | West | Memorial Hermann - Memorial City | Memorial City - Recovery | E2 MOR Pre-Surgical Room 1 |  |  |  |  | PHYSIOLOGIC MONITOR MODULES, MULTIPARAMETER |  | MODULEMULTIPARAMETER-Philips-M3001A | MODULEMULTIPARAMETER | M3001A |  |  |  | Philips | Module, Multi-Parameter |  | MODULEMULTIPARAMETER-Philips-M3001A |  |  |  |  | Not Covered Vendor Only - Biomedical | MHHS-Mem City
NO | YES |  |  |  | 041-34952 | 041-34952 | Philips Medical Systems Cardiac and Monitoring Syste | M3001A |  | DE6520JBH8 | MEMORIAL CITY - MOR RECOVERY | MHHS-Mem City |  | Module, Multi-Parameter |  | 041-34952 | 041-34952 | West | Memorial Hermann Memorial City Medical Center | MEMORIAL CITY - MOR RECOVERY | MEMORIAL CITY - MOR RECOVER |  |  |  |  | PHYSIOLOGIC MONITOR MODULES, MULTIPARAMETER |  | MODULEMULTIPARAMETER-Philips-M3001A | MODULEMULTIPARAMETER | M3001A |  |  |  | Philips | Module, Multi-Parameter |  | MODULEMULTIPARAMETER-Philips-M3001A |  |  |  |  | Covered PM Repair - Biomedical | MHHS-Mem City
NO | YES |  |  |  | 041-34981 | 041-34981 | Philips Medical Systems Cardiac and Monitoring Syste | M3001A |  | DE6520JBKZ | Biomed | MHHS-Mem City |  | Module, Multi-Parameter |  | 041-34981 | 041-34981 | West | Memorial Hermann Memorial City Medical Center | Biomed | Biomed lab |  |  |  |  | PHYSIOLOGIC MONITOR MODULES, MULTIPARAMETER |  | MODULEMULTIPARAMETER-Philips-M3001A | MODULEMULTIPARAMETER | M3001A |  |  |  | Philips | Module, Multi-Parameter |  | MODULEMULTIPARAMETER-Philips-M3001A |  |  |  |  | Covered PM Repair - Biomedical | MHHS-Mem City
NO | YES |  |  |  |  | DE907T2868 | Philips Medical Systems Cardiac and Monitoring Syste | M3001A |  | DE907T2868 | MEMORIAL CITY - ER | MHHS-Mem City |  | Module, Multi-Parameter |  |  | DE907T2868 | West | West | MEMORIAL CITY - ER | ER17 |  |  |  |  | PHYSIOLOGIC MONITOR MODULES, MULTIPARAMETER |  | MODULEMULTIPARAMETER-Philips-M3001A | MODULEMULTIPARAMETER | M3001A |  |  |  | Philips | Module, Multi-Parameter |  | MODULEMULTIPARAMETER-Philips-M3001A |  |  |  |  | Covered PM Repair - Biomedical | MHHS-Mem City
NO | YES |  |  |  |  | 041-16604 | Philips Medical Systems Cardiac and Monitoring Syste | M3001A |  | DE632E4862 | MEMORIAL CITY - ER | MHHS-Mem City |  | Module, Multi-Parameter |  |  | 041-16604 | West | Memorial Hermann Memorial City ER | MEMORIAL CITY - ER | Peds ER Rm 5 |  |  |  |  | PHYSIOLOGIC MONITOR MODULES, MULTIPARAMETER |  | MODULEMULTIPARAMETER-Philips-M3001A | MODULEMULTIPARAMETER | M3001A |  |  |  | Philips | Module, Multi-Parameter |  | MODULEMULTIPARAMETER-Philips-M3001A |  |  |  |  | Covered PM Repair - Biomedical | MHHS-Mem City
NO | YES |  |  |  |  | 041-16598 | Philips Medical Systems Cardiac and Monitoring Syste | M3001A |  | de717l0764 | MEMORIAL CITY - ER | MHHS-Mem City |  | Module, Multi-Parameter |  |  | 041-16598 | West | West | MEMORIAL CITY - ER | ER RM1 |  |  |  |  | PHYSIOLOGIC MONITOR MODULES, MULTIPARAMETER |  | MODULEMULTIPARAMETER-Philips-M3001A | MODULEMULTIPARAMETER | M3001A |  |  |  | Philips | Module, Multi-Parameter |  | MODULEMULTIPARAMETER-Philips-M3001A |  |  |  |  | Not Covered Vendor Only - Biomedical | MHHS-Mem City
NO | YES |  |  |  |  | 041-16599 | Philips Medical Systems Cardiac and Monitoring Syste | M3001A |  | DE51271990 | MEMORIAL CITY - ER | MHHS-Mem City |  | Module, Multi-Parameter |  |  | 041-16599 | West | Memorial City-Memorial Hermann Hospital | MEMORIAL CITY - ER | Biomed Shop |  |  |  |  | PHYSIOLOGIC MONITOR MODULES, MULTIPARAMETER |  | MODULEMULTIPARAMETER-Philips-M3001A | MODULEMULTIPARAMETER | M3001A |  |  |  | Philips | Module, Multi-Parameter |  | MODULEMULTIPARAMETER-Philips-M3001A |  |  |  |  | Not Covered Vendor Only - Biomedical | MHHS-Mem City
NO | YES | [5 empty] | Philips Medical Systems Cardiac and Monitoring Syste | M3001A |  | DE907Y5062 | MEMORIAL CITY - ER | MHHS-Mem City |  | Module, Multi-Parameter |  |  |  | West | Memorialcity - memorial herman emergency center | MEMORIAL CITY - ER | E1-209 |  |  |  |  | PHYSIOLOGIC MONITOR MODULES, MULTIPARAMETER |  | MODULEMULTIPARAMETER-Philips-M3001A | MODULEMULTIPARAMETER | M3001A |  |  |  | Philips | Module, Multi-Parameter |  | MODULEMULTIPARAMETER-Philips-M3001A |  |  |  |  | Covered PM Repair - Biomedical | MHHS-Mem City
NO | YES |  |  |  |  | 041-10888 | Philips Medical Systems Cardiac and Monitoring Syste | M3001A |  | DE22743266 | MEMORIAL CITY - ER | MHHS-Mem City |  | Module, Multi-Parameter |  |  | 041-10888 | West | West | MEMORIAL CITY - ER | ER RM3 |  |  |  |  | PHYSIOLOGIC MONITOR MODULES, MULTIPARAMETER |  | MODULEMULTIPARAMETER-Philips-M3001A | MODULEMULTIPARAMETER | M3001A |  |  |  | Philips | Module, Multi-Parameter |  | MODULEMULTIPARAMETER-Philips-M3001A |  |  |  |  | Covered PM Repair - Biomedical | MHHS-Mem City
NO | YES |  |  |  |  | 041-17142 | Philips Medical Systems Cardiac and Monitoring Syste | M3001A |  | DE51290368 | MEMORIAL CITY - ER | MHHS-Mem City |  | Module, Multi-Parameter |  |  | 041-17142 | West | Memorial Hermann Memorial City ER | MEMORIAL CITY - ER | E1 533 ER Rm 36 |  |  |  |  | PHYSIOLOGIC MONITOR MODULES, MULTIPARAMETER |  | MODULEMULTIPARAMETER-Philips-M3001A | MODULEMULTIPARAMETER | M3001A |  |  |  | Philips | Module, Multi-Parameter |  | MODULEMULTIPARAMETER-Philips-M3001A |  |  |  |  | Covered PM Repair - Biomedical | MHHS-Mem City
NO | YES |  |  |  | 041-13021 | 041-13021 | Philips Medical Systems Cardiac and Monitoring Syste | M3001A |  | DF717Q0071 | MEMORIAL CITY - ER | MHHS-Mem City |  | Module, Multi-Parameter |  | 041-13021 | 041-13021 | West | Memorial Hermann Memorial City ER | MEMORIAL CITY - ER | E1 510 ER Rm 30 |  |  |  |  | PHYSIOLOGIC MONITOR MODULES, MULTIPARAMETER |  | MODULEMULTIPARAMETER-Philips-M3001A | MODULEMULTIPARAMETER | M3001A |  |  |  | Philips | Module, Multi-Parameter |  | MODULEMULTIPARAMETER-Philips-M3001A |  |  |  |  | Covered PM Repair - Biomedical | MHHS-Mem City
NO | YES |  |  |  |  | 041-17230 | Philips Medical Systems Cardiac and Monitoring Syste | M3001A |  | DE9070AAK5 | MEMORIAL CITY - ER | MHHS-Mem City |  | Module, Multi-Parameter |  |  | 041-17230 | West | Memorialcity - memorial herman emergency center | MEMORIAL CITY - ER | E1-508 |  |  |  |  | PHYSIOLOGIC MONITOR MODULES, MULTIPARAMETER |  | MODULEMULTIPARAMETER-Philips-M3001A | MODULEMULTIPARAMETER | M3001A |  |  |  | Philips | Module, Multi-Parameter |  | MODULEMULTIPARAMETER-Philips-M3001A |  |  |  |  | Covered PM Repair - Respiratory/Steriliz | MHHS-Mem City
NO | YES |  |  |  | 041-12335 | 041-12335 | Philips Medical Systems Cardiac and Monitoring Syste | M3001A |  | DE717Q0079 | Biomed | MHHS-Mem City |  | Module, Multi-Parameter |  | 041-12335 | 041-12335 | West | Memorial Hermann Memorial City Medical Center | Biomed | Biomed lab |  |  |  |  | PHYSIOLOGIC MONITOR MODULES, MULTIPARAMETER |  | MODULEMULTIPARAMETER-Philips-M3001A | MODULEMULTIPARAMETER | M3001A |  |  |  | Philips | Module, Multi-Parameter |  | MODULEMULTIPARAMETER-Philips-M3001A |  |  |  |  | Covered PM Repair - Respiratory/Steriliz | MHHS-Mem City
NO | YES |  |  |  | 041-18984 | 041-18984 | Philips Medical Systems Cardiac and Monitoring Syste | M3001A |  | DE5630GLKY | Memorial City-Labor & Delivery | MHHS-Mem City |  | Module, Multi-Parameter |  | 041-18984 | 041-18984 | West | MHHS-Mem City | Memorial City-Labor & Delivery | Post Bay 1 | 7/1/19 |  |  |  | PHYSIOLOGIC MONITOR MODULES, MULTIPARAMETER |  | MODULEMULTIPARAMETER-Philips-M3001A | MODULEMULTIPARAMETER | M3001A |  |  |  | Philips | Module, Multi-Parameter |  | MODULEMULTIPARAMETER-Philips-M3001A |  |  |  |  | Covered PM Repair - Respiratory/Steriliz | MHHS-Mem City
NO | YES |  |  |  | 041-21021 | 041-21021 | Philips Medical Systems Cardiac and Monitoring Syste | M3001A |  | DE5630GJYA | Memorial City-Labor & Delivery | MHHS-Mem City |  | Module, Multi-Parameter |  | 041-21021 | 041-21021 | West | MHHS-Mem City | Memorial City-Labor & Delivery | OR 4 | 7/1/19 |  | 7/1/20 |  | PHYSIOLOGIC MONITOR MODULES, MULTIPARAMETER |  | MODULEMULTIPARAMETER-Philips-M3001A | MODULEMULTIPARAMETER | M3001A |  |  |  | Philips | Module, Multi-Parameter |  | MODULEMULTIPARAMETER-Philips-M3001A |  |  |  |  | Covered PM Repair - Respiratory/Steriliz | MHHS-Mem City
NO | YES |  |  |  | 041-21023 | 041-21023 | Philips Medical Systems Cardiac and Monitoring Syste | M3001A |  | DE5630GJYD | Memorial City-Labor & Delivery | MHHS-Mem City |  | Module, Multi-Parameter |  | 041-21023 | 041-21023 | West | MHHS-Mem City | Memorial City-Labor & Delivery | OR 4 | 7/1/19 |  | 7/1/20 |  | PHYSIOLOGIC MONITOR MODULES, MULTIPARAMETER |  | MODULEMULTIPARAMETER-Philips-M3001A | MODULEMULTIPARAMETER | M3001A |  |  |  | Philips | Module, Multi-Parameter |  | MODULEMULTIPARAMETER-Philips-M3001A |  |  |  |  | Covered PM Repair - Respiratory/Steriliz | MHHS-Mem City
NO | YES |  |  |  |  | 041-12279 | Philips Medical Systems Cardiac and Monitoring Syste | M3001A |  | de717q0001 | Memorial City-Labor & Delivery | MHHS-Mem City |  | Module, Multi-Parameter |  |  | 041-12279 | West | MHHS-Mem City | Memorial City-Labor & Delivery |  | 3/1/19 |  |  |  | PHYSIOLOGIC MONITOR MODULES, MULTIPARAMETER |  | MODULEMULTIPARAMETER-Philips-M3001A | MODULEMULTIPARAMETER | M3001A |  |  |  | Philips | Module, Multi-Parameter |  | MODULEMULTIPARAMETER-Philips-M3001A |  |  |  |  | Covered PM Repair - Respiratory/Steriliz | MHHS-Mem City
NO | YES |  |  |  |  | 041-12280 | Philips Medical Systems Cardiac and Monitoring Syste | M3001A |  | DE717Q0067 | MEMORIAL CITY - PEDIATRICS | MHHS-Mem City |  | Module, Multi-Parameter |  |  | 041-12280 | West | West | MEMORIAL CITY - PEDIATRICS | MH4:205 Room 4M06 |  |  |  |  | PHYSIOLOGIC MONITOR MODULES, MULTIPARAMETER |  | MODULEMULTIPARAMETER-Philips-M3001A | MODULEMULTIPARAMETER | M3001A |  |  |  | Philips | Module, Multi-Parameter |  | MODULEMULTIPARAMETER-Philips-M3001A |  |  |  |  | Covered PM Repair - Respiratory/Steriliz | MHHS-Mem City
NO | YES |  |  |  | 041-12342 | 041-12342 | Philips Medical Systems Cardiac and Monitoring Syste | M3001A |  | DE717Q0126 | Memorial City-Labor & Delivery | MHHS-Mem City |  | Module, Multi-Parameter |  | 041-12342 | 041-12342 | West | MHHS-Mem City | Memorial City-Labor & Delivery | Post Bay 2 | 3/1/19 |  |  |  | PHYSIOLOGIC MONITOR MODULES, MULTIPARAMETER |  | MODULEMULTIPARAMETER-Philips-M3001A | MODULEMULTIPARAMETER | M3001A |  |  |  | Philips | Module, Multi-Parameter |  | MODULEMULTIPARAMETER-Philips-M3001A |  |  |  |  | Covered PM Repair - Biomedical | MHHS-Mem City
NO | YES |  |  |  | 041-20842 | 041-20842 | Philips Medical Systems Cardiac and Monitoring Syste | M3001A |  | DE5630gk4m | Memorial City-Labor & Delivery | MHHS-Mem City |  | Module, Multi-Parameter |  | 041-20842 | 041-20842 | West | MHHS-Mem City | Memorial City-Labor & Delivery | Recovery | 7/1/19 |  |  |  | PHYSIOLOGIC MONITOR MODULES, MULTIPARAMETER |  | MODULEMULTIPARAMETER-Philips-M3001A | MODULEMULTIPARAMETER | M3001A |  |  |  | Philips | Module, Multi-Parameter |  | MODULEMULTIPARAMETER-Philips-M3001A |  |  |  |  | Covered PM Repair - Biomedical | MHHS-Mem City
NO | YES |  |  |  | 041-32963 | 041-32963 | Philips Medical Systems Cardiac and Monitoring Syste | M3001A |  | DE5220EY8Z | MEMORIAL CITY - LDR - OR | MHHS-Mem City |  | Module, Multi-Parameter |  | 041-32963 | 041-32963 | West | Memorial city - memorial herman hospital | MEMORIAL CITY - LDR - OR | Biomed |  |  |  |  | PHYSIOLOGIC MONITOR MODULES, MULTIPARAMETER |  | MODULEMULTIPARAMETER-Philips-M3001A | MODULEMULTIPARAMETER | M3001A |  |  |  | Philips | Module, Multi-Parameter |  | MODULEMULTIPARAMETER-Philips-M3001A |  |  |  |  | Covered PM Repair - Biomedical | MHHS-Mem City
NO | YES |  |  |  | 041-32964 | 041-32964 | Philips Medical Systems Cardiac and Monitoring Syste | M3001A |  | DE5630FRYE | Memorial City-Labor & Delivery | MHHS-Mem City |  | Module, Multi-Parameter |  | 041-32964 | 041-32964 | West | MHHS-Mem City | Memorial City-Labor & Delivery | Post Bay 5 | 8/1/19 |  | 8/1/20 |  | PHYSIOLOGIC MONITOR MODULES, MULTIPARAMETER |  | MODULEMULTIPARAMETER-Philips-M3001A | MODULEMULTIPARAMETER | M3001A |  |  |  | Philips | Module, Multi-Parameter |  | MODULEMULTIPARAMETER-Philips-M3001A |  | 8/17/19 |  |  | Covered PM Repair - Respiratory/Steriliz | MHHS-Mem City
NO | YES |  |  |  | 041-32965 | 041-32965 | Philips Medical Systems Cardiac and Monitoring Syste | M3001A |  | DE5220EPT1 | Memorial City-Labor & Delivery | MHHS-Mem City |  | Module, Multi-Parameter |  | 041-32965 | 041-32965 | West | MHHS-Mem City | Memorial City-Labor & Delivery |  | 8/1/19 |  |  |  | PHYSIOLOGIC MONITOR MODULES, MULTIPARAMETER |  | MODULEMULTIPARAMETER-Philips-M3001A | MODULEMULTIPARAMETER | M3001A |  |  |  | Philips | Module, Multi-Parameter |  | MODULEMULTIPARAMETER-Philips-M3001A |  | 8/17/19 |  |  | Covered PM Repair - Respiratory/Steriliz | MHHS-Mem City
NO | YES |  |  |  |  | 041-14411 | Philips Medical Systems Cardiac and Monitoring Syste | M3001A |  | DE717P9822 | Memorial City-Labor & Delivery | MHHS-Mem City |  | Module, Multi-Parameter |  |  | 041-14411 | West | MHHS-Mem City | Memorial City-Labor & Delivery | OR 1 | 3/1/20 |  | 3/1/21 |  | PHYSIOLOGIC MONITOR MODULES, MULTIPARAMETER |  | MODULEMULTIPARAMETER-Philips-M3001A | MODULEMULTIPARAMETER | M3001A |  |  |  | Philips | Module, Multi-Parameter |  | MODULEMULTIPARAMETER-Philips-M3001A |  | 8/17/19 |  |  | Covered PM Repair - Respiratory/Steriliz | MHHS-Mem City
NO | YES |  |  |  | 041-19289 | 041-19289 | Philips Medical Systems Cardiac and Monitoring Syste | M3001A |  | DE5220F242 | MEMORIAL CITY - MHT - JHC OR | MHHS-Mem City |  | Module, Multi-Parameter |  | 041-19289 | 041-19289 | West | West | MEMORIAL CITY - MHT - JHC OR | MH11: 504 OR11 |  |  |  |  | PHYSIOLOGIC MONITOR MODULES, MULTIPARAMETER |  | MODULEMULTIPARAMETER-Philips-M3001A | MODULEMULTIPARAMETER | M3001A |  |  |  | Philips | Module, Multi-Parameter |  | MODULEMULTIPARAMETER-Philips-M3001A |  |  |  |  | Covered PM Repair - Respiratory/Steriliz | MHHS-Mem City
NO | YES |  |  |  | 041-19292 | 041-19292 | Philips Medical Systems Cardiac and Monitoring Syste | M3001A |  | DE522OF081 | Memorial City - Surgery Dept. - Ortho | MHHS-Mem City |  | Module, Multi-Parameter |  | 041-19292 | 041-19292 | West | Memorial Hermann - Memorial City | Memorial City - Surgery Dept. - Ortho | 11th Floor OR Room 5 |  |  |  |  | PHYSIOLOGIC MONITOR MODULES, MULTIPARAMETER |  | MODULEMULTIPARAMETER-Philips-M3001A | MODULEMULTIPARAMETER | M3001A |  |  |  | Philips | Module, Multi-Parameter |  | MODULEMULTIPARAMETER-Philips-M3001A |  |  |  |  | Covered PM Repair - Respiratory/Steriliz | MHHS-Mem City
NO | YES |  |  |  | 041-19295 | 041-19295 | Philips Medical Systems Cardiac and Monitoring Syste | M3001A |  | DE522OF2FH | MEMORIAL CITY - MHT - JHC OR | MHHS-Mem City |  | Module, Multi-Parameter |  | 041-19295 | 041-19295 | West | Weat | MEMORIAL CITY - MHT - JHC OR | MH11:507 OR7 |  |  |  |  | PHYSIOLOGIC MONITOR MODULES, MULTIPARAMETER |  | MODULEMULTIPARAMETER-Philips-M3001A | MODULEMULTIPARAMETER | M3001A |  |  |  | Philips | Module, Multi-Parameter |  | MODULEMULTIPARAMETER-Philips-M3001A |  |  |  |  | Covered PM Repair - Respiratory/Steriliz | MHHS-Mem City
NO | YES |  |  |  | 041-19298 | 041-19298 | Philips Medical Systems Cardiac and Monitoring Syste | M3001A |  | DE522OF2EF | MEMORIAL CITY - MHT - JHC OR | MHHS-Mem City |  | Module, Multi-Parameter |  | 041-19298 | 041-19298 | West | Memorial Hermann Memorial City Medical Center | MEMORIAL CITY - MHT - JHC OR | MEMORIAL CITY - MHT - JHC OR |  |  |  |  | PHYSIOLOGIC MONITOR MODULES, MULTIPARAMETER |  | MODULEMULTIPARAMETER-Philips-M3001A | MODULEMULTIPARAMETER | M3001A |  |  |  | Philips | Module, Multi-Parameter |  | MODULEMULTIPARAMETER-Philips-M3001A |  |  |  |  | Covered PM Repair - Respiratory/Steriliz | MHHS-Mem City
NO | YES |  |  |  | 041-19301 | 041-19301 | Philips Medical Systems Cardiac and Monitoring Syste | M3001A |  | DE522OF2FU | MEMORIAL CITY - Orthopedic Surgery | MHHS-Mem City |  | Module, Multi-Parameter |  | 041-19301 | 041-19301 | West | Memorial Hermann Memorial City Medical Center | MEMORIAL CITY - Orthopedic Surgery | Memorial City - Orthopedic Surgery MH11 500 OR 1 |  |  |  |  | PHYSIOLOGIC MONITOR MODULES, MULTIPARAMETER |  | MODULEMULTIPARAMETER-Philips-M3001A | MODULEMULTIPARAMETER | M3001A |  |  |  | Philips | Module, Multi-Parameter |  | MODULEMULTIPARAMETER-Philips-M3001A |  |  |  |  | Covered PM Repair - Respiratory/Steriliz | MHHS-Mem City
NO | YES |  |  |  | 041-19361 | 041-19361 | Philips Medical Systems Cardiac and Monitoring Syste | M3001A |  | DE522OF27R | MEMORIAL CITY - Orthopedics Surgery | MHHS-Mem City |  | Module, Multi-Parameter |  | 041-19361 | 041-19361 | West | Memorial City - Memorial Hermann Hospital | MEMORIAL CITY - Orthopedics Surgery | MH11 506 OR 6 |  |  |  |  | PHYSIOLOGIC MONITOR MODULES, MULTIPARAMETER |  | MODULEMULTIPARAMETER-Philips-M3001A | MODULEMULTIPARAMETER | M3001A |  |  |  | Philips | Module, Multi-Parameter |  | MODULEMULTIPARAMETER-Philips-M3001A |  |  |  |  | Covered PM Repair - Respiratory/Steriliz | MHHS-Mem City
NO | YES |  |  |  | 041-19364 | 041-19364 | Philips Medical Systems Cardiac and Monitoring Syste | M3001A |  | DE522OF2FG | MEMORIAL CITY - MHT - JHC OR | MHHS-Mem City |  | Module, Multi-Parameter |  | 041-19364 | 041-19364 | West | Memorial Hermann - Memorial City | MEMORIAL CITY - MHT - JHC OR | MH11 OR Room 3 |  |  |  |  | PHYSIOLOGIC MONITOR MODULES, MULTIPARAMETER |  | MODULEMULTIPARAMETER-Philips-M3001A | MODULEMULTIPARAMETER | M3001A |  |  |  | Philips | Module, Multi-Parameter |  | MODULEMULTIPARAMETER-Philips-M3001A |  |  |  |  | Not Covered Vendor Only - Biomedical | MHHS-Mem City
NO | YES |  |  |  | 041-19367 | 041-19367 | Philips Medical Systems Cardiac and Monitoring Syste | M3001A |  | DE522OF23Y | MEMORIAL CITY - MHT - JHC OR | MHHS-Mem City |  | Module, Multi-Parameter |  | 041-19367 | 041-19367 | West | Memorial Hermann - Memorial City | MEMORIAL CITY - MHT - JHC OR | 11th Floor OR Room 8 |  |  |  |  | PHYSIOLOGIC MONITOR MODULES, MULTIPARAMETER |  | MODULEMULTIPARAMETER-Philips-M3001A | MODULEMULTIPARAMETER | M3001A |  |  |  | Philips | Module, Multi-Parameter |  | MODULEMULTIPARAMETER-Philips-M3001A |  |  |  |  | Not Covered Vendor Only - Biomedical | MHHS-Mem City
NO | YES |  |  |  | 041-19178 | 041-19178 | Philips Medical Systems Cardiac and Monitoring Syste | M3001A |  | DE522OF2TT | MEMORIAL CITY - Outpatient | MHHS-Mem City |  | Module, Multi-Parameter |  | 041-19178 | 041-19178 | West | Memorial City - Memorial Hermann Hospital West | MEMORIAL CITY - Outpatient | West Recovery |  |  |  |  | PHYSIOLOGIC MONITOR MODULES, MULTIPARAMETER |  | MODULEMULTIPARAMETER-Philips-M3001A | MODULEMULTIPARAMETER | M3001A |  |  |  | Philips | Module, Multi-Parameter |  | MODULEMULTIPARAMETER-Philips-M3001A |  |  |  |  | Not Covered Vendor Only - Biomedical | MHHS-Mem City
NO | YES |  |  |  | 041-19181 | 041-19181 | Philips Medical Systems Cardiac and Monitoring Syste | M3001A |  | DE522OF2UB | MEMORIAL CITY - MHT - JHC Recovery | MHHS-Mem City |  | Module, Multi-Parameter |  | 041-19181 | 041-19181 | West | Memorial Hermann Memorial City Medical Center | MEMORIAL CITY - MHT - JHC Recovery | MH11 Recovery Bay 2 |  |  |  |  | PHYSIOLOGIC MONITOR MODULES, MULTIPARAMETER |  | MODULEMULTIPARAMETER-Philips-M3001A | MODULEMULTIPARAMETER | M3001A |  |  |  | Philips | Module, Multi-Parameter |  | MODULEMULTIPARAMETER-Philips-M3001A |  |  |  |  | Not Covered Vendor Only - Biomedical | MHHS-Mem City
NO | YES |  |  |  | 041-19184 | 041-19184 | Philips Medical Systems Cardiac and Monitoring Syste | M3001A |  | DE522OF2TP | MEMORIAL CITY - MHT - JHC PACU | MHHS-Mem City |  | Module, Multi-Parameter |  | 041-19184 | 041-19184 | West | Memorial City - Memorial Hermann Hospital West | MEMORIAL CITY - MHT - JHC PACU | West Recovery 15 |  |  |  |  | PHYSIOLOGIC MONITOR MODULES, MULTIPARAMETER |  | MODULEMULTIPARAMETER-Philips-M3001A | MODULEMULTIPARAMETER | M3001A |  |  |  | Philips | Module, Multi-Parameter |  | MODULEMULTIPARAMETER-Philips-M3001A |  |  |  |  | Not Covered Vendor Only - Biomedical | MHHS-Mem City
NO | YES |  |  |  | 041-19187 | 041-19187 | Philips Medical Systems Cardiac and Monitoring Syste | M3001A |  | DE522OF2TM | Memorial city - out patient surgery | MHHS-Mem City |  | Module, Multi-Parameter |  | 041-19187 | 041-19187 | West and memorial city | Memorial city - memorial herman hospital | Memorial city - out patient surgery | Recovery |  |  |  |  | PHYSIOLOGIC MONITOR MODULES, MULTIPARAMETER |  | MODULEMULTIPARAMETER-Philips-M3001A | MODULEMULTIPARAMETER | M3001A |  |  |  | Philips | Module, Multi-Parameter |  | MODULEMULTIPARAMETER-Philips-M3001A |  |  |  |  | Not Covered Vendor Only - Biomedical | MHHS-Mem City
NO | YES |  |  |  | 041-19190 | 041-19190 | Philips Medical Systems Cardiac and Monitoring Syste | M3001A |  | DE522OF2UP | MEMORIAL CITY - MHT - JHC RECOVER | MHHS-Mem City |  | Module, Multi-Parameter |  | 041-19190 | 041-19190 | West | Memorial Hermann Memorial City Medical Center | MEMORIAL CITY - MHT - JHC RECOVER | MEMORIAL CITY - MHT - JHC RECOVER |  |  |  |  | PHYSIOLOGIC MONITOR MODULES, MULTIPARAMETER |  | MODULEMULTIPARAMETER-Philips-M3001A | MODULEMULTIPARAMETER | M3001A |  |  |  | Philips | Module, Multi-Parameter |  | MODULEMULTIPARAMETER-Philips-M3001A |  |  |  |  | Not Covered Vendor Only - Biomedical | MHHS-Mem City
NO | YES |  |  |  | 041-19193 | 041-19193 | Philips Medical Systems Cardiac and Monitoring Syste | M3001A |  | DE522OF2R1 | Memorial city - out patient surgery | MHHS-Mem City |  | Module, Multi-Parameter |  | 041-19193 | 041-19193 | West and memorial city | Memorial city - memorial herman hospital | Memorial city - out patient surgery | Recovery |  |  |  |  | PHYSIOLOGIC MONITOR MODULES, MULTIPARAMETER |  | MODULEMULTIPARAMETER-Philips-M3001A | MODULEMULTIPARAMETER | M3001A |  |  |  | Philips | Module, Multi-Parameter |  | MODULEMULTIPARAMETER-Philips-M3001A |  |  |  |  | Not Covered Vendor Only - Biomedical | MHHS-Mem City
NO | YES |  |  |  | 041-19217 | 041-19217 | Philips Medical Systems Cardiac and Monitoring Syste | M3001A |  | DE5220ETTO | MEMORIAL CITY - MHT - JHC RECOVER | MHHS-Mem City |  | Module, Multi-Parameter |  | 041-19217 | 041-19217 | West | Memorial Hermann Memorial City Medical Center | MEMORIAL CITY - MHT - JHC RECOVER | MEMORIAL CITY - MHT - JHC RECOVER |  |  |  |  | PHYSIOLOGIC MONITOR MODULES, MULTIPARAMETER |  | MODULEMULTIPARAMETER-Philips-M3001A | MODULEMULTIPARAMETER | M3001A |  |  |  | Philips | Module, Multi-Parameter |  | MODULEMULTIPARAMETER-Philips-M3001A |  |  |  |  | Not Covered Vendor Only - Biomedical | MHHS-Mem City
NO | YES |  |  |  | 041-19218 | 041-19218 | Philips Medical Systems Cardiac and Monitoring Syste | M3001A |  | DE5220F2MH | MEMORIAL CITY - MHT - JHC RECOVER | MHHS-Mem City |  | Module, Multi-Parameter |  | 041-19218 | 041-19218 | West | Memorial Hermann Memorial City Medical Center | MEMORIAL CITY - MHT - JHC RECOVER | MEMORIAL CITY - MHT - JHC RECOVER |  |  |  |  | PHYSIOLOGIC MONITOR MODULES, MULTIPARAMETER |  | MODULEMULTIPARAMETER-Philips-M3001A | MODULEMULTIPARAMETER | M3001A |  |  |  | Philips | Module, Multi-Parameter |  | MODULEMULTIPARAMETER-Philips-M3001A |  |  |  |  | Not Covered Vendor Only - Biomedical | MHHS-Mem City
NO | YES |  |  |  | 041-19220 | 041-19220 | Philips Medical Systems Cardiac and Monitoring Syste | M3001A |  | DE5220F2MM | MEMORIAL CITY - MHT - JHC PACU | MHHS-Mem City |  | Module, Multi-Parameter |  | 041-19220 | 041-19220 | West |  | MEMORIAL CITY - MHT - JHC PACU | Stage 2 Bay 3 |  |  |  |  | PHYSIOLOGIC MONITOR MODULES, MULTIPARAMETER |  | MODULEMULTIPARAMETER-Philips-M3001A | MODULEMULTIPARAMETER | M3001A |  |  |  | Philips | Module, Multi-Parameter |  | MODULEMULTIPARAMETER-Philips-M3001A |  |  |  |  | Covered PM Repair - Biomedical | MHHS-Mem City
NO | YES |  |  |  | 041-19222 | 041-19222 | Philips Medical Systems Cardiac and Monitoring Syste | M3001A |  | DE5220EUV6 | MEMORIAL CITY - MHT - JHC Recovery | MHHS-Mem City |  | Module, Multi-Parameter |  | 041-19222 | 041-19222 | West | Memorial Hermann Memorial City Medical Center | MEMORIAL CITY - MHT - JHC Recovery | MH11 Recovery Stage 2 Bay 2 |  |  |  |  | PHYSIOLOGIC MONITOR MODULES, MULTIPARAMETER |  | MODULEMULTIPARAMETER-Philips-M3001A | MODULEMULTIPARAMETER | M3001A |  |  |  | Philips | Module, Multi-Parameter |  | MODULEMULTIPARAMETER-Philips-M3001A |  |  |  |  | Covered PM Repair - Biomedical | MHHS-Mem City
NO | YES |  |  |  | 041-19223 | 041-19223 | Philips Medical Systems Cardiac and Monitoring Syste | M3001A |  | DE5220EWH2 | MEMORIAL CITY - MHT - JHC Recovery | MHHS-Mem City |  | Module, Multi-Parameter |  | 041-19223 | 041-19223 | West | Memorial Hermann Memorial City Medical Center | MEMORIAL CITY - MHT - JHC Recovery | MH11 Recovery Stage 2 Bay 1 |  |  |  |  | PHYSIOLOGIC MONITOR MODULES, MULTIPARAMETER |  | MODULEMULTIPARAMETER-Philips-M3001A | MODULEMULTIPARAMETER | M3001A |  |  |  | Philips | Module, Multi-Parameter |  | MODULEMULTIPARAMETER-Philips-M3001A |  |  |  |  | Covered PM Repair - Biomedical | MHHS-Mem City
NO | YES |  |  |  | 041-19226 | 041-19226 | Philips Medical Systems Cardiac and Monitoring Syste | M3001A |  | DE5220F2ML | MEMORIAL CITY - MHT - JHC RECOVER | MHHS-Mem City |  | Module, Multi-Parameter |  | 041-19226 | 041-19226 | West | Memorial Hermann Memorial City Medical Center | MEMORIAL CITY - MHT - JHC RECOVER | MEMORIAL CITY - MHT - JHC RECOVER |  |  |  |  | PHYSIOLOGIC MONITOR MODULES, MULTIPARAMETER |  | MODULEMULTIPARAMETER-Philips-M3001A | MODULEMULTIPARAMETER | M3001A |  |  |  | Philips | Module, Multi-Parameter |  | MODULEMULTIPARAMETER-Philips-M3001A |  |  |  |  | Covered PM Repair - Biomedical | MHHS-Mem City
NO | YES |  |  |  | 041-19228 | 041-19228 | Philips Medical Systems Cardiac and Monitoring Syste | M3001A |  | DE522OF2UT | MEMORIAL CITY - MHT - JHC Recovery | MHHS-Mem City |  | Module, Multi-Parameter |  | 041-19228 | 041-19228 | West | Memorial Hermann Memorial City Medical Center | MEMORIAL CITY - MHT - JHC Recovery | MH11 Recovery Bay 3 |  |  |  |  | PHYSIOLOGIC MONITOR MODULES, MULTIPARAMETER |  | MODULEMULTIPARAMETER-Philips-M3001A | MODULEMULTIPARAMETER | M3001A |  |  |  | Philips | Module, Multi-Parameter |  | MODULEMULTIPARAMETER-Philips-M3001A |  |  |  |  | Covered PM Repair - Biomedical | MHHS-Mem City
NO | YES |  |  |  | 041-19231 | 041-19231 | Philips Medical Systems Cardiac and Monitoring Syste | M3001A |  | DE522OF2UE | MEMORIAL CITY - MHT - JHC PACU | MHHS-Mem City |  | Module, Multi-Parameter |  | 041-19231 | 041-19231 | West | Memorial City - Memorial Hermann Hospital West | MEMORIAL CITY - MHT - JHC PACU | West Recovery 16 |  |  |  |  | PHYSIOLOGIC MONITOR MODULES, MULTIPARAMETER |  | MODULEMULTIPARAMETER-Philips-M3001A | MODULEMULTIPARAMETER | M3001A |  |  |  | Philips | Module, Multi-Parameter |  | MODULEMULTIPARAMETER-Philips-M3001A |  |  |  |  | Covered PM Repair - Biomedical | MHHS-Mem City
NO | YES |  |  |  | 041-19234 | 041-19234 | Philips Medical Systems Cardiac and Monitoring Syste | M3001A |  | DE522OF2U2 | Memorial city - out patient surgery | MHHS-Mem City |  | Module, Multi-Parameter |  | 041-19234 | 041-19234 | West and memorial city | Memorial city - memorial herman hospital | Memorial city - out patient surgery | Recovery |  |  |  |  | PHYSIOLOGIC MONITOR MODULES, MULTIPARAMETER |  | MODULEMULTIPARAMETER-Philips-M3001A | MODULEMULTIPARAMETER | M3001A |  |  |  | Philips | Module, Multi-Parameter |  | MODULEMULTIPARAMETER-Philips-M3001A |  |  |  |  | Covered PM Repair - Biomedical | MHHS-Mem City
NO | YES |  |  |  | 041-19237 | 041-19237 | Philips Medical Systems Cardiac and Monitoring Syste | M3001A |  | DE522OF2UO | MEMORIAL CITY - MHT - JHC PACU | MHHS-Mem City |  | Module, Multi-Parameter |  | 041-19237 | 041-19237 | West | Memorial City - Memorial Hermann Hospital West | MEMORIAL CITY - MHT - JHC PACU | West Recovery 14 |  |  |  |  | PHYSIOLOGIC MONITOR MODULES, MULTIPARAMETER |  | MODULEMULTIPARAMETER-Philips-M3001A | MODULEMULTIPARAMETER | M3001A |  |  |  | Philips | Module, Multi-Parameter |  | MODULEMULTIPARAMETER-Philips-M3001A |  |  |  |  | Covered PM Repair - Biomedical | MHHS-Mem City
NO | YES |  |  |  | 041-19240 | 041-19240 | Philips Medical Systems Cardiac and Monitoring Syste | M3001A |  | DE552OF2UJ | Memorial city - out patient surgery | MHHS-Mem City |  | Module, Multi-Parameter |  | 041-19240 | 041-19240 | West and memorial city | Memorial city - memorial herman hospital | Memorial city - out patient surgery | Recovery |  |  |  |  | PHYSIOLOGIC MONITOR MODULES, MULTIPARAMETER |  | MODULEMULTIPARAMETER-Philips-M3001A | MODULEMULTIPARAMETER | M3001A |  |  |  | Philips | Module, Multi-Parameter |  | MODULEMULTIPARAMETER-Philips-M3001A |  |  |  |  | Covered PM Repair - Biomedical | MHHS-Mem City
NO | YES |  |  |  | 041-19243 | 041-19243 | Philips Medical Systems Cardiac and Monitoring Syste | M3001A |  | DE522OF2UA | MEMORIAL CITY - MHT - JHC PO | MHHS-Mem City |  | Module, Multi-Parameter |  | 041-19243 | 041-19243 | West | Memorial Hermann Memorial City Medical Center | MEMORIAL CITY - MHT - JHC PO | MEMORIAL CITY - MHT - JHC PO |  |  |  |  | PHYSIOLOGIC MONITOR MODULES, MULTIPARAMETER |  | MODULEMULTIPARAMETER-Philips-M3001A | MODULEMULTIPARAMETER | M3001A |  |  |  | Philips | Module, Multi-Parameter |  | MODULEMULTIPARAMETER-Philips-M3001A |  |  |  |  | Covered PM Repair - Biomedical | MHHS-Mem City
NO | YES |  |  |  | 041-19246 | 041-19246 | Philips Medical Systems Cardiac and Monitoring Syste | M3001A |  | DE522OF2UD | MEMORIAL CITY - MHT - JHC PACU | MHHS-Mem City |  | Module, Multi-Parameter |  | 041-19246 | 041-19246 | West | Memorial City - Memorial Hermann Hospital West | MEMORIAL CITY - MHT - JHC PACU | West Recovery 16 |  |  |  |  | PHYSIOLOGIC MONITOR MODULES, MULTIPARAMETER |  | MODULEMULTIPARAMETER-Philips-M3001A | MODULEMULTIPARAMETER | M3001A |  |  |  | Philips | Module, Multi-Parameter |  | MODULEMULTIPARAMETER-Philips-M3001A |  |  |  |  | Covered PM Repair - Biomedical | MHHS-Mem City
NO | YES |  |  |  | 041-19249 | 041-19249 | Philips Medical Systems Cardiac and Monitoring Syste | M3001A |  | DE522OF2U7 | MEMORIAL CITY - MHT - JHC Recovery | MHHS-Mem City |  | Module, Multi-Parameter |  | 041-19249 | 041-19249 | West | Memorial Hermann Memorial City Medical Center | MEMORIAL CITY - MHT - JHC Recovery | MH11 Recovery Bay 4 |  |  |  |  | PHYSIOLOGIC MONITOR MODULES, MULTIPARAMETER |  | MODULEMULTIPARAMETER-Philips-M3001A | MODULEMULTIPARAMETER | M3001A |  |  |  | Philips | Module, Multi-Parameter |  | MODULEMULTIPARAMETER-Philips-M3001A |  |  |  |  | Covered PM Repair - Biomedical | MHHS-Mem City
NO | YES |  |  |  | 041-19287 | 041-19287 | Philips Medical Systems Cardiac and Monitoring Syste | M3001A |  | DE522OF2UL | MEMORIAL CITY - MHT - JHC RECOVER | MHHS-Mem City |  | Module, Multi-Parameter |  | 041-19287 | 041-19287 | West | Memorial Hermann Memorial City Medical Center | MEMORIAL CITY - MHT - JHC RECOVER | MEMORIAL CITY - MHT - JHC RECOVER |  |  |  |  | PHYSIOLOGIC MONITOR MODULES, MULTIPARAMETER |  | MODULEMULTIPARAMETER-Philips-M3001A | MODULEMULTIPARAMETER | M3001A |  |  |  | Philips | Module, Multi-Parameter |  | MODULEMULTIPARAMETER-Philips-M3001A |  |  |  |  | Covered PM Repair - Biomedical | MHHS-Mem City
NO | YES |  |  |  | 041-12339 | 041-12339 | Philips Medical Systems Cardiac and Monitoring Syste | M3001A |  | DE717Q0000 | Memorial City - Neonatal | MHHS-Mem City |  | Module, Multi-Parameter |  | 041-12339 | 041-12339 | West | Memorial Hermann - Memorial City | Memorial City - Neonatal | MH4 108 Room 4M28 |  |  |  | Baby in room under Bili lights | PHYSIOLOGIC MONITOR MODULES, MULTIPARAMETER |  | MODULEMULTIPARAMETER-Philips-M3001A | MODULEMULTIPARAMETER | M3001A |  |  |  | Philips | Module, Multi-Parameter |  | MODULEMULTIPARAMETER-Philips-M3001A |  |  |  |  | Covered PM Repair - Biomedical | MHHS-Mem City
NO | YES |  |  |  | 041-12340 | 041-12340 | Philips Medical Systems Cardiac and Monitoring Syste | M3001A |  | DE717Q008 | MEMORIAL CITY - MHT - NICU | MHHS-Mem City |  | Module, Multi-Parameter |  | 041-12340 | 041-12340 | West | Memorial Hermann Memorial City Medical Center | MEMORIAL CITY - MHT - NICU | Memorial City - MH4 113 |  |  |  |  | PHYSIOLOGIC MONITOR MODULES, MULTIPARAMETER |  | MODULEMULTIPARAMETER-Philips-M3001A | MODULEMULTIPARAMETER | M3001A |  |  |  | Philips | Module, Multi-Parameter |  | MODULEMULTIPARAMETER-Philips-M3001A |  |  |  |  | Covered PM Repair - Biomedical | MHHS-Mem City
NO | YES |  |  |  | 041-12345 | 041-12345 | Philips Medical Systems Cardiac and Monitoring Syste | M3001A |  | DE717Q0020 | MEMORIAL CITY - MHT - NICU | MHHS-Mem City |  | Module, Multi-Parameter |  | 041-12345 | 041-12345 | West | Memorial Hermann Memorial City Medical Center | MEMORIAL CITY - MHT - NICU | RM 4M34 |  |  |  |  | PHYSIOLOGIC MONITOR MODULES, MULTIPARAMETER |  | MODULEMULTIPARAMETER-Philips-M3001A | MODULEMULTIPARAMETER | M3001A |  |  |  | Philips | Module, Multi-Parameter |  | MODULEMULTIPARAMETER-Philips-M3001A |  |  |  |  | Covered PM Repair - Biomedical | MHHS-Mem City
NO | YES |  |  |  | 041-13028 | 041-13028 | Philips Medical Systems Cardiac and Monitoring Syste | M3001A |  | DE717Q0058 | MEMORIAL CITY - PEDIATRICS | MHHS-Mem City |  | Module, Multi-Parameter |  | 041-13028 | 041-13028 | West | Memorial Hermann Memorial City Medical Center | MEMORIAL CITY - PEDIATRICS | MH4 4M09 |  |  |  |  | PHYSIOLOGIC MONITOR MODULES, MULTIPARAMETER |  | MODULEMULTIPARAMETER-Philips-M3001A | MODULEMULTIPARAMETER | M3001A |  |  |  | Philips | Module, Multi-Parameter |  | MODULEMULTIPARAMETER-Philips-M3001A |  |  |  |  | Covered PM Repair - Biomedical | MHHS-Mem City
NO | YES |  |  |  | 041-13034 | 041-13034 | Philips Medical Systems Cardiac and Monitoring Syste | M3001A |  | DE717Q0063 | MEMORIAL CITY - MHT - NICU | MHHS-Mem City |  | Module, Multi-Parameter |  | 041-13034 | 041-13034 | West | West | MEMORIAL CITY - MHT - NICU | MH4:103 4M32 |  |  |  |  | PHYSIOLOGIC MONITOR MODULES, MULTIPARAMETER |  | MODULEMULTIPARAMETER-Philips-M3001A | MODULEMULTIPARAMETER | M3001A |  |  |  | Philips | Module, Multi-Parameter |  | MODULEMULTIPARAMETER-Philips-M3001A |  |  |  |  | Covered PM Repair - Biomedical | MHHS-Mem City
NO | YES |  |  |  | 041-13037 | 041-13037 | Philips Medical Systems Cardiac and Monitoring Syste | M3001A |  | de717p9524 | MEMORIAL CITY - MHT - NICU | MHHS-Mem City |  | Module, Multi-Parameter |  | 041-13037 | 041-13037 | West | West | MEMORIAL CITY - MHT - NICU | MH4:110 Room4M26 |  |  |  |  | PHYSIOLOGIC MONITOR MODULES, MULTIPARAMETER |  | MODULEMULTIPARAMETER-Philips-M3001A | MODULEMULTIPARAMETER | M3001A |  |  |  | Philips | Module, Multi-Parameter |  | MODULEMULTIPARAMETER-Philips-M3001A |  |  |  |  | Not Covered Vendor Only - Biomedical | MHHS-Mem City
NO | YES |  |  |  | 041-13039 | 041-13039 | Philips Medical Systems Cardiac and Monitoring Syste | M3001A |  | de717p9994 | MEMORIAL CITY - MHT - NICU | MHHS-Mem City |  | Module, Multi-Parameter |  | 041-13039 | 041-13039 | West | Memorial Hermann Memorial City Medical Center | MEMORIAL CITY - MHT - NICU | Memorial City - MH4 106 Room 4M30 |  |  |  |  | PHYSIOLOGIC MONITOR MODULES, MULTIPARAMETER |  | MODULEMULTIPARAMETER-Philips-M3001A | MODULEMULTIPARAMETER | M3001A |  |  |  | Philips | Module, Multi-Parameter |  | MODULEMULTIPARAMETER-Philips-M3001A |  |  |  |  | Not Covered Vendor Only - Biomedical | MHHS-Mem City
NO | YES |  |  |  | 041-13043 | 041-13043 | Philips Medical Systems Cardiac and Monitoring Syste | M3001A |  | DE717Q0016 | MEMORIAL CITY - MHT - NICU | MHHS-Mem City |  | Module, Multi-Parameter |  | 041-13043 | 041-13043 | West | Memorial Hermann Memorial City Medical Center | MEMORIAL CITY - MHT - NICU | MEMORIAL CITY MHT NICU |  |  |  |  | PHYSIOLOGIC MONITOR MODULES, MULTIPARAMETER |  | MODULEMULTIPARAMETER-Philips-M3001A | MODULEMULTIPARAMETER | M3001A |  |  |  | Philips | Module, Multi-Parameter |  | MODULEMULTIPARAMETER-Philips-M3001A |  |  |  |  | Not Covered Vendor Only - Biomedical | MHHS-Mem City
NO | YES |  |  |  | 041-13364 | 041-13364 | Philips Medical Systems Cardiac and Monitoring Syste | M3001A |  | DE907R9022 | Memorial City-Labor & Delivery | MHHS-Mem City |  | Module, Multi-Parameter |  | 041-13364 | 041-13364 | West | MHHS-Mem City | Memorial City-Labor & Delivery | Memorial City - Labor | 3/1/19 |  |  |  | PHYSIOLOGIC MONITOR MODULES, MULTIPARAMETER |  | MODULEMULTIPARAMETER-Philips-M3001A | MODULEMULTIPARAMETER | M3001A |  |  |  | Philips | Module, Multi-Parameter |  | MODULEMULTIPARAMETER-Philips-M3001A |  | 1/15/20 |  |  | Not Covered Vendor Only - Biomedical | MHHS-Mem City
NO | YES |  |  |  | 041-17022 | 041-17022 | Philips Medical Systems Cardiac and Monitoring Syste | M3001A |  | DE717P9986 | MEMORIAL CITY - MHT - NICU | MHHS-Mem City |  | Module, Multi-Parameter |  | 041-17022 | 041-17022 | West | West | MEMORIAL CITY - MHT - NICU | MH4:117 Room4M20 |  |  |  |  | PHYSIOLOGIC MONITOR MODULES, MULTIPARAMETER |  | MODULEMULTIPARAMETER-Philips-M3001A | MODULEMULTIPARAMETER | M3001A |  |  |  | Philips | Module, Multi-Parameter |  | MODULEMULTIPARAMETER-Philips-M3001A |  |  |  |  | Not Covered Vendor Only - Biomedical | MHHS-Mem City
NO | YES |  |  |  | 041-17136 | 041-17136 | Philips Medical Systems Cardiac and Monitoring Syste | M3001A |  | DE22723257 | Memorial Hermann-Memorial City - Pediatrics | MHHS-Mem City |  | Module, Multi-Parameter |  | 041-17136 | 041-17136 | West | Memorial Hermann Memorial City Medical Center | Memorial Hermann-Memorial City - Pediatrics | MH4 4M11 |  |  |  | Module jammed in to unit | PHYSIOLOGIC MONITOR MODULES, MULTIPARAMETER |  | MODULEMULTIPARAMETER-Philips-M3001A | MODULEMULTIPARAMETER | M3001A |  |  |  | Philips | Module, Multi-Parameter |  | MODULEMULTIPARAMETER-Philips-M3001A |  |  |  |  | Not Covered Vendor Only - Biomedical | MHHS-Mem City
NO | YES |  |  |  |  | 041-12341 | Philips Medical Systems Cardiac and Monitoring Syste | M3001A |  | DE717Q0158 | Memorial City - NICU | MHHS-Mem City |  | Module, Multi-Parameter |  |  | 041-12341 | West | Memorial City - Memorial Hermann Hospital | Memorial City - NICU | MH4:109 |  |  |  |  | PHYSIOLOGIC MONITOR MODULES, MULTIPARAMETER |  | MODULEMULTIPARAMETER-Philips-M3001A | MODULEMULTIPARAMETER | M3001A |  |  |  | Philips | Module, Multi-Parameter |  | MODULEMULTIPARAMETER-Philips-M3001A |  |  |  |  | Not Covered Vendor Only - Biomedical | MHHS-Mem City
NO | YES |  |  |  |  | 041-12338 | Philips Medical Systems Cardiac and Monitoring Syste | M3001A |  | DE717Q0012 | MEMORIAL CITY - PEDS - NURSERY | MHHS-Mem City |  | Module, Multi-Parameter |  |  | 041-12338 | West | Memorial Hermann Memorial City Medical Center | MEMORIAL CITY - PEDS - NURSERY | MEMORIAL CITY PEDS |  |  |  |  | PHYSIOLOGIC MONITOR MODULES, MULTIPARAMETER |  | MODULEMULTIPARAMETER-Philips-M3001A | MODULEMULTIPARAMETER | M3001A |  |  |  | Philips | Module, Multi-Parameter |  | MODULEMULTIPARAMETER-Philips-M3001A |  |  |  |  | Covered PM Repair - Biomedical | MHHS-Mem City
NO | YES |  |  |  |  | 041-12331 | Philips Medical Systems Cardiac and Monitoring Syste | M3001A |  | DE717Q0161 | MEMORIAL CITY - MHT - NICU | MHHS-Mem City |  | Module, Multi-Parameter |  |  | 041-12331 | West | West | MEMORIAL CITY - MHT - NICU | MH4:104 Room4M31 |  |  |  |  | PHYSIOLOGIC MONITOR MODULES, MULTIPARAMETER |  | MODULEMULTIPARAMETER-Philips-M3001A | MODULEMULTIPARAMETER | M3001A |  |  |  | Philips | Module, Multi-Parameter |  | MODULEMULTIPARAMETER-Philips-M3001A |  |  |  |  | Rounds - Fixed | MHHS-Mem City
NO | YES |  |  |  |  | 041-13040 | Philips Medical Systems Cardiac and Monitoring Syste | M3001A |  | de717p9987 | Memorial City-Labor & Delivery | MHHS-Mem City |  | Module, Multi-Parameter |  |  | 041-13040 | West | MHHS-Mem City | Memorial City-Labor & Delivery | 3M09 | 5/1/19 |  | 5/1/20 |  | PHYSIOLOGIC MONITOR MODULES, MULTIPARAMETER |  | MODULEMULTIPARAMETER-Philips-M3001A | MODULEMULTIPARAMETER | M3001A |  |  |  | Philips | Module, Multi-Parameter |  | MODULEMULTIPARAMETER-Philips-M3001A |  | 2/1/12 |  |  | Covered PM Repair - Biomedical | MHHS-Mem City
NO | YES |  |  |  |  | 041-13032 | Philips Medical Systems Cardiac and Monitoring Syste | M3001A |  | de717p9989 | Memorial City - NICU | MHHS-Mem City |  | Module, Multi-Parameter |  |  | 041-13032 | West | Memorial City - Memorial Hermann Hospital | Memorial City - NICU | MH4:107 Control Room |  |  |  |  | PHYSIOLOGIC MONITOR MODULES, MULTIPARAMETER |  | MODULEMULTIPARAMETER-Philips-M3001A | MODULEMULTIPARAMETER | M3001A |  |  |  | Philips | Module, Multi-Parameter |  | MODULEMULTIPARAMETER-Philips-M3001A |  |  |  |  | Covered PM Repair - Biomedical | MHHS-Mem City
NO | YES |  |  |  |  | 041-12344 | Philips Medical Systems Cardiac and Monitoring Syste | M3001A |  | de717q0036 | MEMORIAL CITY - MHT - NICU | MHHS-Mem City |  | Module, Multi-Parameter |  |  | 041-12344 | West | West | MEMORIAL CITY - MHT - NICU | MH4:110 Room4M26 |  |  |  |  | PHYSIOLOGIC MONITOR MODULES, MULTIPARAMETER |  | MODULEMULTIPARAMETER-Philips-M3001A | MODULEMULTIPARAMETER | M3001A |  |  |  | Philips | Module, Multi-Parameter |  | MODULEMULTIPARAMETER-Philips-M3001A |  |  |  |  | Covered PM Repair - Biomedical | MHHS-Mem City
NO | YES |  |  |  | 041-18283 | 041-18283 | Philips Medical Systems Cardiac and Monitoring Syste | M3001A |  | DE3450DC9F | MEMORIAL CITY - MOR | MHHS-Mem City |  | Module, Multi-Parameter |  | 041-18283 | 041-18283 | West | Memorial Hermann Memorial City Medical Center | MEMORIAL CITY - MOR | OR 8 |  |  |  |  | PHYSIOLOGIC MONITOR MODULES, MULTIPARAMETER |  | MODULEMULTIPARAMETER-Philips-M3001A | MODULEMULTIPARAMETER | M3001A |  |  |  | Philips | Module, Multi-Parameter |  | MODULEMULTIPARAMETER-Philips-M3001A |  |  |  |  | Not Covered Vendor Only - Biomedical | MHHS-Mem City
NO | YES |  |  |  | 041-18457 | 041-18457 | Philips Medical Systems Cardiac and Monitoring Syste | M3001A |  | DE4200DHE4 | MEMORIAL CITY - Anesthesia | MHHS-Mem City |  | Module, Multi-Parameter |  | 041-18457 | 041-18457 | West | Memorial Hermann Memorial City Medical Center | MEMORIAL CITY - Anesthesia | Surgery Anesthesia Work Room |  |  |  |  | PHYSIOLOGIC MONITOR MODULES, MULTIPARAMETER |  | MODULEMULTIPARAMETER-Philips-M3001A | MODULEMULTIPARAMETER | M3001A |  |  |  | Philips | Module, Multi-Parameter |  | MODULEMULTIPARAMETER-Philips-M3001A |  |  |  |  | Covered PM Repair - Biomedical | MHHS-Mem City
NO | YES |  |  |  | 041-19079 | 041-19079 | Philips Medical Systems Cardiac and Monitoring Syste | M3001A |  | DE5220ETUF | MEMORIAL CITY MOR | MHHS-Mem City |  | Module, Multi-Parameter |  | 041-19079 | 041-19079 | West | Memorial Hermann Memorial City Medical Center | MEMORIAL CITY MOR | MEMORIAL CITY MOR |  |  |  |  | PHYSIOLOGIC MONITOR MODULES, MULTIPARAMETER |  | MODULEMULTIPARAMETER-Philips-M3001A | MODULEMULTIPARAMETER | M3001A |  |  |  | Philips | Module, Multi-Parameter |  | MODULEMULTIPARAMETER-Philips-M3001A |  |  |  |  | Covered PM Repair - Biomedical | MHHS-Mem City
NO | YES |  |  |  | 041-20479 | 041-20479 | Philips Medical Systems Cardiac and Monitoring Syste | M3001A |  | DE5630FTY4 | MEMORIAL CITY - OPERATING ROOM | MHHS-Mem City |  | Module, Multi-Parameter |  | 041-20479 | 041-20479 | West | West memorial hospital - memorial herman hospital | MEMORIAL CITY - OPERATING ROOM | Surgery room 2 |  |  |  |  | PHYSIOLOGIC MONITOR MODULES, MULTIPARAMETER |  | MODULEMULTIPARAMETER-Philips-M3001A | MODULEMULTIPARAMETER | M3001A |  |  |  | Philips | Module, Multi-Parameter |  | MODULEMULTIPARAMETER-Philips-M3001A |  |  |  |  | Covered PM Repair - Biomedical | MHHS-Mem City
NO | YES |  |  |  | 041-32398 | 041-32398 | Philips Medical Systems Cardiac and Monitoring Syste | M3001A |  | DE907V1415 | MEMORIAL CITY - MOR RECOVERY | MHHS-Mem City |  | Module, Multi-Parameter |  | 041-32398 | 041-32398 | West | Memorial City - Memorial Hermann Hospital East Tower | MEMORIAL CITY - MOR RECOVERY | Bay 18 |  |  |  |  | PHYSIOLOGIC MONITOR MODULES, MULTIPARAMETER |  | MODULEMULTIPARAMETER-Philips-M3001A | MODULEMULTIPARAMETER | M3001A |  |  |  | Philips | Module, Multi-Parameter |  | MODULEMULTIPARAMETER-Philips-M3001A |  |  |  |  | Covered PM Repair - Biomedical | MHHS-Mem City
NO | YES |  |  |  | 041-34983 | 041-34983 | Philips Medical Systems Cardiac and Monitoring Syste | M3001A |  | DE6520JBJV | MEMORIAL CITY - ANESTHESIOLOGY | MHHS-Mem City |  | Module, Multi-Parameter |  | 041-34983 | 041-34983 | West | Memorial Hermann Memorial City Medical Center | MEMORIAL CITY - ANESTHESIOLOGY | Surgery room 10 |  |  |  |  | PHYSIOLOGIC MONITOR MODULES, MULTIPARAMETER |  | MODULEMULTIPARAMETER-Philips-M3001A | MODULEMULTIPARAMETER | M3001A |  |  |  | Philips | Module, Multi-Parameter |  | MODULEMULTIPARAMETER-Philips-M3001A |  |  |  |  | Covered PM Repair - Biomedical | MHHS-Mem City
NO | YES | [5 empty] | Philips Medical Systems Cardiac and Monitoring Syste | M3001A |  | DE51290365 | MEMORIAL CITY - Anesthesia | MHHS-Mem City |  | Module, Multi-Parameter |  |  |  | West | Memorial Hermann Memorial City Medical Center | MEMORIAL CITY - Anesthesia | Surgery Anesthesia Work Room |  |  |  |  | PHYSIOLOGIC MONITOR MODULES, MULTIPARAMETER |  | MODULEMULTIPARAMETER-Philips-M3001A | MODULEMULTIPARAMETER | M3001A |  |  |  | Philips | Module, Multi-Parameter |  | MODULEMULTIPARAMETER-Philips-M3001A |  |  |  |  | Covered PM Repair - Biomedical | MHHS-Mem City
NO | YES |  |  |  | 041-34360 | 041-34360 | Philips Medical Systems Cardiac and Monitoring Syste | M3001A |  | de6520j3kp | Memorial City OR Recovery | MHHS-Mem City |  | Module, Multi-Parameter |  | 041-34360 | 041-34360 | West | Memorial Hermann Memorial City Medical Center | Memorial City OR Recovery | Memorial City - OR Recovery Bay 7 |  |  |  |  | PHYSIOLOGIC MONITOR MODULES, MULTIPARAMETER |  | MODULEMULTIPARAMETER-Philips-M3001A | MODULEMULTIPARAMETER | M3001A |  |  |  | Philips | Module, Multi-Parameter |  | MODULEMULTIPARAMETER-Philips-M3001A |  |  |  |  | Covered PM Repair - Biomedical | MHHS-Mem City
NO | YES |  |  |  | 041-18207 | 041-18207 | Philips Medical Systems Cardiac and Monitoring Syste | M3001A |  | DE9070CU6D | MEMORIAL CITY - MOR RECOVERY | MHHS-Mem City |  | Module, Multi-Parameter |  | 041-18207 | 041-18207 | West | Memorial City - Memorial Hermann Hospital East Tower | MEMORIAL CITY - MOR RECOVERY | Bay 25 |  |  |  |  | PHYSIOLOGIC MONITOR MODULES, MULTIPARAMETER |  | MODULEMULTIPARAMETER-Philips-M3001A | MODULEMULTIPARAMETER | M3001A |  |  |  | Philips | Module, Multi-Parameter |  | MODULEMULTIPARAMETER-Philips-M3001A |  |  |  |  | Not Covered Vendor Only - Biomedical | MHHS-Mem City
NO | YES |  |  |  | 041-20115 | 041-20115 | Philips Medical Systems Cardiac and Monitoring Syste | M3001A |  | DE5630FGD5 | MEMORIAL CITY - MOR RECOVERY | MHHS-Mem City |  | Module, Multi-Parameter |  | 041-20115 | 041-20115 | West | Memorial City - Memorial Hermann Hospital East Tower | MEMORIAL CITY - MOR RECOVERY | Bay 25 |  |  |  |  | PHYSIOLOGIC MONITOR MODULES, MULTIPARAMETER |  | MODULEMULTIPARAMETER-Philips-M3001A | MODULEMULTIPARAMETER | M3001A |  |  |  | Philips | Module, Multi-Parameter |  | MODULEMULTIPARAMETER-Philips-M3001A |  |  |  |  | Covered PM Repair - Biomedical | MHHS-Mem City
NO | YES |  |  |  | 041-20118 | 041-20118 | Philips Medical Systems Cardiac and Monitoring Syste | M3001A |  | DE5630FGF9 | Memorial City OR Recovery | MHHS-Mem City |  | Module, Multi-Parameter |  | 041-20118 | 041-20118 | West | Memorial Hermann Memorial City Medical Center | Memorial City OR Recovery | Memorial City - OR Recovery Bay 27 |  |  |  |  | PHYSIOLOGIC MONITOR MODULES, MULTIPARAMETER |  | MODULEMULTIPARAMETER-Philips-M3001A | MODULEMULTIPARAMETER | M3001A |  |  |  | Philips | Module, Multi-Parameter |  | MODULEMULTIPARAMETER-Philips-M3001A |  |  |  |  | Covered PM Repair - Biomedical | MHHS-Mem City
NO | YES |  |  |  | 041-20121 | 041-20121 | Philips Medical Systems Cardiac and Monitoring Syste | M3001A |  | DE5630FGF7 | MEMORIAL CITY - MOR RECOVERY | MHHS-Mem City |  | Module, Multi-Parameter |  | 041-20121 | 041-20121 | West | Memorial Hermann Memorial City Medical Center | MEMORIAL CITY - MOR RECOVERY | MEMORIAL CITY - MOR RECOVER |  |  |  |  | PHYSIOLOGIC MONITOR MODULES, MULTIPARAMETER |  | MODULEMULTIPARAMETER-Philips-M3001A | MODULEMULTIPARAMETER | M3001A |  |  |  | Philips | Module, Multi-Parameter |  | MODULEMULTIPARAMETER-Philips-M3001A |  |  |  |  | Covered PM Repair - Biomedical | MHHS-Mem City
NO | YES |  |  |  | 041-20124 | 041-20124 | Philips Medical Systems Cardiac and Monitoring Syste | M3001A |  | DE5630FGDB | MEMORIAL CITY - MOR RECOVERY | MHHS-Mem City |  | Module, Multi-Parameter |  | 041-20124 | 041-20124 | West | Memorial Hermann Memorial City Medical Center | MEMORIAL CITY - MOR RECOVERY | MEMORIAL CITY - MOR RECOVER |  |  |  |  | PHYSIOLOGIC MONITOR MODULES, MULTIPARAMETER |  | MODULEMULTIPARAMETER-Philips-M3001A | MODULEMULTIPARAMETER | M3001A |  |  |  | Philips | Module, Multi-Parameter |  | MODULEMULTIPARAMETER-Philips-M3001A |  |  |  |  | Covered PM Repair - Biomedical | MHHS-Mem City
NO | YES |  |  |  | 041-20129 | 041-20129 | Philips Medical Systems Cardiac and Monitoring Syste | M3001A |  | DE5630FGDF | MEMORIAL CITY - MOR RECOVERY | MHHS-Mem City |  | Module, Multi-Parameter |  | 041-20129 | 041-20129 | West | Memorial City - Memorial Hermann Hospital East Tower | MEMORIAL CITY - MOR RECOVERY | Bay 20 |  |  |  |  | PHYSIOLOGIC MONITOR MODULES, MULTIPARAMETER |  | MODULEMULTIPARAMETER-Philips-M3001A | MODULEMULTIPARAMETER | M3001A |  |  |  | Philips | Module, Multi-Parameter |  | MODULEMULTIPARAMETER-Philips-M3001A |  |  |  |  | Covered PM Repair - Biomedical | MHHS-Mem City
NO | YES |  |  |  | 041-20132 | 041-20132 | Philips Medical Systems Cardiac and Monitoring Syste | M3001A |  | DE5220FDYD | Memorial City OR Recovery | MHHS-Mem City |  | Module, Multi-Parameter |  | 041-20132 | 041-20132 | West | Memorial Hermann Memorial City Medical Center | Memorial City OR Recovery | Memorial City - OR Recovery Bay 26 |  |  |  |  | PHYSIOLOGIC MONITOR MODULES, MULTIPARAMETER |  | MODULEMULTIPARAMETER-Philips-M3001A | MODULEMULTIPARAMETER | M3001A |  |  |  | Philips | Module, Multi-Parameter |  | MODULEMULTIPARAMETER-Philips-M3001A |  |  |  |  | Covered PM Repair - Biomedical | MHHS-Mem City
NO | YES |  |  |  | 041-32477 | 041-32477 | Philips Medical Systems Cardiac and Monitoring Syste | M3001A |  | DE6520J3KJ | MEMORIAL CITY - MOR RECOVERY | MHHS-Mem City |  | Module, Multi-Parameter |  | 041-32477 | 041-32477 | West | Memorial City - Memorial Hermann Hospital East Tower | MEMORIAL CITY - MOR RECOVERY | Bay 18 |  |  |  |  | PHYSIOLOGIC MONITOR MODULES, MULTIPARAMETER |  | MODULEMULTIPARAMETER-Philips-M3001A | MODULEMULTIPARAMETER | M3001A |  |  |  | Philips | Module, Multi-Parameter |  | MODULEMULTIPARAMETER-Philips-M3001A |  |  |  |  | Covered PM Repair - Biomedical | MHHS-Mem City
NO | YES |  |  |  | 041-32479 | 041-32479 | Philips Medical Systems Cardiac and Monitoring Syste | M3001A |  | DE6520J3KU | Memorial City OR Recovery | MHHS-Mem City |  | Module, Multi-Parameter |  | 041-32479 | 041-32479 | West | Memorial Hermann Memorial City Medical Center | Memorial City OR Recovery | Memorial City - OR Recovery Bay 19 |  |  |  |  | PHYSIOLOGIC MONITOR MODULES, MULTIPARAMETER |  | MODULEMULTIPARAMETER-Philips-M3001A | MODULEMULTIPARAMETER | M3001A |  |  |  | Philips | Module, Multi-Parameter |  | MODULEMULTIPARAMETER-Philips-M3001A |  |  |  |  | Covered PM Repair - Biomedical | MHHS-Mem City
NO | YES |  |  |  | 041-32821 | 041-32821 | Philips Medical Systems Cardiac and Monitoring Syste | M3001A |  | DE6520HRLJ | MEMORIAL CITY - MOR RECOVERY | MHHS-Mem City |  | Module, Multi-Parameter |  | 041-32821 | 041-32821 | West | Memorial Hermann Memorial City Medical Center | MEMORIAL CITY - MOR RECOVERY | MEMORIAL CITY - MOR RECOVER |  |  |  |  | PHYSIOLOGIC MONITOR MODULES, MULTIPARAMETER |  | MODULEMULTIPARAMETER-Philips-M3001A | MODULEMULTIPARAMETER | M3001A |  |  |  | Philips | Module, Multi-Parameter |  | MODULEMULTIPARAMETER-Philips-M3001A |  |  |  |  | Covered PM Repair - Biomedical | MHHS-Mem City
NO | YES |  |  |  | 041-32823 | 041-32823 | Philips Medical Systems Cardiac and Monitoring Syste | M3001A |  | DE6520HRLN | Memorial City-MOR Recovery | MHHS-Mem City |  | Module, Multi-Parameter |  | 041-32823 | 041-32823 | West | Memorial Hermann Memorial City Medical Center | Memorial City-MOR Recovery | E2 220 |  |  |  |  | PHYSIOLOGIC MONITOR MODULES, MULTIPARAMETER |  | MODULEMULTIPARAMETER-Philips-M3001A | MODULEMULTIPARAMETER | M3001A |  |  |  | Philips | Module, Multi-Parameter |  | MODULEMULTIPARAMETER-Philips-M3001A |  |  |  |  | Covered PM Repair - Biomedical | MHHS-Mem City
NO | YES |  |  |  | 041-32827 | 041-32827 | Philips Medical Systems Cardiac and Monitoring Syste | M3001A |  | DE6520HRLL | East Tower OR | MHHS-Mem City |  | Module, Multi-Parameter |  | 041-32827 | 041-32827 | West | Memorial Hermann - Memorial City | East Tower OR | E2 Isolation Room E2 225.1 |  |  |  |  | PHYSIOLOGIC MONITOR MODULES, MULTIPARAMETER |  | MODULEMULTIPARAMETER-Philips-M3001A | MODULEMULTIPARAMETER | M3001A |  |  |  | Philips | Module, Multi-Parameter |  | MODULEMULTIPARAMETER-Philips-M3001A |  |  |  |  | Covered PM Repair - Biomedical | MHHS-Mem City
NO | YES |  |  |  | 041-32829 | 041-32829 | Philips Medical Systems Cardiac and Monitoring Syste | M3001A |  | DE6520HRLM | Memorial City - Recovery | MHHS-Mem City |  | Module, Multi-Parameter |  | 041-32829 | 041-32829 | West | Memorial Hermann - Memorial City | Memorial City - Recovery | E2 MOR Recovery - PACU 14 |  |  |  |  | PHYSIOLOGIC MONITOR MODULES, MULTIPARAMETER |  | MODULEMULTIPARAMETER-Philips-M3001A | MODULEMULTIPARAMETER | M3001A |  |  |  | Philips | Module, Multi-Parameter |  | MODULEMULTIPARAMETER-Philips-M3001A |  |  |  |  | Covered PM Repair - Biomedical | MHHS-Mem City
NO | YES |  |  |  | 041-32833 | 041-32833 | Philips Medical Systems Cardiac and Monitoring Syste | M3001A |  | DE6520HRLK | MEMORIAL CITY - MOR RECOVERY | MHHS-Mem City |  | Module, Multi-Parameter |  | 041-32833 | 041-32833 | West | Memorial Hermann Memorial City Medical Center | MEMORIAL CITY - MOR RECOVERY | MEMORIAL CITY - MOR RECOVER |  |  |  |  | PHYSIOLOGIC MONITOR MODULES, MULTIPARAMETER |  | MODULEMULTIPARAMETER-Philips-M3001A | MODULEMULTIPARAMETER | M3001A |  |  |  | Philips | Module, Multi-Parameter |  | MODULEMULTIPARAMETER-Philips-M3001A |  |  |  |  | Covered PM Repair - Biomedical | MHHS-Mem City
NO | YES |  |  |  | 041-34336 | 041-34336 | Philips Medical Systems Cardiac and Monitoring Syste | M3001A |  | DE6520J3KL | MEMORIAL CITY - MOR | MHHS-Mem City |  | Module, Multi-Parameter |  | 041-34336 | 041-34336 | West | Memorial Hermann Memorial City Medical Center | MEMORIAL CITY - MOR | MEMORIAL CITY - MOR |  |  |  |  | PHYSIOLOGIC MONITOR MODULES, MULTIPARAMETER |  | MODULEMULTIPARAMETER-Philips-M3001A | MODULEMULTIPARAMETER | M3001A |  |  |  | Philips | Module, Multi-Parameter |  | MODULEMULTIPARAMETER-Philips-M3001A |  |  |  |  | Covered PM Repair - Biomedical | MHHS-Mem City
NO | YES |  |  |  |  | 041-12343 | Philips Medical Systems Cardiac and Monitoring Syste | M3001A |  | DE717Q0009 | MEMORIAL CITY - PEDIATRICS | MHHS-Mem City |  | Module, Multi-Parameter |  |  | 041-12343 | West | West | MEMORIAL CITY - PEDIATRICS | MH4:205 Room 4M16 |  |  |  |  | PHYSIOLOGIC MONITOR MODULES, MULTIPARAMETER |  | MODULEMULTIPARAMETER-Philips-M3001A | MODULEMULTIPARAMETER | M3001A |  |  |  | Philips | Module, Multi-Parameter |  | MODULEMULTIPARAMETER-Philips-M3001A |  |  |  |  | Covered PM Repair - Biomedical | MHHS-Mem City
NO | YES |  |  |  | 041-16103 | 041-16103 | Philips Medical Systems Cardiac and Monitoring Syste | M3001A |  | DE9070BWUG | MEMORIAL CITY - OUTPATIENT SURGERY | MHHS-Mem City |  | Module, Multi-Parameter |  | 041-16103 | 041-16103 | West | Memorial City - Memorial Hermann Hospital West Tower | MEMORIAL CITY - OUTPATIENT SURGERY | W1 300.73 OR 2 |  |  |  |  | PHYSIOLOGIC MONITOR MODULES, MULTIPARAMETER |  | MODULEMULTIPARAMETER-Philips-M3001A | MODULEMULTIPARAMETER | M3001A |  |  |  | Philips | Module, Multi-Parameter |  | MODULEMULTIPARAMETER-Philips-M3001A |  |  |  |  | Covered PM Repair - Biomedical | MHHS-Mem City
NO | YES |  |  |  | 041-17965 | 041-17965 | Philips Medical Systems Cardiac and Monitoring Syste | M3001A |  | DE9070CPGV | MEMORIAL CITY - OUTPATIENT SURGERY | MHHS-Mem City |  | Module, Multi-Parameter |  | 041-17965 | 041-17965 | West | Memorial Hermann - Memorial City | MEMORIAL CITY - OUTPATIENT SURGERY | W1 300.70 OR 5 |  |  |  |  | PHYSIOLOGIC MONITOR MODULES, MULTIPARAMETER |  | MODULEMULTIPARAMETER-Philips-M3001A | MODULEMULTIPARAMETER | M3001A |  |  |  | Philips | Module, Multi-Parameter |  | MODULEMULTIPARAMETER-Philips-M3001A |  |  |  |  | Covered PM Repair - Biomedical | MHHS-Mem City
NO | YES |  |  |  | 041-18276 | 041-18276 | Philips Medical Systems Cardiac and Monitoring Syste | M3001A |  | DE3450DB57 | MEMORIAL CITY - Outpatient | MHHS-Mem City |  | Module, Multi-Parameter |  | 041-18276 | 041-18276 | West | Memorial Hermann Memorial City Medical Center | MEMORIAL CITY - Outpatient | MEMORIAL CITY - OUTPATIENT |  |  |  |  | PHYSIOLOGIC MONITOR MODULES, MULTIPARAMETER |  | MODULEMULTIPARAMETER-Philips-M3001A | MODULEMULTIPARAMETER | M3001A |  |  |  | Philips | Module, Multi-Parameter |  | MODULEMULTIPARAMETER-Philips-M3001A |  |  |  |  | Covered PM Repair - Biomedical | MHHS-Mem City
NO | YES |  |  |  | 041-18962 | 041-18962 | Philips Medical Systems Cardiac and Monitoring Syste | M3001A |  | DE5220EUJW | MEMORIAL CITY - OUTPATIENT SURGERY | MHHS-Mem City |  | Module, Multi-Parameter |  | 041-18962 | 041-18962 | West | Memorial Hermann Memorial City Medical Center | MEMORIAL CITY - OUTPATIENT SURGERY | Memorial City - Day Surgery Room W1 300.82 OR14 |  |  |  |  | PHYSIOLOGIC MONITOR MODULES, MULTIPARAMETER |  | MODULEMULTIPARAMETER-Philips-M3001A | MODULEMULTIPARAMETER | M3001A |  |  |  | Philips | Module, Multi-Parameter |  | MODULEMULTIPARAMETER-Philips-M3001A |  |  |  |  | Covered PM Repair - Biomedical | MHHS-Mem City
NO | YES |  |  |  | 041-18964 | 041-18964 | Philips Medical Systems Cardiac and Monitoring Syste | M3001A |  | DE5220EUKI | Memorial City-Outpatient Surgery | MHHS-Mem City |  | Module, Multi-Parameter |  | 041-18964 | 041-18964 | West | Memorial Hermann Memorial City Medical Center | Memorial City-Outpatient Surgery | W1 OPS OR 4 |  |  |  |  | PHYSIOLOGIC MONITOR MODULES, MULTIPARAMETER |  | MODULEMULTIPARAMETER-Philips-M3001A | MODULEMULTIPARAMETER | M3001A |  |  |  | Philips | Module, Multi-Parameter |  | MODULEMULTIPARAMETER-Philips-M3001A |  |  |  |  | Covered PM Repair - Biomedical | MHHS-Mem City
NO | YES |  |  |  | 041-18965 | 041-18965 | Philips Medical Systems Cardiac and Monitoring Syste | M3001A |  | DE5220EUJU | MEMORIAL CITY - Outpatient | MHHS-Mem City |  | Module, Multi-Parameter |  | 041-18965 | 041-18965 | West | Memorial Hermann Memorial City Medical Center | MEMORIAL CITY - Outpatient | MEMORIAL CITY - OUTPATIENT |  |  |  |  | PHYSIOLOGIC MONITOR MODULES, MULTIPARAMETER |  | MODULEMULTIPARAMETER-Philips-M3001A | MODULEMULTIPARAMETER | M3001A |  |  |  | Philips | Module, Multi-Parameter |  | MODULEMULTIPARAMETER-Philips-M3001A |  |  |  |  | Covered PM Repair - Biomedical | MHHS-Mem City
NO | YES |  |  |  | 041-19006 | 041-19006 | Philips Medical Systems Cardiac and Monitoring Syste | M3001A |  | DE5220EULH | MEMORIAL CITY - Outpatient | MHHS-Mem City |  | Module, Multi-Parameter |  | 041-19006 | 041-19006 | West | Memorial Hermann Memorial City Medical Center | MEMORIAL CITY - Outpatient | MEMORIAL CITY - OUTPATIENT |  |  |  |  | PHYSIOLOGIC MONITOR MODULES, MULTIPARAMETER |  | MODULEMULTIPARAMETER-Philips-M3001A | MODULEMULTIPARAMETER | M3001A |  |  |  | Philips | Module, Multi-Parameter |  | MODULEMULTIPARAMETER-Philips-M3001A |  |  |  |  | Covered PM Repair - Biomedical | MHHS-Mem City
NO | YES |  |  |  | 041-19007 | 041-19007 | Philips Medical Systems Cardiac and Monitoring Syste | M3001A |  | DE5220EUUL | MEMORIAL CITY - OUTPATIENT SURGERY | MHHS-Mem City |  | Module, Multi-Parameter |  | 041-19007 | 041-19007 | West | Memorial City - Memorial Hermann Hospital West Tower | MEMORIAL CITY - OUTPATIENT SURGERY | W1 300.94 OR 7 |  |  |  |  | PHYSIOLOGIC MONITOR MODULES, MULTIPARAMETER |  | MODULEMULTIPARAMETER-Philips-M3001A | MODULEMULTIPARAMETER | M3001A |  |  |  | Philips | Module, Multi-Parameter |  | MODULEMULTIPARAMETER-Philips-M3001A |  |  |  |  | Covered PM Repair - Biomedical | MHHS-Mem City
NO | YES |  |  |  | 041-32496 | 041-32496 | Philips Medical Systems Cardiac and Monitoring Syste | M3001A |  | DE51278032 | Memorial City-Outpatient Surgery | MHHS-Mem City |  | Module, Multi-Parameter |  | 041-32496 | 041-32496 | West | Memorial Hermann Memorial City Medical Center | Memorial City-Outpatient Surgery | W1 OPS OR 8 |  |  |  |  | PHYSIOLOGIC MONITOR MODULES, MULTIPARAMETER |  | MODULEMULTIPARAMETER-Philips-M3001A | MODULEMULTIPARAMETER | M3001A |  |  |  | Philips | Module, Multi-Parameter |  | MODULEMULTIPARAMETER-Philips-M3001A |  |  |  |  | Covered PM Repair - Biomedical | MHHS-Mem City
NO | YES |  |  |  | 041-32905 | 041-32905 | Philips Medical Systems Cardiac and Monitoring Syste | M3001A |  | DE9070AAKB | MEMORIAL CITY - OUTPATIENT SURGERY | MHHS-Mem City |  | Module, Multi-Parameter |  | 041-32905 | 041-32905 | West | Memorial Hermann Memorial City Medical Center | MEMORIAL CITY - OUTPATIENT SURGERY | Memorial City - Day Surgery Room W1 300.82 OR14 |  |  |  | Front face chipped | PHYSIOLOGIC MONITOR MODULES, MULTIPARAMETER |  | MODULEMULTIPARAMETER-Philips-M3001A | MODULEMULTIPARAMETER | M3001A |  |  |  | Philips | Module, Multi-Parameter |  | MODULEMULTIPARAMETER-Philips-M3001A |  |  |  |  | Covered PM Repair - Biomedical | MHHS-Mem City
NO | YES |  |  |  | 041-11725 | 041-11725 | Philips Medical Systems Cardiac and Monitoring Syste | M3001A |  | DE717P9993 | MEMORIAL CITY - PEDS - NURSERY | MHHS-Mem City |  | Module, Multi-Parameter |  | 041-11725 | 041-11725 | West | Memorial Hermann Memorial City Medical Center | MEMORIAL CITY - PEDS - NURSERY | MEMORIAL CITY PEDS |  |  |  |  | PHYSIOLOGIC MONITOR MODULES, MULTIPARAMETER |  | MODULEMULTIPARAMETER-Philips-M3001A | MODULEMULTIPARAMETER | M3001A |  |  |  | Philips | Module, Multi-Parameter |  | MODULEMULTIPARAMETER-Philips-M3001A |  |  |  |  | Covered PM Repair - Biomedical | MHHS-Mem City
NO | YES |  |  |  | 041-12348 | 041-12348 | Philips Medical Systems Cardiac and Monitoring Syste | M3001A |  | de717q0021 | MEMORIAL CITY - PEDS - NURSERY | MHHS-Mem City |  | Module, Multi-Parameter |  | 041-12348 | 041-12348 | West | Memorial Hermann Memorial City Medical Center | MEMORIAL CITY - PEDS - NURSERY | MEMORIAL CITY PEDS |  |  |  |  | PHYSIOLOGIC MONITOR MODULES, MULTIPARAMETER |  | MODULEMULTIPARAMETER-Philips-M3001A | MODULEMULTIPARAMETER | M3001A |  |  |  | Philips | Module, Multi-Parameter |  | MODULEMULTIPARAMETER-Philips-M3001A |  |  |  |  | Covered PM Repair - Biomedical | MHHS-Mem City
NO | YES |  |  |  | 041-13033 | 041-13033 | Philips Medical Systems Cardiac and Monitoring Syste | M3001A |  | de717q0133 | MEMORIAL CITY - PEDIATRICS | MHHS-Mem City |  | Module, Multi-Parameter |  | 041-13033 | 041-13033 | West | West | MEMORIAL CITY - PEDIATRICS | MH4:205 Room 4M07 |  |  |  |  | PHYSIOLOGIC MONITOR MODULES, MULTIPARAMETER |  | MODULEMULTIPARAMETER-Philips-M3001A | MODULEMULTIPARAMETER | M3001A |  |  |  | Philips | Module, Multi-Parameter |  | MODULEMULTIPARAMETER-Philips-M3001A |  |  |  |  | Covered PM Repair - Biomedical | MHHS-Mem City
NO | YES |  |  |  |  | 041-14189 | Philips Medical Systems Cardiac and Monitoring Syste | M3001A |  | de907x1210 | MEMORIAL CITY - PEDIATRICS | MHHS-Mem City |  | Module, Multi-Parameter |  |  | 041-14189 | West | Memorial City-Memorial Hermann Hospital | MEMORIAL CITY - PEDIATRICS | Biomed Shop |  |  |  |  | PHYSIOLOGIC MONITOR MODULES, MULTIPARAMETER |  | MODULEMULTIPARAMETER-Philips-M3001A | MODULEMULTIPARAMETER | M3001A |  |  |  | Philips | Module, Multi-Parameter |  | MODULEMULTIPARAMETER-Philips-M3001A |  |  |  |  | Covered PM Repair - Biomedical | MHHS-Mem City
NO | YES |  |  |  | 041-14292 | 041-14292 | Philips Medical Systems Cardiac and Monitoring Syste | M3001A |  | de717q0078 | MEMORIAL CITY - PEDIATRICS | MHHS-Mem City |  | Module, Multi-Parameter |  | 041-14292 | 041-14292 | West | West | MEMORIAL CITY - PEDIATRICS | MH4:205 Room 4M05 |  |  |  |  | PHYSIOLOGIC MONITOR MODULES, MULTIPARAMETER |  | MODULEMULTIPARAMETER-Philips-M3001A | MODULEMULTIPARAMETER | M3001A |  |  |  | Philips | Module, Multi-Parameter |  | MODULEMULTIPARAMETER-Philips-M3001A |  |  |  |  | Covered PM Repair - Biomedical | MHHS-Mem City
NO | YES |  |  |  |  | 041-12333 | Philips Medical Systems Cardiac and Monitoring Syste | M3001A |  | DE717Q0070 | MEMORIAL CITY - PEDIATRICS | MHHS-Mem City |  | Module, Multi-Parameter |  |  | 041-12333 | West | West | MEMORIAL CITY - PEDIATRICS | MH4:205 Room 4M17 |  |  |  |  | PHYSIOLOGIC MONITOR MODULES, MULTIPARAMETER |  | MODULEMULTIPARAMETER-Philips-M3001A | MODULEMULTIPARAMETER | M3001A |  |  |  | Philips | Module, Multi-Parameter |  | MODULEMULTIPARAMETER-Philips-M3001A |  |  |  |  | Covered PM Repair - Biomedical | MHHS-Mem City
NO | YES |  |  |  |  | 041-34292 | Philips Medical Systems Cardiac and Monitoring Syste | M3001A |  | DE717P9990 | Memorial City - NICU | MHHS-Mem City |  | Module, Multi-Parameter |  |  | 041-34292 | West | Memorial City - Memorial Hermann Hospital | Memorial City - NICU | MH4:304 |  |  |  |  | PHYSIOLOGIC MONITOR MODULES, MULTIPARAMETER |  | MODULEMULTIPARAMETER-Philips-M3001A | MODULEMULTIPARAMETER | M3001A |  |  |  | Philips | Module, Multi-Parameter |  | MODULEMULTIPARAMETER-Philips-M3001A |  |  |  |  | Covered PM Repair - Biomedical | MHHS-Mem City
NO | YES |  |  |  |  | 041-12337 | Philips Medical Systems Cardiac and Monitoring Syste | M3001A |  | de717q0154 | MEMORIAL CITY - PEDIATRICS | MHHS-Mem City |  | Module, Multi-Parameter |  |  | 041-12337 | West | West | MEMORIAL CITY - PEDIATRICS | MH4:205 Room 4M13 |  |  |  |  | PHYSIOLOGIC MONITOR MODULES, MULTIPARAMETER |  | MODULEMULTIPARAMETER-Philips-M3001A | MODULEMULTIPARAMETER | M3001A |  |  |  | Philips | Module, Multi-Parameter |  | MODULEMULTIPARAMETER-Philips-M3001A |  |  |  |  | Covered PM Repair - Biomedical | MHHS-Mem City
NO | YES |  |  |  |  | 041-12281 | Philips Medical Systems Cardiac and Monitoring Syste | M3001A |  | de717p9992 | Memorial City-Postpartum-Nursery | MHHS-Mem City |  | Module, Multi-Parameter |  |  | 041-12281 | West | MHHS-Mem City | Memorial City-Postpartum-Nursery |  | 3/1/19 |  |  |  | PHYSIOLOGIC MONITOR MODULES, MULTIPARAMETER |  | MODULEMULTIPARAMETER-Philips-M3001A | MODULEMULTIPARAMETER | M3001A |  |  |  | Philips | Module, Multi-Parameter |  | MODULEMULTIPARAMETER-Philips-M3001A |  | 10/1/18 |  |  | Covered PM Repair - Biomedical | MHHS-Mem City
NO | YES |  |  |  | 041-13036 | 041-13036 | Philips Medical Systems Cardiac and Monitoring Syste | M3001A |  | DE717Q0032 | Memorial City-Postpartum-Nursery | MHHS-Mem City |  | Module, Multi-Parameter |  | 041-13036 | 041-13036 | West | MHHS-Mem City | Memorial City-Postpartum-Nursery | Nurse Station | 3/1/20 |  | 3/1/21 |  | PHYSIOLOGIC MONITOR MODULES, MULTIPARAMETER |  | MODULEMULTIPARAMETER-Philips-M3001A | MODULEMULTIPARAMETER | M3001A |  |  |  | Philips | Module, Multi-Parameter |  | MODULEMULTIPARAMETER-Philips-M3001A |  | 10/1/18 |  |  | Covered PM Repair - Biomedical | MHHS-Mem City
NO | YES | [5 empty] | Philips Medical Systems Cardiac and Monitoring Syste | M3001A |  | DE717P9996 | Memorial City-Postpartum | MHHS-Mem City |  | Module, Multi-Parameter |  |  |  | West | MHHS-Mem City | Memorial City-Postpartum | Hallway | 3/1/20 |  | 3/1/21 |  | PHYSIOLOGIC MONITOR MODULES, MULTIPARAMETER |  | MODULEMULTIPARAMETER-Philips-M3001A | MODULEMULTIPARAMETER | M3001A |  |  |  | Philips | Module, Multi-Parameter |  | MODULEMULTIPARAMETER-Philips-M3001A |  | 10/1/18 |  |  | Covered PM Repair - Biomedical | MHHS-Mem City
NO | YES |  |  |  | 041-17236 | 041-17236 | Philips Medical Systems Cardiac and Monitoring Syste | M3001A |  | DE9070A9JN | MEMORIAL CITY - SICU | MHHS-Mem City |  | Module, Multi-Parameter |  | 041-17236 | 041-17236 | West |  | MEMORIAL CITY - SICU | [5 empty] | PHYSIOLOGIC MONITOR MODULES, MULTIPARAMETER |  | MODULEMULTIPARAMETER-Philips-M3001A | MODULEMULTIPARAMETER | M3001A |  |  |  | Philips | Module, Multi-Parameter |  | MODULEMULTIPARAMETER-Philips-M3001A |  |  |  |  | Covered PM Repair - Biomedical | MHHS-Mem City
NO | YES |  |  |  | 145-00191 | 145-00191 | Philips Medical Systems Cardiac and Monitoring Syste | M3001A |  | DE3450D2DT | Pearland-Emergency Center | MHHS-Pearland Hospital |  | Module, Multi-Parameter |  | 145-00191 | 145-00191 | Pearland | MHHS-Pearland Hospital | Pearland-Emergency Center | Room 6 | 2/1/19 | 2/1/20 |  |  | PHYSIOLOGIC MONITOR MODULES, MULTIPARAMETER | Module, Multi-Parameter | MODULEMULTIPARAMETER-Philips-M3001A | MODULEMULTIPARAMETER | M3001A |  |  |  | Philips | Module, Multi-Parameter |  | MODULEMULTIPARAMETER-Philips-M3001A |  | 2/2/20 |  | MMP-A | Not Covered Vendor Only - Biomedical | MHHS-Pearland Hospital | [8 empty] | MODULEMULTIPARAMETER | Module, Multi-Parameter | Philips
NO | YES |  |  |  | 145-00209 | 145-00209 | Philips Medical Systems Cardiac and Monitoring Syste | M3001A |  | DE9070CZ87 | Pearland-Emergency Center | MHHS-Pearland Hospital |  | Module, Multi-Parameter |  | 145-00209 | 145-00209 | Pearland | MHHS-Pearland Hospital | Pearland-Emergency Center | Treatment 9 | 2/1/19 |  |  |  | PHYSIOLOGIC MONITOR MODULES, MULTIPARAMETER | Module, Multi-Parameter | MODULEMULTIPARAMETER-Philips-M3001A | MODULEMULTIPARAMETER | M3001A |  |  |  | Philips | Module, Multi-Parameter |  | MODULEMULTIPARAMETER-Philips-M3001A |  | 2/12/14 |  | MMP-A | Covered PM Repair - Biomedical | MHHS-Pearland Hospital | [8 empty] | MODULEMULTIPARAMETER | Module, Multi-Parameter | Philips
NO | YES |  |  |  | 145-00218 | 145-00218 | Philips Medical Systems Cardiac and Monitoring Syste | M3001A |  | DE3450D2BR | Pearland-Emergency Center | MHHS-Pearland Hospital |  | Module, Multi-Parameter |  | 145-00218 | 145-00218 | Pearland | MHHS-Pearland Hospital | Pearland-Emergency Center | Biomed shop | 2/1/19 | 2/1/20 |  |  | PHYSIOLOGIC MONITOR MODULES, MULTIPARAMETER | Module, Multi-Parameter | MODULEMULTIPARAMETER-Philips-M3001A | MODULEMULTIPARAMETER | M3001A |  |  |  | Philips | Module, Multi-Parameter |  | MODULEMULTIPARAMETER-Philips-M3001A |  | 7/11/17 |  | MMP-A | Covered PM Repair - Biomedical | MHHS-Pearland Hospital | [8 empty] | MODULEMULTIPARAMETER | Module, Multi-Parameter | Philips
NO | YES |  |  |  | 145-00225 | 145-00225 | Philips Medical Systems Cardiac and Monitoring Syste | M3001A |  | DE3450D2E4 | Pearland-Emergency Center | MHHS-Pearland Hospital |  | Module, Multi-Parameter |  | 145-00225 | 145-00225 | Pearland | MHHS-Pearland Hospital | Pearland-Emergency Center | Treatment 12 | 2/1/20 | 2/1/21 |  |  | PHYSIOLOGIC MONITOR MODULES, MULTIPARAMETER | Module, Multi-Parameter | MODULEMULTIPARAMETER-Philips-M3001A | MODULEMULTIPARAMETER | M3001A |  |  |  | Philips | Module, Multi-Parameter |  | MODULEMULTIPARAMETER-Philips-M3001A |  | 7/11/17 |  | MMP-A | Covered PM Repair - Biomedical | MHHS-Pearland Hospital | [8 empty] | MODULEMULTIPARAMETER | Module, Multi-Parameter | Philips
NO | YES |  |  |  | 145-00227 | 145-00227 | Philips Medical Systems Cardiac and Monitoring Syste | M3001A |  | DE3450D2E9 | Pearland-Emergency Center | MHHS-Pearland Hospital |  | Module, Multi-Parameter |  | 145-00227 | 145-00227 | Pearland | MHHS-Pearland Hospital | Pearland-Emergency Center | Room 11 | 2/1/19 | 2/1/20 |  |  | PHYSIOLOGIC MONITOR MODULES, MULTIPARAMETER | Module, Multi-Parameter | MODULEMULTIPARAMETER-Philips-M3001A | MODULEMULTIPARAMETER | M3001A |  |  |  | Philips | Module, Multi-Parameter |  | MODULEMULTIPARAMETER-Philips-M3001A |  | 7/11/17 |  | MMP-A | Covered PM Repair - Biomedical | MHHS-Pearland Hospital | [8 empty] | MODULEMULTIPARAMETER | Module, Multi-Parameter | Philips
NO | YES |  |  |  | 145-00229 | 145-00229 | Philips Medical Systems Cardiac and Monitoring Syste | M3001A |  | DE3450D2EV | Pearland-Emergency Center | MHHS-Pearland Hospital |  | Module, Multi-Parameter |  | 145-00229 | 145-00229 | Pearland | MHHS-Pearland Hospital | Pearland-Emergency Center | Treatment 10 | 2/1/19 | 2/1/20 |  |  | PHYSIOLOGIC MONITOR MODULES, MULTIPARAMETER | Module, Multi-Parameter | MODULEMULTIPARAMETER-Philips-M3001A | MODULEMULTIPARAMETER | M3001A |  |  |  | Philips | Module, Multi-Parameter |  | MODULEMULTIPARAMETER-Philips-M3001A |  | 7/11/17 |  | MMP-A | Covered PM Repair - Biomedical | MHHS-Pearland Hospital | [8 empty] | MODULEMULTIPARAMETER | Module, Multi-Parameter | Philips
NO | YES |  |  |  | 145-00231 | 145-00231 | Philips Medical Systems Cardiac and Monitoring Syste | M3001A |  | DE3450D2DR | Pearland-Emergency Center | MHHS-Pearland Hospital |  | Module, Multi-Parameter |  | 145-00231 | 145-00231 | Pearland | MHHS-Pearland Hospital | Pearland-Emergency Center | Treatment 5 | 2/1/19 | 2/1/20 |  |  | PHYSIOLOGIC MONITOR MODULES, MULTIPARAMETER | Module, Multi-Parameter | MODULEMULTIPARAMETER-Philips-M3001A | MODULEMULTIPARAMETER | M3001A |  |  |  | Philips | Module, Multi-Parameter |  | MODULEMULTIPARAMETER-Philips-M3001A |  | 7/11/17 |  | MMP-A | Covered PM Repair - Biomedical | MHHS-Pearland Hospital | [8 empty] | MODULEMULTIPARAMETER | Module, Multi-Parameter | Philips
NO | YES |  |  |  | 145-00235 | 145-00235 | Philips Medical Systems Cardiac and Monitoring Syste | M3001A |  | DE3450D2D9 | Pearland-Emergency Center | MHHS-Pearland Hospital |  | Module, Multi-Parameter |  | 145-00235 | 145-00235 | Pearland | MHHS-Pearland Hospital | Pearland-Emergency Center | Pearland ER - IR 1 |  |  |  |  | PHYSIOLOGIC MONITOR MODULES, MULTIPARAMETER | Module, Multi-Parameter | MODULEMULTIPARAMETER-Philips-M3001A | MODULEMULTIPARAMETER | M3001A |  |  |  | Philips | Module, Multi-Parameter |  | MODULEMULTIPARAMETER-Philips-M3001A |  | 7/11/17 |  | MMP-A | Covered PM Repair - Biomedical | MHHS-Pearland Hospital | [8 empty] | MODULEMULTIPARAMETER | Module, Multi-Parameter | Philips
NO | YES |  |  |  | 145-00237 | 145-00237 | Philips Medical Systems Cardiac and Monitoring Syste | M3001A |  | DE3450D2DJ | Pearland-Emergency Center | MHHS-Pearland Hospital |  | Module, Multi-Parameter |  | 145-00237 | 145-00237 | Pearland | MHHS-Pearland Hospital | Pearland-Emergency Center | Room 8 | 3/1/19 | 3/1/20 |  |  | PHYSIOLOGIC MONITOR MODULES, MULTIPARAMETER | Module, Multi-Parameter | MODULEMULTIPARAMETER-Philips-M3001A | MODULEMULTIPARAMETER | M3001A |  |  |  | Philips | Module, Multi-Parameter |  | MODULEMULTIPARAMETER-Philips-M3001A |  |  |  | MMP-A | Covered PM Repair - Biomedical | MHHS-Pearland Hospital | [8 empty] | MODULEMULTIPARAMETER | Module, Multi-Parameter | Philips
NO | YES |  |  |  | 145-00239 | 145-00239 | Philips Medical Systems Cardiac and Monitoring Syste | M3001A |  | DE3450DZEM | Pearland-Emergency Center | MHHS-Pearland Hospital |  | Module, Multi-Parameter |  | 145-00239 | 145-00239 | Pearland | MHHS-Pearland Hospital | Pearland-Emergency Center | Treatment 3 | 2/1/19 | 2/1/20 |  |  | PHYSIOLOGIC MONITOR MODULES, MULTIPARAMETER | Module, Multi-Parameter | MODULEMULTIPARAMETER-Philips-M3001A | MODULEMULTIPARAMETER | M3001A |  |  |  | Philips | Module, Multi-Parameter |  | MODULEMULTIPARAMETER-Philips-M3001A |  |  |  | MMP-A | Covered PM Repair - Biomedical | MHHS-Pearland Hospital | [8 empty] | MODULEMULTIPARAMETER | Module, Multi-Parameter | Philips
NO | YES |  |  |  | 145-00243 | 145-00243 | Philips Medical Systems Cardiac and Monitoring Syste | M3001A |  | DE3450D2E5 | Pearland-Emergency Center | MHHS-Pearland Hospital |  | Module, Multi-Parameter |  | 145-00243 | 145-00243 | Pearland | MHHS-Pearland Hospital | Pearland-Emergency Center | IR-2 | 2/1/20 | 2/1/21 |  |  | PHYSIOLOGIC MONITOR MODULES, MULTIPARAMETER | Module, Multi-Parameter | MODULEMULTIPARAMETER-Philips-M3001A | MODULEMULTIPARAMETER | M3001A |  |  |  | Philips | Module, Multi-Parameter |  | MODULEMULTIPARAMETER-Philips-M3001A |  | 5/30/20 |  | MMP-A | Clinical Miscellaneous | MHHS-Pearland Hospital | [8 empty] | MODULEMULTIPARAMETER | Module, Multi-Parameter | Philips
NO | YES |  |  |  | 145-00245 | 145-00245 | Philips Medical Systems Cardiac and Monitoring Syste | M3001A |  | DE3450D2ET | Pearland-Emergency Center | MHHS-Pearland Hospital |  | Module, Multi-Parameter |  | 145-00245 | 145-00245 | Pearland | MHHS-Pearland Hospital | Pearland-Emergency Center | Treatment 4 | 2/1/19 | 2/1/20 |  |  | PHYSIOLOGIC MONITOR MODULES, MULTIPARAMETER | Module, Multi-Parameter | MODULEMULTIPARAMETER-Philips-M3001A | MODULEMULTIPARAMETER | M3001A |  |  |  | Philips | Module, Multi-Parameter |  | MODULEMULTIPARAMETER-Philips-M3001A |  | 5/30/20 |  | MMP-A | Clinical Miscellaneous | MHHS-Pearland Hospital | [8 empty] | MODULEMULTIPARAMETER | Module, Multi-Parameter | Philips
NO | YES |  |  |  | 145-00257 | 145-00257 | Philips Medical Systems Cardiac and Monitoring Syste | M3001A |  | DE3450D2EB | Pearland-Emergency Center | MHHS-Pearland Hospital |  | Module, Multi-Parameter |  | 145-00257 | 145-00257 | Pearland | MHHS-Pearland Hospital | Pearland-Emergency Center | Treatment 2 | 2/1/19 | 2/1/20 |  |  | PHYSIOLOGIC MONITOR MODULES, MULTIPARAMETER | Module, Multi-Parameter | MODULEMULTIPARAMETER-Philips-M3001A | MODULEMULTIPARAMETER | M3001A |  |  |  | Philips | Module, Multi-Parameter |  | MODULEMULTIPARAMETER-Philips-M3001A |  | 5/30/20 |  | MMP-A | Clinical Miscellaneous | MHHS-Pearland Hospital | [8 empty] | MODULEMULTIPARAMETER | Module, Multi-Parameter | Philips
NO | YES |  |  |  | 145-00259 | 145-00259 | Philips Medical Systems Cardiac and Monitoring Syste | M3001A |  | DE3450D2D2 | Pearland-Emergency Center | MHHS-Pearland Hospital |  | Module, Multi-Parameter |  | 145-00259 | 145-00259 | Pearland | MHHS-Pearland Hospital | Pearland-Emergency Center | Hallway | 2/1/19 | 2/1/20 |  |  | PHYSIOLOGIC MONITOR MODULES, MULTIPARAMETER | Module, Multi-Parameter | MODULEMULTIPARAMETER-Philips-M3001A | MODULEMULTIPARAMETER | M3001A |  |  |  | Philips | Module, Multi-Parameter |  | MODULEMULTIPARAMETER-Philips-M3001A |  | 5/30/20 |  | MMP-A | Clinical Miscellaneous | MHHS-Pearland Hospital | [8 empty] | MODULEMULTIPARAMETER | Module, Multi-Parameter | Philips
NO | YES |  |  |  | 145-00412 | 145-00412 | Philips Medical Systems Cardiac and Monitoring Syste | M3001A |  | DE3450D2DK | Pearland-Emergency Center | MHHS-Pearland Hospital |  | Module, Multi-Parameter |  | 145-00412 | 145-00412 | Pearland | MHHS-Pearland Hospital | Pearland-Emergency Center | Treatment 3 | 2/1/19 | 2/1/20 |  |  | PHYSIOLOGIC MONITOR MODULES, MULTIPARAMETER | Module, Multi-Parameter | MODULEMULTIPARAMETER-Philips-M3001A | MODULEMULTIPARAMETER | M3001A |  |  |  | Philips | Module, Multi-Parameter |  | MODULEMULTIPARAMETER-Philips-M3001A |  |  |  | MMP-A | Covered PM Repair - Biomedical | MHHS-Pearland Hospital | [8 empty] | MODULEMULTIPARAMETER | Module, Multi-Parameter | Philips
NO | YES |  |  |  | 145-00460 | 145-00460 | Philips Medical Systems Cardiac and Monitoring Syste | M3001A |  | DE5220EK22 | Pearland-OR-Preop/PACU | MHHS-Pearland Hospital |  | Module, Multi-Parameter |  | 145-00460 | 145-00460 | Pearland | MHHS-Pearland Hospital | Pearland-OR-Preop/PACU | Med gas storage | 11/1/19 | 11/1/20 |  |  | PHYSIOLOGIC MONITOR MODULES, MULTIPARAMETER | Module, Multi-Parameter | MODULEMULTIPARAMETER-Philips-M3001A | MODULEMULTIPARAMETER | M3001A |  |  |  | Philips | Module, Multi-Parameter |  | MODULEMULTIPARAMETER-Philips-M3001A |  |  |  | MMP-A | Covered PM Repair - Biomedical | MHHS-Pearland Hospital | [8 empty] | MODULEMULTIPARAMETER | Module, Multi-Parameter | Philips
NO | YES |  |  |  | 145-00465 | 145-00465 | Philips Medical Systems Cardiac and Monitoring Syste | M3001A |  | DE5220FBEV | Pearland-OR | MHHS-Pearland Hospital |  | Module, Multi-Parameter |  | 145-00465 | 145-00465 | Pearland | MHHS-Pearland Hospital | Pearland-OR | Minor Procedure Room | 11/1/19 | 11/1/20 |  |  | PHYSIOLOGIC MONITOR MODULES, MULTIPARAMETER | Module, Multi-Parameter | MODULEMULTIPARAMETER-Philips-M3001A | MODULEMULTIPARAMETER | M3001A |  |  |  | Philips | Module, Multi-Parameter |  | MODULEMULTIPARAMETER-Philips-M3001A |  | 3/6/14 |  | MMP-A | Covered PM Repair - Biomedical | MHHS-Pearland Hospital | [8 empty] | MODULEMULTIPARAMETER | Module, Multi-Parameter | Philips
NO | YES |  |  |  | 145-00476 | 145-00476 | Philips Medical Systems Cardiac and Monitoring Syste | M3001A |  | DE5220FBEP | Pearland-OR-Anesthesia | MHHS-Pearland Hospital |  | Module, Multi-Parameter |  | 145-00476 | 145-00476 | Pearland | MHHS-Pearland Hospital | Pearland-OR-Anesthesia | OR 3 | 9/1/19 | 9/1/20 |  |  | PHYSIOLOGIC MONITOR MODULES, MULTIPARAMETER | Module, Multi-Parameter | MODULEMULTIPARAMETER-Philips-M3001A | MODULEMULTIPARAMETER | M3001A |  |  |  | Philips | Module, Multi-Parameter |  | MODULEMULTIPARAMETER-Philips-M3001A |  | 9/9/13 |  | MMP-A | Covered PM Repair - Biomedical | MHHS-Pearland Hospital | [8 empty] | MODULEMULTIPARAMETER | Module, Multi-Parameter | Philips
NO | YES |  |  |  | 145-00484 | 145-00484 | Philips Medical Systems Cardiac and Monitoring Syste | M3001A |  |  | Pearland-OR-Anesthesia | MHHS-Pearland Hospital |  | Module, Multi-Parameter |  | 145-00484 | 145-00484 | Pearland | MHHS-Pearland Hospital | Pearland-OR-Anesthesia | OR1 | 11/1/19 | 11/1/20 |  |  | PHYSIOLOGIC MONITOR MODULES, MULTIPARAMETER | Module, Multi-Parameter | MODULEMULTIPARAMETER-Philips-M3001A | MODULEMULTIPARAMETER | M3001A |  |  |  | Philips | Module, Multi-Parameter |  | MODULEMULTIPARAMETER-Philips-M3001A |  | 1/1/17 |  | MMP-A | Covered PM Repair - Biomedical | MHHS-Pearland Hospital | [8 empty] | MODULEMULTIPARAMETER | Module, Multi-Parameter | Philips
NO | YES |  |  |  | 145-00498 | 145-00498 | Philips Medical Systems Cardiac and Monitoring Syste | M3001A |  | DE5220F5ZU | Pearland-OR-Preop/PACU | MHHS-Pearland Hospital |  | Module, Multi-Parameter |  | 145-00498 | 145-00498 | Pearland | MHHS-Pearland Hospital | Pearland-OR-Preop/PACU | PACU 8 | 9/1/19 | 9/1/20 |  |  | PHYSIOLOGIC MONITOR MODULES, MULTIPARAMETER | Module, Multi-Parameter | MODULEMULTIPARAMETER-Philips-M3001A | MODULEMULTIPARAMETER | M3001A |  |  |  | Philips | Module, Multi-Parameter |  | MODULEMULTIPARAMETER-Philips-M3001A |  | 7/11/17 |  | MMP-A | Covered PM Repair - Biomedical | MHHS-Pearland Hospital | [8 empty] | MODULEMULTIPARAMETER | Module, Multi-Parameter | Philips
NO | YES |  |  |  | 145-00509 | 145-00509 | Philips Medical Systems Cardiac and Monitoring Syste | M3001A |  | DE5220FBEM | Pearland-OR-Anesthesia | MHHS-Pearland Hospital |  | Module, Multi-Parameter |  | 145-00509 | 145-00509 | Pearland | MHHS-Pearland Hospital | Pearland-OR-Anesthesia | OR C SECTION | 11/1/19 | 11/1/20 |  |  | PHYSIOLOGIC MONITOR MODULES, MULTIPARAMETER | Module, Multi-Parameter | MODULEMULTIPARAMETER-Philips-M3001A | MODULEMULTIPARAMETER | M3001A |  |  |  | Philips | Module, Multi-Parameter |  | MODULEMULTIPARAMETER-Philips-M3001A |  | 7/11/17 |  | MMP-A | Covered PM Repair - Biomedical | MHHS-Pearland Hospital | [8 empty] | MODULEMULTIPARAMETER | Module, Multi-Parameter | Philips
NO | YES |  |  |  | 145-00533 | 145-00533 | Philips Medical Systems Cardiac and Monitoring Syste | M3001A |  | DE5220FBGH | Pearland-OR | MHHS-Pearland Hospital |  | Module, Multi-Parameter |  | 145-00533 | 145-00533 | Pearland | MHHS-Pearland Hospital | Pearland-OR | PEARLAND - Endoscopy | 11/1/19 | 11/1/20 |  |  | PHYSIOLOGIC MONITOR MODULES, MULTIPARAMETER | Module, Multi-Parameter | MODULEMULTIPARAMETER-Philips-M3001A | MODULEMULTIPARAMETER | M3001A |  |  |  | Philips | Module, Multi-Parameter |  | MODULEMULTIPARAMETER-Philips-M3001A |  | 7/11/17 |  | MMP-A | Covered PM Repair - Biomedical | MHHS-Pearland Hospital | [8 empty] | MODULEMULTIPARAMETER | Module, Multi-Parameter | Philips
NO | YES |  |  |  | 145-01104 | 145-01104 | Philips Medical Systems Cardiac and Monitoring Syste | M3001A |  | DE5220FBEU | Pearland-OR | MHHS-Pearland Hospital |  | Module, Multi-Parameter |  | 145-01104 | 145-01104 | Pearland | MHHS-Pearland Hospital | Pearland-OR | PEARLAND - OR4 | 11/1/19 | 11/1/20 |  |  | PHYSIOLOGIC MONITOR MODULES, MULTIPARAMETER | Module, Multi-Parameter | MODULEMULTIPARAMETER-Philips-M3001A | MODULEMULTIPARAMETER | M3001A |  |  |  | Philips | Module, Multi-Parameter |  | MODULEMULTIPARAMETER-Philips-M3001A |  | 7/11/14 |  | MMP-A | Covered PM Repair - Biomedical | MHHS-Pearland Hospital | [8 empty] | MODULEMULTIPARAMETER | Module, Multi-Parameter | Philips
NO | YES |  |  |  | 145-00308 | 145-00308 | Philips Medical Systems Cardiac and Monitoring Syste | M3001A |  | DE5220FA77 | Pearland-OR-Preop/PACU | MHHS-Pearland Hospital |  | Module, Multi-Parameter |  | 145-00308 | 145-00308 | Pearland | MHHS-Pearland Hospital | Pearland-OR-Preop/PACU | Pacu 5 | 9/1/19 | 9/1/20 |  |  | PHYSIOLOGIC MONITOR MODULES, MULTIPARAMETER | Module, Multi-Parameter | MODULEMULTIPARAMETER-Philips-M3001A | MODULEMULTIPARAMETER | M3001A |  |  |  | Philips | Module, Multi-Parameter |  | MODULEMULTIPARAMETER-Philips-M3001A |  | 7/11/17 |  | MMP-A | Covered PM Repair - Biomedical | MHHS-Pearland Hospital | [8 empty] | MODULEMULTIPARAMETER | Module, Multi-Parameter | Philips
NO | YES |  |  |  | 145-00309 | 145-00309 | Philips Medical Systems Cardiac and Monitoring Syste | M3001A |  | DE5220FA80 | Pearland-OR-Preop/PACU | MHHS-Pearland Hospital |  | Module, Multi-Parameter |  | 145-00309 | 145-00309 | Pearland | MHHS-Pearland Hospital | Pearland-OR-Preop/PACU | Pacu 4 | 9/1/19 | 9/1/20 |  |  | PHYSIOLOGIC MONITOR MODULES, MULTIPARAMETER | Module, Multi-Parameter | MODULEMULTIPARAMETER-Philips-M3001A | MODULEMULTIPARAMETER | M3001A |  |  |  | Philips | Module, Multi-Parameter |  | MODULEMULTIPARAMETER-Philips-M3001A |  | 7/11/17 |  | MMP-A | Covered PM Repair - Biomedical | MHHS-Pearland Hospital | [8 empty] | MODULEMULTIPARAMETER | Module, Multi-Parameter | Philips
NO | YES |  |  |  | 145-00312 | 145-00312 | Philips Medical Systems Cardiac and Monitoring Syste | M3001A |  | DE5220FA82 | Pearland-OR-Preop/PACU | MHHS-Pearland Hospital |  | Module, Multi-Parameter |  | 145-00312 | 145-00312 | Pearland | MHHS-Pearland Hospital | Pearland-OR-Preop/PACU | Pac 3 | 9/1/19 | 9/1/20 |  |  | PHYSIOLOGIC MONITOR MODULES, MULTIPARAMETER | Module, Multi-Parameter | MODULEMULTIPARAMETER-Philips-M3001A | MODULEMULTIPARAMETER | M3001A |  |  |  | Philips | Module, Multi-Parameter |  | MODULEMULTIPARAMETER-Philips-M3001A |  | 7/11/17 |  | MMP-A | Covered PM Repair - Biomedical | MHHS-Pearland Hospital | [8 empty] | MODULEMULTIPARAMETER | Module, Multi-Parameter | Philips
NO | YES |  |  |  | 145-00313 | 145-00313 | Philips Medical Systems Cardiac and Monitoring Syste | M3001A |  | DE5220FA7D | Pearland-OR-Preop/PACU | MHHS-Pearland Hospital |  | Module, Multi-Parameter |  | 145-00313 | 145-00313 | Pearland | MHHS-Pearland Hospital | Pearland-OR-Preop/PACU | Pac 2 | 9/1/19 | 9/1/20 |  |  | PHYSIOLOGIC MONITOR MODULES, MULTIPARAMETER | Module, Multi-Parameter | MODULEMULTIPARAMETER-Philips-M3001A | MODULEMULTIPARAMETER | M3001A |  |  |  | Philips | Module, Multi-Parameter |  | MODULEMULTIPARAMETER-Philips-M3001A |  |  |  | MMP-A | Covered PM Repair - Biomedical | MHHS-Pearland Hospital | [8 empty] | MODULEMULTIPARAMETER | Module, Multi-Parameter | Philips
NO | YES |  |  |  | 145-00316 | 145-00316 | Philips Medical Systems Cardiac and Monitoring Syste | M3001A |  | DE5220FA7U | Pearland-OR-Preop/PACU | MHHS-Pearland Hospital |  | Module, Multi-Parameter |  | 145-00316 | 145-00316 | Pearland | MHHS-Pearland Hospital | Pearland-OR-Preop/PACU | PacU 1 | 9/1/19 | 9/1/20 |  |  | PHYSIOLOGIC MONITOR MODULES, MULTIPARAMETER | Module, Multi-Parameter | MODULEMULTIPARAMETER-Philips-M3001A | MODULEMULTIPARAMETER | M3001A |  |  |  | Philips | Module, Multi-Parameter |  | MODULEMULTIPARAMETER-Philips-M3001A |  |  |  | MMP-A | Covered PM Repair - Biomedical | MHHS-Pearland Hospital | [8 empty] | MODULEMULTIPARAMETER | Module, Multi-Parameter | Philips
NO | YES |  |  |  | 145-00418 | 145-00418 | Philips Medical Systems Cardiac and Monitoring Syste | M3001A |  | DE5220FA7R | Pearland-OR-Preop/PACU | MHHS-Pearland Hospital |  | Module, Multi-Parameter |  | 145-00418 | 145-00418 | Pearland | MHHS-Pearland Hospital | Pearland-OR-Preop/PACU | Pacu 7 | 9/1/19 | 9/1/20 |  |  | PHYSIOLOGIC MONITOR MODULES, MULTIPARAMETER | Module, Multi-Parameter | MODULEMULTIPARAMETER-Philips-M3001A | MODULEMULTIPARAMETER | M3001A |  |  |  | Philips | Module, Multi-Parameter |  | MODULEMULTIPARAMETER-Philips-M3001A |  |  |  | MMP-A | Covered PM Repair - Biomedical | MHHS-Pearland Hospital | [8 empty] | MODULEMULTIPARAMETER | Module, Multi-Parameter | Philips
NO | YES |  |  |  | 145-00419 | 145-00419 | Philips Medical Systems Cardiac and Monitoring Syste | M3001A |  | DE5220FA7F | Pearland-OR-Preop/PACU | MHHS-Pearland Hospital |  | Module, Multi-Parameter |  | 145-00419 | 145-00419 | Pearland | MHHS-Pearland Hospital | Pearland-OR-Preop/PACU | Pacu 6 | 9/1/19 | 9/1/20 |  |  | PHYSIOLOGIC MONITOR MODULES, MULTIPARAMETER | Module, Multi-Parameter | MODULEMULTIPARAMETER-Philips-M3001A | MODULEMULTIPARAMETER | M3001A |  |  |  | Philips | Module, Multi-Parameter |  | MODULEMULTIPARAMETER-Philips-M3001A |  |  |  | MMP-A | Covered PM Repair - Biomedical | MHHS-Pearland Hospital | [8 empty] | MODULEMULTIPARAMETER | Module, Multi-Parameter | Philips
NO | YES |  |  |  | 145-00436 | 145-00436 | Philips Medical Systems Cardiac and Monitoring Syste | M3001A |  | DE5220FA7N | Pearland-OR-Preop/PACU | MHHS-Pearland Hospital |  | Module, Multi-Parameter |  | 145-00436 | 145-00436 | Pearland | MHHS-Pearland Hospital | Pearland-OR-Preop/PACU | PACU 9 | 9/1/19 | 9/1/20 |  |  | PHYSIOLOGIC MONITOR MODULES, MULTIPARAMETER | Module, Multi-Parameter | MODULEMULTIPARAMETER-Philips-M3001A | MODULEMULTIPARAMETER | M3001A |  |  |  | Philips | Module, Multi-Parameter |  | MODULEMULTIPARAMETER-Philips-M3001A |  | 5/22/19 |  | MMP-A | Covered PM Repair - Biomedical | MHHS-Pearland Hospital | [8 empty] | MODULEMULTIPARAMETER | Module, Multi-Parameter | Philips
NO | YES |  |  |  | 145-00438 | 145-00438 | Philips Medical Systems Cardiac and Monitoring Syste | M3001A |  | DE5220FA7Z | Pearland-OR | MHHS-Pearland Hospital |  | Module, Multi-Parameter |  | 145-00438 | 145-00438 | Pearland | MHHS-Pearland Hospital | Pearland-OR | OR2 | 10/1/19 | 10/1/20 |  |  | PHYSIOLOGIC MONITOR MODULES, MULTIPARAMETER | Module, Multi-Parameter | MODULEMULTIPARAMETER-Philips-M3001A | MODULEMULTIPARAMETER | M3001A |  |  |  | Philips | Module, Multi-Parameter |  | MODULEMULTIPARAMETER-Philips-M3001A |  | 5/22/19 |  | MMP-A | Covered PM Repair - Biomedical | MHHS-Pearland Hospital | [8 empty] | MODULEMULTIPARAMETER | Module, Multi-Parameter | Philips
NO | YES |  |  |  | 583-00686 | 583-00686 | Philips Medical Systems Cardiac and Monitoring Syste | M3001A |  | DE5220EJA5 | KT CCC-(KY)-Emergency Room | MHHS-South Katy CCC |  | Module, Multi-Parameter |  | 583-00686 | 583-00686 | Katy | MHHS-Others | KT CCC-(KY)-Emergency Room | Exam 1 | 5/1/19 | 5/1/20 |  |  | PHYSIOLOGIC MONITOR MODULES, MULTIPARAMETER | Module, Multi-Parameter | MODULEMULTIPARAMETER-Philips-M3001A | MODULEMULTIPARAMETER | M3001A |  |  |  | Philips | Module, Multi-Parameter |  | MODULEMULTIPARAMETER-Philips-M3001A |  | 7/1/26 |  | MMP-A | Not Covered Vendor Only - Biomedical | MHHS-South Katy CCC | [8 empty] | MODULEMULTIPARAMETER | Module, Multi-Parameter | Philips
NO | YES |  |  |  | 583-00688 | 583-00688 | Philips Medical Systems Cardiac and Monitoring Syste | M3001A |  | DE5220EJA7 | KT CCC-(KY)-Emergency Room | MHHS-South Katy CCC |  | Module, Multi-Parameter |  | 583-00688 | 583-00688 | Katy | MHHS-Others | KT CCC-(KY)-Emergency Room | Exam 2 | 5/1/19 | 5/1/20 |  |  | PHYSIOLOGIC MONITOR MODULES, MULTIPARAMETER | Module, Multi-Parameter | MODULEMULTIPARAMETER-Philips-M3001A | MODULEMULTIPARAMETER | M3001A |  |  |  | Philips | Module, Multi-Parameter |  | MODULEMULTIPARAMETER-Philips-M3001A |  | 7/1/26 |  | MMP-A | Not Covered Vendor Only - Biomedical | MHHS-South Katy CCC | [8 empty] | MODULEMULTIPARAMETER | Module, Multi-Parameter | Philips
NO | YES |  |  |  | 583-00690 | 583-00690 | Philips Medical Systems Cardiac and Monitoring Syste | M3001A |  | DE5220EJAG | KT CCC-(KY)-Emergency Room | MHHS-South Katy CCC |  | Module, Multi-Parameter |  | 583-00690 | 583-00690 | Katy | MHHS-Others | KT CCC-(KY)-Emergency Room | Exam 3 | 5/1/19 | 5/1/20 |  |  | PHYSIOLOGIC MONITOR MODULES, MULTIPARAMETER | Module, Multi-Parameter | MODULEMULTIPARAMETER-Philips-M3001A | MODULEMULTIPARAMETER | M3001A |  |  |  | Philips | Module, Multi-Parameter |  | MODULEMULTIPARAMETER-Philips-M3001A |  | 7/1/26 |  | MMP-A | Not Covered Vendor Only - Biomedical | MHHS-South Katy CCC | [8 empty] | MODULEMULTIPARAMETER | Module, Multi-Parameter | Philips
NO | YES |  |  |  | 583-00692 | 583-00692 | Philips Medical Systems Cardiac and Monitoring Syste | M3001A |  | DE5220EJ9Z | KT CCC-(KY)-Emergency Room | MHHS-South Katy CCC |  | Module, Multi-Parameter |  | 583-00692 | 583-00692 | Katy | MHHS-Others | KT CCC-(KY)-Emergency Room | Exam 4 | 5/1/19 | 5/1/20 |  |  | PHYSIOLOGIC MONITOR MODULES, MULTIPARAMETER | Module, Multi-Parameter | MODULEMULTIPARAMETER-Philips-M3001A | MODULEMULTIPARAMETER | M3001A |  |  |  | Philips | Module, Multi-Parameter |  | MODULEMULTIPARAMETER-Philips-M3001A |  | 7/1/26 |  | MMP-A | Not Covered Vendor Only - Biomedical | MHHS-South Katy CCC | [8 empty] | MODULEMULTIPARAMETER | Module, Multi-Parameter | Philips
NO | YES |  |  |  | 583-00694 | 583-00694 | Philips Medical Systems Cardiac and Monitoring Syste | M3001A |  | DE5220EJA2 | KT CCC-(KY)-Emergency Room | MHHS-South Katy CCC |  | Module, Multi-Parameter |  | 583-00694 | 583-00694 | Katy | MHHS-Others | KT CCC-(KY)-Emergency Room | Exam 5 | 5/1/19 | 5/1/20 |  |  | PHYSIOLOGIC MONITOR MODULES, MULTIPARAMETER | Module, Multi-Parameter | MODULEMULTIPARAMETER-Philips-M3001A | MODULEMULTIPARAMETER | M3001A |  |  |  | Philips | Module, Multi-Parameter |  | MODULEMULTIPARAMETER-Philips-M3001A |  | 10/8/16 |  | MMP-A | Covered PM Repair - Biomedical | MHHS-South Katy CCC | [8 empty] | MODULEMULTIPARAMETER | Module, Multi-Parameter | Philips
NO | YES |  |  |  | 583-00696 | 583-00696 | Philips Medical Systems Cardiac and Monitoring Syste | M3001A |  | DE5220EJ9P | KT CCC-(KY)-Emergency Room | MHHS-South Katy CCC |  | Module, Multi-Parameter |  | 583-00696 | 583-00696 | Katy | MHHS-Others | KT CCC-(KY)-Emergency Room | Exam 7 | 5/1/19 | 5/1/20 |  |  | PHYSIOLOGIC MONITOR MODULES, MULTIPARAMETER | Module, Multi-Parameter | MODULEMULTIPARAMETER-Philips-M3001A | MODULEMULTIPARAMETER | M3001A |  |  |  | Philips | Module, Multi-Parameter |  | MODULEMULTIPARAMETER-Philips-M3001A |  | 5/1/12 |  | MMP-A | Covered PM Repair - Biomedical | MHHS-South Katy CCC | [8 empty] | MODULEMULTIPARAMETER | Module, Multi-Parameter | Philips
NO | YES |  |  |  | 583-00698 | 583-00698 | Philips Medical Systems Cardiac and Monitoring Syste | M3001A |  | DE5220EJ6N | KT CCC-(KY)-Emergency Room | MHHS-South Katy CCC |  | Module, Multi-Parameter |  | 583-00698 | 583-00698 | Katy | MHHS-Others | KT CCC-(KY)-Emergency Room | Ex8 | 5/1/19 | 5/1/20 |  |  | PHYSIOLOGIC MONITOR MODULES, MULTIPARAMETER | Module, Multi-Parameter | MODULEMULTIPARAMETER-Philips-M3001A | MODULEMULTIPARAMETER | M3001A |  |  |  | Philips | Module, Multi-Parameter |  | MODULEMULTIPARAMETER-Philips-M3001A |  |  |  | MMP-A | Covered PM Repair - Biomedical | MHHS-South Katy CCC | [8 empty] | MODULEMULTIPARAMETER | Module, Multi-Parameter | Philips
NO | YES |  |  |  | 005-06771 | 005-06771 | Philips Medical Systems Cardiac and Monitoring Syste | M3001A |  | DE22712289 | SE-Emergency Center | MHHS-Southeast |  | Module, Multi-Parameter |  | 005-06771 | 005-06771 | Southeast | MHHS-Southeast | SE-Emergency Center | Biomed | 5/1/19 |  | 5/1/20 |  | PHYSIOLOGIC MONITOR MODULES, MULTIPARAMETER |  | MODULEMULTIPARAMETER-Philips-M3001A | MODULEMULTIPARAMETER | M3001A |  |  |  | Philips | Module, Multi-Parameter |  | MODULEMULTIPARAMETER-Philips-M3001A |  | 6/1/19 |  |  | Covered PM Repair - Biomedical | MHHS-Southeast
NO | YES |  |  |  | 005-08479 | 005-08479 | Philips Medical Systems Cardiac and Monitoring Syste | M3001A |  | DE9070B3A3 | SE-Emergency Center | MHHS-Southeast |  | Module, Multi-Parameter |  | 005-08479 | 005-08479 | Southeast | MHHS-Southeast | SE-Emergency Center | W1 306 Major RM 6 | 9/1/17 |  |  |  | PHYSIOLOGIC MONITOR MODULES, MULTIPARAMETER |  | MODULEMULTIPARAMETER-Philips-M3001A | MODULEMULTIPARAMETER | M3001A |  |  |  | Philips | Module, Multi-Parameter |  | MODULEMULTIPARAMETER-Philips-M3001A |  | 2/22/17 |  |  | Covered PM Repair - Biomedical | MHHS-Southeast
NO | YES |  |  |  | 005-09189 | 005-09189 | Philips Medical Systems Cardiac and Monitoring Syste | M3001A |  | DE9070B3B0 | SE-Emergency Center | MHHS-Southeast |  | Module, Multi-Parameter |  | 005-09189 | 005-09189 | Southeast | MHHS-Southeast | SE-Emergency Center | Biomed | 9/1/19 |  | 9/1/20 |  | PHYSIOLOGIC MONITOR MODULES, MULTIPARAMETER |  | MODULEMULTIPARAMETER-Philips-M3001A | MODULEMULTIPARAMETER | M3001A |  |  |  | Philips | Module, Multi-Parameter |  | MODULEMULTIPARAMETER-Philips-M3001A |  | 4/18/19 |  |  | Covered PM Repair - Biomedical | MHHS-Southeast
NO | YES |  |  |  | 005-09191 | 005-09191 | Philips Medical Systems Cardiac and Monitoring Syste | M3001A |  | DE9070B2WC | SE-Emergency Center | MHHS-Southeast |  | Module, Multi-Parameter |  | 005-09191 | 005-09191 | Southeast & Bay Area | MHHS-Southeast | SE-Emergency Center |  | 11/1/19 |  | 11/1/20 |  | PHYSIOLOGIC MONITOR MODULES, MULTIPARAMETER |  | MODULEMULTIPARAMETER-Philips-M3001A | MODULEMULTIPARAMETER | M3001A |  |  |  | Philips | Module, Multi-Parameter |  | MODULEMULTIPARAMETER-Philips-M3001A |  | 4/18/19 |  |  | Covered PM Repair - Biomedical | MHHS-Southeast
NO | YES |  |  |  | 005-09202 | 005-09202 | Philips Medical Systems Cardiac and Monitoring Syste | M3001A |  | DE9070B3CD | SE-OR-Anesthesia | MHHS-Southeast |  | Module, Multi-Parameter |  | 005-09202 | 005-09202 | Southeast | MHHS-Southeast | SE-OR-Anesthesia | OR 7 | 4/1/20 |  | 4/1/21 |  | PHYSIOLOGIC MONITOR MODULES, MULTIPARAMETER |  | MODULEMULTIPARAMETER-Philips-M3001A | MODULEMULTIPARAMETER | M3001A |  |  |  | Philips | Module, Multi-Parameter |  | MODULEMULTIPARAMETER-Philips-M3001A |  | 4/23/19 |  |  | Covered PM Repair - Biomedical | MHHS-Southeast
NO | YES |  |  |  | 005-09204 | 005-09204 | Philips Medical Systems Cardiac and Monitoring Syste | M3001A |  | DE9070B2T0 | SE-Emergency Center | MHHS-Southeast |  | Module, Multi-Parameter |  | 005-09204 | 005-09204 | Southeast | MHHS-Southeast | SE-Emergency Center | ER3 | 10/1/19 |  | 10/1/20 |  | PHYSIOLOGIC MONITOR MODULES, MULTIPARAMETER |  | MODULEMULTIPARAMETER-Philips-M3001A | MODULEMULTIPARAMETER | M3001A |  |  |  | Philips | Module, Multi-Parameter |  | MODULEMULTIPARAMETER-Philips-M3001A |  | 4/23/19 |  |  | Covered PM Repair - Biomedical | MHHS-Southeast
NO | YES |  |  |  | 005-09209 | 005-09209 | Philips Medical Systems Cardiac and Monitoring Syste | M3001A |  | DE9070B3B2 | SE-Emergency Center | MHHS-Southeast |  | Module, Multi-Parameter |  | 005-09209 | 005-09209 | Southeast | MHHS-Southeast | SE-Emergency Center | Room 19 | 1/1/20 |  | 1/1/21 |  | PHYSIOLOGIC MONITOR MODULES, MULTIPARAMETER |  | MODULEMULTIPARAMETER-Philips-M3001A | MODULEMULTIPARAMETER | M3001A |  |  |  | Philips | Module, Multi-Parameter |  | MODULEMULTIPARAMETER-Philips-M3001A |  | 3/12/20 |  |  | Covered PM Repair - Biomedical | MHHS-Southeast
NO | YES |  |  |  | 005-09238 | 005-09238 | Philips Medical Systems Cardiac and Monitoring Syste | M3001A |  | D9070B3A2 | SE-Emergency Center | MHHS-Southeast |  | Module, Multi-Parameter |  | 005-09238 | 005-09238 | Southeast | MHHS-Southeast | SE-Emergency Center | Biomed | 8/1/17 |  | 8/1/18 |  | PHYSIOLOGIC MONITOR MODULES, MULTIPARAMETER |  | MODULEMULTIPARAMETER-Philips-M3001A | MODULEMULTIPARAMETER | M3001A |  |  |  | Philips | Module, Multi-Parameter |  | MODULEMULTIPARAMETER-Philips-M3001A |  | 6/20/19 |  |  | Covered PM Repair - Biomedical | MHHS-Southeast
NO | YES |  |  |  | 005-09240 | 005-09240 | Philips Medical Systems Cardiac and Monitoring Syste | M3001A |  | DE9070B39Y | SE-Emergency Center | MHHS-Southeast |  | Module, Multi-Parameter |  | 005-09240 | 005-09240 | Southeast | MHHS-Southeast | SE-Emergency Center | Room 12 | 1/1/20 |  | 1/1/21 |  | PHYSIOLOGIC MONITOR MODULES, MULTIPARAMETER |  | MODULEMULTIPARAMETER-Philips-M3001A | MODULEMULTIPARAMETER | M3001A |  |  |  | Philips | Module, Multi-Parameter |  | MODULEMULTIPARAMETER-Philips-M3001A |  | 3/27/20 |  |  | Covered PM Repair - Biomedical | MHHS-Southeast
NO | YES |  |  |  | 005-09241 | 005-09241 | Philips Medical Systems Cardiac and Monitoring Syste | M3001A |  | DE9070B1MJ | SE-Respiratory | MHHS-Southeast |  | Module, Multi-Parameter |  | 005-09241 | 005-09241 | Southeast | MHHS-Southeast | SE-Respiratory | ER Major Room 5 | 12/1/19 |  | 12/1/20 |  | PHYSIOLOGIC MONITOR MODULES, MULTIPARAMETER |  | MODULEMULTIPARAMETER-Philips-M3001A | MODULEMULTIPARAMETER | M3001A |  |  |  | Philips | Module, Multi-Parameter |  | MODULEMULTIPARAMETER-Philips-M3001A |  | 3/27/20 |  |  | Covered PM Repair - Biomedical | MHHS-Southeast
NO | YES |  |  |  | 005-09247 | 005-09247 | Philips Medical Systems Cardiac and Monitoring Syste | M3001A |  | DE9070B2W8 | SE-Emergency Center | MHHS-Southeast |  | Module, Multi-Parameter |  | 005-09247 | 005-09247 | Southeast | MHHS-Southeast | SE-Emergency Center | Room 11 | 4/1/19 |  | 4/1/20 |  | PHYSIOLOGIC MONITOR MODULES, MULTIPARAMETER |  | MODULEMULTIPARAMETER-Philips-M3001A | MODULEMULTIPARAMETER | M3001A |  |  |  | Philips | Module, Multi-Parameter |  | MODULEMULTIPARAMETER-Philips-M3001A |  | 3/27/20 |  |  | Not Covered Vendor Only - Biomedical | MHHS-Southeast
NO | YES |  |  |  | 005-09266 | 005-09266 | Philips Medical Systems Cardiac and Monitoring Syste | M3001A |  | DE9070B3CB | SE-Emergency Center | MHHS-Southeast |  | Module, Multi-Parameter |  | 005-09266 | 005-09266 | Southeast | MHHS-Southeast | SE-Emergency Center | SE - EMERGENCY CENTER | 12/1/19 |  | 12/1/20 |  | PHYSIOLOGIC MONITOR MODULES, MULTIPARAMETER |  | MODULEMULTIPARAMETER-Philips-M3001A | MODULEMULTIPARAMETER | M3001A |  |  |  | Philips | Module, Multi-Parameter |  | MODULEMULTIPARAMETER-Philips-M3001A |  | 3/27/20 |  |  | Not Covered Vendor Only - Biomedical | MHHS-Southeast
NO | YES |  |  |  | 005-09268 | 005-09268 | Philips Medical Systems Cardiac and Monitoring Syste | M3001A |  | DE9070B3B6 | SE-Emergency Center | MHHS-Southeast |  | Module, Multi-Parameter |  | 005-09268 | 005-09268 | Southeast & Bay Area | MHHS-Southeast | SE-Emergency Center |  | 11/1/19 |  | 11/1/20 |  | PHYSIOLOGIC MONITOR MODULES, MULTIPARAMETER |  | MODULEMULTIPARAMETER-Philips-M3001A | MODULEMULTIPARAMETER | M3001A |  |  |  | Philips | Module, Multi-Parameter |  | MODULEMULTIPARAMETER-Philips-M3001A |  | 3/29/20 |  |  | Not Covered Vendor Only - Biomedical | MHHS-Southeast
NO | YES |  |  |  | 005-09270 | 005-09270 | Philips Medical Systems Cardiac and Monitoring Syste | M3001A |  | DE9070B3B1 | SE-Emergency Center | MHHS-Southeast |  | Module, Multi-Parameter |  | 005-09270 | 005-09270 | Southeast | MHHS-Southeast | SE-Emergency Center | ER | 1/1/20 |  | 1/1/21 |  | PHYSIOLOGIC MONITOR MODULES, MULTIPARAMETER |  | MODULEMULTIPARAMETER-Philips-M3001A | MODULEMULTIPARAMETER | M3001A |  |  |  | Philips | Module, Multi-Parameter |  | MODULEMULTIPARAMETER-Philips-M3001A |  | 4/9/20 |  |  | Not Covered Vendor Only - Biomedical | MHHS-Southeast
NO | YES |  |  |  | 005-09272 | 005-09272 | Philips Medical Systems Cardiac and Monitoring Syste | M3001A |  | DE9070B3AY | SE-Emergency Center | MHHS-Southeast |  | Module, Multi-Parameter |  | 005-09272 | 005-09272 | Southeast | MHHS-Southeast | SE-Emergency Center |  | 11/1/19 |  | 11/1/20 |  | PHYSIOLOGIC MONITOR MODULES, MULTIPARAMETER |  | MODULEMULTIPARAMETER-Philips-M3001A | MODULEMULTIPARAMETER | M3001A |  |  |  | Philips | Module, Multi-Parameter |  | MODULEMULTIPARAMETER-Philips-M3001A |  | 4/9/20 |  |  | Not Covered Vendor Only - Biomedical | MHHS-Southeast
NO | YES |  |  |  | 005-09276 | 005-09276 | Philips Medical Systems Cardiac and Monitoring Syste | M3001A |  | DE9070B3CE | SE-OR | MHHS-Southeast |  | Module, Multi-Parameter |  | 005-09276 | 005-09276 | Southeast | MHHS-Southeast | SE-OR | OR 1 | 9/1/19 |  | 9/1/20 |  | PHYSIOLOGIC MONITOR MODULES, MULTIPARAMETER |  | MODULEMULTIPARAMETER-Philips-M3001A | MODULEMULTIPARAMETER | M3001A |  |  |  | Philips | Module, Multi-Parameter |  | MODULEMULTIPARAMETER-Philips-M3001A |  | 8/8/19 |  |  | Covered PM Repair - Biomedical | MHHS-Southeast
NO | YES | Asset Tag 005-12227 |  |  | 005-12227 | 005-12227 | Philips Medical Systems Cardiac and Monitoring Syste | M3001A |  | DE9070B3B4 | (null) | MHHS-Southeast |  | Module, Multi-Parameter |  | 005-12227 | 005-12227 | Southeast & Bay Area | (null) | (null) | (null) |  |  |  | (null) | PHYSIOLOGIC MONITOR MODULES, MULTIPARAMETER |  | MODULEMULTIPARAMETER-Philips-M3001A | MODULEMULTIPARAMETER | M3001A |  |  |  | Philips | Module, Multi-Parameter |  | MODULEMULTIPARAMETER-Philips-M3001A |  | 8/8/19 |  |  | Covered PM Repair - Biomedical | MHHS-Southeast
NO | YES |  |  |  | 005-10411 | 005-10411 | Philips Medical Systems Cardiac and Monitoring Syste | M3001A |  | DE5220ER44 | SE-Emergency Center | MHHS-Southeast |  | Module, Multi-Parameter |  | 005-10411 | 005-10411 | Southeast | MHHS-Southeast | SE-Emergency Center | Nurse Station | 11/1/19 |  |  |  | PHYSIOLOGIC MONITOR MODULES, MULTIPARAMETER |  | MODULEMULTIPARAMETER-Philips-M3001A | MODULEMULTIPARAMETER | M3001A |  |  |  | Philips | Module, Multi-Parameter |  | MODULEMULTIPARAMETER-Philips-M3001A |  | 8/8/19 |  |  | Covered PM Repair - Biomedical | MHHS-Southeast
NO | YES |  |  |  | 005-10416 | 005-10416 | Philips Medical Systems Cardiac and Monitoring Syste | M3001A |  | DE5220ERLJ | SE-Emergency Center | MHHS-Southeast |  | Module, Multi-Parameter |  | 005-10416 | 005-10416 | Southeast | MHHS-Southeast | SE-Emergency Center | Acute 10 | 3/1/20 |  | 3/1/21 |  | PHYSIOLOGIC MONITOR MODULES, MULTIPARAMETER |  | MODULEMULTIPARAMETER-Philips-M3001A | MODULEMULTIPARAMETER | M3001A |  |  |  | Philips | Module, Multi-Parameter |  | MODULEMULTIPARAMETER-Philips-M3001A |  | 6/30/20 |  |  | Covered PM Repair - Biomedical | MHHS-Southeast
NO | YES |  |  |  | 005-10648 | 005-10648 | Philips Medical Systems Cardiac and Monitoring Syste | M3001A |  | DE5220ERL1 | SE-Emergency Center | MHHS-Southeast |  | Module, Multi-Parameter |  | 005-10648 | 005-10648 | Southeast | MHHS-Southeast | SE-Emergency Center | Room 25 | 7/1/18 |  | 7/1/19 |  | PHYSIOLOGIC MONITOR MODULES, MULTIPARAMETER |  | MODULEMULTIPARAMETER-Philips-M3001A | MODULEMULTIPARAMETER | M3001A |  |  |  | Philips | Module, Multi-Parameter |  | MODULEMULTIPARAMETER-Philips-M3001A |  | 6/30/20 |  |  | Covered PM Repair - Biomedical | MHHS-Southeast
NO | YES |  |  |  | 005-10649 | 005-10649 | Philips Medical Systems Cardiac and Monitoring Syste | M3001A |  | DE5220EPZJ | SE-Emergency Center | MHHS-Southeast |  | Module, Multi-Parameter |  | 005-10649 | 005-10649 | Southeast | MHHS-Southeast | SE-Emergency Center | ER | 7/1/19 |  | 7/1/20 |  | PHYSIOLOGIC MONITOR MODULES, MULTIPARAMETER |  | MODULEMULTIPARAMETER-Philips-M3001A | MODULEMULTIPARAMETER | M3001A |  |  |  | Philips | Module, Multi-Parameter |  | MODULEMULTIPARAMETER-Philips-M3001A |  | 6/30/20 |  |  | Covered PM Repair - Biomedical | MHHS-Southeast
NO | YES |  |  |  | 005-10652 | 005-10652 | Philips Medical Systems Cardiac and Monitoring Syste | M3001A |  | DE5220ERL4 | SE-Emergency Center | MHHS-Southeast |  | Module, Multi-Parameter |  | 005-10652 | 005-10652 | Southeast | MHHS-Southeast | SE-Emergency Center | ER | 12/1/19 |  | 12/1/20 |  | PHYSIOLOGIC MONITOR MODULES, MULTIPARAMETER |  | MODULEMULTIPARAMETER-Philips-M3001A | MODULEMULTIPARAMETER | M3001A |  |  |  | Philips | Module, Multi-Parameter |  | MODULEMULTIPARAMETER-Philips-M3001A |  | 6/30/20 |  |  | Covered PM Repair - Biomedical | MHHS-Southeast
NO | YES |  |  |  | 005-10656 | 005-10656 | Philips Medical Systems Cardiac and Monitoring Syste | M3001A |  | DE5220ERLK | SE-Emergency Center | MHHS-Southeast |  | Module, Multi-Parameter |  | 005-10656 | 005-10656 | Southeast | MHHS-Southeast | SE-Emergency Center | Exam 18 | 11/1/19 |  | 11/1/20 |  | PHYSIOLOGIC MONITOR MODULES, MULTIPARAMETER |  | MODULEMULTIPARAMETER-Philips-M3001A | MODULEMULTIPARAMETER | M3001A |  |  |  | Philips | Module, Multi-Parameter |  | MODULEMULTIPARAMETER-Philips-M3001A |  | 10/22/19 |  |  | Covered PM Repair - Biomedical | MHHS-Southeast
NO | YES |  |  |  | 005-10658 | 005-10658 | Philips Medical Systems Cardiac and Monitoring Syste | M3001A |  | DE5220ERLW | SE-Emergency Center | MHHS-Southeast |  | Module, Multi-Parameter |  | 005-10658 | 005-10658 | Southeast | MHHS-Southeast | SE-Emergency Center | SE - EMERGENCY CENTER | 11/1/19 |  | 11/1/20 |  | PHYSIOLOGIC MONITOR MODULES, MULTIPARAMETER |  | MODULEMULTIPARAMETER-Philips-M3001A | MODULEMULTIPARAMETER | M3001A |  |  |  | Philips | Module, Multi-Parameter |  | MODULEMULTIPARAMETER-Philips-M3001A |  | 10/22/19 |  |  | Covered PM Repair - Biomedical | MHHS-Southeast
NO | YES |  |  |  | 005-10660 | 005-10660 | Philips Medical Systems Cardiac and Monitoring Syste | M3001A |  | DE5220ERFY | SE-Emergency Center | MHHS-Southeast |  | Module, Multi-Parameter |  | 005-10660 | 005-10660 | Southeast | MHHS-Southeast | SE-Emergency Center | Nurse station | 1/1/20 |  | 4/1/21 |  | PHYSIOLOGIC MONITOR MODULES, MULTIPARAMETER |  | MODULEMULTIPARAMETER-Philips-M3001A | MODULEMULTIPARAMETER | M3001A |  |  |  | Philips | Module, Multi-Parameter |  | MODULEMULTIPARAMETER-Philips-M3001A |  | 10/22/19 |  |  | Covered PM Repair - Biomedical | MHHS-Southeast
NO | YES |  |  |  | 005-10662 | 005-10662 | Philips Medical Systems Cardiac and Monitoring Syste | M3001A |  | DE5220ERLU | SE-Emergency Center | MHHS-Southeast |  | Module, Multi-Parameter |  | 005-10662 | 005-10662 | Southeast | MHHS-Southeast | SE-Emergency Center | SE - EMERGENCY CENTER | 1/1/20 |  | 1/1/21 |  | PHYSIOLOGIC MONITOR MODULES, MULTIPARAMETER |  | MODULEMULTIPARAMETER-Philips-M3001A | MODULEMULTIPARAMETER | M3001A |  |  |  | Philips | Module, Multi-Parameter |  | MODULEMULTIPARAMETER-Philips-M3001A |  | 10/22/19 |  |  | Covered PM Repair - Biomedical | MHHS-Southeast
NO | YES |  |  |  | 005-09377 | 005-09377 | Philips Medical Systems Cardiac and Monitoring Syste | M3001A |  | DE9070BM1U | SE-Esophageal Disease Center | MHHS-Southeast |  | Module, Multi-Parameter |  | 005-09377 | 005-09377 | Southeast | MHHS-Southeast | SE-Esophageal Disease Center | Bay 5 | 5/1/19 |  | 5/1/20 |  | PHYSIOLOGIC MONITOR MODULES, MULTIPARAMETER |  | MODULEMULTIPARAMETER-Philips-M3001A | MODULEMULTIPARAMETER | M3001A |  |  |  | Philips | Module, Multi-Parameter |  | MODULEMULTIPARAMETER-Philips-M3001A |  | 10/22/19 |  |  | Covered PM Repair - Biomedical | MHHS-Southeast
NO | YES |  |  |  | 005-10228 | 005-10228 | Philips Medical Systems Cardiac and Monitoring Syste | M3001A |  | DE4680E4KG | SE-Esophageal Disease Center | MHHS-Southeast |  | Module, Multi-Parameter |  | 005-10228 | 005-10228 | Southeast | MHHS-Southeast | SE-Esophageal Disease Center | Bay 8 | 5/1/19 |  | 5/1/20 |  | PHYSIOLOGIC MONITOR MODULES, MULTIPARAMETER |  | MODULEMULTIPARAMETER-Philips-M3001A | MODULEMULTIPARAMETER | M3001A |  |  |  | Philips | Module, Multi-Parameter |  | MODULEMULTIPARAMETER-Philips-M3001A |  | 8/10/20 |  |  | Covered PM Repair - Biomedical | MHHS-Southeast
NO | YES |  |  |  | 005-10229 | 005-10229 | Philips Medical Systems Cardiac and Monitoring Syste | M3001A |  | DE4680E1PJ | SE-Esophageal Disease Center | MHHS-Southeast |  | Module, Multi-Parameter |  | 005-10229 | 005-10229 | Southeast & Bay Area | MHHS-Southeast | SE-Esophageal Disease Center | EP 1 | 5/1/19 |  | 5/1/20 |  | PHYSIOLOGIC MONITOR MODULES, MULTIPARAMETER |  | MODULEMULTIPARAMETER-Philips-M3001A | MODULEMULTIPARAMETER | M3001A |  |  |  | Philips | Module, Multi-Parameter |  | MODULEMULTIPARAMETER-Philips-M3001A |  | 10/1/20 |  |  | Covered PM Repair - Biomedical | MHHS-Southeast
NO | YES |  |  |  | 005-10279 | 005-10279 | Philips Medical Systems Cardiac and Monitoring Syste | M3001A |  | DE4680E3Y7 | (null) | MHHS-Southeast |  | Module, Multi-Parameter |  | 005-10279 | 005-10279 | (null) | MHHS-Southeast | (null) | (null) |  |  |  | (null) | PHYSIOLOGIC MONITOR MODULES, MULTIPARAMETER |  | MODULEMULTIPARAMETER-Philips-M3001A | MODULEMULTIPARAMETER | M3001A |  |  |  | Philips | Module, Multi-Parameter |  | MODULEMULTIPARAMETER-Philips-M3001A |  | 10/1/20 |  |  | Covered PM Repair - Biomedical | MHHS-Southeast
NO | YES |  |  |  | 005-08327 | 005-08327 | Philips Medical Systems Cardiac and Monitoring Syste | M3001A |  | DE4680E4KE | (null) | MHHS-Southeast |  | Module, Multi-Parameter |  | 005-08327 | 005-08327 | (null) | MHHS-Southeast | (null) | (null) |  |  |  | (null) | PHYSIOLOGIC MONITOR MODULES, MULTIPARAMETER |  | MODULEMULTIPARAMETER-Philips-M3001A | MODULEMULTIPARAMETER | M3001A |  |  |  | Philips | Module, Multi-Parameter |  | MODULEMULTIPARAMETER-Philips-M3001A |  | 10/1/20 |  |  | Covered PM Repair - Biomedical | MHHS-Southeast
NO | YES |  |  |  | 005-10278 | 005-10278 | Philips Medical Systems Cardiac and Monitoring Syste | M3001A |  | DE4680E4K7 | SE-Esophageal Disease Center | MHHS-Southeast |  | Module, Multi-Parameter |  | 005-10278 | 005-10278 | Southeast | MHHS-Southeast | SE-Esophageal Disease Center | Bay 12 | 5/1/19 |  | 5/1/20 |  | PHYSIOLOGIC MONITOR MODULES, MULTIPARAMETER |  | MODULEMULTIPARAMETER-Philips-M3001A | MODULEMULTIPARAMETER | M3001A |  |  |  | Philips | Module, Multi-Parameter |  | MODULEMULTIPARAMETER-Philips-M3001A |  | 10/1/20 |  |  | Covered PM Repair - Biomedical | MHHS-Southeast
NO | YES |  |  |  | 005-10280 | 005-10280 | Philips Medical Systems Cardiac and Monitoring Syste | M3001A |  | DE4680E4K5 | SE-Esophageal Disease Center | MHHS-Southeast |  | Module, Multi-Parameter |  | 005-10280 | 005-10280 | Southeast | MHHS-Southeast | SE-Esophageal Disease Center | Bay 9 | 5/1/19 |  | 5/1/20 |  | PHYSIOLOGIC MONITOR MODULES, MULTIPARAMETER |  | MODULEMULTIPARAMETER-Philips-M3001A | MODULEMULTIPARAMETER | M3001A |  |  |  | Philips | Module, Multi-Parameter |  | MODULEMULTIPARAMETER-Philips-M3001A |  | 10/1/20 |  |  | Covered PM Repair - Biomedical | MHHS-Southeast
NO | YES |  |  |  | 005-10776 | 005-10776 | Philips Medical Systems Cardiac and Monitoring Syste | M3001A |  | DE5220FOK6 | SE-Esophageal Disease Center | MHHS-Southeast |  | Module, Multi-Parameter |  | 005-10776 | 005-10776 | Southeast | MHHS-Southeast | SE-Esophageal Disease Center | Procedure 1 | 5/1/19 |  | 5/1/20 |  | PHYSIOLOGIC MONITOR MODULES, MULTIPARAMETER |  | MODULEMULTIPARAMETER-Philips-M3001A | MODULEMULTIPARAMETER | M3001A |  |  |  | Philips | Module, Multi-Parameter |  | MODULEMULTIPARAMETER-Philips-M3001A |  | 10/1/20 |  |  | Covered PM Repair - Biomedical | MHHS-Southeast
NO | YES |  |  |  | 005-10778 | 005-10778 | Philips Medical Systems Cardiac and Monitoring Syste | M3001A |  | DE5220FOK7 | SE-Esophageal Disease Center | MHHS-Southeast |  | Module, Multi-Parameter |  | 005-10778 | 005-10778 | Southeast | MHHS-Southeast | SE-Esophageal Disease Center | Bay 6 | 5/1/19 |  | 5/1/20 |  | PHYSIOLOGIC MONITOR MODULES, MULTIPARAMETER |  | MODULEMULTIPARAMETER-Philips-M3001A | MODULEMULTIPARAMETER | M3001A |  |  |  | Philips | Module, Multi-Parameter |  | MODULEMULTIPARAMETER-Philips-M3001A |  | 10/1/20 |  |  | Covered PM Repair - Biomedical | MHHS-Southeast
NO | YES |  |  |  | 005-04217 | 005-04217 | Philips Medical Systems Cardiac and Monitoring Syste | M3001A |  | DE22737085 | SE-ICU | MHHS-Southeast |  | Module, Multi-Parameter |  | 005-04217 | 005-04217 | Southeast | MHHS-Southeast | SE-ICU | Biomed | 12/1/17 |  | 12/1/18 |  | PHYSIOLOGIC MONITOR MODULES, MULTIPARAMETER |  | MODULEMULTIPARAMETER-Philips-M3001A | MODULEMULTIPARAMETER | M3001A |  |  |  | Philips | Module, Multi-Parameter |  | MODULEMULTIPARAMETER-Philips-M3001A |  |  |  |  | Covered PM Repair - Biomedical | MHHS-Southeast
NO | YES |  |  |  | 005-05911 | 005-05911 | Philips Medical Systems Cardiac and Monitoring Syste | M3001A |  | DE717J1729 | SE-OR-PACU | MHHS-Southeast |  | Module, Multi-Parameter |  | 005-05911 | 005-05911 | Southeast | MHHS-Southeast | SE-OR-PACU |  | 5/1/19 |  | 5/1/20 |  | PHYSIOLOGIC MONITOR MODULES, MULTIPARAMETER |  | MODULEMULTIPARAMETER-Philips-M3001A | MODULEMULTIPARAMETER | M3001A |  |  |  | Philips | Module, Multi-Parameter |  | MODULEMULTIPARAMETER-Philips-M3001A |  | 2/22/17 |  |  | Covered PM Repair - Biomedical | MHHS-Southeast
NO | YES |  |  |  | 005-04709 | 005-04709 | Philips Medical Systems Cardiac and Monitoring Syste | M3001A |  | DE22745960 | SE-Labor & Delivery | MHHS-Southeast |  | Module, Multi-Parameter |  | 005-04709 | 005-04709 | Southeast | MHHS-Southeast | SE-Labor & Delivery | Delivery OR 2 | 2/1/20 |  | 2/1/21 |  | PHYSIOLOGIC MONITOR MODULES, MULTIPARAMETER |  | MODULEMULTIPARAMETER-Philips-M3001A | MODULEMULTIPARAMETER | M3001A |  |  |  | Philips | Module, Multi-Parameter |  | MODULEMULTIPARAMETER-Philips-M3001A |  |  |  |  | Covered PM Repair - Biomedical | MHHS-Southeast
NO | YES |  |  |  | 005-04222 | 005-04222 | Philips Medical Systems Cardiac and Monitoring Syste | M3001A |  | DE22720808 | SE-OR | MHHS-Southeast |  | Module, Multi-Parameter |  | 005-04222 | 005-04222 | Southeast | MHHS-Southeast | SE-OR | Or 11 | 1/1/20 |  | 1/1/21 |  | PHYSIOLOGIC MONITOR MODULES, MULTIPARAMETER |  | MODULEMULTIPARAMETER-Philips-M3001A | MODULEMULTIPARAMETER | M3001A |  |  |  | Philips | Module, Multi-Parameter |  | MODULEMULTIPARAMETER-Philips-M3001A |  | 2/22/17 |  |  | Covered PM Repair - Biomedical | MHHS-Southeast
NO | YES |  |  |  | 005-04715 | 005-04715 | Philips Medical Systems Cardiac and Monitoring Syste | M3001A |  | DE22745950 | SE-OR | MHHS-Southeast |  | Module, Multi-Parameter |  | 005-04715 | 005-04715 | Southeast | MHHS-Southeast | SE-OR | Anesthesia workroom | 4/1/19 |  | 4/1/20 |  | PHYSIOLOGIC MONITOR MODULES, MULTIPARAMETER |  | MODULEMULTIPARAMETER-Philips-M3001A | MODULEMULTIPARAMETER | M3001A |  |  |  | Philips | Module, Multi-Parameter |  | MODULEMULTIPARAMETER-Philips-M3001A |  | 5/1/19 |  |  | Covered PM Repair - Biomedical | MHHS-Southeast
NO | YES |  |  |  | 005-05135 | 005-05135 | Philips Medical Systems Cardiac and Monitoring Syste | M3001A |  | DE512B3828 | SE-OR | MHHS-Southeast |  | Module, Multi-Parameter |  | 005-05135 | 005-05135 | Southeast | MHHS-Southeast | SE-OR | Biomed | 9/1/19 |  | 9/1/20 |  | PHYSIOLOGIC MONITOR MODULES, MULTIPARAMETER |  | MODULEMULTIPARAMETER-Philips-M3001A | MODULEMULTIPARAMETER | M3001A |  |  |  | Philips | Module, Multi-Parameter |  | MODULEMULTIPARAMETER-Philips-M3001A |  |  |  |  | Covered PM Repair - Biomedical | MHHS-Southeast
NO | YES |  |  |  | 005-08694 | 005-08694 | Philips Medical Systems Cardiac and Monitoring Syste | M3001A |  | de9070a4ey | SE-Esophageal Disease Center | MHHS-Southeast |  | Module, Multi-Parameter |  | 005-08694 | 005-08694 | Southeast & Bay Area | MHHS-Southeast | SE-Esophageal Disease Center | Endo 11 | 5/1/19 |  | 5/1/20 |  | PHYSIOLOGIC MONITOR MODULES, MULTIPARAMETER |  | MODULEMULTIPARAMETER-Philips-M3001A | MODULEMULTIPARAMETER | M3001A |  |  |  | Philips | Module, Multi-Parameter |  | MODULEMULTIPARAMETER-Philips-M3001A |  |  |  |  | Covered PM Repair - Biomedical | MHHS-Southeast
NO | YES |  |  |  | 005-10522 | 005-10522 | Philips Medical Systems Cardiac and Monitoring Syste | M3001A |  | DE5220EVW0 | SE-Esophageal Disease Center | MHHS-Southeast |  | Module, Multi-Parameter |  | 005-10522 | 005-10522 | Southeast | MHHS-Southeast | SE-Esophageal Disease Center | Procedure 5 | 2/1/20 |  | 2/1/21 |  | PHYSIOLOGIC MONITOR MODULES, MULTIPARAMETER |  | MODULEMULTIPARAMETER-Philips-M3001A | MODULEMULTIPARAMETER | M3001A |  |  |  | Philips | Module, Multi-Parameter |  | MODULEMULTIPARAMETER-Philips-M3001A |  |  |  |  | Covered PM Repair - Biomedical | MHHS-Southeast
NO | YES |  |  |  | 005-10777 | 005-10777 | Philips Medical Systems Cardiac and Monitoring Syste | M3001A |  | DE5220FOK5 | SE-OR | MHHS-Southeast |  | Module, Multi-Parameter |  | 005-10777 | 005-10777 | Southeast | MHHS-Southeast | SE-OR |  | 4/1/19 |  | 4/1/20 |  | PHYSIOLOGIC MONITOR MODULES, MULTIPARAMETER |  | MODULEMULTIPARAMETER-Philips-M3001A | MODULEMULTIPARAMETER | M3001A |  |  |  | Philips | Module, Multi-Parameter |  | MODULEMULTIPARAMETER-Philips-M3001A |  |  |  |  | Covered PM Repair - Biomedical | MHHS-Southeast
NO | YES |  |  |  | 005-33377 | 005-33377 | Philips Medical Systems Cardiac and Monitoring Syste | M3001A |  | DE6520H92E | SE-OR | MHHS-Southeast |  | Module, Multi-Parameter |  | 005-33377 | 005-33377 | Southeast | MHHS-Southeast | SE-OR | SE -OR | 4/1/19 |  | 4/1/20 |  | PHYSIOLOGIC MONITOR MODULES, MULTIPARAMETER |  | MODULEMULTIPARAMETER-Philips-M3001A | MODULEMULTIPARAMETER | M3001A |  |  |  | Philips | Module, Multi-Parameter |  | MODULEMULTIPARAMETER-Philips-M3001A |  | 6/1/19 |  |  | Covered PM Repair - Biomedical | MHHS-Southeast
NO | YES |  |  |  | 005-04491 | 005-04491 | Philips Medical Systems Cardiac and Monitoring Syste | M3001A |  | DE22745499 | SE-Labor & Delivery | MHHS-Southeast |  | Module, Multi-Parameter |  | 005-04491 | 005-04491 | Southeast | MHHS-Southeast | SE-Labor & Delivery | Or 1 | 3/1/20 |  | 3/1/21 |  | PHYSIOLOGIC MONITOR MODULES, MULTIPARAMETER |  | MODULEMULTIPARAMETER-Philips-M3001A | MODULEMULTIPARAMETER | M3001A |  |  |  | Philips | Module, Multi-Parameter |  | MODULEMULTIPARAMETER-Philips-M3001A |  | 6/9/07 |  |  | Covered PM Repair - Biomedical | MHHS-Southeast
NO | YES | [5 empty] | Philips Medical Systems Cardiac and Monitoring Syste | M3001A |  | DE22725340 | SW-OR | MHHS-Southwest |  | Module, Multi-Parameter |  |  |  | Southwest | MHHS-Southwest | SW-OR | Endo | 5/1/19 |  | 5/1/20 |  | PHYSIOLOGIC MONITOR MODULES, MULTIPARAMETER | Module, Multi-Parameter | MODULEMULTIPARAMETER-Philips-M3001A | MODULEMULTIPARAMETER | M3001A |  |  |  | Philips | Module, Multi-Parameter |  | MODULEMULTIPARAMETER-Philips-M3001A |  | 10/30/19 |  | MMP-A | Covered PM Repair - Biomedical | MHHS-Southwest | [8 empty] | MODULEMULTIPARAMETER | Module, Multi-Parameter | Philips
NO | YES | Serial Number DE632F4403 |  |  |  |  | Philips Medical Systems Cardiac and Monitoring Syste | M3001A |  | DE632F4403 | SW-OR | MHHS-Southwest |  | Module, Multi-Parameter |  |  |  | Southwest | MHHS-Southwest | SW-OR | Rm 4 | 6/1/19 |  | 6/1/20 |  | PHYSIOLOGIC MONITOR MODULES, MULTIPARAMETER | Module, Multi-Parameter | MODULEMULTIPARAMETER-Philips-M3001A | MODULEMULTIPARAMETER | M3001A |  |  |  | Philips | Module, Multi-Parameter |  | MODULEMULTIPARAMETER-Philips-M3001A |  |  |  | MMP-A | Covered PM Repair - Biomedical | MHHS-Southwest | [8 empty] | MODULEMULTIPARAMETER | Module, Multi-Parameter | Philips
NO | YES |  |  |  |  | 013-11769 | Philips Medical Systems Cardiac and Monitoring Syste | M3001A |  | DE22755417 | SW-Endoscopy | MHHS-Southwest |  | Module, Multi-Parameter |  |  | 013-11769 | Southwest | MHHS-Southwest | SW-Endoscopy | Biomed shop | 5/1/19 | 5/1/20 |  |  | PHYSIOLOGIC MONITOR MODULES, MULTIPARAMETER | Module, Multi-Parameter | MODULEMULTIPARAMETER-Philips-M3001A | MODULEMULTIPARAMETER | M3001A |  |  |  | Philips | Module, Multi-Parameter |  | MODULEMULTIPARAMETER-Philips-M3001A |  | 12/8/19 |  | MMP-A | Covered PM Repair - Radiology, Low End | MHHS-Southwest | [8 empty] | MODULEMULTIPARAMETER | Module, Multi-Parameter | Philips
NO | YES |  |  |  | 013-37383 | 013-37383 | Philips Medical Systems Cardiac and Monitoring Syste | M3001A |  | DE5220EG94 | SW-HVI-Preop | MHHS-Southwest |  | Module, Multi-Parameter |  | 013-37383 | 013-37383 | Southwest | MHHS-Southwest | SW-HVI-Preop | Isolation Room - 17 | 2/1/20 |  | 2/1/21 |  | PHYSIOLOGIC MONITOR MODULES, MULTIPARAMETER | Module, Multi-Parameter | MODULEMULTIPARAMETER-Philips-M3001A | MODULEMULTIPARAMETER | M3001A |  |  |  | Philips | Module, Multi-Parameter |  | MODULEMULTIPARAMETER-Philips-M3001A |  | 1/3/18 |  | MMP-A | Covered PM Repair - Biomedical | MHHS-Southwest | [8 empty] | MODULEMULTIPARAMETER | Module, Multi-Parameter | Philips
NO | YES |  |  |  | 013-37386 | 013-37386 | Philips Medical Systems Cardiac and Monitoring Syste | M3001A |  | DE5220F34P | SW-HVI-Preop | MHHS-Southwest |  | Module, Multi-Parameter |  | 013-37386 | 013-37386 | Southwest | MHHS-Southwest | SW-HVI-Preop | Room 19 | 2/1/20 |  | 2/1/21 |  | PHYSIOLOGIC MONITOR MODULES, MULTIPARAMETER | Module, Multi-Parameter | MODULEMULTIPARAMETER-Philips-M3001A | MODULEMULTIPARAMETER | M3001A |  |  |  | Philips | Module, Multi-Parameter |  | MODULEMULTIPARAMETER-Philips-M3001A |  |  |  | MMP-A | Covered PM Repair - Biomedical | MHHS-Southwest | [8 empty] | MODULEMULTIPARAMETER | Module, Multi-Parameter | Philips
NO | YES |  |  |  | 013-37389 | 013-37389 | Philips Medical Systems Cardiac and Monitoring Syste | M3001A |  | DE5220F9JK | SW-HVI-Holding | MHHS-Southwest |  | Module, Multi-Parameter |  | 013-37389 | 013-37389 | Southwest | MHHS-Southwest | SW-HVI-Holding | HVI | 2/1/19 |  |  |  | PHYSIOLOGIC MONITOR MODULES, MULTIPARAMETER | Module, Multi-Parameter | MODULEMULTIPARAMETER-Philips-M3001A | MODULEMULTIPARAMETER | M3001A |  |  |  | Philips | Module, Multi-Parameter |  | MODULEMULTIPARAMETER-Philips-M3001A |  | 2/2/20 |  | MMP-A | Not Covered Vendor Only - Biomedical | MHHS-Southwest | [8 empty] | MODULEMULTIPARAMETER | Module, Multi-Parameter | Philips
NO | YES |  |  |  | 013-37392 | 013-37392 | Philips Medical Systems Cardiac and Monitoring Syste | M3001A |  | DE4680EAY2 | SW-HVI-Preop | MHHS-Southwest |  | Module, Multi-Parameter |  | 013-37392 | 013-37392 | Southwest | MHHS-Southwest | SW-HVI-Preop | Rm 21 | 2/1/20 |  | 2/1/21 |  | PHYSIOLOGIC MONITOR MODULES, MULTIPARAMETER | Module, Multi-Parameter | MODULEMULTIPARAMETER-Philips-M3001A | MODULEMULTIPARAMETER | M3001A |  |  |  | Philips | Module, Multi-Parameter |  | MODULEMULTIPARAMETER-Philips-M3001A |  | 2/2/20 |  | MMP-A | Not Covered Vendor Only - Biomedical | MHHS-Southwest | [8 empty] | MODULEMULTIPARAMETER | Module, Multi-Parameter | Philips
NO | YES |  |  |  | 013-37395 | 013-37395 | Philips Medical Systems Cardiac and Monitoring Syste | M3001A |  | DE5220F1U7 | SW-HVI-Preop | MHHS-Southwest |  | Module, Multi-Parameter |  | 013-37395 | 013-37395 | Southwest | MHHS-Southwest | SW-HVI-Preop | Bay 22 | 2/1/20 |  | 2/1/21 |  | PHYSIOLOGIC MONITOR MODULES, MULTIPARAMETER | Module, Multi-Parameter | MODULEMULTIPARAMETER-Philips-M3001A | MODULEMULTIPARAMETER | M3001A |  |  |  | Philips | Module, Multi-Parameter |  | MODULEMULTIPARAMETER-Philips-M3001A |  | 2/2/20 |  | MMP-A | Not Covered Vendor Only - Biomedical | MHHS-Southwest | [8 empty] | MODULEMULTIPARAMETER | Module, Multi-Parameter | Philips
NO | YES |  |  |  | 013-37401 | 013-37401 | Philips Medical Systems Cardiac and Monitoring Syste | M3001A |  | DE5220F9JP | Cardio Vascular | MHHS-Southwest |  | Module, Multi-Parameter |  | 013-37401 | 013-37401 | Southwest | Memorial Hermann Heart | Cardio Vascular | PACU 24 | 2/1/20 |  | 2/1/21 |  | PHYSIOLOGIC MONITOR MODULES, MULTIPARAMETER | Module, Multi-Parameter | MODULEMULTIPARAMETER-Philips-M3001A | MODULEMULTIPARAMETER | M3001A |  |  |  | Philips | Module, Multi-Parameter |  | MODULEMULTIPARAMETER-Philips-M3001A |  | 2/2/20 |  | MMP-A | Not Covered Vendor Only - Biomedical | MHHS-Southwest | [8 empty] | MODULEMULTIPARAMETER | Module, Multi-Parameter | Philips
NO | YES |  |  |  | 013-37404 | 013-37404 | Philips Medical Systems Cardiac and Monitoring Syste | M3001A |  | DE5220F9JF | Cardio Vascular | MHHS-Southwest |  | Module, Multi-Parameter |  | 013-37404 | 013-37404 | Southwest | Memorial Hermann Heart | Cardio Vascular | PACU 25 | 2/1/20 |  | 2/1/21 |  | PHYSIOLOGIC MONITOR MODULES, MULTIPARAMETER | Module, Multi-Parameter | MODULEMULTIPARAMETER-Philips-M3001A | MODULEMULTIPARAMETER | M3001A |  |  |  | Philips | Module, Multi-Parameter |  | MODULEMULTIPARAMETER-Philips-M3001A |  | 2/2/20 |  | MMP-A | Not Covered Vendor Only - Biomedical | MHHS-Southwest | [8 empty] | MODULEMULTIPARAMETER | Module, Multi-Parameter | Philips
NO | YES |  |  |  | 013-37407 | 013-37407 | Philips Medical Systems Cardiac and Monitoring Syste | M3001A |  | DE5220F9JE | SW-HVI-Holding | MHHS-Southwest |  | Module, Multi-Parameter |  | 013-37407 | 013-37407 | Southwest | MHHS-Southwest | SW-HVI-Holding | HVI | 2/1/19 |  |  |  | PHYSIOLOGIC MONITOR MODULES, MULTIPARAMETER | Module, Multi-Parameter | MODULEMULTIPARAMETER-Philips-M3001A | MODULEMULTIPARAMETER | M3001A |  |  |  | Philips | Module, Multi-Parameter |  | MODULEMULTIPARAMETER-Philips-M3001A |  | 2/2/20 |  | MMP-A | Not Covered Vendor Only - Biomedical | MHHS-Southwest | [8 empty] | MODULEMULTIPARAMETER | Module, Multi-Parameter | Philips
NO | YES |  |  |  | 013-37410 | 013-37410 | Philips Medical Systems Cardiac and Monitoring Syste | M3001A |  | DE5220F9JC | SW-HVI-Holding | MHHS-Southwest |  | Module, Multi-Parameter |  | 013-37410 | 013-37410 | Southwest | MHHS-Southwest | SW-HVI-Holding | HVI | 2/1/19 |  |  |  | PHYSIOLOGIC MONITOR MODULES, MULTIPARAMETER | Module, Multi-Parameter | MODULEMULTIPARAMETER-Philips-M3001A | MODULEMULTIPARAMETER | M3001A |  |  |  | Philips | Module, Multi-Parameter |  | MODULEMULTIPARAMETER-Philips-M3001A |  | 2/2/20 |  | MMP-A | Not Covered Vendor Only - Biomedical | MHHS-Southwest | [8 empty] | MODULEMULTIPARAMETER | Module, Multi-Parameter | Philips
NO | YES |  |  |  | 013-37413 | 013-37413 | Philips Medical Systems Cardiac and Monitoring Syste | M3001A |  | DE5220F9JB | SW-HVI-Preop | MHHS-Southwest |  | Module, Multi-Parameter |  | 013-37413 | 013-37413 | Southwest | MHHS-Southwest | SW-HVI-Preop | Bay 18 | 2/1/20 |  | 2/1/21 |  | PHYSIOLOGIC MONITOR MODULES, MULTIPARAMETER | Module, Multi-Parameter | MODULEMULTIPARAMETER-Philips-M3001A | MODULEMULTIPARAMETER | M3001A |  |  |  | Philips | Module, Multi-Parameter |  | MODULEMULTIPARAMETER-Philips-M3001A |  | 2/2/20 |  | MMP-A | Not Covered Vendor Only - Biomedical | MHHS-Southwest | [8 empty] | MODULEMULTIPARAMETER | Module, Multi-Parameter | Philips
NO | YES |  |  |  | 013-38212 | 013-38212 | Philips Medical Systems Cardiac and Monitoring Syste | M3001A |  | DE6520H1G9 | SW | MHHS-Southwest |  | Module, Multi-Parameter |  | 013-38212 | 013-38212 | Southwest | Memorial Hermann Southwest Hospital | SW | 7th D-Wing RM 756 | 12/1/19 |  | 12/1/20 |  | PHYSIOLOGIC MONITOR MODULES, MULTIPARAMETER | Module, Multi-Parameter | MODULEMULTIPARAMETER-Philips-M3001A | MODULEMULTIPARAMETER | M3001A |  |  |  | Philips | Module, Multi-Parameter |  | MODULEMULTIPARAMETER-Philips-M3001A |  | 2/18/20 |  | MMP-A | Not Covered Vendor Only - Biomedical | MHHS-Southwest | [8 empty] | MODULEMULTIPARAMETER | Module, Multi-Parameter | Philips
NO | YES |  |  |  | 013-38216 | 013-38216 | Philips Medical Systems Cardiac and Monitoring Syste | M3001A |  | DE6520H1GD | SW-Neuorology | MHHS-Southwest |  | Module, Multi-Parameter |  | 013-38216 | 013-38216 | Southwest | MHHS-Southwest | SW-Neuorology | Room 762 | 12/1/19 |  | 12/1/20 |  | PHYSIOLOGIC MONITOR MODULES, MULTIPARAMETER | Module, Multi-Parameter | MODULEMULTIPARAMETER-Philips-M3001A | MODULEMULTIPARAMETER | M3001A |  |  |  | Philips | Module, Multi-Parameter |  | MODULEMULTIPARAMETER-Philips-M3001A |  |  |  | MMP-A | Covered PM Repair - Biomedical | MHHS-Southwest | [8 empty] | MODULEMULTIPARAMETER | Module, Multi-Parameter | Philips
NO | YES |  |  |  | 013-35887 | 013-35887 | Philips Medical Systems Cardiac and Monitoring Syste | M3001A |  | DE9070BNGN | SW-NICU | MHHS-Southwest |  | Module, Multi-Parameter |  | 013-35887 | 013-35887 | Southwest | MHHS-Southwest | SW-NICU | Nicu | 8/1/19 |  |  |  | PHYSIOLOGIC MONITOR MODULES, MULTIPARAMETER | Module, Multi-Parameter | MODULEMULTIPARAMETER-Philips-M3001A | MODULEMULTIPARAMETER | M3001A |  |  |  | Philips | Module, Multi-Parameter |  | MODULEMULTIPARAMETER-Philips-M3001A |  | 12/27/17 |  | MMP-A | Covered PM Repair - Biomedical | MHHS-Southwest | [8 empty] | MODULEMULTIPARAMETER | Module, Multi-Parameter | Philips
NO | YES |  |  |  | 013-35889 | 013-35889 | Philips Medical Systems Cardiac and Monitoring Syste | M3001A |  | DE9070BNE5 | SW-NICU | MHHS-Southwest |  | Module, Multi-Parameter |  | 013-35889 | 013-35889 | Southwest | MHHS-Southwest | SW-NICU | NICU | 8/1/19 |  | 9/1/20 |  | PHYSIOLOGIC MONITOR MODULES, MULTIPARAMETER | Module, Multi-Parameter | MODULEMULTIPARAMETER-Philips-M3001A | MODULEMULTIPARAMETER | M3001A |  |  |  | Philips | Module, Multi-Parameter |  | MODULEMULTIPARAMETER-Philips-M3001A |  |  |  | MMP-A | Covered PM Repair - Biomedical | MHHS-Southwest | [8 empty] | MODULEMULTIPARAMETER | Module, Multi-Parameter | Philips
NO | YES |  |  |  | 013-35890 | 013-35890 | Philips Medical Systems Cardiac and Monitoring Syste | M3001A |  | DE9070BNCF | SW-NICU | MHHS-Southwest |  | Module, Multi-Parameter |  | 013-35890 | 013-35890 | Southwest | MHHS-Southwest | SW-NICU | NICU | 8/1/19 |  | 8/1/20 |  | PHYSIOLOGIC MONITOR MODULES, MULTIPARAMETER | Module, Multi-Parameter | MODULEMULTIPARAMETER-Philips-M3001A | MODULEMULTIPARAMETER | M3001A |  |  |  | Philips | Module, Multi-Parameter |  | MODULEMULTIPARAMETER-Philips-M3001A |  | 2/28/18 |  | MMP-A | Covered PM Repair - Biomedical | MHHS-Southwest | [8 empty] | MODULEMULTIPARAMETER | Module, Multi-Parameter | Philips
NO | YES |  |  |  | 013-35896 | 013-35896 | Philips Medical Systems Cardiac and Monitoring Syste | M3001A |  | DE9070BND1 | SW-Labor | MHHS-Southwest |  | Module, Multi-Parameter |  | 013-35896 | 013-35896 | Southwest | MHHS-Southwest | SW-Labor | Hallway |  |  |  |  | PHYSIOLOGIC MONITOR MODULES, MULTIPARAMETER | Module, Multi-Parameter | MODULEMULTIPARAMETER-Philips-M3001A | MODULEMULTIPARAMETER | M3001A |  |  |  | Philips | Module, Multi-Parameter |  | MODULEMULTIPARAMETER-Philips-M3001A |  | 2/28/18 |  | MMP-A | Covered PM Repair - Biomedical | MHHS-Southwest | [8 empty] | MODULEMULTIPARAMETER | Module, Multi-Parameter | Philips
NO | YES |  |  |  | 013-35897 | 013-35897 | Philips Medical Systems Cardiac and Monitoring Syste | M3001A |  | DE9070BNBZ | SW-NICU | MHHS-Southwest |  | Module, Multi-Parameter |  | 013-35897 | 013-35897 | Southwest | MHHS-Southwest | SW-NICU | NICU | 8/1/19 |  | 8/1/20 |  | PHYSIOLOGIC MONITOR MODULES, MULTIPARAMETER | Module, Multi-Parameter | MODULEMULTIPARAMETER-Philips-M3001A | MODULEMULTIPARAMETER | M3001A |  |  |  | Philips | Module, Multi-Parameter |  | MODULEMULTIPARAMETER-Philips-M3001A |  | 11/30/18 |  | MMP-A | Covered PM Repair - Biomedical | MHHS-Southwest | [8 empty] | MODULEMULTIPARAMETER | Module, Multi-Parameter | Philips
NO | YES |  |  |  | 013-35898 | 013-35898 | Philips Medical Systems Cardiac and Monitoring Syste | M3001A |  | DE9070BNDK | SW-NICU | MHHS-Southwest |  | Module, Multi-Parameter |  | 013-35898 | 013-35898 | Southwest | MHHS-Southwest | SW-NICU | NICU | 8/1/19 |  | 9/1/20 |  | PHYSIOLOGIC MONITOR MODULES, MULTIPARAMETER | Module, Multi-Parameter | MODULEMULTIPARAMETER-Philips-M3001A | MODULEMULTIPARAMETER | M3001A |  |  |  | Philips | Module, Multi-Parameter |  | MODULEMULTIPARAMETER-Philips-M3001A |  | 11/30/18 |  | MMP-A | Covered PM Repair - Biomedical | MHHS-Southwest | [8 empty] | MODULEMULTIPARAMETER | Module, Multi-Parameter | Philips
NO | YES |  |  |  | 013-38547 | 013-38547 | Philips Medical Systems Cardiac and Monitoring Syste | M3001A |  | DE6520GJJF | SW-NICU | MHHS-Southwest |  | Module, Multi-Parameter |  | 013-38547 | 013-38547 | Southwest | MHHS-Southwest | SW-NICU | NICU | 2/1/20 |  | 2/1/21 |  | PHYSIOLOGIC MONITOR MODULES, MULTIPARAMETER | Module, Multi-Parameter | MODULEMULTIPARAMETER-Philips-M3001A | MODULEMULTIPARAMETER | M3001A |  |  |  | Philips | Module, Multi-Parameter |  | MODULEMULTIPARAMETER-Philips-M3001A |  | 11/30/18 |  | MMP-A | Covered PM Repair - Biomedical | MHHS-Southwest | [8 empty] | MODULEMULTIPARAMETER | Module, Multi-Parameter | Philips
NO | YES |  |  |  | 013-38549 | 013-38549 | Philips Medical Systems Cardiac and Monitoring Syste | M3001A |  | DE6520GHTN | SW-NICU | MHHS-Southwest |  | Module, Multi-Parameter |  | 013-38549 | 013-38549 | Southwest | MHHS-Southwest | SW-NICU | NICU | 8/1/19 |  |  |  | PHYSIOLOGIC MONITOR MODULES, MULTIPARAMETER | Module, Multi-Parameter | MODULEMULTIPARAMETER-Philips-M3001A | MODULEMULTIPARAMETER | M3001A |  |  |  | Philips | Module, Multi-Parameter |  | MODULEMULTIPARAMETER-Philips-M3001A |  | 11/30/18 |  | MMP-A | Covered PM Repair - Biomedical | MHHS-Southwest | [8 empty] | MODULEMULTIPARAMETER | Module, Multi-Parameter | Philips
NO | YES |  |  |  | 013-38551 | 013-38551 | Philips Medical Systems Cardiac and Monitoring Syste | M3001A |  | DE6520G4M3 | SW-NICU | MHHS-Southwest |  | Module, Multi-Parameter |  | 013-38551 | 013-38551 | Southwest | MHHS-Southwest | SW-NICU | NICU | 12/1/18 |  |  |  | PHYSIOLOGIC MONITOR MODULES, MULTIPARAMETER | Module, Multi-Parameter | MODULEMULTIPARAMETER-Philips-M3001A | MODULEMULTIPARAMETER | M3001A |  |  |  | Philips | Module, Multi-Parameter |  | MODULEMULTIPARAMETER-Philips-M3001A |  | 11/30/18 |  | MMP-A | Covered PM Repair - Biomedical | MHHS-Southwest | [8 empty] | MODULEMULTIPARAMETER | Module, Multi-Parameter | Philips
NO | YES |  |  |  | 013-38553 | 013-38553 | Philips Medical Systems Cardiac and Monitoring Syste | M3001A |  | DE6520GJJW | SW-NICU | MHHS-Southwest |  | Module, Multi-Parameter |  | 013-38553 | 013-38553 | Southwest | MHHS-Southwest | SW-NICU | NICU | 1/1/20 |  | 1/1/21 |  | PHYSIOLOGIC MONITOR MODULES, MULTIPARAMETER | Module, Multi-Parameter | MODULEMULTIPARAMETER-Philips-M3001A | MODULEMULTIPARAMETER | M3001A |  |  |  | Philips | Module, Multi-Parameter |  | MODULEMULTIPARAMETER-Philips-M3001A |  | 11/30/18 |  | MMP-A | Covered PM Repair - Biomedical | MHHS-Southwest | [8 empty] | MODULEMULTIPARAMETER | Module, Multi-Parameter | Philips
NO | YES |  |  |  | 013-38555 | 013-38555 | Philips Medical Systems Cardiac and Monitoring Syste | M3001A |  | DE6520GDBR | SW-NICU | MHHS-Southwest |  | Module, Multi-Parameter |  | 013-38555 | 013-38555 | Southwest | MHHS-Southwest | SW-NICU | NICU | 2/1/20 |  | 2/1/21 |  | PHYSIOLOGIC MONITOR MODULES, MULTIPARAMETER | Module, Multi-Parameter | MODULEMULTIPARAMETER-Philips-M3001A | MODULEMULTIPARAMETER | M3001A |  |  |  | Philips | Module, Multi-Parameter |  | MODULEMULTIPARAMETER-Philips-M3001A |  | 11/30/18 |  | MMP-A | Covered PM Repair - Biomedical | MHHS-Southwest | [8 empty] | MODULEMULTIPARAMETER | Module, Multi-Parameter | Philips
NO | YES |  |  |  | 013-38557 | 013-38557 | Philips Medical Systems Cardiac and Monitoring Syste | M3001A |  | DE6520GJ63 | SW-NICU | MHHS-Southwest |  | Module, Multi-Parameter |  | 013-38557 | 013-38557 | Southwest | MHHS-Southwest | SW-NICU | NICU | 12/1/19 |  |  |  | PHYSIOLOGIC MONITOR MODULES, MULTIPARAMETER | Module, Multi-Parameter | MODULEMULTIPARAMETER-Philips-M3001A | MODULEMULTIPARAMETER | M3001A |  |  |  | Philips | Module, Multi-Parameter |  | MODULEMULTIPARAMETER-Philips-M3001A |  | 11/30/18 |  | MMP-A | Covered PM Repair - Biomedical | MHHS-Southwest | [8 empty] | MODULEMULTIPARAMETER | Module, Multi-Parameter | Philips
NO | YES |  |  |  | 013-38559 | 013-38559 | Philips Medical Systems Cardiac and Monitoring Syste | M3001A |  | DE6520GM8E | SW-NICU | MHHS-Southwest |  | Module, Multi-Parameter |  | 013-38559 | 013-38559 | Southwest | MHHS-Southwest | SW-NICU | NICU 2 | 1/1/20 |  | 1/1/21 |  | PHYSIOLOGIC MONITOR MODULES, MULTIPARAMETER | Module, Multi-Parameter | MODULEMULTIPARAMETER-Philips-M3001A | MODULEMULTIPARAMETER | M3001A |  |  |  | Philips | Module, Multi-Parameter |  | MODULEMULTIPARAMETER-Philips-M3001A |  | 11/30/18 |  | MMP-A | Covered PM Repair - Biomedical | MHHS-Southwest | [8 empty] | MODULEMULTIPARAMETER | Module, Multi-Parameter | Philips
NO | YES |  |  |  | 013-38561 | 013-38561 | Philips Medical Systems Cardiac and Monitoring Syste | M3001A |  | DE6520GM7W | SW-NICU | MHHS-Southwest |  | Module, Multi-Parameter |  | 013-38561 | 013-38561 | Southwest | MHHS-Southwest | SW-NICU | NICU | 12/1/19 |  | 12/1/20 |  | PHYSIOLOGIC MONITOR MODULES, MULTIPARAMETER | Module, Multi-Parameter | MODULEMULTIPARAMETER-Philips-M3001A | MODULEMULTIPARAMETER | M3001A |  |  |  | Philips | Module, Multi-Parameter |  | MODULEMULTIPARAMETER-Philips-M3001A |  | 11/30/18 |  | MMP-A | Covered PM Repair - Biomedical | MHHS-Southwest | [8 empty] | MODULEMULTIPARAMETER | Module, Multi-Parameter | Philips
NO | YES |  |  |  | 013-38563 | 013-38563 | Philips Medical Systems Cardiac and Monitoring Syste | M3001A |  | DE6520GM8F | SW-NICU | MHHS-Southwest |  | Module, Multi-Parameter |  | 013-38563 | 013-38563 | Southwest | MHHS-Southwest | SW-NICU | Nicu level 3 | 5/1/19 |  |  |  | PHYSIOLOGIC MONITOR MODULES, MULTIPARAMETER | Module, Multi-Parameter | MODULEMULTIPARAMETER-Philips-M3001A | MODULEMULTIPARAMETER | M3001A |  |  |  | Philips | Module, Multi-Parameter |  | MODULEMULTIPARAMETER-Philips-M3001A |  | 11/30/18 |  | MMP-A | Covered PM Repair - Biomedical | MHHS-Southwest | [8 empty] | MODULEMULTIPARAMETER | Module, Multi-Parameter | Philips
NO | YES |  |  |  | 013-38565 | 013-38565 | Philips Medical Systems Cardiac and Monitoring Syste | M3001A |  | DE6520GJ56 | SW-NICU | MHHS-Southwest |  | Module, Multi-Parameter |  | 013-38565 | 013-38565 | Southwest | MHHS-Southwest | SW-NICU | NICU | 1/1/20 |  | 1/1/21 |  | PHYSIOLOGIC MONITOR MODULES, MULTIPARAMETER | Module, Multi-Parameter | MODULEMULTIPARAMETER-Philips-M3001A | MODULEMULTIPARAMETER | M3001A |  |  |  | Philips | Module, Multi-Parameter |  | MODULEMULTIPARAMETER-Philips-M3001A |  | 11/30/18 |  | MMP-A | Covered PM Repair - Biomedical | MHHS-Southwest | [8 empty] | MODULEMULTIPARAMETER | Module, Multi-Parameter | Philips
NO | YES |  |  |  | 013-38569 | 013-38569 | Philips Medical Systems Cardiac and Monitoring Syste | M3001A |  | DE6520GJ2N | SW-NICU | MHHS-Southwest |  | Module, Multi-Parameter |  | 013-38569 | 013-38569 | Southwest | MHHS-Southwest | SW-NICU | NICU | 12/1/18 |  |  |  | PHYSIOLOGIC MONITOR MODULES, MULTIPARAMETER | Module, Multi-Parameter | MODULEMULTIPARAMETER-Philips-M3001A | MODULEMULTIPARAMETER | M3001A |  |  |  | Philips | Module, Multi-Parameter |  | MODULEMULTIPARAMETER-Philips-M3001A |  | 11/30/18 |  | MMP-A | Covered PM Repair - Biomedical | MHHS-Southwest | [8 empty] | MODULEMULTIPARAMETER | Module, Multi-Parameter | Philips
NO | YES |  |  |  | 013-38573 | 013-38573 | Philips Medical Systems Cardiac and Monitoring Syste | M3001A |  | DE6520GJ65 | SW-NICU | MHHS-Southwest |  | Module, Multi-Parameter |  | 013-38573 | 013-38573 | Southwest | MHHS-Southwest | SW-NICU | NICU | 6/1/18 |  |  |  | PHYSIOLOGIC MONITOR MODULES, MULTIPARAMETER | Module, Multi-Parameter | MODULEMULTIPARAMETER-Philips-M3001A | MODULEMULTIPARAMETER | M3001A |  |  |  | Philips | Module, Multi-Parameter |  | MODULEMULTIPARAMETER-Philips-M3001A |  |  |  | MMP-A | Covered PM Repair - Biomedical | MHHS-Southwest | [8 empty] | MODULEMULTIPARAMETER | Module, Multi-Parameter | Philips
NO | YES |  |  |  | 013-38575 | 013-38575 | Philips Medical Systems Cardiac and Monitoring Syste | M3001A |  | DE6520GJFN | SW-NICU | MHHS-Southwest |  | Module, Multi-Parameter |  | 013-38575 | 013-38575 | Southwest | MHHS-Southwest | SW-NICU | NICU | 1/1/20 |  | 1/1/21 |  | PHYSIOLOGIC MONITOR MODULES, MULTIPARAMETER | Module, Multi-Parameter | MODULEMULTIPARAMETER-Philips-M3001A | MODULEMULTIPARAMETER | M3001A |  |  |  | Philips | Module, Multi-Parameter |  | MODULEMULTIPARAMETER-Philips-M3001A |  |  |  | MMP-A | Covered PM Repair - Biomedical | MHHS-Southwest | [8 empty] | MODULEMULTIPARAMETER | Module, Multi-Parameter | Philips
NO | YES |  |  |  | 013-38577 | 013-38577 | Philips Medical Systems Cardiac and Monitoring Syste | M3001A |  | DE6520FN5F | SW-NICU | MHHS-Southwest |  | Module, Multi-Parameter |  | 013-38577 | 013-38577 | Southwest | MHHS-Southwest | SW-NICU | NICU | 1/1/20 |  | 1/1/21 |  | PHYSIOLOGIC MONITOR MODULES, MULTIPARAMETER | Module, Multi-Parameter | MODULEMULTIPARAMETER-Philips-M3001A | MODULEMULTIPARAMETER | M3001A |  |  |  | Philips | Module, Multi-Parameter |  | MODULEMULTIPARAMETER-Philips-M3001A |  |  |  | MMP-A | Covered PM Repair - Biomedical | MHHS-Southwest | [8 empty] | MODULEMULTIPARAMETER | Module, Multi-Parameter | Philips
NO | YES |  |  |  | 013-38579 | 013-38579 | Philips Medical Systems Cardiac and Monitoring Syste | M3001A |  | DE6520GJJH | SW-NICU | MHHS-Southwest |  | Module, Multi-Parameter |  | 013-38579 | 013-38579 | Southwest | MHHS-Southwest | SW-NICU | NICU | 12/1/18 |  |  |  | PHYSIOLOGIC MONITOR MODULES, MULTIPARAMETER | Module, Multi-Parameter | MODULEMULTIPARAMETER-Philips-M3001A | MODULEMULTIPARAMETER | M3001A |  |  |  | Philips | Module, Multi-Parameter |  | MODULEMULTIPARAMETER-Philips-M3001A |  |  |  | MMP-A | Covered PM Repair - Biomedical | MHHS-Southwest | [8 empty] | MODULEMULTIPARAMETER | Module, Multi-Parameter | Philips
NO | YES |  |  |  | 013-38582 | 013-38582 | Philips Medical Systems Cardiac and Monitoring Syste | M3001A |  | DE6520H6HW | SW-NICU | MHHS-Southwest |  | Module, Multi-Parameter |  | 013-38582 | 013-38582 | Southwest | MHHS-Southwest | SW-NICU | NICU 1 | 2/1/20 |  | 2/1/21 |  | PHYSIOLOGIC MONITOR MODULES, MULTIPARAMETER | Module, Multi-Parameter | MODULEMULTIPARAMETER-Philips-M3001A | MODULEMULTIPARAMETER | M3001A |  |  |  | Philips | Module, Multi-Parameter |  | MODULEMULTIPARAMETER-Philips-M3001A |  |  |  | MMP-A | Covered PM Repair - Biomedical | MHHS-Southwest | [8 empty] | MODULEMULTIPARAMETER | Module, Multi-Parameter | Philips
NO | YES |  |  |  | 013-38585 | 013-38585 | Philips Medical Systems Cardiac and Monitoring Syste | M3001A |  | DE6520H6HT | SW-NICU | MHHS-Southwest |  | Module, Multi-Parameter |  | 013-38585 | 013-38585 | Southwest | MHHS-Southwest | SW-NICU | NICU | 12/1/18 |  |  |  | PHYSIOLOGIC MONITOR MODULES, MULTIPARAMETER | Module, Multi-Parameter | MODULEMULTIPARAMETER-Philips-M3001A | MODULEMULTIPARAMETER | M3001A |  |  |  | Philips | Module, Multi-Parameter |  | MODULEMULTIPARAMETER-Philips-M3001A |  |  |  | MMP-A | Covered PM Repair - Biomedical | MHHS-Southwest | [8 empty] | MODULEMULTIPARAMETER | Module, Multi-Parameter | Philips
NO | YES |  |  |  | 013-38587 | 013-38587 | Philips Medical Systems Cardiac and Monitoring Syste | M3001A |  | DE6520GHYZ | SW-NICU | MHHS-Southwest |  | Module, Multi-Parameter |  | 013-38587 | 013-38587 | Southwest | MHHS-Southwest | SW-NICU | NICU | 12/1/18 |  |  |  | PHYSIOLOGIC MONITOR MODULES, MULTIPARAMETER | Module, Multi-Parameter | MODULEMULTIPARAMETER-Philips-M3001A | MODULEMULTIPARAMETER | M3001A |  |  |  | Philips | Module, Multi-Parameter |  | MODULEMULTIPARAMETER-Philips-M3001A |  |  |  | MMP-A | Covered PM Repair - Biomedical | MHHS-Southwest | [8 empty] | MODULEMULTIPARAMETER | Module, Multi-Parameter | Philips
NO | YES |  |  |  | 013-38589 | 013-38589 | Philips Medical Systems Cardiac and Monitoring Syste | M3001A |  | DE620GB6F | SW-NICU | MHHS-Southwest |  | Module, Multi-Parameter |  | 013-38589 | 013-38589 | Southwest | MHHS-Southwest | SW-NICU | NICU | 1/1/20 |  | 1/1/21 |  | PHYSIOLOGIC MONITOR MODULES, MULTIPARAMETER | Module, Multi-Parameter | MODULEMULTIPARAMETER-Philips-M3001A | MODULEMULTIPARAMETER | M3001A |  |  |  | Philips | Module, Multi-Parameter |  | MODULEMULTIPARAMETER-Philips-M3001A |  | 7/1/14 |  | MMP-A | Covered PM Repair - Biomedical | MHHS-Southwest | [8 empty] | MODULEMULTIPARAMETER | Module, Multi-Parameter | Philips
NO | YES |  |  |  | 013-38591 | 013-38591 | Philips Medical Systems Cardiac and Monitoring Syste | M3001A |  | DE6520H6HR | SW-NICU | MHHS-Southwest |  | Module, Multi-Parameter |  | 013-38591 | 013-38591 | Southwest | MHHS-Southwest | SW-NICU | NICU 2 | 1/1/20 |  | 1/1/21 |  | PHYSIOLOGIC MONITOR MODULES, MULTIPARAMETER | Module, Multi-Parameter | MODULEMULTIPARAMETER-Philips-M3001A | MODULEMULTIPARAMETER | M3001A |  |  |  | Philips | Module, Multi-Parameter |  | MODULEMULTIPARAMETER-Philips-M3001A |  | 7/1/14 |  | MMP-A | Covered PM Repair - Biomedical | MHHS-Southwest | [8 empty] | MODULEMULTIPARAMETER | Module, Multi-Parameter | Philips
NO | YES |  |  |  | 013-38593 | 013-38593 | Philips Medical Systems Cardiac and Monitoring Syste | M3001A |  | DE6520GJ70 | SW-NICU | MHHS-Southwest |  | Module, Multi-Parameter |  | 013-38593 | 013-38593 | Southwest | MHHS-Southwest | SW-NICU | NICU | 1/1/20 |  | 1/1/21 |  | PHYSIOLOGIC MONITOR MODULES, MULTIPARAMETER | Module, Multi-Parameter | MODULEMULTIPARAMETER-Philips-M3001A | MODULEMULTIPARAMETER | M3001A |  |  |  | Philips | Module, Multi-Parameter |  | MODULEMULTIPARAMETER-Philips-M3001A |  |  |  | MMP-A | Covered PM Repair - Biomedical | MHHS-Southwest | [8 empty] | MODULEMULTIPARAMETER | Module, Multi-Parameter | Philips
NO | YES |  |  |  | 013-38595 | 013-38595 | Philips Medical Systems Cardiac and Monitoring Syste | M3001A |  | DE6520GHZ5 | SW-NICU | MHHS-Southwest |  | Module, Multi-Parameter |  | 013-38595 | 013-38595 | Southwest | MHHS-Southwest | SW-NICU | NICU | 1/1/20 |  | 1/1/21 |  | PHYSIOLOGIC MONITOR MODULES, MULTIPARAMETER | Module, Multi-Parameter | MODULEMULTIPARAMETER-Philips-M3001A | MODULEMULTIPARAMETER | M3001A |  |  |  | Philips | Module, Multi-Parameter |  | MODULEMULTIPARAMETER-Philips-M3001A |  |  |  | MMP-A | Covered PM Repair - Biomedical | MHHS-Southwest | [8 empty] | MODULEMULTIPARAMETER | Module, Multi-Parameter | Philips
NO | YES |  |  |  | 013-38597 | 013-38597 | Philips Medical Systems Cardiac and Monitoring Syste | M3001A |  | DE6520GHY2 | SW-NICU | MHHS-Southwest |  | Module, Multi-Parameter |  | 013-38597 | 013-38597 | Southwest | MHHS-Southwest | SW-NICU |  | 12/7/18 |  |  |  | PHYSIOLOGIC MONITOR MODULES, MULTIPARAMETER | Module, Multi-Parameter | MODULEMULTIPARAMETER-Philips-M3001A | MODULEMULTIPARAMETER | M3001A |  |  |  | Philips | Module, Multi-Parameter |  | MODULEMULTIPARAMETER-Philips-M3001A |  |  | Finished from Script 3/27/2020 12:11:52pm (Central) | MMP-A | Covered PM Repair - Biomedical | MHHS-Southwest | [8 empty] | MODULEMULTIPARAMETER | Module, Multi-Parameter | Philips
NO | YES |  |  |  | 013-38599 | 013-38599 | Philips Medical Systems Cardiac and Monitoring Syste | M3001A |  | DE6520H6HU | SW-NICU | MHHS-Southwest |  | Module, Multi-Parameter |  | 013-38599 | 013-38599 | Southwest | MHHS-Southwest | SW-NICU | NICU | 12/1/18 |  |  |  | PHYSIOLOGIC MONITOR MODULES, MULTIPARAMETER | Module, Multi-Parameter | MODULEMULTIPARAMETER-Philips-M3001A | MODULEMULTIPARAMETER | M3001A |  |  |  | Philips | Module, Multi-Parameter |  | MODULEMULTIPARAMETER-Philips-M3001A |  |  |  | MMP-A | Covered PM Repair - Biomedical | MHHS-Southwest | [8 empty] | MODULEMULTIPARAMETER | Module, Multi-Parameter | Philips
NO | YES |  |  |  | 013-38600 | 013-38600 | Philips Medical Systems Cardiac and Monitoring Syste | M3001A |  | DE6520H6G5 | SW-NICU | MHHS-Southwest |  | Module, Multi-Parameter |  | 013-38600 | 013-38600 | Southwest | MHHS-Southwest | SW-NICU | NICU | 1/1/20 |  |  |  | PHYSIOLOGIC MONITOR MODULES, MULTIPARAMETER | Module, Multi-Parameter | MODULEMULTIPARAMETER-Philips-M3001A | MODULEMULTIPARAMETER | M3001A |  |  |  | Philips | Module, Multi-Parameter |  | MODULEMULTIPARAMETER-Philips-M3001A |  | 12/17/18 |  | MMP-A | Covered PM Repair - Biomedical | MHHS-Southwest | [8 empty] | MODULEMULTIPARAMETER | Module, Multi-Parameter | Philips
NO | YES |  |  |  | 013-38601 | 013-38601 | Philips Medical Systems Cardiac and Monitoring Syste | M3001A |  | DE6520H6HV | SW-NICU | MHHS-Southwest |  | Module, Multi-Parameter |  | 013-38601 | 013-38601 | Southwest | MHHS-Southwest | SW-NICU | NICU 1 | 12/1/19 |  | 12/1/20 |  | PHYSIOLOGIC MONITOR MODULES, MULTIPARAMETER | Module, Multi-Parameter | MODULEMULTIPARAMETER-Philips-M3001A | MODULEMULTIPARAMETER | M3001A |  |  |  | Philips | Module, Multi-Parameter |  | MODULEMULTIPARAMETER-Philips-M3001A |  | 12/17/18 |  | MMP-A | Covered PM Repair - Biomedical | MHHS-Southwest | [8 empty] | MODULEMULTIPARAMETER | Module, Multi-Parameter | Philips
NO | YES |  |  |  | 013-38602 | 013-38602 | Philips Medical Systems Cardiac and Monitoring Syste | M3001A |  | DE6520GJ1B | SW-NICU | MHHS-Southwest |  | Module, Multi-Parameter |  | 013-38602 | 013-38602 | Southwest | MHHS-Southwest | SW-NICU | NICU | 1/1/20 |  | 1/1/21 |  | PHYSIOLOGIC MONITOR MODULES, MULTIPARAMETER | Module, Multi-Parameter | MODULEMULTIPARAMETER-Philips-M3001A | MODULEMULTIPARAMETER | M3001A |  |  |  | Philips | Module, Multi-Parameter |  | MODULEMULTIPARAMETER-Philips-M3001A |  | 12/17/18 |  | MMP-A | Covered PM Repair - Biomedical | MHHS-Southwest | [8 empty] | MODULEMULTIPARAMETER | Module, Multi-Parameter | Philips
NO | YES |  |  |  | 013-38605 | 013-38605 | Philips Medical Systems Cardiac and Monitoring Syste | M3001A |  | DE6520GJFT | SW-NICU | MHHS-Southwest |  | Module, Multi-Parameter |  | 013-38605 | 013-38605 | Southwest | MHHS-Southwest | SW-NICU | Nicu level 3 | 12/1/18 |  |  |  | PHYSIOLOGIC MONITOR MODULES, MULTIPARAMETER | Module, Multi-Parameter | MODULEMULTIPARAMETER-Philips-M3001A | MODULEMULTIPARAMETER | M3001A |  |  |  | Philips | Module, Multi-Parameter |  | MODULEMULTIPARAMETER-Philips-M3001A |  | 12/17/18 |  | MMP-A | Covered PM Repair - Biomedical | MHHS-Southwest | [8 empty] | MODULEMULTIPARAMETER | Module, Multi-Parameter | Philips
NO | YES |  |  |  | 013-38606 | 013-38606 | Philips Medical Systems Cardiac and Monitoring Syste | M3001A |  | DE6520GJ38 | SW-NICU | MHHS-Southwest |  | Module, Multi-Parameter |  | 013-38606 | 013-38606 | Southwest | MHHS-Southwest | SW-NICU | NICU 1 | 2/1/20 |  | 2/1/21 |  | PHYSIOLOGIC MONITOR MODULES, MULTIPARAMETER | Module, Multi-Parameter | MODULEMULTIPARAMETER-Philips-M3001A | MODULEMULTIPARAMETER | M3001A |  |  |  | Philips | Module, Multi-Parameter |  | MODULEMULTIPARAMETER-Philips-M3001A |  | 12/17/18 |  | MMP-A | Covered PM Repair - Biomedical | MHHS-Southwest | [8 empty] | MODULEMULTIPARAMETER | Module, Multi-Parameter | Philips
NO | YES |  |  |  | 013-38607 | 013-38607 | Philips Medical Systems Cardiac and Monitoring Syste | M3001A |  | DE6520GJDU | SW-NICU | MHHS-Southwest |  | Module, Multi-Parameter |  | 013-38607 | 013-38607 | Southwest | MHHS-Southwest | SW-NICU | NICU | 1/1/20 |  |  |  | PHYSIOLOGIC MONITOR MODULES, MULTIPARAMETER | Module, Multi-Parameter | MODULEMULTIPARAMETER-Philips-M3001A | MODULEMULTIPARAMETER | M3001A |  |  |  | Philips | Module, Multi-Parameter |  | MODULEMULTIPARAMETER-Philips-M3001A |  | 12/17/18 |  | MMP-A | Covered PM Repair - Biomedical | MHHS-Southwest | [8 empty] | MODULEMULTIPARAMETER | Module, Multi-Parameter | Philips
NO | YES |  |  |  | 013-38609 | 013-38609 | Philips Medical Systems Cardiac and Monitoring Syste | M3001A |  | DE6520GJ5D | SW-NICU | MHHS-Southwest |  | Module, Multi-Parameter |  | 013-38609 | 013-38609 | Southwest | MHHS-Southwest | SW-NICU | NICU Level 3 | 2/1/20 |  |  |  | PHYSIOLOGIC MONITOR MODULES, MULTIPARAMETER | Module, Multi-Parameter | MODULEMULTIPARAMETER-Philips-M3001A | MODULEMULTIPARAMETER | M3001A |  |  |  | Philips | Module, Multi-Parameter |  | MODULEMULTIPARAMETER-Philips-M3001A |  | 12/17/18 |  | MMP-A | Covered PM Repair - Biomedical | MHHS-Southwest | [8 empty] | MODULEMULTIPARAMETER | Module, Multi-Parameter | Philips
NO | YES |  |  |  | 013-38612 | 013-38612 | Philips Medical Systems Cardiac and Monitoring Syste | M3001A |  | DE6520GJ58 | SW-NICU | MHHS-Southwest |  | Module, Multi-Parameter |  | 013-38612 | 013-38612 | Southwest | MHHS-Southwest | SW-NICU | Nicu level 3 | 12/1/18 |  |  |  | PHYSIOLOGIC MONITOR MODULES, MULTIPARAMETER | Module, Multi-Parameter | MODULEMULTIPARAMETER-Philips-M3001A | MODULEMULTIPARAMETER | M3001A |  |  |  | Philips | Module, Multi-Parameter |  | MODULEMULTIPARAMETER-Philips-M3001A |  | 12/17/18 |  | MMP-A | Covered PM Repair - Biomedical | MHHS-Southwest | [8 empty] | MODULEMULTIPARAMETER | Module, Multi-Parameter | Philips
NO | YES |  |  |  | 013-38615 | 013-38615 | Philips Medical Systems Cardiac and Monitoring Syste | M3001A |  | DE6520GHYK | SW-NICU | MHHS-Southwest |  | Module, Multi-Parameter |  | 013-38615 | 013-38615 | Southwest | MHHS-Southwest | SW-NICU | Nicu level 3 | 12/1/18 |  |  |  | PHYSIOLOGIC MONITOR MODULES, MULTIPARAMETER | Module, Multi-Parameter | MODULEMULTIPARAMETER-Philips-M3001A | MODULEMULTIPARAMETER | M3001A |  |  |  | Philips | Module, Multi-Parameter |  | MODULEMULTIPARAMETER-Philips-M3001A |  | 12/17/18 |  | MMP-A | Covered PM Repair - Biomedical | MHHS-Southwest | [8 empty] | MODULEMULTIPARAMETER | Module, Multi-Parameter | Philips
NO | YES | Serial Number DE22754581 |  |  |  |  | Philips Medical Systems Cardiac and Monitoring Syste | M3001A |  | DE22754581 | SW-Preop | MHHS-Southwest |  | Module, Multi-Parameter |  |  |  | Southwest | MHHS-Southwest | SW-Preop |  | 9/6/19 |  |  |  | PHYSIOLOGIC MONITOR MODULES, MULTIPARAMETER | Module, Multi-Parameter | MODULEMULTIPARAMETER-Philips-M3001A | MODULEMULTIPARAMETER | M3001A |  |  |  | Philips | Module, Multi-Parameter |  | MODULEMULTIPARAMETER-Philips-M3001A |  | 11/9/19 | Finished from Script 3/27/2020 12:11:52pm (Central) | MMP-A | Clinical Miscellaneous | MHHS-Southwest | [8 empty] | MODULEMULTIPARAMETER | Module, Multi-Parameter | Philips
NO | YES |  |  |  | 013-36971 | 013-36971 | Philips Medical Systems Cardiac and Monitoring Syste | M3001A |  | DE6520H46A | Floor 7 | MHHS-Southwest |  | Module, Multi-Parameter |  | 013-36971 | 013-36971 | Southwest | Memorial Hermann Southwest | Floor 7 | Floor 7 | 11/1/18 |  |  |  | PHYSIOLOGIC MONITOR MODULES, MULTIPARAMETER | Module, Multi-Parameter | MODULEMULTIPARAMETER-Philips-M3001A | MODULEMULTIPARAMETER | M3001A |  |  |  | Philips | Module, Multi-Parameter |  | MODULEMULTIPARAMETER-Philips-M3001A |  | 7/12/19 |  | MMP-A | Covered PM Repair - Biomedical | MHHS-Southwest | [8 empty] | MODULEMULTIPARAMETER | Module, Multi-Parameter | Philips
NO | YES |  |  |  | 129-04614 | 129-04614 | Philips Medical Systems Cardiac and Monitoring Syste | M3001A |  | DE907V9143 | Sugar Land-Cath Lab | MHHS-Sugarland |  | Module, Multi-Parameter |  | 129-04614 | 129-04614 | Sugar Land | MHHS-Sugarland | Sugar Land-Cath Lab |  | 10/1/19 |  |  |  | PHYSIOLOGIC MONITOR MODULES, MULTIPARAMETER | Module, Multi-Parameter | MODULEMULTIPARAMETER-Philips-M3001A | MODULEMULTIPARAMETER | M3001A |  |  |  | Philips | Module, Multi-Parameter |  | MODULEMULTIPARAMETER-Philips-M3001A |  |  |  | MMP-A | Clinical Miscellaneous | MHHS-Sugarland | [8 empty] | MODULEMULTIPARAMETER | Module, Multi-Parameter | Philips
NO | YES |  |  |  | 129-04621 | 129-04621 | Philips Medical Systems Cardiac and Monitoring Syste | M3001A |  | DE907V9140 | Sugar Land-Endoscopy | MHHS-Sugarland |  | Module, Multi-Parameter |  | 129-04621 | 129-04621 | Sugar Land | MHHS-Sugarland | Sugar Land-Endoscopy | Endoscopy | 7/1/19 |  | 7/1/20 |  | PHYSIOLOGIC MONITOR MODULES, MULTIPARAMETER | Module, Multi-Parameter | MODULEMULTIPARAMETER-Philips-M3001A | MODULEMULTIPARAMETER | M3001A |  |  |  | Philips | Module, Multi-Parameter |  | MODULEMULTIPARAMETER-Philips-M3001A |  |  |  | MMP-A | Not Covered Vendor Only - Biomedical | MHHS-Sugarland | [8 empty] | MODULEMULTIPARAMETER | Module, Multi-Parameter | Philips
NO | YES |  |  |  | 129-06945 | 129-06945 | Philips Medical Systems Cardiac and Monitoring Syste | M3001A |  | DE5630FWE9 | Sugar Land-Endoscopy | MHHS-Sugarland |  | Module, Multi-Parameter |  | 129-06945 | 129-06945 | Sugar Land | MHHS-Sugarland | Sugar Land-Endoscopy |  | 8/1/19 | 8/1/20 |  |  | PHYSIOLOGIC MONITOR MODULES, MULTIPARAMETER | Module, Multi-Parameter | MODULEMULTIPARAMETER-Philips-M3001A | MODULEMULTIPARAMETER | M3001A |  |  |  | Philips | Module, Multi-Parameter |  | MODULEMULTIPARAMETER-Philips-M3001A |  |  |  | MMP-A | Not Covered Vendor Only - Biomedical | MHHS-Sugarland | [8 empty] | MODULEMULTIPARAMETER | Module, Multi-Parameter | Philips
NO | YES |  |  |  | 129-06946 | 129-06946 | Philips Medical Systems Cardiac and Monitoring Syste | M3001A |  | DE5630FWEC | Sugar Land-Endoscopy | MHHS-Sugarland |  | Module, Multi-Parameter |  | 129-06946 | 129-06946 | Sugar Land | MHHS-Sugarland | Sugar Land-Endoscopy |  | 8/1/19 | 8/1/20 |  |  | PHYSIOLOGIC MONITOR MODULES, MULTIPARAMETER | Module, Multi-Parameter | MODULEMULTIPARAMETER-Philips-M3001A | MODULEMULTIPARAMETER | M3001A |  |  |  | Philips | Module, Multi-Parameter |  | MODULEMULTIPARAMETER-Philips-M3001A |  |  |  | MMP-A | Not Covered Vendor Only - Biomedical | MHHS-Sugarland | [8 empty] | MODULEMULTIPARAMETER | Module, Multi-Parameter | Philips
NO | YES |  |  |  | 129-06947 | 129-06947 | Philips Medical Systems Cardiac and Monitoring Syste | M3001A |  | DE5630FWEA | Sugar Land-Endoscopy | MHHS-Sugarland |  | Module, Multi-Parameter |  | 129-06947 | 129-06947 | Sugar Land | MHHS-Sugarland | Sugar Land-Endoscopy | Room 5 | 8/1/19 |  | 8/1/20 |  | PHYSIOLOGIC MONITOR MODULES, MULTIPARAMETER | Module, Multi-Parameter | MODULEMULTIPARAMETER-Philips-M3001A | MODULEMULTIPARAMETER | M3001A |  |  |  | Philips | Module, Multi-Parameter |  | MODULEMULTIPARAMETER-Philips-M3001A |  |  |  | MMP-A | Not Covered Vendor Only - Biomedical | MHHS-Sugarland | [8 empty] | MODULEMULTIPARAMETER | Module, Multi-Parameter | Philips
NO | YES |  |  |  | 129-06948 | 129-06948 | Philips Medical Systems Cardiac and Monitoring Syste | M3001A |  | DE5630FWEB | Sugar Land-Endoscopy | MHHS-Sugarland |  | Module, Multi-Parameter |  | 129-06948 | 129-06948 | Sugar Land | MHHS-Sugarland | Sugar Land-Endoscopy | Room 6 | 8/1/19 |  | 8/1/20 |  | PHYSIOLOGIC MONITOR MODULES, MULTIPARAMETER | Module, Multi-Parameter | MODULEMULTIPARAMETER-Philips-M3001A | MODULEMULTIPARAMETER | M3001A |  |  |  | Philips | Module, Multi-Parameter |  | MODULEMULTIPARAMETER-Philips-M3001A |  |  |  | MMP-A | Not Covered Vendor Only - Biomedical | MHHS-Sugarland | [8 empty] | MODULEMULTIPARAMETER | Module, Multi-Parameter | Philips
NO | YES |  |  |  | 129-06949 | 129-06949 | Philips Medical Systems Cardiac and Monitoring Syste | M3001A |  | DE5630FWEE | Sugar Land-Endoscopy | MHHS-Sugarland |  | Module, Multi-Parameter |  | 129-06949 | 129-06949 | Sugar Land | MHHS-Sugarland | Sugar Land-Endoscopy | Procedure Room 2 | 7/1/19 |  |  |  | PHYSIOLOGIC MONITOR MODULES, MULTIPARAMETER | Module, Multi-Parameter | MODULEMULTIPARAMETER-Philips-M3001A | MODULEMULTIPARAMETER | M3001A |  |  |  | Philips | Module, Multi-Parameter |  | MODULEMULTIPARAMETER-Philips-M3001A |  |  |  | MMP-A | Not Covered Vendor Only - Biomedical | MHHS-Sugarland | [8 empty] | MODULEMULTIPARAMETER | Module, Multi-Parameter | Philips
NO | YES |  |  |  | 129-06950 | 129-06950 | Philips Medical Systems Cardiac and Monitoring Syste | M3001A |  | DE5630FWE8 | Sugar Land-Endoscopy | MHHS-Sugarland |  | Module, Multi-Parameter |  | 129-06950 | 129-06950 | Sugar Land | MHHS-Sugarland | Sugar Land-Endoscopy | Room 4 | 8/1/19 |  | 8/1/20 |  | PHYSIOLOGIC MONITOR MODULES, MULTIPARAMETER | Module, Multi-Parameter | MODULEMULTIPARAMETER-Philips-M3001A | MODULEMULTIPARAMETER | M3001A |  |  |  | Philips | Module, Multi-Parameter |  | MODULEMULTIPARAMETER-Philips-M3001A |  |  |  | MMP-A | Not Covered Vendor Only - Biomedical | MHHS-Sugarland | [8 empty] | MODULEMULTIPARAMETER | Module, Multi-Parameter | Philips
NO | YES |  |  |  | 129-06951 | 129-06951 | Philips Medical Systems Cardiac and Monitoring Syste | M3001A |  | DE5630FWED | Sugar Land-Endoscopy | MHHS-Sugarland |  | Module, Multi-Parameter |  | 129-06951 | 129-06951 | Sugar Land | MHHS-Sugarland | Sugar Land-Endoscopy | Endoscopy | 8/1/19 |  | 8/1/20 |  | PHYSIOLOGIC MONITOR MODULES, MULTIPARAMETER | Module, Multi-Parameter | MODULEMULTIPARAMETER-Philips-M3001A | MODULEMULTIPARAMETER | M3001A |  |  |  | Philips | Module, Multi-Parameter |  | MODULEMULTIPARAMETER-Philips-M3001A |  |  |  | MMP-A | Not Covered Vendor Only - Biomedical | MHHS-Sugarland | [8 empty] | MODULEMULTIPARAMETER | Module, Multi-Parameter | Philips
NO | YES |  |  |  | 129-06952 | 129-06952 | Philips Medical Systems Cardiac and Monitoring Syste | M3001A |  | DE5630FWCN | Sugar Land-Endoscopy | MHHS-Sugarland |  | Module, Multi-Parameter |  | 129-06952 | 129-06952 | Sugar Land | MHHS-Sugarland | Sugar Land-Endoscopy | Endoscopy | 8/1/19 |  | 8/1/20 |  | PHYSIOLOGIC MONITOR MODULES, MULTIPARAMETER | Module, Multi-Parameter | MODULEMULTIPARAMETER-Philips-M3001A | MODULEMULTIPARAMETER | M3001A |  |  |  | Philips | Module, Multi-Parameter |  | MODULEMULTIPARAMETER-Philips-M3001A |  |  |  | MMP-A | Not Covered Vendor Only - Biomedical | MHHS-Sugarland | [8 empty] | MODULEMULTIPARAMETER | Module, Multi-Parameter | Philips
NO | YES |  |  |  | 129-06953 | 129-06953 | Philips Medical Systems Cardiac and Monitoring Syste | M3001A |  | DE5630FWDW | Sugar Land-Endoscopy | MHHS-Sugarland |  | Module, Multi-Parameter |  | 129-06953 | 129-06953 | Sugar Land | MHHS-Sugarland | Sugar Land-Endoscopy | Room 7 | 8/1/19 |  | 8/1/20 |  | PHYSIOLOGIC MONITOR MODULES, MULTIPARAMETER | Module, Multi-Parameter | MODULEMULTIPARAMETER-Philips-M3001A | MODULEMULTIPARAMETER | M3001A |  |  |  | Philips | Module, Multi-Parameter |  | MODULEMULTIPARAMETER-Philips-M3001A |  |  |  | MMP-A | Not Covered Vendor Only - Biomedical | MHHS-Sugarland | [8 empty] | MODULEMULTIPARAMETER | Module, Multi-Parameter | Philips
NO | YES |  |  |  | 129-02460 | 129-02460 | Philips Medical Systems Cardiac and Monitoring Syste | M3001A |  | DE632F0412 | Sugar Land-ER | MHHS-Sugarland |  | Module, Multi-Parameter |  | 129-02460 | 129-02460 | Sugar Land | MHHS-Sugarland | Sugar Land-ER | Room 7 | 9/1/19 |  | 9/1/20 |  | PHYSIOLOGIC MONITOR MODULES, MULTIPARAMETER | Module, Multi-Parameter | MODULEMULTIPARAMETER-Philips-M3001A | MODULEMULTIPARAMETER | M3001A |  |  |  | Philips | Module, Multi-Parameter |  | MODULEMULTIPARAMETER-Philips-M3001A |  |  |  | MMP-A | Covered PM Repair - Biomedical | MHHS-Sugarland | [8 empty] | MODULEMULTIPARAMETER | Module, Multi-Parameter | Philips
NO | YES |  |  |  |  | 129-03464 | Philips Medical Systems Cardiac and Monitoring Syste | M3001A |  | DE907S6715 | Sugar Land-ER | MHHS-Sugarland |  | Module, Multi-Parameter |  |  | 129-03464 | Sugar Land | MHHS-Sugarland | Sugar Land-ER | Room 18 | 10/1/19 | 10/1/20 |  |  | PHYSIOLOGIC MONITOR MODULES, MULTIPARAMETER | Module, Multi-Parameter | MODULEMULTIPARAMETER-Philips-M3001A | MODULEMULTIPARAMETER | M3001A |  |  |  | Philips | Module, Multi-Parameter |  | MODULEMULTIPARAMETER-Philips-M3001A |  | 5/1/20 |  | MMP-A | Not Covered Vendor Only - Biomedical | MHHS-Sugarland | [8 empty] | MODULEMULTIPARAMETER | Module, Multi-Parameter | Philips
NO | YES |  |  |  | 129-05692 | 129-05692 | Philips Medical Systems Cardiac and Monitoring Syste | M3001A |  | DE4200DKD2 | Sugar Land-ER | MHHS-Sugarland |  | Module, Multi-Parameter |  | 129-05692 | 129-05692 | Sugar Land | MHHS-Sugarland | Sugar Land-ER | ER | 7/1/19 |  | 7/1/20 |  | PHYSIOLOGIC MONITOR MODULES, MULTIPARAMETER | Module, Multi-Parameter | MODULEMULTIPARAMETER-Philips-M3001A | MODULEMULTIPARAMETER | M3001A |  |  |  | Philips | Module, Multi-Parameter |  | MODULEMULTIPARAMETER-Philips-M3001A |  | 3/20/18 |  | MMP-A | Covered PM Repair - Biomedical | MHHS-Sugarland | [8 empty] | MODULEMULTIPARAMETER | Module, Multi-Parameter | Philips
NO | YES | Serial Number DE45582185 |  |  | 129-05695 | 129-05695 | Philips Medical Systems Cardiac and Monitoring Syste | M3001A |  | DE45582185 | Sugar Land-ER | MHHS-Sugarland |  | Module, Multi-Parameter |  | 129-05695 | 129-05695 | Sugar Land | MHHS-Sugarland | Sugar Land-ER | Pedi ER 3 | 7/1/19 |  | 7/1/20 |  | PHYSIOLOGIC MONITOR MODULES, MULTIPARAMETER | Module, Multi-Parameter | MODULEMULTIPARAMETER-Philips-M3001A | MODULEMULTIPARAMETER | M3001A |  |  |  | Philips | Module, Multi-Parameter |  | MODULEMULTIPARAMETER-Philips-M3001A |  | 6/25/18 |  | MMP-A | Covered PM Repair - Biomedical | MHHS-Sugarland | [8 empty] | MODULEMULTIPARAMETER | Module, Multi-Parameter | Philips
NO | YES |  |  |  | 129-05714 | 129-05714 | Philips Medical Systems Cardiac and Monitoring Syste | M3001A |  | DE4200DKD6 | Sugar Land-ER | MHHS-Sugarland |  | Module, Multi-Parameter |  | 129-05714 | 129-05714 | Sugar Land | MHHS-Sugarland | Sugar Land-ER | ER | 10/1/19 |  | 10/1/20 |  | PHYSIOLOGIC MONITOR MODULES, MULTIPARAMETER | Module, Multi-Parameter | MODULEMULTIPARAMETER-Philips-M3001A | MODULEMULTIPARAMETER | M3001A |  |  |  | Philips | Module, Multi-Parameter |  | MODULEMULTIPARAMETER-Philips-M3001A |  |  |  | MMP-A | Not Covered Vendor Only - Biomedical | MHHS-Sugarland | [8 empty] | MODULEMULTIPARAMETER | Module, Multi-Parameter | Philips
NO | YES |  |  |  | 129-05720 | 129-05720 | Philips Medical Systems Cardiac and Monitoring Syste | M3001A |  | DE4200DJ2C | Sugar Land-ER | MHHS-Sugarland |  | Module, Multi-Parameter |  | 129-05720 | 129-05720 | Sugar Land | MHHS-Sugarland | Sugar Land-ER | Room 15 | 10/1/19 | 10/1/20 |  |  | PHYSIOLOGIC MONITOR MODULES, MULTIPARAMETER | Module, Multi-Parameter | MODULEMULTIPARAMETER-Philips-M3001A | MODULEMULTIPARAMETER | M3001A |  |  |  | Philips | Module, Multi-Parameter |  | MODULEMULTIPARAMETER-Philips-M3001A |  |  |  | MMP-A | Not Covered Vendor Only - Biomedical | MHHS-Sugarland | [8 empty] | MODULEMULTIPARAMETER | Module, Multi-Parameter | Philips
NO | YES |  |  |  | 129-05724 | 129-05724 | Philips Medical Systems Cardiac and Monitoring Syste | M3001A |  | DE4200DKD4 | Sugar Land-ER | MHHS-Sugarland |  | Module, Multi-Parameter |  | 129-05724 | 129-05724 | Sugar Land | MHHS-Sugarland | Sugar Land-ER | Room 16 | 9/1/19 |  |  |  | PHYSIOLOGIC MONITOR MODULES, MULTIPARAMETER | Module, Multi-Parameter | MODULEMULTIPARAMETER-Philips-M3001A | MODULEMULTIPARAMETER | M3001A |  |  |  | Philips | Module, Multi-Parameter |  | MODULEMULTIPARAMETER-Philips-M3001A |  |  |  | MMP-A | Not Covered Vendor Only - Biomedical | MHHS-Sugarland | [8 empty] | MODULEMULTIPARAMETER | Module, Multi-Parameter | Philips
NO | YES |  |  |  | 129-05727 | 129-05727 | Philips Medical Systems Cardiac and Monitoring Syste | M3001A |  | DE4200DKDA | Sugar Land-ER | MHHS-Sugarland |  | Module, Multi-Parameter |  | 129-05727 | 129-05727 | Sugar Land | MHHS-Sugarland | Sugar Land-ER | ER | 7/1/19 |  | 7/1/20 |  | PHYSIOLOGIC MONITOR MODULES, MULTIPARAMETER | Module, Multi-Parameter | MODULEMULTIPARAMETER-Philips-M3001A | MODULEMULTIPARAMETER | M3001A |  |  |  | Philips | Module, Multi-Parameter |  | MODULEMULTIPARAMETER-Philips-M3001A |  |  |  | MMP-A | Not Covered Vendor Only - Biomedical | MHHS-Sugarland | [8 empty] | MODULEMULTIPARAMETER | Module, Multi-Parameter | Philips
NO | YES |  |  |  | 129-07426 | 129-07426 | Philips Medical Systems Cardiac and Monitoring Syste | M3001A |  | DE5630GNZZ | Sugar Land-ER | MHHS-Sugarland |  | Module, Multi-Parameter |  | 129-07426 | 129-07426 | Sugar Land | MHHS-Sugarland | Sugar Land-ER | Room 13 | 10/1/19 |  | 10/1/20 |  | PHYSIOLOGIC MONITOR MODULES, MULTIPARAMETER | Module, Multi-Parameter | MODULEMULTIPARAMETER-Philips-M3001A | MODULEMULTIPARAMETER | M3001A |  |  |  | Philips | Module, Multi-Parameter |  | MODULEMULTIPARAMETER-Philips-M3001A |  |  |  | MMP-A | Not Covered Vendor Only - Biomedical | MHHS-Sugarland | [8 empty] | MODULEMULTIPARAMETER | Module, Multi-Parameter | Philips
NO | YES |  |  |  | 129-07429 | 129-07429 | Philips Medical Systems Cardiac and Monitoring Syste | M3001A |  | DE5630GPOM | Sugar Land-ER | MHHS-Sugarland |  | Module, Multi-Parameter |  | 129-07429 | 129-07429 | Sugar Land | MHHS-Sugarland | Sugar Land-ER | Room 1 | 7/1/19 | 7/1/20 |  |  | PHYSIOLOGIC MONITOR MODULES, MULTIPARAMETER | Module, Multi-Parameter | MODULEMULTIPARAMETER-Philips-M3001A | MODULEMULTIPARAMETER | M3001A |  |  |  | Philips | Module, Multi-Parameter |  | MODULEMULTIPARAMETER-Philips-M3001A |  |  |  | MMP-A | Not Covered Vendor Only - Biomedical | MHHS-Sugarland | [8 empty] | MODULEMULTIPARAMETER | Module, Multi-Parameter | Philips
NO | YES |  |  |  | 129-07947 | 129-07947 | Philips Medical Systems Cardiac and Monitoring Syste | M3001A |  | DE6520JCTB | Sugar Land-ER | MHHS-Sugarland |  | Module, Multi-Parameter |  | 129-07947 | 129-07947 | Sugar Land | MHHS-Sugarland | Sugar Land-ER |  | 10/1/19 |  |  |  | PHYSIOLOGIC MONITOR MODULES, MULTIPARAMETER | Module, Multi-Parameter | MODULEMULTIPARAMETER-Philips-M3001A | MODULEMULTIPARAMETER | M3001A |  |  |  | Philips | Module, Multi-Parameter |  | MODULEMULTIPARAMETER-Philips-M3001A |  |  |  | MMP-A | Not Covered Vendor Only - Biomedical | MHHS-Sugarland | [8 empty] | MODULEMULTIPARAMETER | Module, Multi-Parameter | Philips
NO | YES |  |  |  | 129-07948 | 129-07948 | Philips Medical Systems Cardiac and Monitoring Syste | M3001A |  | DE6520JCTH | Sugar Land-ER | MHHS-Sugarland |  | Module, Multi-Parameter |  | 129-07948 | 129-07948 | Sugar Land | MHHS-Sugarland | Sugar Land-ER | Room 1 | 10/1/19 | 10/1/20 |  |  | PHYSIOLOGIC MONITOR MODULES, MULTIPARAMETER | Module, Multi-Parameter | MODULEMULTIPARAMETER-Philips-M3001A | MODULEMULTIPARAMETER | M3001A |  |  |  | Philips | Module, Multi-Parameter |  | MODULEMULTIPARAMETER-Philips-M3001A |  |  |  | MMP-A | Not Covered Vendor Only - Biomedical | MHHS-Sugarland | [8 empty] | MODULEMULTIPARAMETER | Module, Multi-Parameter | Philips
NO | YES |  |  |  | 129-07949 | 129-07949 | Philips Medical Systems Cardiac and Monitoring Syste | M3001A |  | DE6520JCTF | Sugar Land-ER | MHHS-Sugarland |  | Module, Multi-Parameter |  | 129-07949 | 129-07949 | Sugar Land | MHHS-Sugarland | Sugar Land-ER | Room 3 | 10/1/19 | 10/1/20 |  |  | PHYSIOLOGIC MONITOR MODULES, MULTIPARAMETER | Module, Multi-Parameter | MODULEMULTIPARAMETER-Philips-M3001A | MODULEMULTIPARAMETER | M3001A |  |  |  | Philips | Module, Multi-Parameter |  | MODULEMULTIPARAMETER-Philips-M3001A |  | 5/1/20 |  | MMP-A | Not Covered Vendor Only - Biomedical | MHHS-Sugarland | [8 empty] | MODULEMULTIPARAMETER | Module, Multi-Parameter | Philips
NO | YES |  |  |  | 129-07950 | 129-07950 | Philips Medical Systems Cardiac and Monitoring Syste | M3001A |  | DE6520JCTE | Sugar Land-ER | MHHS-Sugarland |  | Module, Multi-Parameter |  | 129-07950 | 129-07950 | Sugar Land | MHHS-Sugarland | Sugar Land-ER | Room 2 | 10/1/19 |  |  |  | PHYSIOLOGIC MONITOR MODULES, MULTIPARAMETER | Module, Multi-Parameter | MODULEMULTIPARAMETER-Philips-M3001A | MODULEMULTIPARAMETER | M3001A |  |  |  | Philips | Module, Multi-Parameter |  | MODULEMULTIPARAMETER-Philips-M3001A |  |  |  | MMP-A | Covered PM Repair - Biomedical | MHHS-Sugarland | [8 empty] | MODULEMULTIPARAMETER | Module, Multi-Parameter | Philips
NO | YES |  |  |  | 129-07951 | 129-07951 | Philips Medical Systems Cardiac and Monitoring Syste | M3001A |  | DE6520JCTG | Sugar Land-ER | MHHS-Sugarland |  | Module, Multi-Parameter |  | 129-07951 | 129-07951 | Sugar Land | MHHS-Sugarland | Sugar Land-ER | ER | 10/1/19 |  | 10/1/20 |  | PHYSIOLOGIC MONITOR MODULES, MULTIPARAMETER | Module, Multi-Parameter | MODULEMULTIPARAMETER-Philips-M3001A | MODULEMULTIPARAMETER | M3001A |  |  |  | Philips | Module, Multi-Parameter |  | MODULEMULTIPARAMETER-Philips-M3001A |  | 6/13/09 |  | MMP-A | Covered PM Repair - Biomedical | MHHS-Sugarland | [8 empty] | MODULEMULTIPARAMETER | Module, Multi-Parameter | Philips
NO | YES |  |  |  | 129-07952 | 129-07952 | Philips Medical Systems Cardiac and Monitoring Syste | M3001A |  | DE6520JCTA | Sugar Land-ER | MHHS-Sugarland |  | Module, Multi-Parameter |  | 129-07952 | 129-07952 | Sugar Land | MHHS-Sugarland | Sugar Land-ER | ER | 10/1/19 |  | 10/1/20 |  | PHYSIOLOGIC MONITOR MODULES, MULTIPARAMETER | Module, Multi-Parameter | MODULEMULTIPARAMETER-Philips-M3001A | MODULEMULTIPARAMETER | M3001A |  |  |  | Philips | Module, Multi-Parameter |  | MODULEMULTIPARAMETER-Philips-M3001A |  |  |  | MMP-A | Not Covered Vendor Only - Biomedical | MHHS-Sugarland | [8 empty] | MODULEMULTIPARAMETER | Module, Multi-Parameter | Philips
NO | YES |  |  |  | 129-07953 | 129-07953 | Philips Medical Systems Cardiac and Monitoring Syste | M3001A |  | DE6520JCT7 | Sugar Land-ER | MHHS-Sugarland |  | Module, Multi-Parameter |  | 129-07953 | 129-07953 | Sugar Land | MHHS-Sugarland | Sugar Land-ER | Room 4 | 10/1/19 |  | 10/1/20 |  | PHYSIOLOGIC MONITOR MODULES, MULTIPARAMETER | Module, Multi-Parameter | MODULEMULTIPARAMETER-Philips-M3001A | MODULEMULTIPARAMETER | M3001A |  |  |  | Philips | Module, Multi-Parameter |  | MODULEMULTIPARAMETER-Philips-M3001A |  |  |  | MMP-A | Not Covered Vendor Only - Biomedical | MHHS-Sugarland | [8 empty] | MODULEMULTIPARAMETER | Module, Multi-Parameter | Philips
NO | YES |  |  |  | 129-07954 | 129-07954 | Philips Medical Systems Cardiac and Monitoring Syste | M3001A |  | DE6520JCT6 | Sugar Land-ER | MHHS-Sugarland |  | Module, Multi-Parameter |  | 129-07954 | 129-07954 | Sugar Land | MHHS-Sugarland | Sugar Land-ER | Room 9 | 10/1/19 |  | 10/1/20 |  | PHYSIOLOGIC MONITOR MODULES, MULTIPARAMETER | Module, Multi-Parameter | MODULEMULTIPARAMETER-Philips-M3001A | MODULEMULTIPARAMETER | M3001A |  |  |  | Philips | Module, Multi-Parameter |  | MODULEMULTIPARAMETER-Philips-M3001A |  |  |  | MMP-A | Not Covered Vendor Only - Biomedical | MHHS-Sugarland | [8 empty] | MODULEMULTIPARAMETER | Module, Multi-Parameter | Philips
NO | YES |  |  |  | 129-07955 | 129-07955 | Philips Medical Systems Cardiac and Monitoring Syste | M3001A |  | DE6520JCRP | Sugar Land-ER | MHHS-Sugarland |  | Module, Multi-Parameter |  | 129-07955 | 129-07955 | Sugar Land | MHHS-Sugarland | Sugar Land-ER | ER | 10/1/19 |  | 10/1/20 |  | PHYSIOLOGIC MONITOR MODULES, MULTIPARAMETER | Module, Multi-Parameter | MODULEMULTIPARAMETER-Philips-M3001A | MODULEMULTIPARAMETER | M3001A |  |  |  | Philips | Module, Multi-Parameter |  | MODULEMULTIPARAMETER-Philips-M3001A |  |  |  | MMP-A | Not Covered Vendor Only - Biomedical | MHHS-Sugarland | [8 empty] | MODULEMULTIPARAMETER | Module, Multi-Parameter | Philips
NO | YES |  |  |  | 129-07956 | 129-07956 | Philips Medical Systems Cardiac and Monitoring Syste | M3001A |  | DE6520JCT2 | Sugar Land-ER | MHHS-Sugarland |  | Module, Multi-Parameter |  | 129-07956 | 129-07956 | Sugar Land | MHHS-Sugarland | Sugar Land-ER | Room 6 | 10/1/19 |  |  |  | PHYSIOLOGIC MONITOR MODULES, MULTIPARAMETER | Module, Multi-Parameter | MODULEMULTIPARAMETER-Philips-M3001A | MODULEMULTIPARAMETER | M3001A |  |  |  | Philips | Module, Multi-Parameter |  | MODULEMULTIPARAMETER-Philips-M3001A |  |  |  | MMP-A | Not Covered Vendor Only - Biomedical | MHHS-Sugarland | [8 empty] | MODULEMULTIPARAMETER | Module, Multi-Parameter | Philips
NO | YES |  |  |  | 129-07957 | 129-07957 | Philips Medical Systems Cardiac and Monitoring Syste | M3001A |  | DE6520JCRL | Sugar Land-ER | MHHS-Sugarland |  | Module, Multi-Parameter |  | 129-07957 | 129-07957 | Sugar Land | MHHS-Sugarland | Sugar Land-ER | ER | 10/1/19 |  | 10/1/20 |  | PHYSIOLOGIC MONITOR MODULES, MULTIPARAMETER | Module, Multi-Parameter | MODULEMULTIPARAMETER-Philips-M3001A | MODULEMULTIPARAMETER | M3001A |  |  |  | Philips | Module, Multi-Parameter |  | MODULEMULTIPARAMETER-Philips-M3001A |  |  |  | MMP-A | Not Covered Vendor Only - Biomedical | MHHS-Sugarland | [8 empty] | MODULEMULTIPARAMETER | Module, Multi-Parameter | Philips
NO | YES |  |  |  | 129-07974 | 129-07974 | Philips Medical Systems Cardiac and Monitoring Syste | M3001A |  | DE6520JCTZ | Sugar Land-ER | MHHS-Sugarland |  | Module, Multi-Parameter |  | 129-07974 | 129-07974 | Sugar Land | MHHS-Sugarland | Sugar Land-ER | Room 2 | 10/1/19 |  | 10/1/20 |  | PHYSIOLOGIC MONITOR MODULES, MULTIPARAMETER | Module, Multi-Parameter | MODULEMULTIPARAMETER-Philips-M3001A | MODULEMULTIPARAMETER | M3001A |  |  |  | Philips | Module, Multi-Parameter |  | MODULEMULTIPARAMETER-Philips-M3001A |  |  |  | MMP-A | Covered PM Repair - Biomedical | MHHS-Sugarland | [8 empty] | MODULEMULTIPARAMETER | Module, Multi-Parameter | Philips
NO | YES |  |  |  | 129-07975 | 129-07975 | Philips Medical Systems Cardiac and Monitoring Syste | M3001A |  | DE6520JCRZ | Sugar Land-OR | MHHS-Sugarland |  | Module, Multi-Parameter |  | 129-07975 | 129-07975 | Sugar Land | MHHS-Sugarland | Sugar Land-OR | OR 6 | 10/1/19 |  | 10/1/20 |  | PHYSIOLOGIC MONITOR MODULES, MULTIPARAMETER | Module, Multi-Parameter | MODULEMULTIPARAMETER-Philips-M3001A | MODULEMULTIPARAMETER | M3001A |  |  |  | Philips | Module, Multi-Parameter |  | MODULEMULTIPARAMETER-Philips-M3001A |  |  |  | MMP-A | Covered PM Repair - Biomedical | MHHS-Sugarland | [8 empty] | MODULEMULTIPARAMETER | Module, Multi-Parameter | Philips
NO | YES |  |  |  | 129-07976 | 129-07976 | Philips Medical Systems Cardiac and Monitoring Syste | M3001A |  | DE6520JCNW | Sugar Land-ER | MHHS-Sugarland |  | Module, Multi-Parameter |  | 129-07976 | 129-07976 | Sugar Land | MHHS-Sugarland | Sugar Land-ER | Room 5 | 10/1/19 |  | 10/1/20 |  | PHYSIOLOGIC MONITOR MODULES, MULTIPARAMETER | Module, Multi-Parameter | MODULEMULTIPARAMETER-Philips-M3001A | MODULEMULTIPARAMETER | M3001A |  |  |  | Philips | Module, Multi-Parameter |  | MODULEMULTIPARAMETER-Philips-M3001A |  |  |  | MMP-A | Covered PM Repair - Biomedical | MHHS-Sugarland | [8 empty] | MODULEMULTIPARAMETER | Module, Multi-Parameter | Philips
NO | YES |  |  |  | 129-06251 | 129-06251 | Philips Medical Systems Cardiac and Monitoring Syste | M3001A |  | DE5220EWRE | Sugar Land-Labor & Delivery | MHHS-Sugarland |  | Module, Multi-Parameter |  | 129-06251 | 129-06251 | Sugar Land | MHHS-Sugarland | Sugar Land-Labor & Delivery | L | 6/1/19 |  | 6/1/20 |  | PHYSIOLOGIC MONITOR MODULES, MULTIPARAMETER | Module, Multi-Parameter | MODULEMULTIPARAMETER-Philips-M3001A | MODULEMULTIPARAMETER | M3001A |  |  |  | Philips | Module, Multi-Parameter |  | MODULEMULTIPARAMETER-Philips-M3001A |  |  |  | MMP-A | Covered PM Repair - Biomedical | MHHS-Sugarland | [8 empty] | MODULEMULTIPARAMETER | Module, Multi-Parameter | Philips
NO | YES |  |  |  | 129-06252 | 129-06252 | Philips Medical Systems Cardiac and Monitoring Syste | M3001A |  | DE5220EWRH | Sugar Land-Labor & Delivery | MHHS-Sugarland |  | Module, Multi-Parameter |  | 129-06252 | 129-06252 | Sugar Land | MHHS-Sugarland | Sugar Land-Labor & Delivery | OR 1 | 6/1/19 |  |  |  | PHYSIOLOGIC MONITOR MODULES, MULTIPARAMETER | Module, Multi-Parameter | MODULEMULTIPARAMETER-Philips-M3001A | MODULEMULTIPARAMETER | M3001A |  |  |  | Philips | Module, Multi-Parameter |  | MODULEMULTIPARAMETER-Philips-M3001A |  |  |  | MMP-A | Covered PM Repair - Biomedical | MHHS-Sugarland | [8 empty] | MODULEMULTIPARAMETER | Module, Multi-Parameter | Philips
NO | YES |  |  |  | 129-04177 | 129-04177 | Philips Medical Systems Cardiac and Monitoring Syste | M3001A |  | DE717o0630 | Sugar Land-Labor & Delivery | MHHS-Sugarland |  | Module, Multi-Parameter |  | 129-04177 | 129-04177 | Sugar Land | MHHS-Sugarland | Sugar Land-Labor & Delivery | NICU - Rollover Nursery - W3 125.2 | 7/1/19 |  |  |  | PHYSIOLOGIC MONITOR MODULES, MULTIPARAMETER | Module, Multi-Parameter | MODULEMULTIPARAMETER-Philips-M3001A | MODULEMULTIPARAMETER | M3001A |  |  |  | Philips | Module, Multi-Parameter |  | MODULEMULTIPARAMETER-Philips-M3001A |  | 5/1/12 |  | MMP-A | Covered PM Repair - Biomedical | MHHS-Sugarland | [8 empty] | MODULEMULTIPARAMETER | Module, Multi-Parameter | Philips
NO | YES |  |  |  | 129-04604 | 129-04604 | Philips Medical Systems Cardiac and Monitoring Syste | M3001A |  | DE907V3014 | Sugar Land-Nursery | MHHS-Sugarland |  | Module, Multi-Parameter |  | 129-04604 | 129-04604 | Sugar Land | MHHS-Sugarland | Sugar Land-Nursery | Nursery | 7/1/19 |  | 7/1/20 |  | PHYSIOLOGIC MONITOR MODULES, MULTIPARAMETER | Module, Multi-Parameter | MODULEMULTIPARAMETER-Philips-M3001A | MODULEMULTIPARAMETER | M3001A |  |  |  | Philips | Module, Multi-Parameter |  | MODULEMULTIPARAMETER-Philips-M3001A |  |  |  | MMP-A | Covered PM Repair - Biomedical | MHHS-Sugarland | [8 empty] | MODULEMULTIPARAMETER | Module, Multi-Parameter | Philips
NO | YES |  |  |  | 129-04605 | 129-04605 | Philips Medical Systems Cardiac and Monitoring Syste | M3001A |  | DE907V3020 | Sugar Land-Nursery | MHHS-Sugarland |  | Module, Multi-Parameter |  | 129-04605 | 129-04605 | Sugar Land | MHHS-Sugarland | Sugar Land-Nursery | NICU - Rollover Nursery - W3 125.2 | 7/1/19 |  |  |  | PHYSIOLOGIC MONITOR MODULES, MULTIPARAMETER | Module, Multi-Parameter | MODULEMULTIPARAMETER-Philips-M3001A | MODULEMULTIPARAMETER | M3001A |  |  |  | Philips | Module, Multi-Parameter |  | MODULEMULTIPARAMETER-Philips-M3001A |  | 7/31/12 |  | MMP-A | Covered PM Repair - Biomedical | MHHS-Sugarland | [8 empty] | MODULEMULTIPARAMETER | Module, Multi-Parameter | Philips
NO | YES |  |  |  | 129-04606 | 129-04606 | Philips Medical Systems Cardiac and Monitoring Syste | M3001A |  | DE907V3017 | Sugar Land-Nursery | MHHS-Sugarland |  | Module, Multi-Parameter |  | 129-04606 | 129-04606 | Sugar Land | MHHS-Sugarland | Sugar Land-Nursery | NICU - Rollover Nursery - W3 125.2 | 7/1/19 |  |  |  | PHYSIOLOGIC MONITOR MODULES, MULTIPARAMETER | Module, Multi-Parameter | MODULEMULTIPARAMETER-Philips-M3001A | MODULEMULTIPARAMETER | M3001A |  |  |  | Philips | Module, Multi-Parameter |  | MODULEMULTIPARAMETER-Philips-M3001A |  | 4/6/13 |  | MMP-A | Covered PM Repair - Biomedical | MHHS-Sugarland | [8 empty] | MODULEMULTIPARAMETER | Module, Multi-Parameter | Philips
NO | YES |  |  |  | 129-04607 | 129-04607 | Philips Medical Systems Cardiac and Monitoring Syste | M3001A |  | DE907V2826 | Sugar Land-Nursery | MHHS-Sugarland |  | Module, Multi-Parameter |  | 129-04607 | 129-04607 | Sugar Land | MHHS-Sugarland | Sugar Land-Nursery | Nursery | 7/1/19 |  | 7/1/20 |  | PHYSIOLOGIC MONITOR MODULES, MULTIPARAMETER | Module, Multi-Parameter | MODULEMULTIPARAMETER-Philips-M3001A | MODULEMULTIPARAMETER | M3001A |  |  |  | Philips | Module, Multi-Parameter |  | MODULEMULTIPARAMETER-Philips-M3001A |  | 4/6/13 |  | MMP-A | Covered PM Repair - Biomedical | MHHS-Sugarland | [8 empty] | MODULEMULTIPARAMETER | Module, Multi-Parameter | Philips
NO | YES |  |  |  | 129-04608 | 129-04608 | Philips Medical Systems Cardiac and Monitoring Syste | M3001A |  | DE907V2821 | Sugar Land-Nursery | MHHS-Sugarland |  | Module, Multi-Parameter |  | 129-04608 | 129-04608 | Sugar Land | MHHS-Sugarland | Sugar Land-Nursery | NICU | 9/1/19 |  |  |  | PHYSIOLOGIC MONITOR MODULES, MULTIPARAMETER | Module, Multi-Parameter | MODULEMULTIPARAMETER-Philips-M3001A | MODULEMULTIPARAMETER | M3001A |  |  |  | Philips | Module, Multi-Parameter |  | MODULEMULTIPARAMETER-Philips-M3001A |  | 4/6/13 |  | MMP-A | Covered PM Repair - Biomedical | MHHS-Sugarland | [8 empty] | MODULEMULTIPARAMETER | Module, Multi-Parameter | Philips
NO | YES |  |  |  | 129-04609 | 129-04609 | Philips Medical Systems Cardiac and Monitoring Syste | M3001A |  | DE907V3013 | Sugar Land-Nursery | MHHS-Sugarland |  | Module, Multi-Parameter |  | 129-04609 | 129-04609 | Sugar Land | MHHS-Sugarland | Sugar Land-Nursery | NICU | 7/1/19 |  | 7/1/20 |  | PHYSIOLOGIC MONITOR MODULES, MULTIPARAMETER | Module, Multi-Parameter | MODULEMULTIPARAMETER-Philips-M3001A | MODULEMULTIPARAMETER | M3001A |  |  |  | Philips | Module, Multi-Parameter |  | MODULEMULTIPARAMETER-Philips-M3001A |  | 4/6/13 |  | MMP-A | Covered PM Repair - Biomedical | MHHS-Sugarland | [8 empty] | MODULEMULTIPARAMETER | Module, Multi-Parameter | Philips
NO | YES |  |  |  | 129-04610 | 129-04610 | Philips Medical Systems Cardiac and Monitoring Syste | M3001A |  | DE907V3233 | Sugar Land-Nursery | MHHS-Sugarland |  | Module, Multi-Parameter |  | 129-04610 | 129-04610 | Sugar Land | MHHS-Sugarland | Sugar Land-Nursery | Nursery | 7/1/19 |  | 7/1/20 |  | PHYSIOLOGIC MONITOR MODULES, MULTIPARAMETER | Module, Multi-Parameter | MODULEMULTIPARAMETER-Philips-M3001A | MODULEMULTIPARAMETER | M3001A |  |  |  | Philips | Module, Multi-Parameter |  | MODULEMULTIPARAMETER-Philips-M3001A |  | 9/1/17 |  | MMP-A | Covered PM Repair - Biomedical | MHHS-Sugarland | [8 empty] | MODULEMULTIPARAMETER | Module, Multi-Parameter | Philips
NO | YES |  |  |  | 129-04618 | 129-04618 | Philips Medical Systems Cardiac and Monitoring Syste | M3001A |  | DE907V9123 | Sugar Land-Nursery | MHHS-Sugarland |  | Module, Multi-Parameter |  | 129-04618 | 129-04618 | Sugar Land | MHHS-Sugarland | Sugar Land-Nursery | NICU | 9/1/19 |  | 9/1/20 |  | PHYSIOLOGIC MONITOR MODULES, MULTIPARAMETER | Module, Multi-Parameter | MODULEMULTIPARAMETER-Philips-M3001A | MODULEMULTIPARAMETER | M3001A |  |  |  | Philips | Module, Multi-Parameter |  | MODULEMULTIPARAMETER-Philips-M3001A |  |  |  | MMP-A | Covered PM Repair - Biomedical | MHHS-Sugarland | [8 empty] | MODULEMULTIPARAMETER | Module, Multi-Parameter | Philips
NO | YES |  |  |  | 129-04619 | 129-04619 | Philips Medical Systems Cardiac and Monitoring Syste | M3001A |  | DE907V3137 | Sugar Land-Nursery | MHHS-Sugarland |  | Module, Multi-Parameter |  | 129-04619 | 129-04619 | Sugar Land | MHHS-Sugarland | Sugar Land-Nursery | Nursery | 7/1/19 |  | 7/1/20 |  | PHYSIOLOGIC MONITOR MODULES, MULTIPARAMETER | Module, Multi-Parameter | MODULEMULTIPARAMETER-Philips-M3001A | MODULEMULTIPARAMETER | M3001A |  |  |  | Philips | Module, Multi-Parameter |  | MODULEMULTIPARAMETER-Philips-M3001A |  |  |  | MMP-A | Covered PM Repair - Biomedical | MHHS-Sugarland | [8 empty] | MODULEMULTIPARAMETER | Module, Multi-Parameter | Philips
NO | YES |  |  |  | 129-01998 | 129-01998 | Philips Medical Systems Cardiac and Monitoring Syste | M3001A |  | DE51282230 | Sugar Land-Nursery | MHHS-Sugarland |  | Module, Multi-Parameter |  | 129-01998 | 129-01998 | Sugar Land | MHHS-Sugarland | Sugar Land-Nursery |  | 10/1/19 |  |  |  | PHYSIOLOGIC MONITOR MODULES, MULTIPARAMETER | Module, Multi-Parameter | MODULEMULTIPARAMETER-Philips-M3001A | MODULEMULTIPARAMETER | M3001A |  |  |  | Philips | Module, Multi-Parameter |  | MODULEMULTIPARAMETER-Philips-M3001A |  | 2/2/20 |  | MMP-A | Not Covered Vendor Only - Biomedical | MHHS-Sugarland | [8 empty] | MODULEMULTIPARAMETER | Module, Multi-Parameter | Philips
NO | YES |  |  |  | 129-04324 | 129-04324 | Philips Medical Systems Cardiac and Monitoring Syste | M3001A |  | DE907W6705 | Sugar Land-OR | MHHS-Sugarland |  | Module, Multi-Parameter |  | 129-04324 | 129-04324 | Sugar Land | MHHS-Sugarland | Sugar Land-OR | OR | 7/1/19 |  | 7/1/20 |  | PHYSIOLOGIC MONITOR MODULES, MULTIPARAMETER | Module, Multi-Parameter | MODULEMULTIPARAMETER-Philips-M3001A | MODULEMULTIPARAMETER | M3001A |  |  |  | Philips | Module, Multi-Parameter |  | MODULEMULTIPARAMETER-Philips-M3001A |  | 3/13/20 |  | MMP-A | Not Covered Vendor Only - Biomedical | MHHS-Sugarland | [8 empty] | MODULEMULTIPARAMETER | Module, Multi-Parameter | Philips
NO | YES |  |  |  | 129-04326 | 129-04326 | Philips Medical Systems Cardiac and Monitoring Syste | M3001A |  | DE907W6704 | Sugar Land-OR | MHHS-Sugarland |  | Module, Multi-Parameter |  | 129-04326 | 129-04326 | Sugar Land | MHHS-Sugarland | Sugar Land-OR | OR 1 | 8/1/19 |  | 8/1/20 |  | PHYSIOLOGIC MONITOR MODULES, MULTIPARAMETER | Module, Multi-Parameter | MODULEMULTIPARAMETER-Philips-M3001A | MODULEMULTIPARAMETER | M3001A |  |  |  | Philips | Module, Multi-Parameter |  | MODULEMULTIPARAMETER-Philips-M3001A |  | 3/13/20 |  | MMP-A | Not Covered Vendor Only - Biomedical | MHHS-Sugarland | [8 empty] | MODULEMULTIPARAMETER | Module, Multi-Parameter | Philips
NO | YES |  |  |  | 129-04613 | 129-04613 | Philips Medical Systems Cardiac and Monitoring Syste | M3001A |  | DE907V9158 | Sugar Land-OR | MHHS-Sugarland |  | Module, Multi-Parameter |  | 129-04613 | 129-04613 | Sugar Land | MHHS-Sugarland | Sugar Land-OR |  | 8/1/19 | 8/1/20 |  |  | PHYSIOLOGIC MONITOR MODULES, MULTIPARAMETER | Module, Multi-Parameter | MODULEMULTIPARAMETER-Philips-M3001A | MODULEMULTIPARAMETER | M3001A |  |  |  | Philips | Module, Multi-Parameter |  | MODULEMULTIPARAMETER-Philips-M3001A |  | 3/13/20 |  | MMP-A | Not Covered Vendor Only - Biomedical | MHHS-Sugarland | [8 empty] | MODULEMULTIPARAMETER | Module, Multi-Parameter | Philips
NO | YES |  |  |  | 129-04615 | 129-04615 | Philips Medical Systems Cardiac and Monitoring Syste | M3001A |  | DE907V9139 | Sugar Land-OR | MHHS-Sugarland |  | Module, Multi-Parameter |  | 129-04615 | 129-04615 | Sugar Land | MHHS-Sugarland | Sugar Land-OR |  | 7/1/19 | 7/1/20 |  |  | PHYSIOLOGIC MONITOR MODULES, MULTIPARAMETER | Module, Multi-Parameter | MODULEMULTIPARAMETER-Philips-M3001A | MODULEMULTIPARAMETER | M3001A |  |  |  | Philips | Module, Multi-Parameter |  | MODULEMULTIPARAMETER-Philips-M3001A |  | 3/13/20 |  | MMP-A | Not Covered Vendor Only - Biomedical | MHHS-Sugarland | [8 empty] | MODULEMULTIPARAMETER | Module, Multi-Parameter | Philips
NO | YES |  |  |  | 129-04620 | 129-04620 | Philips Medical Systems Cardiac and Monitoring Syste | M3001A |  | DE907V9127 | Sugar Land-OR | MHHS-Sugarland |  | Module, Multi-Parameter |  | 129-04620 | 129-04620 | Sugar Land | MHHS-Sugarland | Sugar Land-OR | OR 4 | 7/1/19 |  |  |  | PHYSIOLOGIC MONITOR MODULES, MULTIPARAMETER | Module, Multi-Parameter | MODULEMULTIPARAMETER-Philips-M3001A | MODULEMULTIPARAMETER | M3001A |  |  |  | Philips | Module, Multi-Parameter |  | MODULEMULTIPARAMETER-Philips-M3001A |  |  |  | MMP-A | Covered PM Repair - Biomedical | MHHS-Sugarland | [8 empty] | MODULEMULTIPARAMETER | Module, Multi-Parameter | Philips
NO | YES |  |  |  | 129-05643 | 129-05643 | Philips Medical Systems Cardiac and Monitoring Syste | M3001A |  | DE3450DD80 | Sugar Land-OR | MHHS-Sugarland |  | Module, Multi-Parameter |  | 129-05643 | 129-05643 | Sugar Land | MHHS-Sugarland | Sugar Land-OR |  | 8/1/19 | 8/1/20 |  |  | PHYSIOLOGIC MONITOR MODULES, MULTIPARAMETER | Module, Multi-Parameter | MODULEMULTIPARAMETER-Philips-M3001A | MODULEMULTIPARAMETER | M3001A |  |  |  | Philips | Module, Multi-Parameter |  | MODULEMULTIPARAMETER-Philips-M3001A |  |  |  | MMP-A | Covered PM Repair - Biomedical | MHHS-Sugarland | [8 empty] | MODULEMULTIPARAMETER | Module, Multi-Parameter | Philips
NO | YES |  |  |  | 129-05648 | 129-05648 | Philips Medical Systems Cardiac and Monitoring Syste | M3001A |  | DE3450DD83 | Sugar Land-OR | MHHS-Sugarland |  | Module, Multi-Parameter |  | 129-05648 | 129-05648 | Sugar Land | MHHS-Sugarland | Sugar Land-OR | OR 8 | 8/1/19 |  | 8/1/20 |  | PHYSIOLOGIC MONITOR MODULES, MULTIPARAMETER | Module, Multi-Parameter | MODULEMULTIPARAMETER-Philips-M3001A | MODULEMULTIPARAMETER | M3001A |  |  |  | Philips | Module, Multi-Parameter |  | MODULEMULTIPARAMETER-Philips-M3001A |  |  |  | MMP-A | Covered PM Repair - Biomedical | MHHS-Sugarland | [8 empty] | MODULEMULTIPARAMETER | Module, Multi-Parameter | Philips
NO | YES |  |  |  | 129-06295 | 129-06295 | Philips Medical Systems Cardiac and Monitoring Syste | M3001A |  | DE5220F0Y4 | Sugar Land-OR | MHHS-Sugarland |  | Module, Multi-Parameter |  | 129-06295 | 129-06295 | Sugar Land | MHHS-Sugarland | Sugar Land-OR | OR 2 | 7/1/19 |  | 7/1/20 |  | PHYSIOLOGIC MONITOR MODULES, MULTIPARAMETER | Module, Multi-Parameter | MODULEMULTIPARAMETER-Philips-M3001A | MODULEMULTIPARAMETER | M3001A |  |  |  | Philips | Module, Multi-Parameter |  | MODULEMULTIPARAMETER-Philips-M3001A |  |  |  | MMP-A | Covered PM Repair - Biomedical | MHHS-Sugarland | [8 empty] | MODULEMULTIPARAMETER | Module, Multi-Parameter | Philips
NO | YES |  |  |  | 129-04097 | 129-04097 | Philips Medical Systems Cardiac and Monitoring Syste | M3001A |  | DE907U9428 | Sugar Land-PACU | MHHS-Sugarland |  | Module, Multi-Parameter |  | 129-04097 | 129-04097 | Sugar Land | MHHS-Sugarland | Sugar Land-PACU | Room 3 | 6/1/19 |  | 6/1/20 |  | PHYSIOLOGIC MONITOR MODULES, MULTIPARAMETER | Module, Multi-Parameter | MODULEMULTIPARAMETER-Philips-M3001A | MODULEMULTIPARAMETER | M3001A |  |  |  | Philips | Module, Multi-Parameter |  | MODULEMULTIPARAMETER-Philips-M3001A |  |  |  | MMP-A | Covered PM Repair - Biomedical | MHHS-Sugarland | [8 empty] | MODULEMULTIPARAMETER | Module, Multi-Parameter | Philips
NO | YES |  |  |  | 129-04315 | 129-04315 | Philips Medical Systems Cardiac and Monitoring Syste | M3001A |  | DE907W6207 | Sugar Land-PACU | MHHS-Sugarland |  | Module, Multi-Parameter |  | 129-04315 | 129-04315 | Sugar Land | MHHS-Sugarland | Sugar Land-PACU |  | 11/1/19 | 11/1/20 |  |  | PHYSIOLOGIC MONITOR MODULES, MULTIPARAMETER | Module, Multi-Parameter | MODULEMULTIPARAMETER-Philips-M3001A | MODULEMULTIPARAMETER | M3001A |  |  |  | Philips | Module, Multi-Parameter |  | MODULEMULTIPARAMETER-Philips-M3001A |  | 1/1/17 |  | MMP-A | Covered PM Repair - Biomedical | MHHS-Sugarland | [8 empty] | MODULEMULTIPARAMETER | Module, Multi-Parameter | Philips
NO | YES |  |  |  | 129-04317 | 129-04317 | Philips Medical Systems Cardiac and Monitoring Syste | M3001A |  | DE907W6478 | Sugar Land-PACU | MHHS-Sugarland |  | Module, Multi-Parameter |  | 129-04317 | 129-04317 | Sugar Land | MHHS-Sugarland | Sugar Land-PACU |  | 6/1/19 | 6/1/20 |  |  | PHYSIOLOGIC MONITOR MODULES, MULTIPARAMETER | Module, Multi-Parameter | MODULEMULTIPARAMETER-Philips-M3001A | MODULEMULTIPARAMETER | M3001A |  |  |  | Philips | Module, Multi-Parameter |  | MODULEMULTIPARAMETER-Philips-M3001A |  | 8/8/18 |  | MMP-A | Clinical Miscellaneous | MHHS-Sugarland | [8 empty] | MODULEMULTIPARAMETER | Module, Multi-Parameter | Philips
NO | YES |  |  |  | 129-04319 | 129-04319 | Philips Medical Systems Cardiac and Monitoring Syste | M3001A |  | DE907W6474 | Sugar Land-PACU | MHHS-Sugarland |  | Module, Multi-Parameter |  | 129-04319 | 129-04319 | Sugar Land | MHHS-Sugarland | Sugar Land-PACU | Nursery | 7/1/19 |  | 7/1/20 |  | PHYSIOLOGIC MONITOR MODULES, MULTIPARAMETER | Module, Multi-Parameter | MODULEMULTIPARAMETER-Philips-M3001A | MODULEMULTIPARAMETER | M3001A |  |  |  | Philips | Module, Multi-Parameter |  | MODULEMULTIPARAMETER-Philips-M3001A |  | 8/8/18 |  | MMP-A | Clinical Miscellaneous | MHHS-Sugarland | [8 empty] | MODULEMULTIPARAMETER | Module, Multi-Parameter | Philips
NO | YES |  |  |  | 129-07551 | 129-07551 | Philips Medical Systems Cardiac and Monitoring Syste | M3001A |  | DE4520J5AD | Sugar Land-OR | MHHS-Sugarland |  | Module, Multi-Parameter |  | 129-07551 | 129-07551 | Sugar Land | MHHS-Sugarland | Sugar Land-OR | PACU Bay 2 | 6/1/19 |  |  |  | PHYSIOLOGIC MONITOR MODULES, MULTIPARAMETER | Module, Multi-Parameter | MODULEMULTIPARAMETER-Philips-M3001A | MODULEMULTIPARAMETER | M3001A |  |  |  | Philips | Module, Multi-Parameter |  | MODULEMULTIPARAMETER-Philips-M3001A |  | 8/8/18 |  | MMP-A | Clinical Miscellaneous | MHHS-Sugarland | [8 empty] | MODULEMULTIPARAMETER | Module, Multi-Parameter | Philips
NO | YES |  |  |  | 129-07555 | 129-07555 | Philips Medical Systems Cardiac and Monitoring Syste | M3001A |  | DE6520J5AU | Sugar Land-PACU | MHHS-Sugarland |  | Module, Multi-Parameter |  | 129-07555 | 129-07555 | Sugar Land | MHHS-Sugarland | Sugar Land-PACU | Room 12 | 6/1/19 |  | 6/1/20 |  | PHYSIOLOGIC MONITOR MODULES, MULTIPARAMETER | Module, Multi-Parameter | MODULEMULTIPARAMETER-Philips-M3001A | MODULEMULTIPARAMETER | M3001A |  |  |  | Philips | Module, Multi-Parameter |  | MODULEMULTIPARAMETER-Philips-M3001A |  | 11/22/20 |  | MMP-A | Clinical Miscellaneous | MHHS-Sugarland | [8 empty] | MODULEMULTIPARAMETER | Module, Multi-Parameter | Philips
NO | YES |  |  |  | 129-07556 | 129-07556 | Philips Medical Systems Cardiac and Monitoring Syste | M3001A |  | DE6520J5AN | Sugar Land-PACU | MHHS-Sugarland |  | Module, Multi-Parameter |  | 129-07556 | 129-07556 | Sugar Land | MHHS-Sugarland | Sugar Land-PACU | PACU | 5/1/19 |  | 6/1/20 |  | PHYSIOLOGIC MONITOR MODULES, MULTIPARAMETER | Module, Multi-Parameter | MODULEMULTIPARAMETER-Philips-M3001A | MODULEMULTIPARAMETER | M3001A |  |  |  | Philips | Module, Multi-Parameter |  | MODULEMULTIPARAMETER-Philips-M3001A |  | 12/21/16 |  | MMP-A | Not Covered Vendor Only - Biomedical | MHHS-Sugarland | [8 empty] | MODULEMULTIPARAMETER | Module, Multi-Parameter | Philips
NO | YES |  |  |  | 129-07560 | 129-07560 | Philips Medical Systems Cardiac and Monitoring Syste | M3001A |  | DE6520J5AA | Sugar Land-PACU | MHHS-Sugarland |  | Module, Multi-Parameter |  | 129-07560 | 129-07560 | Sugar Land | MHHS-Sugarland | Sugar Land-PACU | Room 1 | 6/1/19 |  | 6/1/20 |  | PHYSIOLOGIC MONITOR MODULES, MULTIPARAMETER | Module, Multi-Parameter | MODULEMULTIPARAMETER-Philips-M3001A | MODULEMULTIPARAMETER | M3001A |  |  |  | Philips | Module, Multi-Parameter |  | MODULEMULTIPARAMETER-Philips-M3001A |  | 4/4/22 |  | MMP-A | Clinical Miscellaneous | MHHS-Sugarland | [8 empty] | MODULEMULTIPARAMETER | Module, Multi-Parameter | Philips
NO | YES |  |  |  | 129-07562 | 129-07562 | Philips Medical Systems Cardiac and Monitoring Syste | M3001A |  | DE6520J5AR | Sugar Land-PACU | MHHS-Sugarland |  | Module, Multi-Parameter |  | 129-07562 | 129-07562 | Sugar Land | MHHS-Sugarland | Sugar Land-PACU |  | 6/1/19 | 6/1/20 |  |  | PHYSIOLOGIC MONITOR MODULES, MULTIPARAMETER | Module, Multi-Parameter | MODULEMULTIPARAMETER-Philips-M3001A | MODULEMULTIPARAMETER | M3001A |  |  |  | Philips | Module, Multi-Parameter |  | MODULEMULTIPARAMETER-Philips-M3001A |  |  |  | MMP-A | Covered PM Repair - Biomedical | MHHS-Sugarland | [8 empty] | MODULEMULTIPARAMETER | Module, Multi-Parameter | Philips
NO | YES |  |  |  | 129-07977 | 129-07977 | Philips Medical Systems Cardiac and Monitoring Syste | M3001A |  | DE6520JCT3 | Sugar Land-PACU | MHHS-Sugarland |  | Module, Multi-Parameter |  | 129-07977 | 129-07977 | Sugar Land | MHHS-Sugarland | Sugar Land-PACU | PACU | 10/1/19 |  | 10/1/20 |  | PHYSIOLOGIC MONITOR MODULES, MULTIPARAMETER | Module, Multi-Parameter | MODULEMULTIPARAMETER-Philips-M3001A | MODULEMULTIPARAMETER | M3001A |  |  |  | Philips | Module, Multi-Parameter |  | MODULEMULTIPARAMETER-Philips-M3001A |  |  |  | MMP-A | Covered PM Repair - Biomedical | MHHS-Sugarland | [8 empty] | MODULEMULTIPARAMETER | Module, Multi-Parameter | Philips
NO | YES |  |  |  | 129-07978 | 129-07978 | Philips Medical Systems Cardiac and Monitoring Syste | M3001A |  | DE6520JCU0 | Sugar Land-PACU | MHHS-Sugarland |  | Module, Multi-Parameter |  | 129-07978 | 129-07978 | Sugar Land | MHHS-Sugarland | Sugar Land-PACU |  | 10/1/19 | 10/1/20 |  |  | PHYSIOLOGIC MONITOR MODULES, MULTIPARAMETER | Module, Multi-Parameter | MODULEMULTIPARAMETER-Philips-M3001A | MODULEMULTIPARAMETER | M3001A |  |  |  | Philips | Module, Multi-Parameter |  | MODULEMULTIPARAMETER-Philips-M3001A |  |  |  | MMP-A | Covered PM Repair - Biomedical | MHHS-Sugarland | [8 empty] | MODULEMULTIPARAMETER | Module, Multi-Parameter | Philips
NO | YES |  |  |  | 129-31040 | 129-31040 | Philips Medical Systems Cardiac and Monitoring Syste | M3001A |  | DE6520JCT0 | Sugar Land-PACU | MHHS-Sugarland |  | Module, Multi-Parameter |  | 129-31040 | 129-31040 | Sugar Land | MHHS-Sugarland | Sugar Land-PACU |  | 10/1/19 | 10/1/20 |  |  | PHYSIOLOGIC MONITOR MODULES, MULTIPARAMETER | Module, Multi-Parameter | MODULEMULTIPARAMETER-Philips-M3001A | MODULEMULTIPARAMETER | M3001A |  |  |  | Philips | Module, Multi-Parameter |  | MODULEMULTIPARAMETER-Philips-M3001A |  |  |  | MMP-A | Covered PM Repair - Biomedical | MHHS-Sugarland | [8 empty] | MODULEMULTIPARAMETER | Module, Multi-Parameter | Philips
NO | YES |  |  |  | 129-07514 | 129-07514 | Philips Medical Systems Cardiac and Monitoring Syste | M3001A |  | DE5630GGUC | Sugar Land-Pedi IMU | MHHS-Sugarland |  | Module, Multi-Parameter |  | 129-07514 | 129-07514 | Sugar Land | MHHS-Sugarland | Sugar Land-Pedi IMU |  | 5/1/19 | 5/1/20 |  |  | PHYSIOLOGIC MONITOR MODULES, MULTIPARAMETER | Module, Multi-Parameter | MODULEMULTIPARAMETER-Philips-M3001A | MODULEMULTIPARAMETER | M3001A |  |  |  | Philips | Module, Multi-Parameter |  | MODULEMULTIPARAMETER-Philips-M3001A |  |  |  | MMP-A | Covered PM Repair - Biomedical | MHHS-Sugarland | [8 empty] | MODULEMULTIPARAMETER | Module, Multi-Parameter | Philips
NO | YES |  |  |  | 129-07516 | 129-07516 | Philips Medical Systems Cardiac and Monitoring Syste | M3001A |  | DE5630GGU3 | Sugar Land-Pedi IMU | MHHS-Sugarland |  | Module, Multi-Parameter |  | 129-07516 | 129-07516 | Sugar Land | MHHS-Sugarland | Sugar Land-Pedi IMU | Room 524 | 5/1/19 |  | 5/1/20 |  | PHYSIOLOGIC MONITOR MODULES, MULTIPARAMETER | Module, Multi-Parameter | MODULEMULTIPARAMETER-Philips-M3001A | MODULEMULTIPARAMETER | M3001A |  |  |  | Philips | Module, Multi-Parameter |  | MODULEMULTIPARAMETER-Philips-M3001A |  | 12/10/15 |  | MMP-A | Covered PM Repair - Biomedical | MHHS-Sugarland | [8 empty] | MODULEMULTIPARAMETER | Module, Multi-Parameter | Philips
NO | YES |  |  |  | 129-07518 | 129-07518 | Philips Medical Systems Cardiac and Monitoring Syste | M3001A |  | DE5630GGZ9 | Sugar Land-Pedi IMU | MHHS-Sugarland |  | Module, Multi-Parameter |  | 129-07518 | 129-07518 | Sugar Land | MHHS-Sugarland | Sugar Land-Pedi IMU | PEDI IMU | 6/1/19 |  | 6/1/20 |  | PHYSIOLOGIC MONITOR MODULES, MULTIPARAMETER | Module, Multi-Parameter | MODULEMULTIPARAMETER-Philips-M3001A | MODULEMULTIPARAMETER | M3001A |  |  |  | Philips | Module, Multi-Parameter |  | MODULEMULTIPARAMETER-Philips-M3001A |  | 10/1/18 |  | MMP-A | Covered PM Repair - Biomedical | MHHS-Sugarland | [8 empty] | MODULEMULTIPARAMETER | Module, Multi-Parameter | Philips
NO | YES |  |  |  | 129-07521 | 129-07521 | Philips Medical Systems Cardiac and Monitoring Syste | M3001A |  | DE5630GGZE | Sugar Land-Pedi IMU | MHHS-Sugarland |  | Module, Multi-Parameter |  | 129-07521 | 129-07521 | Sugar Land | MHHS-Sugarland | Sugar Land-Pedi IMU | Pedi IMU 528 | 5/1/19 |  | 5/1/20 |  | PHYSIOLOGIC MONITOR MODULES, MULTIPARAMETER | Module, Multi-Parameter | MODULEMULTIPARAMETER-Philips-M3001A | MODULEMULTIPARAMETER | M3001A |  |  |  | Philips | Module, Multi-Parameter |  | MODULEMULTIPARAMETER-Philips-M3001A |  | 9/12/19 |  | MMP-A | Covered PM Repair - Biomedical | MHHS-Sugarland | [8 empty] | MODULEMULTIPARAMETER | Module, Multi-Parameter | Philips
NO | YES |  |  |  | 129-07524 | 129-07524 | Philips Medical Systems Cardiac and Monitoring Syste | M3001A |  | DE5630GGUE | Sugar Land-Pedi IMU | MHHS-Sugarland |  | Module, Multi-Parameter |  | 129-07524 | 129-07524 | Sugar Land | MHHS-Sugarland | Sugar Land-Pedi IMU | Suite 525 | 5/1/19 | 5/1/20 |  |  | PHYSIOLOGIC MONITOR MODULES, MULTIPARAMETER | Module, Multi-Parameter | MODULEMULTIPARAMETER-Philips-M3001A | MODULEMULTIPARAMETER | M3001A |  |  |  | Philips | Module, Multi-Parameter |  | MODULEMULTIPARAMETER-Philips-M3001A |  |  |  | MMP-A | Covered PM Repair - Biomedical | MHHS-Sugarland | [8 empty] | MODULEMULTIPARAMETER | Module, Multi-Parameter | Philips
NO | YES |  |  |  | 129-07835 | 129-07835 | Philips Medical Systems Cardiac and Monitoring Syste | M3001A |  | DE6520J692 | Sugar Land-Pedi IMU | MHHS-Sugarland |  | Module, Multi-Parameter |  | 129-07835 | 129-07835 | Sugar Land | MHHS-Sugarland | Sugar Land-Pedi IMU | Suite 521 | 6/1/19 | 6/1/20 |  |  | PHYSIOLOGIC MONITOR MODULES, MULTIPARAMETER | Module, Multi-Parameter | MODULEMULTIPARAMETER-Philips-M3001A | MODULEMULTIPARAMETER | M3001A |  |  |  | Philips | Module, Multi-Parameter |  | MODULEMULTIPARAMETER-Philips-M3001A |  |  |  | MMP-A | Covered PM Repair - Biomedical | MHHS-Sugarland | [8 empty] | MODULEMULTIPARAMETER | Module, Multi-Parameter | Philips
NO | YES |  |  |  | 129-07838 | 129-07838 | Philips Medical Systems Cardiac and Monitoring Syste | M3001A |  | DE6520J764 | Sugar Land-Pedi IMU | MHHS-Sugarland |  | Module, Multi-Parameter |  | 129-07838 | 129-07838 | Sugar Land | MHHS-Sugarland | Sugar Land-Pedi IMU | Suite 529 | 6/1/19 |  |  |  | PHYSIOLOGIC MONITOR MODULES, MULTIPARAMETER | Module, Multi-Parameter | MODULEMULTIPARAMETER-Philips-M3001A | MODULEMULTIPARAMETER | M3001A |  |  |  | Philips | Module, Multi-Parameter |  | MODULEMULTIPARAMETER-Philips-M3001A |  |  |  | MMP-A | Covered PM Repair - Biomedical | MHHS-Sugarland | [8 empty] | MODULEMULTIPARAMETER | Module, Multi-Parameter | Philips
NO | YES |  |  |  | 129-31042 | 129-31042 | Philips Medical Systems Cardiac and Monitoring Syste | M3001A |  | DE6520JCRY | Sugar Land-Pedi IMU | MHHS-Sugarland |  | Module, Multi-Parameter |  | 129-31042 | 129-31042 | Sugar Land | MHHS-Sugarland | Sugar Land-Pedi IMU | OR | 10/1/19 |  | 10/1/20 |  | PHYSIOLOGIC MONITOR MODULES, MULTIPARAMETER | Module, Multi-Parameter | MODULEMULTIPARAMETER-Philips-M3001A | MODULEMULTIPARAMETER | M3001A |  |  |  | Philips | Module, Multi-Parameter |  | MODULEMULTIPARAMETER-Philips-M3001A |  | 7/1/26 |  | MMP-A | Not Covered Vendor Only - Biomedical | MHHS-Sugarland | [8 empty] | MODULEMULTIPARAMETER | Module, Multi-Parameter | Philips
NO | YES |  |  |  | 129-31043 | 129-31043 | Philips Medical Systems Cardiac and Monitoring Syste | M3001A |  | DE6520JCT1 | Sugar Land-Pedi IMU | MHHS-Sugarland |  | Module, Multi-Parameter |  | 129-31043 | 129-31043 | Sugar Land | MHHS-Sugarland | Sugar Land-Pedi IMU |  | 10/1/19 | 10/1/20 |  |  | PHYSIOLOGIC MONITOR MODULES, MULTIPARAMETER | Module, Multi-Parameter | MODULEMULTIPARAMETER-Philips-M3001A | MODULEMULTIPARAMETER | M3001A |  |  |  | Philips | Module, Multi-Parameter |  | MODULEMULTIPARAMETER-Philips-M3001A |  | 7/1/26 |  | MMP-A | Not Covered Vendor Only - Biomedical | MHHS-Sugarland | [8 empty] | MODULEMULTIPARAMETER | Module, Multi-Parameter | Philips
NO | YES |  |  |  | 129-31044 | 129-31044 | Philips Medical Systems Cardiac and Monitoring Syste | M3001A |  | DE6520JCRV | Sugar Land-Pedi IMU | MHHS-Sugarland |  | Module, Multi-Parameter |  | 129-31044 | 129-31044 | Sugar Land | MHHS-Sugarland | Sugar Land-Pedi IMU |  | 10/1/19 | 10/1/20 |  |  | PHYSIOLOGIC MONITOR MODULES, MULTIPARAMETER | Module, Multi-Parameter | MODULEMULTIPARAMETER-Philips-M3001A | MODULEMULTIPARAMETER | M3001A |  |  |  | Philips | Module, Multi-Parameter |  | MODULEMULTIPARAMETER-Philips-M3001A |  | 7/1/26 |  | MMP-A | Not Covered Vendor Only - Biomedical | MHHS-Sugarland | [8 empty] | MODULEMULTIPARAMETER | Module, Multi-Parameter | Philips
NO | YES |  |  |  | 129-31045 | 129-31045 | Philips Medical Systems Cardiac and Monitoring Syste | M3001A |  | DE6520JCTC | Sugar Land-Pedi IMU | MHHS-Sugarland |  | Module, Multi-Parameter |  | 129-31045 | 129-31045 | Sugar Land | MHHS-Sugarland | Sugar Land-Pedi IMU |  | 10/1/19 | 10/1/20 |  |  | PHYSIOLOGIC MONITOR MODULES, MULTIPARAMETER | Module, Multi-Parameter | MODULEMULTIPARAMETER-Philips-M3001A | MODULEMULTIPARAMETER | M3001A |  |  |  | Philips | Module, Multi-Parameter |  | MODULEMULTIPARAMETER-Philips-M3001A |  | 7/1/26 |  | MMP-A | Not Covered Vendor Only - Biomedical | MHHS-Sugarland | [8 empty] | MODULEMULTIPARAMETER | Module, Multi-Parameter | Philips
NO | YES |  |  |  | 129-31046 | 129-31046 | Philips Medical Systems Cardiac and Monitoring Syste | M3001A |  | DE6520JCTD | Sugar Land-Pedi IMU | MHHS-Sugarland |  | Module, Multi-Parameter |  | 129-31046 | 129-31046 | Sugar Land | MHHS-Sugarland | Sugar Land-Pedi IMU |  | 10/1/19 | 10/1/20 |  |  | PHYSIOLOGIC MONITOR MODULES, MULTIPARAMETER | Module, Multi-Parameter | MODULEMULTIPARAMETER-Philips-M3001A | MODULEMULTIPARAMETER | M3001A |  |  |  | Philips | Module, Multi-Parameter |  | MODULEMULTIPARAMETER-Philips-M3001A |  | 7/1/26 |  | MMP-A | Not Covered Vendor Only - Biomedical | MHHS-Sugarland | [8 empty] | MODULEMULTIPARAMETER | Module, Multi-Parameter | Philips
NO | YES |  |  |  | 129-06158 | 129-06158 | Philips Medical Systems Cardiac and Monitoring Syste | M3001A |  | DE5220EPVG | SP CCC - (SL) - EMERGENCY ROOM | MHHS-Sienna Plantation CCC |  | Module, Multi-Parameter |  | 129-06158 | 129-06158 | Sugar Land | MHHS-Others | SP CCC - (SL) - EMERGENCY ROOM | Exam 1 | 5/1/19 |  | 5/1/20 |  | PHYSIOLOGIC MONITOR MODULES, MULTIPARAMETER | Module, Multi-Parameter | MODULEMULTIPARAMETER-Philips-M3001A | MODULEMULTIPARAMETER | M3001A |  |  |  | Philips | Module, Multi-Parameter |  | MODULEMULTIPARAMETER-Philips-M3001A |  | 6/17/16 |  | MMP-A | Covered PM Repair - Biomedical | MHHS-Sienna Plantation CCC | [8 empty] | MODULEMULTIPARAMETER | Module, Multi-Parameter | Philips
NO | YES |  |  |  | 129-06160 | 129-06160 | Philips Medical Systems Cardiac and Monitoring Syste | M3001A |  | DE5220EPVE | SP CCC - (SL) - EMERGENCY ROOM | MHHS-Sienna Plantation CCC |  | Module, Multi-Parameter |  | 129-06160 | 129-06160 | Sugar Land | MHHS-Others | SP CCC - (SL) - EMERGENCY ROOM | Exam 2 | 5/1/19 |  | 5/1/20 |  | PHYSIOLOGIC MONITOR MODULES, MULTIPARAMETER | Module, Multi-Parameter | MODULEMULTIPARAMETER-Philips-M3001A | MODULEMULTIPARAMETER | M3001A |  |  |  | Philips | Module, Multi-Parameter |  | MODULEMULTIPARAMETER-Philips-M3001A |  | 5/1/19 |  | MMP-A | Clinical Miscellaneous | MHHS-Sienna Plantation CCC | [8 empty] | MODULEMULTIPARAMETER | Module, Multi-Parameter | Philips
NO | YES |  |  |  | 129-06162 | 129-06162 | Philips Medical Systems Cardiac and Monitoring Syste | M3001A |  | DE5220EPT4 | SP CCC - (SL) - EMERGENCY ROOM | MHHS-Sienna Plantation CCC |  | Module, Multi-Parameter |  | 129-06162 | 129-06162 | Sugar Land | MHHS-Others | SP CCC - (SL) - EMERGENCY ROOM | Exam 6 | 5/1/19 |  | 5/1/20 |  | PHYSIOLOGIC MONITOR MODULES, MULTIPARAMETER | Module, Multi-Parameter | MODULEMULTIPARAMETER-Philips-M3001A | MODULEMULTIPARAMETER | M3001A |  |  |  | Philips | Module, Multi-Parameter |  | MODULEMULTIPARAMETER-Philips-M3001A |  |  |  | MMP-A | Covered PM Repair - Biomedical | MHHS-Sienna Plantation CCC | [8 empty] | MODULEMULTIPARAMETER | Module, Multi-Parameter | Philips
NO | YES |  |  |  | 129-06164 | 129-06164 | Philips Medical Systems Cardiac and Monitoring Syste | M3001A |  | DE5220EPV3 | SP CCC - (SL) - EMERGENCY ROOM | MHHS-Sienna Plantation CCC |  | Module, Multi-Parameter |  | 129-06164 | 129-06164 | Sugar Land | MHHS-Others | SP CCC - (SL) - EMERGENCY ROOM | Exam 4 | 5/1/19 |  | 5/1/20 |  | PHYSIOLOGIC MONITOR MODULES, MULTIPARAMETER | Module, Multi-Parameter | MODULEMULTIPARAMETER-Philips-M3001A | MODULEMULTIPARAMETER | M3001A |  |  |  | Philips | Module, Multi-Parameter |  | MODULEMULTIPARAMETER-Philips-M3001A |  | 10/1/23 |  | MMP-A | Not Covered Vendor Only - Rad, Low End | MHHS-Sienna Plantation CCC | [8 empty] | MODULEMULTIPARAMETER | Module, Multi-Parameter | Philips
NO | YES |  |  |  | 129-06171 | 129-06171 | Philips Medical Systems Cardiac and Monitoring Syste | M3001A |  | DE5220EPV9 | SP CCC - (SL) - EMERGENCY ROOM | MHHS-Sienna Plantation CCC |  | Module, Multi-Parameter |  | 129-06171 | 129-06171 | Sugar Land | MHHS-Others | SP CCC - (SL) - EMERGENCY ROOM | Exam 3 | 5/1/19 |  | 5/1/20 |  | PHYSIOLOGIC MONITOR MODULES, MULTIPARAMETER | Module, Multi-Parameter | MODULEMULTIPARAMETER-Philips-M3001A | MODULEMULTIPARAMETER | M3001A |  |  |  | Philips | Module, Multi-Parameter |  | MODULEMULTIPARAMETER-Philips-M3001A |  |  |  | MMP-A | Covered PM Repair - Biomedical | MHHS-Sienna Plantation CCC | [8 empty] | MODULEMULTIPARAMETER | Module, Multi-Parameter | Philips
NO | YES |  |  |  | 129-06176 | 129-06176 | Philips Medical Systems Cardiac and Monitoring Syste | M3001A |  | DE5220EPV7 | SP CCC - (SL) - EMERGENCY ROOM | MHHS-Sienna Plantation CCC |  | Module, Multi-Parameter |  | 129-06176 | 129-06176 | Sugar Land | MHHS-Others | SP CCC - (SL) - EMERGENCY ROOM | Exam room 8 | 5/1/19 |  | 5/1/20 |  | PHYSIOLOGIC MONITOR MODULES, MULTIPARAMETER | Module, Multi-Parameter | MODULEMULTIPARAMETER-Philips-M3001A | MODULEMULTIPARAMETER | M3001A |  |  |  | Philips | Module, Multi-Parameter |  | MODULEMULTIPARAMETER-Philips-M3001A |  |  |  | MMP-A | Covered PM Repair - Biomedical | MHHS-Sienna Plantation CCC | [8 empty] | MODULEMULTIPARAMETER | Module, Multi-Parameter | Philips
NO | YES |  |  |  | 077-07254 | 077-07254 | Philips Medical Systems Cardiac and Monitoring Syste | M3001A |  | DE9070B2PV | TMC-Children's-CCN (10Hp) | MHHS-TMC |  | Module, Multi-Parameter |  | 077-07254 | 077-07254 | TMC | MHHS-TMC | TMC-Children's-CCN (10Hp) |  | 5/29/19 |  |  |  | PHYSIOLOGIC MONITOR MODULES, MULTIPARAMETER |  | MODULEMULTIPARAMETER-Philips-M3001A | MODULEMULTIPARAMETER | M3001A |  |  |  | Philips | Module, Multi-Parameter |  | MODULEMULTIPARAMETER-Philips-M3001A |  |  | Verified 3/29/2020 11:26:am (Central) |  | Covered PM Repair - Biomedical | MHHS-TMC
NO | YES |  |  |  | 077-07884 | 077-07884 | Philips Medical Systems Cardiac and Monitoring Syste | M3001A |  | DE5220DEMPZ | TMC-Children's-CCN (10Hp) | MHHS-TMC |  | Module, Multi-Parameter |  | 077-07884 | 077-07884 | TMC | MHHS-TMC | TMC-Children's-CCN (10Hp) |  | 4/23/19 |  |  |  | PHYSIOLOGIC MONITOR MODULES, MULTIPARAMETER |  | MODULEMULTIPARAMETER-Philips-M3001A | MODULEMULTIPARAMETER | M3001A |  |  |  | Philips | Module, Multi-Parameter |  | MODULEMULTIPARAMETER-Philips-M3001A |  |  | Verified 3/29/2020 11:26:am (Central) |  | Covered PM Repair - Biomedical | MHHS-TMC
NO | YES |  |  |  | 077-08126 | 077-08126 | Philips Medical Systems Cardiac and Monitoring Syste | M3001A |  | DE4860E0GP | TMC-Children's-CCN (10Hp) | MHHS-TMC |  | Module, Multi-Parameter |  | 077-08126 | 077-08126 | TMC | MHHS-TMC | TMC-Children's-CCN (10Hp) |  | 4/23/19 |  |  |  | PHYSIOLOGIC MONITOR MODULES, MULTIPARAMETER |  | MODULEMULTIPARAMETER-Philips-M3001A | MODULEMULTIPARAMETER | M3001A |  |  |  | Philips | Module, Multi-Parameter |  | MODULEMULTIPARAMETER-Philips-M3001A |  |  | Verified 3/30/2020 4:07pm (Central) |  | Covered PM Repair - Biomedical | MHHS-TMC
NO | YES |  |  |  | 077-09385 | 077-09385 | Philips Medical Systems Cardiac and Monitoring Syste | M3001A |  | DE5220FCZZ | TMC-Children's-CCN (10Hp) | MHHS-TMC |  | Module, Multi-Parameter |  | 077-09385 | 077-09385 | TMC | MHHS-TMC | TMC-Children's-CCN (10Hp) |  | 4/23/19 |  |  |  | PHYSIOLOGIC MONITOR MODULES, MULTIPARAMETER |  | MODULEMULTIPARAMETER-Philips-M3001A | MODULEMULTIPARAMETER | M3001A |  |  |  | Philips | Module, Multi-Parameter |  | MODULEMULTIPARAMETER-Philips-M3001A |  | 11/27/16 | Verified 3/29/2020 11:26:am (Central) |  | Covered PM Repair - Biomedical | MHHS-TMC
NO | YES |  |  |  | 077-09389 | 077-09389 | Philips Medical Systems Cardiac and Monitoring Syste | M3001A |  | DE5220FDOB | TMC-Children's-CCN (10Hp) | MHHS-TMC |  | Module, Multi-Parameter |  | 077-09389 | 077-09389 | TMC | MHHS-TMC | TMC-Children's-CCN (10Hp) |  | 4/10/19 |  |  |  | PHYSIOLOGIC MONITOR MODULES, MULTIPARAMETER |  | MODULEMULTIPARAMETER-Philips-M3001A | MODULEMULTIPARAMETER | M3001A |  |  |  | Philips | Module, Multi-Parameter |  | MODULEMULTIPARAMETER-Philips-M3001A |  |  | Verified 3/30/2020 4:07pm (Central) |  | Covered PM Repair - Biomedical | MHHS-TMC
NO | YES |  |  |  | 077-09578 | 077-09578 | Philips Medical Systems Cardiac and Monitoring Syste | M3001A |  | DE5630FRZ9 | TMC-Children's-CCN (10Hp) | MHHS-TMC |  | Module, Multi-Parameter |  | 077-09578 | 077-09578 | TMC | MHHS-TMC | TMC-Children's-CCN (10Hp) |  | 4/25/19 |  |  |  | PHYSIOLOGIC MONITOR MODULES, MULTIPARAMETER |  | MODULEMULTIPARAMETER-Philips-M3001A | MODULEMULTIPARAMETER | M3001A |  |  |  | Philips | Module, Multi-Parameter |  | MODULEMULTIPARAMETER-Philips-M3001A |  | 11/2/18 | Verified 3/29/2020 11:26:am (Central) |  | Not Covered Vendor Only - Biomedical | MHHS-TMC
NO | YES | [5 empty] | Philips Medical Systems Cardiac and Monitoring Syste | M3001A |  | DE9070B2P3 | TMC-Children's-CCN (10Hp) | MHHS-TMC |  | Module, Multi-Parameter |  |  |  | TMC | MHHS-TMC | TMC-Children's-CCN (10Hp) |  | 4/16/19 |  |  |  | PHYSIOLOGIC MONITOR MODULES, MULTIPARAMETER |  | MODULEMULTIPARAMETER-Philips-M3001A | MODULEMULTIPARAMETER | M3001A |  |  |  | Philips | Module, Multi-Parameter |  | MODULEMULTIPARAMETER-Philips-M3001A |  | 1/3/18 | Verified 3/29/2020 11:26:am (Central) |  | Covered PM Repair - Biomedical | MHHS-TMC
NO | YES | [5 empty] | Philips Medical Systems Cardiac and Monitoring Syste | M3001A |  | DE9070B2NT | TMC-Children's-CCN (10Hp) | MHHS-TMC |  | Module, Multi-Parameter |  |  |  | TMC | MHHS-TMC | TMC-Children's-CCN (10Hp) |  | 4/15/19 |  |  |  | PHYSIOLOGIC MONITOR MODULES, MULTIPARAMETER |  | MODULEMULTIPARAMETER-Philips-M3001A | MODULEMULTIPARAMETER | M3001A |  |  |  | Philips | Module, Multi-Parameter |  | MODULEMULTIPARAMETER-Philips-M3001A |  | 1/3/18 | Verified 3/29/2020 11:26:am (Central) |  | Covered PM Repair - Biomedical | MHHS-TMC
NO | YES | [5 empty] | Philips Medical Systems Cardiac and Monitoring Syste | M3001A |  | DE9070B2PZ | TMC-Children's-CCN (10Hp) | MHHS-TMC |  | Module, Multi-Parameter |  |  |  | TMC | MHHS-TMC | TMC-Children's-CCN (10Hp) |  | 4/22/19 |  |  |  | PHYSIOLOGIC MONITOR MODULES, MULTIPARAMETER |  | MODULEMULTIPARAMETER-Philips-M3001A | MODULEMULTIPARAMETER | M3001A |  |  |  | Philips | Module, Multi-Parameter |  | MODULEMULTIPARAMETER-Philips-M3001A |  |  | Verified 3/29/2020 11:26:am (Central) |  | Covered PM Repair - Biomedical | MHHS-TMC
NO | YES |  |  |  | 077-06724 | 077-06724 | Philips Medical Systems Cardiac and Monitoring Syste | M3001A |  | DE5220F11T | TMC-Children's-CSC (9Hp) | MHHS-TMC |  | Module, Multi-Parameter |  | 077-06724 | 077-06724 | TMC | MHHS-TMC | TMC-Children's-CSC (9Hp) |  | 4/19/19 |  |  |  | PHYSIOLOGIC MONITOR MODULES, MULTIPARAMETER |  | MODULEMULTIPARAMETER-Philips-M3001A | MODULEMULTIPARAMETER | M3001A |  |  |  | Philips | Module, Multi-Parameter |  | MODULEMULTIPARAMETER-Philips-M3001A |  |  | Verified 3/29/2020 11:26:am (Central) |  | Covered PM Repair - Radiology, Low End | MHHS-TMC
NO | YES |  |  |  | 077-06725 | 077-06725 | Philips Medical Systems Cardiac and Monitoring Syste | M3001A |  | DE5220F11V | TMC-Children's-CSC (9Hp) | MHHS-TMC |  | Module, Multi-Parameter |  | 077-06725 | 077-06725 | TMC | MHHS-TMC | TMC-Children's-CSC (9Hp) |  | 4/19/19 |  |  |  | PHYSIOLOGIC MONITOR MODULES, MULTIPARAMETER |  | MODULEMULTIPARAMETER-Philips-M3001A | MODULEMULTIPARAMETER | M3001A |  |  |  | Philips | Module, Multi-Parameter |  | MODULEMULTIPARAMETER-Philips-M3001A |  |  | Verified 3/30/2020 4:07pm (Central) |  | Covered PM Repair - Radiology, Low End | MHHS-TMC
NO | YES |  |  |  | 077-09040 | 077-09040 | Philips Medical Systems Cardiac and Monitoring Syste | M3001A |  | DE5220EVV7 | TMC-Children's-CSC (9Hp) | MHHS-TMC |  | Module, Multi-Parameter |  | 077-09040 | 077-09040 | TMC | MHHS-TMC | TMC-Children's-CSC (9Hp) |  | 4/24/19 |  |  |  | PHYSIOLOGIC MONITOR MODULES, MULTIPARAMETER |  | MODULEMULTIPARAMETER-Philips-M3001A | MODULEMULTIPARAMETER | M3001A |  |  |  | Philips | Module, Multi-Parameter |  | MODULEMULTIPARAMETER-Philips-M3001A |  | 4/1/16 | Verified 3/30/2020 4:07pm (Central) |  | Not Covered Vendor Only - Rad, Low End | MHHS-TMC
NO | YES |  |  |  | 077-09041 | 077-09041 | Philips Medical Systems Cardiac and Monitoring Syste | M3001A |  | DE5220EVFF | Epilepsy PEDI HD1012 | MHHS-TMC |  | Module, Multi-Parameter |  | 077-09041 | 077-09041 | TMC | Memorial Hermann- Texas Medica Center | Epilepsy PEDI HD1012 | CSC 64 | 4/1/19 |  | 4/1/20 |  | PHYSIOLOGIC MONITOR MODULES, MULTIPARAMETER |  | MODULEMULTIPARAMETER-Philips-M3001A | MODULEMULTIPARAMETER | M3001A |  |  |  | Philips | Module, Multi-Parameter |  | MODULEMULTIPARAMETER-Philips-M3001A |  |  |  |  | Covered PM Repair - Radiology, High End | MHHS-TMC
NO | YES |  |  |  | 077-09417 | 077-09417 | Philips Medical Systems Cardiac and Monitoring Syste | M3001A |  | DE563OFP2D | TMC-Children's-CSC (9Hp) | MHHS-TMC |  | Module, Multi-Parameter |  | 077-09417 | 077-09417 | TMC | MHHS-TMC | TMC-Children's-CSC (9Hp) |  | 4/22/19 |  |  |  | PHYSIOLOGIC MONITOR MODULES, MULTIPARAMETER |  | MODULEMULTIPARAMETER-Philips-M3001A | MODULEMULTIPARAMETER | M3001A |  |  |  | Philips | Module, Multi-Parameter |  | MODULEMULTIPARAMETER-Philips-M3001A |  | 10/1/20 | Verified 3/30/2020 4:07pm (Central) |  | Not Covered Vendor Only - Biomedical | MHHS-TMC
NO | YES |  |  |  | 077-09422 | 077-09422 | Philips Medical Systems Cardiac and Monitoring Syste | M3001A |  | DE563OFP32 | TMC-Children's-CSC (9Hp) | MHHS-TMC |  | Module, Multi-Parameter |  | 077-09422 | 077-09422 | TMC | MHHS-TMC | TMC-Children's-CSC (9Hp) |  | 4/19/19 |  |  |  | PHYSIOLOGIC MONITOR MODULES, MULTIPARAMETER |  | MODULEMULTIPARAMETER-Philips-M3001A | MODULEMULTIPARAMETER | M3001A |  |  |  | Philips | Module, Multi-Parameter |  | MODULEMULTIPARAMETER-Philips-M3001A |  | 3/25/20 | Verified 3/29/2020 11:26:am (Central) |  | Not Covered Vendor Only - Biomedical | MHHS-TMC
NO | YES |  |  |  | 077-09439 | 077-09439 | Philips Medical Systems Cardiac and Monitoring Syste | M3001A |  | DE5630FP3T | TMC-Children's-CSC (9Hp) | MHHS-TMC |  | Module, Multi-Parameter |  | 077-09439 | 077-09439 | TMC | MHHS-TMC | TMC-Children's-CSC (9Hp) |  | 4/16/19 |  |  |  | PHYSIOLOGIC MONITOR MODULES, MULTIPARAMETER |  | MODULEMULTIPARAMETER-Philips-M3001A | MODULEMULTIPARAMETER | M3001A |  |  |  | Philips | Module, Multi-Parameter |  | MODULEMULTIPARAMETER-Philips-M3001A |  | 12/23/16 | Verified 3/29/2020 11:26:am (Central) |  | Covered PM Repair - Radiology, Low End | MHHS-TMC
NO | YES |  |  |  | 077-09441 | 077-09441 | Philips Medical Systems Cardiac and Monitoring Syste | M3001A |  | DE5630FP3F | TMC-Children's-CSC (9Hp) | MHHS-TMC |  | Module, Multi-Parameter |  | 077-09441 | 077-09441 | TMC | MHHS-TMC | TMC-Children's-CSC (9Hp) |  | 4/24/19 |  |  |  | PHYSIOLOGIC MONITOR MODULES, MULTIPARAMETER |  | MODULEMULTIPARAMETER-Philips-M3001A | MODULEMULTIPARAMETER | M3001A |  |  |  | Philips | Module, Multi-Parameter |  | MODULEMULTIPARAMETER-Philips-M3001A |  | 9/28/18 | Verified 3/29/2020 11:26:am (Central) |  | Covered PM Repair - Biomedical | MHHS-TMC
NO | YES |  |  |  | 077-09442 | 077-09442 | Philips Medical Systems Cardiac and Monitoring Syste | M3001A |  | DE5630FP3J | TMC-Children's-CSC (9Hp) | MHHS-TMC |  | Module, Multi-Parameter |  | 077-09442 | 077-09442 | TMC | MHHS-TMC | TMC-Children's-CSC (9Hp) |  | 4/10/19 |  |  |  | PHYSIOLOGIC MONITOR MODULES, MULTIPARAMETER |  | MODULEMULTIPARAMETER-Philips-M3001A | MODULEMULTIPARAMETER | M3001A |  |  |  | Philips | Module, Multi-Parameter |  | MODULEMULTIPARAMETER-Philips-M3001A |  | 12/19/17 | Verified 3/29/2020 11:26:am (Central) |  | Covered PM Repair - Radiology, Low End | MHHS-TMC
NO | YES | [5 empty] | Philips Medical Systems Cardiac and Monitoring Syste | M3001A |  | DE51288612 | TMC-Children's-CSC (9Hp) | MHHS-TMC |  | Module, Multi-Parameter |  |  |  | TMC | MHHS-TMC | TMC-Children's-CSC (9Hp) |  | 2/6/19 |  |  |  | PHYSIOLOGIC MONITOR MODULES, MULTIPARAMETER |  | MODULEMULTIPARAMETER-Philips-M3001A | MODULEMULTIPARAMETER | M3001A |  |  |  | Philips | Module, Multi-Parameter |  | MODULEMULTIPARAMETER-Philips-M3001A |  |  | Verified 3/30/2020 4:07pm (Central) |  | Covered PM Repair - Biomedical | MHHS-TMC
NO | YES | [5 empty] | Philips Medical Systems Cardiac and Monitoring Syste | M3001A |  | DE51274085 | TMC-Children's-CSC (9Hp) | MHHS-TMC |  | Module, Multi-Parameter |  |  |  | TMC | MHHS-TMC | TMC-Children's-CSC (9Hp) |  | 4/18/19 |  |  |  | PHYSIOLOGIC MONITOR MODULES, MULTIPARAMETER |  | MODULEMULTIPARAMETER-Philips-M3001A | MODULEMULTIPARAMETER | M3001A |  |  |  | Philips | Module, Multi-Parameter |  | MODULEMULTIPARAMETER-Philips-M3001A |  | 12/1/19 | Verified 3/30/2020 4:07pm (Central) |  | Covered PM Repair - Biomedical | MHHS-TMC
NO | YES | [5 empty] | Philips Medical Systems Cardiac and Monitoring Syste | M3001A |  |  | TMC-Children's-CSC (9Hp) | MHHS-TMC |  | Module, Multi-Parameter |  |  |  | TMC | MHHS-TMC | TMC-Children's-CSC (9Hp) |  | 4/23/19 |  |  |  | PHYSIOLOGIC MONITOR MODULES, MULTIPARAMETER |  | MODULEMULTIPARAMETER-Philips-M3001A | MODULEMULTIPARAMETER | M3001A |  |  |  | Philips | Module, Multi-Parameter |  | MODULEMULTIPARAMETER-Philips-M3001A |  | 1/1/15 | Verified 3/29/2020 11:26:am (Central) |  | Covered PM Repair - Biomedical | MHHS-TMC
NO | YES | [5 empty] | Philips Medical Systems Cardiac and Monitoring Syste | M3001A |  | DE907B2PT | TMC-Children's-CSC (9Hp) | MHHS-TMC |  | Module, Multi-Parameter |  |  |  | TMC | MHHS-TMC | TMC-Children's-CSC (9Hp) |  | 4/16/19 |  |  |  | PHYSIOLOGIC MONITOR MODULES, MULTIPARAMETER |  | MODULEMULTIPARAMETER-Philips-M3001A | MODULEMULTIPARAMETER | M3001A |  |  |  | Philips | Module, Multi-Parameter |  | MODULEMULTIPARAMETER-Philips-M3001A |  | 1/1/13 | Verified 3/30/2020 4:07pm (Central) |  | Covered PM Repair - Biomedical | MHHS-TMC
NO | YES |  |  |  | 077-04588 | 077-04588 | Philips Medical Systems Cardiac and Monitoring Syste | M3001A |  | DE717P3946 | TMC-Children's-PICU (9Hp) | MHHS-TMC |  | Module, Multi-Parameter |  | 077-04588 | 077-04588 | TMC | MHHS-TMC | TMC-Children's-PICU (9Hp) |  | 4/9/19 |  |  |  | PHYSIOLOGIC MONITOR MODULES, MULTIPARAMETER |  | MODULEMULTIPARAMETER-Philips-M3001A | MODULEMULTIPARAMETER | M3001A |  |  |  | Philips | Module, Multi-Parameter |  | MODULEMULTIPARAMETER-Philips-M3001A |  | 2/16/19 | Verified 3/30/2020 4:07pm (Central) |  | Covered PM Repair - Biomedical | MHHS-TMC
NO | YES |  |  |  | 077-06573 | 077-06573 | Philips Medical Systems Cardiac and Monitoring Syste | M3001A |  | DE907Z6440 | TMC-Children's-PICU (9Hp) | MHHS-TMC |  | Module, Multi-Parameter |  | 077-06573 | 077-06573 | TMC | MHHS-TMC | TMC-Children's-PICU (9Hp) |  | 4/17/19 |  |  |  | PHYSIOLOGIC MONITOR MODULES, MULTIPARAMETER |  | MODULEMULTIPARAMETER-Philips-M3001A | MODULEMULTIPARAMETER | M3001A |  |  |  | Philips | Module, Multi-Parameter |  | MODULEMULTIPARAMETER-Philips-M3001A |  | 5/8/20 | Verified 3/30/2020 4:07pm (Central) |  | Not Covered Vendor Only - Biomedical | MHHS-TMC
NO | YES |  |  |  | 077-09047 | 077-09047 | Philips Medical Systems Cardiac and Monitoring Syste | M3001A |  | DE5220EWL6 | TMC-Children's-PICU (9Hp) | MHHS-TMC |  | Module, Multi-Parameter |  | 077-09047 | 077-09047 | TMC | MHHS-TMC | TMC-Children's-PICU (9Hp) |  | 4/25/19 |  |  |  | PHYSIOLOGIC MONITOR MODULES, MULTIPARAMETER |  | MODULEMULTIPARAMETER-Philips-M3001A | MODULEMULTIPARAMETER | M3001A |  |  |  | Philips | Module, Multi-Parameter |  | MODULEMULTIPARAMETER-Philips-M3001A |  | 2/18/16 | Verified 3/30/2020 4:07pm (Central) |  | Covered PM Repair - Radiology, Low End | MHHS-TMC
NO | YES |  |  |  | 077-09052 | 077-09052 | Philips Medical Systems Cardiac and Monitoring Syste | M3001A |  | DE5220EW70 | TMC-Children's-PICU (9Hp) | MHHS-TMC |  | Module, Multi-Parameter |  | 077-09052 | 077-09052 | TMC | MHHS-TMC | TMC-Children's-PICU (9Hp) |  | 4/10/19 |  |  |  | PHYSIOLOGIC MONITOR MODULES, MULTIPARAMETER |  | MODULEMULTIPARAMETER-Philips-M3001A | MODULEMULTIPARAMETER | M3001A |  |  |  | Philips | Module, Multi-Parameter |  | MODULEMULTIPARAMETER-Philips-M3001A |  | 3/25/16 | Verified 3/30/2020 4:07pm (Central) |  | Covered PM Repair - Radiology, Low End | MHHS-TMC
NO | YES |  |  |  | 077-09209 | 077-09209 | Philips Medical Systems Cardiac and Monitoring Syste | M3001A |  | DE5220F324 | TMC-Children's-PICU (9Hp) | MHHS-TMC |  | Module, Multi-Parameter |  | 077-09209 | 077-09209 | TMC | MHHS-TMC | TMC-Children's-PICU (9Hp) |  | 4/3/19 |  |  |  | PHYSIOLOGIC MONITOR MODULES, MULTIPARAMETER |  | MODULEMULTIPARAMETER-Philips-M3001A | MODULEMULTIPARAMETER | M3001A |  |  |  | Philips | Module, Multi-Parameter |  | MODULEMULTIPARAMETER-Philips-M3001A |  | 9/27/19 | Verified 3/30/2020 4:07pm (Central) |  | Covered PM Repair - Radiology, Low End | MHHS-TMC
NO | YES |  |  |  | 077-09210 | 077-09210 | Philips Medical Systems Cardiac and Monitoring Syste | M3001A |  | DE5220F38C | TMC-Children's-PICU (9Hp) | MHHS-TMC |  | Module, Multi-Parameter |  | 077-09210 | 077-09210 | TMC | MHHS-TMC | TMC-Children's-PICU (9Hp) |  | 5/29/19 |  |  |  | PHYSIOLOGIC MONITOR MODULES, MULTIPARAMETER |  | MODULEMULTIPARAMETER-Philips-M3001A | MODULEMULTIPARAMETER | M3001A |  |  |  | Philips | Module, Multi-Parameter |  | MODULEMULTIPARAMETER-Philips-M3001A |  | 3/1/17 | Verified 3/30/2020 4:07pm (Central) |  | Covered PM Repair - Biomedical | MHHS-TMC
NO | YES |  |  |  | 077-09212 | 077-09212 | Philips Medical Systems Cardiac and Monitoring Syste | M3001A |  | DE5220F386 | TMC-Children's-PICU (9Hp) | MHHS-TMC |  | Module, Multi-Parameter |  | 077-09212 | 077-09212 | TMC | MHHS-TMC | TMC-Children's-PICU (9Hp) |  | 4/15/19 |  |  |  | PHYSIOLOGIC MONITOR MODULES, MULTIPARAMETER |  | MODULEMULTIPARAMETER-Philips-M3001A | MODULEMULTIPARAMETER | M3001A |  |  |  | Philips | Module, Multi-Parameter |  | MODULEMULTIPARAMETER-Philips-M3001A |  | 4/24/20 | Verified 3/29/2020 11:26:am (Central) |  | Not Covered Vendor Only - Biomedical | MHHS-TMC
NO | YES | [5 empty] | Philips Medical Systems Cardiac and Monitoring Syste | M3001A |  | DE22701135 | TMC-Children's-PICU (9Hp) | MHHS-TMC |  | Module, Multi-Parameter |  |  |  | TMC | MHHS-TMC | TMC-Children's-PICU (9Hp) |  | 1/24/19 |  |  |  | PHYSIOLOGIC MONITOR MODULES, MULTIPARAMETER |  | MODULEMULTIPARAMETER-Philips-M3001A | MODULEMULTIPARAMETER | M3001A |  |  |  | Philips | Module, Multi-Parameter |  | MODULEMULTIPARAMETER-Philips-M3001A |  |  | Verified 3/30/2020 4:07pm (Central) |  | Covered PM Repair - Radiology, High End | MHHS-TMC
NO | YES | [5 empty] | Philips Medical Systems Cardiac and Monitoring Syste | M3001A |  | DE22725581 | TMC-Children's-PICU (9Hp) | MHHS-TMC |  | Module, Multi-Parameter |  |  |  | TMC | MHHS-TMC | TMC-Children's-PICU (9Hp) |  | 4/16/19 |  |  |  | PHYSIOLOGIC MONITOR MODULES, MULTIPARAMETER |  | MODULEMULTIPARAMETER-Philips-M3001A | MODULEMULTIPARAMETER | M3001A |  |  |  | Philips | Module, Multi-Parameter |  | MODULEMULTIPARAMETER-Philips-M3001A |  |  | Verified 3/30/2020 4:07pm (Central) |  | Covered PM Repair - Biomedical | MHHS-TMC
NO | YES | [5 empty] | Philips Medical Systems Cardiac and Monitoring Syste | M3001A |  | DE51273345 | TMC-Children's-PICU (9Hp) | MHHS-TMC |  | Module, Multi-Parameter |  |  |  | TMC | MHHS-TMC | TMC-Children's-PICU (9Hp) |  | 4/25/19 |  |  |  | PHYSIOLOGIC MONITOR MODULES, MULTIPARAMETER |  | MODULEMULTIPARAMETER-Philips-M3001A | MODULEMULTIPARAMETER | M3001A |  |  |  | Philips | Module, Multi-Parameter |  | MODULEMULTIPARAMETER-Philips-M3001A |  |  | Verified 3/30/2020 4:07pm (Central) |  | Covered PM Repair - Biomedical | MHHS-TMC
NO | YES | [5 empty] | Philips Medical Systems Cardiac and Monitoring Syste | M3001A |  | DE51288623 | TMC-Children's-PICU (9Hp) | MHHS-TMC |  | Module, Multi-Parameter |  |  |  | TMC | MHHS-TMC | TMC-Children's-PICU (9Hp) |  | 1/11/19 |  |  |  | PHYSIOLOGIC MONITOR MODULES, MULTIPARAMETER |  | MODULEMULTIPARAMETER-Philips-M3001A | MODULEMULTIPARAMETER | M3001A |  |  |  | Philips | Module, Multi-Parameter |  | MODULEMULTIPARAMETER-Philips-M3001A |  | 7/1/17 | Verified 3/30/2020 4:07pm (Central) |  | Covered PM Repair - Biomedical | MHHS-TMC
NO | YES | [5 empty] | Philips Medical Systems Cardiac and Monitoring Syste | M3001A |  | DE907V5233 | TMC-Children's-RCW (8Hp) | MHHS-TMC |  | Module, Multi-Parameter |  |  |  | TMC | MHHS-TMC | TMC-Children's-RCW (8Hp) |  | 1/8/19 |  |  |  | PHYSIOLOGIC MONITOR MODULES, MULTIPARAMETER |  | MODULEMULTIPARAMETER-Philips-M3001A | MODULEMULTIPARAMETER | M3001A |  |  |  | Philips | Module, Multi-Parameter |  | MODULEMULTIPARAMETER-Philips-M3001A |  | 8/3/17 | Verified 3/30/2020 4:07pm (Central) |  | Covered PM Repair - Biomedical | MHHS-TMC
NO | YES | [5 empty] | Philips Medical Systems Cardiac and Monitoring Syste | M3001A |  | DE907V5274 | TMC-Children's-RCW (8Hp) | MHHS-TMC |  | Module, Multi-Parameter |  |  |  | TMC | MHHS-TMC | TMC-Children's-RCW (8Hp) |  | 1/31/19 |  |  |  | PHYSIOLOGIC MONITOR MODULES, MULTIPARAMETER |  | MODULEMULTIPARAMETER-Philips-M3001A | MODULEMULTIPARAMETER | M3001A |  |  |  | Philips | Module, Multi-Parameter |  | MODULEMULTIPARAMETER-Philips-M3001A |  | 8/3/17 | Verified 3/30/2020 4:07pm (Central) |  | Covered PM Repair - Biomedical | MHHS-TMC
NO | YES | [5 empty] | Philips Medical Systems Cardiac and Monitoring Syste | M3001A |  | DE907V5214 | TMC-Children's-RCW (8Hp) | MHHS-TMC |  | Module, Multi-Parameter |  |  |  | TMC | MHHS-TMC | TMC-Children's-RCW (8Hp) |  | 1/14/19 |  |  |  | PHYSIOLOGIC MONITOR MODULES, MULTIPARAMETER |  | MODULEMULTIPARAMETER-Philips-M3001A | MODULEMULTIPARAMETER | M3001A |  |  |  | Philips | Module, Multi-Parameter |  | MODULEMULTIPARAMETER-Philips-M3001A |  | 8/31/17 | Verified 3/30/2020 4:07pm (Central) |  | Covered PM Repair - Biomedical | MHHS-TMC
NO | YES | [5 empty] | Philips Medical Systems Cardiac and Monitoring Syste | M3001A |  | DE907V5270 | TMC-Children's-RCW (8Hp) | MHHS-TMC |  | Module, Multi-Parameter |  |  |  | TMC | MHHS-TMC | TMC-Children's-RCW (8Hp) |  | 2/6/19 |  |  |  | PHYSIOLOGIC MONITOR MODULES, MULTIPARAMETER |  | MODULEMULTIPARAMETER-Philips-M3001A | MODULEMULTIPARAMETER | M3001A |  |  |  | Philips | Module, Multi-Parameter |  | MODULEMULTIPARAMETER-Philips-M3001A |  | 2/22/20 | Verified 3/30/2020 4:07pm (Central) |  | Not Covered Vendor Only - Biomedical | MHHS-TMC
NO | YES | [5 empty] | Philips Medical Systems Cardiac and Monitoring Syste | M3001A |  | DE907V5353 | TMC-Children's-RCW (8Hp) | MHHS-TMC |  | Module, Multi-Parameter |  |  |  | TMC | MHHS-TMC | TMC-Children's-RCW (8Hp) |  | 1/30/19 |  |  |  | PHYSIOLOGIC MONITOR MODULES, MULTIPARAMETER |  | MODULEMULTIPARAMETER-Philips-M3001A | MODULEMULTIPARAMETER | M3001A |  |  |  | Philips | Module, Multi-Parameter |  | MODULEMULTIPARAMETER-Philips-M3001A |  | 11/1/19 | Verified 3/30/2020 4:07pm (Central) |  | Covered PM Repair - Biomedical | MHHS-TMC
NO | YES | [5 empty] | Philips Medical Systems Cardiac and Monitoring Syste | M3001A |  | DE907V5209 | TMC-Children's-RCW (8Hp) | MHHS-TMC |  | Module, Multi-Parameter |  |  |  | TMC | MHHS-TMC | TMC-Children's-RCW (8Hp) |  | 1/14/19 |  |  |  | PHYSIOLOGIC MONITOR MODULES, MULTIPARAMETER |  | MODULEMULTIPARAMETER-Philips-M3001A | MODULEMULTIPARAMETER | M3001A |  |  |  | Philips | Module, Multi-Parameter |  | MODULEMULTIPARAMETER-Philips-M3001A |  | 9/5/18 | Verified 3/30/2020 4:07pm (Central) |  | Covered PM Repair - Biomedical | MHHS-TMC
NO | YES | [5 empty] | Philips Medical Systems Cardiac and Monitoring Syste | M3001A |  | DE907V5262 | TMC-Children's-RCW (8Hp) | MHHS-TMC |  | Module, Multi-Parameter |  |  |  | TMC | MHHS-TMC | TMC-Children's-RCW (8Hp) |  | 4/24/19 |  |  |  | PHYSIOLOGIC MONITOR MODULES, MULTIPARAMETER |  | MODULEMULTIPARAMETER-Philips-M3001A | MODULEMULTIPARAMETER | M3001A |  |  |  | Philips | Module, Multi-Parameter |  | MODULEMULTIPARAMETER-Philips-M3001A |  | 11/10/13 | Verified 3/30/2020 4:07pm (Central) |  | Covered PM Repair - Biomedical | MHHS-TMC
NO | YES | [5 empty] | Philips Medical Systems Cardiac and Monitoring Syste | M3001A |  | DE907V5277 | TMC-Children's-RCW (8Hp) | MHHS-TMC |  | Module, Multi-Parameter |  |  |  | TMC | MHHS-TMC | TMC-Children's-RCW (8Hp) |  | 1/24/19 |  |  |  | PHYSIOLOGIC MONITOR MODULES, MULTIPARAMETER |  | MODULEMULTIPARAMETER-Philips-M3001A | MODULEMULTIPARAMETER | M3001A |  |  |  | Philips | Module, Multi-Parameter |  | MODULEMULTIPARAMETER-Philips-M3001A |  | 4/24/16 | Verified 3/30/2020 4:07pm (Central) |  | Covered PM Repair - Biomedical | MHHS-TMC
NO | YES | [5 empty] | Philips Medical Systems Cardiac and Monitoring Syste | M3001A |  | DE9070B2P6 | TMC-Children's-RCW (8Hp) | MHHS-TMC |  | Module, Multi-Parameter |  |  |  | TMC | MHHS-TMC | TMC-Children's-RCW (8Hp) |  | 1/11/19 |  |  |  | PHYSIOLOGIC MONITOR MODULES, MULTIPARAMETER |  | MODULEMULTIPARAMETER-Philips-M3001A | MODULEMULTIPARAMETER | M3001A |  |  |  | Philips | Module, Multi-Parameter |  | MODULEMULTIPARAMETER-Philips-M3001A |  |  | Verified 3/30/2020 4:07pm (Central) |  | Covered PM Repair - Biomedical | MHHS-TMC
NO | YES | [5 empty] | Philips Medical Systems Cardiac and Monitoring Syste | M3001A |  | DE9070B2P9 | TMC-Children's-RCW (8Hp) | MHHS-TMC |  | Module, Multi-Parameter |  |  |  | TMC | MHHS-TMC | TMC-Children's-RCW (8Hp) |  | 4/25/19 |  |  |  | PHYSIOLOGIC MONITOR MODULES, MULTIPARAMETER |  | MODULEMULTIPARAMETER-Philips-M3001A | MODULEMULTIPARAMETER | M3001A |  |  |  | Philips | Module, Multi-Parameter |  | MODULEMULTIPARAMETER-Philips-M3001A |  |  | Verified 3/29/2020 11:26:am (Central) |  | Covered PM Repair - Biomedical | MHHS-TMC
NO | YES | [5 empty] | Philips Medical Systems Cardiac and Monitoring Syste | M3001A |  | DE907V5273 | TMC-Children's-RCW (8Hp) | MHHS-TMC |  | Module, Multi-Parameter |  |  |  | TMC | MHHS-TMC | TMC-Children's-RCW (8Hp) |  | 1/15/19 |  |  |  | PHYSIOLOGIC MONITOR MODULES, MULTIPARAMETER |  | MODULEMULTIPARAMETER-Philips-M3001A | MODULEMULTIPARAMETER | M3001A |  |  |  | Philips | Module, Multi-Parameter |  | MODULEMULTIPARAMETER-Philips-M3001A |  | 6/5/14 | Verified 3/30/2020 4:07pm (Central) |  | Covered PM Repair - Biomedical | MHHS-TMC
NO | YES | [5 empty] | Philips Medical Systems Cardiac and Monitoring Syste | M3001A |  | DE907V5238 | TMC-Children's-RCW (8Hp) | MHHS-TMC |  | Module, Multi-Parameter |  |  |  | TMC | MHHS-TMC | TMC-Children's-RCW (8Hp) |  | 1/31/19 |  |  |  | PHYSIOLOGIC MONITOR MODULES, MULTIPARAMETER |  | MODULEMULTIPARAMETER-Philips-M3001A | MODULEMULTIPARAMETER | M3001A |  |  |  | Philips | Module, Multi-Parameter |  | MODULEMULTIPARAMETER-Philips-M3001A |  | 12/4/18 | Verified 3/30/2020 4:07pm (Central) |  | Covered PM Repair - Respiratory/Steriliz | MHHS-TMC
NO | YES | [5 empty] | Philips Medical Systems Cardiac and Monitoring Syste | M3001A |  | DE51274052 | TMC-Children's-RCW (8Hp) | MHHS-TMC |  | Module, Multi-Parameter |  |  |  | TMC | MHHS-TMC | TMC-Children's-RCW (8Hp) |  | 2/20/19 |  |  |  | PHYSIOLOGIC MONITOR MODULES, MULTIPARAMETER |  | MODULEMULTIPARAMETER-Philips-M3001A | MODULEMULTIPARAMETER | M3001A |  |  |  | Philips | Module, Multi-Parameter |  | MODULEMULTIPARAMETER-Philips-M3001A |  | 12/4/18 | Verified 3/30/2020 4:07pm (Central) |  | Covered PM Repair - Respiratory/Steriliz | MHHS-TMC
NO | YES |  |  |  | 129-07979 | 129-07979 | Philips Medical Systems Cardiac and Monitoring Syste | M3001A |  | DE6520JA6H | Sugar Land-Pedi IMU |  |  |  |  | 129-07979 | 129-07979 | Sugar Land | MHHS-Sugarland | Sugar Land-Pedi IMU |  | 10/1/19 | 10/1/20 |  |  |  | Module, Multi-Parameter | MODULEMULTIPARAMETER-Philips-M3001A | [12 empty] | MMP-A | [10 empty] | MODULEMULTIPARAMETER | Module, Multi-Parameter | Philips
YES | YES |  |  |  | 129-04617 | 129-04617 | Philips Medical Systems Cardiac and Monitoring Syste | M3001A |  | DE907V9144 | SUGAR LAND - PACU |  |  |  |  | 129-04617 | 129-04617 | Sugar Land |  | SUGAR LAND - PACU |  | 6/1/19 | 6/1/20 |  |  |  | Module, Multi-Parameter | MODULEMULTIPARAMETER-Philips-M3001A | [12 empty] | MMP-A | [10 empty] | MODULEMULTIPARAMETER | Module, Multi-Parameter | Philips
YES | YES |  |  |  | 009-34672 | 009-34672 | Philips Medical Systems Cardiac and Monitoring Syste | M3001A |  | DE6520JCMY | GH - PACU |  |  |  |  | 009-34672 | 009-34672 | Central | Memorial Hermann Greater Heights Hospital | GH - PACU | PACU | 3/1/20 |  | 3/1/21 |  |  |  | MODULEMULTIPARAMETER-Philips-M3001A
YES | YES |  |  |  | 009-34688 | 009-34688 | Philips Medical Systems Cardiac and Monitoring Syste | M3001A |  | DE6520JCNH | GH - PACU |  |  |  |  | 009-34688 | 009-34688 | Central | Memorial Hermann Greater Heights Hospital | GH - PACU | PACU | 3/1/20 |  | 3/1/21 |  |  |  | MODULEMULTIPARAMETER-Philips-M3001A
YES | YES |  |  |  | 009-34003 | 009-34003 | Philips Medical Systems Cardiac and Monitoring Syste | M3001A |  | DE6520JCNT | PACU |  |  |  |  | 009-34003 | 009-34003 | Central | Memorial Hermann Greater Heights Hospital | PACU | PACU | 3/1/20 |  | 3/1/21 |  |  |  | MODULEMULTIPARAMETER-Philips-M3001A
YES | YES |  |  |  | 009-34001 | 009-34001 | Philips Medical Systems Cardiac and Monitoring Syste | M3001A |  | DE6520JCNR | GH - PACU |  |  |  |  | 009-34001 | 009-34001 | Central | Memorial Hermann Greater Heights Hospital | GH - PACU | PACU | 3/1/20 |  | 3/1/21 |  |  |  | MODULEMULTIPARAMETER-Philips-M3001A
NO | YES |  |  |  | 009-34351 | 009-34351 | Philips Medical Systems Cardiac and Monitoring Syste | M3001A |  | DE6520J6CT | GH-PACU |  |  |  |  | 009-34351 | 009-34351 | Central | MHHS-Greater Heights | GH-PACU | PACU | 3/1/20 |  | 3/1/21
YES | YES |  |  |  | 009-34029 | 009-34029 | Philips Medical Systems Cardiac and Monitoring Syste | M3001A |  | DE6520JCPO | GH - PACU |  |  |  |  | 009-34029 | 009-34029 | Central | Memorial Hermann Greater Heights Hospital | GH - PACU | PACU | 3/1/20 |  | 3/1/21 |  |  |  | MODULEMULTIPARAMETER-Philips-M3001A
YES | YES |  |  |  | 009-34012 | 009-34012 | Philips Medical Systems Cardiac and Monitoring Syste | M3001A |  | DE6520JCPG | GH - PACU |  |  |  |  | 009-34012 | 009-34012 | Central | Memorial Hermann Greater Heights Hospital | GH - PACU | PACU | 3/1/20 |  | 3/1/21 |  |  |  | MODULEMULTIPARAMETER-Philips-M3001A
YES | YES |  |  |  | 009-33987 | 009-33987 | Philips Medical Systems Cardiac and Monitoring Syste | M3001A |  | DE6520JCNC | GH - OR ANESTHESIA |  |  |  |  | 009-33987 | 009-33987 | Central | Memorial Hermann Greater Heights Hospital | GH - OR ANESTHESIA | OR | 3/1/20 |  | 3/1/21 |  |  |  | MODULEMULTIPARAMETER-Philips-M3001A
NO | YES |  |  |  | 099-08282 | 099-08282 | Philips Medical Systems Cardiac and Monitoring Syste | M3001A |  | US01442326 | Katy-Med/Surg 7th Floor |  |  |  |  | 099-08282 | 099-08282 | Katy | MHHS-Katy | Katy-Med/Surg 7th Floor | Rm 721
YES | YES |  |  |  | 069-45081 | 069-45081 | Philips Medical Systems Cardiac and Monitoring Syste | M3001A |  | DE6520HHVK | PACU |  |  |  |  | 069-45081 | 069-45081 | Southwest | Memorial Hermann Southwest Hospital | PACU | GI Lab | [6 empty] | MODULEMULTIPARAMETER-Philips-M3001A
YES | YES | Serial Number Cnf |  |  | 005-34517 | 005-34517 | Philips Medical Systems Cardiac and Monitoring Syste | M3001A |  | Cnf | SE - Emergancy Center |  |  |  |  | 005-34517 | 005-34517 | Southeast | Memorial Hermann Southeast Hospital | SE - Emergancy Center | Room 25 | 11/1/19 |  | 11/1/20 |  |  |  | MODULEMULTIPARAMETER-Philips-M3001A
YES | YES |  |  |  | 005-34540 | 005-34540 | Philips Medical Systems Cardiac and Monitoring Syste | M3001A |  | DE6520JCMH | SE - OR - PACU |  |  |  |  | 005-34540 | 005-34540 | Southeast | Memorial Hermann Southeast Hospital | SE - OR - PACU | Bay 10 | 11/1/19 |  | 11/1/20 |  |  |  | MODULEMULTIPARAMETER-Philips-M3001A
YES | YES |  |  |  | 005-34537 | 005-34537 | Philips Medical Systems Cardiac and Monitoring Syste | M3001A |  | De6520jcur | SE - OR - PACU |  |  |  |  | 005-34537 | 005-34537 | Southeast | Memorial Hermann Southeast Hospital | SE - OR - PACU | Room 15 | 11/1/19 |  | 11/1/20 |  |  |  | MODULEMULTIPARAMETER-Philips-M3001A
YES | YES |  |  |  | 005-34523 | 005-34523 | Philips Medical Systems Cardiac and Monitoring Syste | M3001A |  | DE6520JCV3 | SE - OR - PACU |  |  |  |  | 005-34523 | 005-34523 | Southeast | Memorial Hermann Southeast Hospital | SE - OR - PACU | SE - PR - PACU | 11/1/19 |  | 11/1/20 |  |  |  | MODULEMULTIPARAMETER-Philips-M3001A
YES | YES |  |  |  | 005-34545 | 005-34545 | Philips Medical Systems Cardiac and Monitoring Syste | M3001A |  | DES6520JCUN | PACU |  |  |  |  | 005-34545 | 005-34545 |  | Memorial Hermann- South East | PACU | PACI 14 | 11/1/19 |  | 11/1/20 |  |  |  | MODULEMULTIPARAMETER-Philips-M3001A
YES | YES |  |  |  | 005-34550 | 005-34550 | Philips Medical Systems Cardiac and Monitoring Syste | M3001A |  | DE6520JCUT | SE - OR - PACU |  |  |  |  | 005-34550 | 005-34550 | Southeast | Memorial Hermann Southeast Hospital | SE - OR - PACU | SE - PR - PACU | 11/1/19 |  | 11/1/20 |  |  |  | MODULEMULTIPARAMETER-Philips-M3001A
YES | YES |  |  |  | 005-34547 | 005-34547 | Philips Medical Systems Cardiac and Monitoring Syste | M3001A |  | De6520jcud | SE - OR - PACU |  |  |  |  | 005-34547 | 005-34547 | Southeast | Memorial Hermann Southeast Hospital | SE - OR - PACU | Room 2 | 11/1/19 |  | 11/1/20 |  |  |  | MODULEMULTIPARAMETER-Philips-M3001A
YES | YES |  |  |  | 005-34513 | 005-34513 | Philips Medical Systems Cardiac and Monitoring Syste | M3001A |  | DE6520JCV9 | SE - OR - PACU |  |  |  |  | 005-34513 | 005-34513 | Southeast | Memorial Hermann Southeast Hospital | SE - OR - PACU | SE - PR - PACU | 11/1/19 |  | 11/1/20 |  |  |  | MODULEMULTIPARAMETER-Philips-M3001A
YES | YES |  |  |  | 005-34526 | 005-34526 | Philips Medical Systems Cardiac and Monitoring Syste | M3001A |  | DE 6520JCV2 | PACU |  |  |  |  | 005-34526 | 005-34526 |  | Memorial Hermann- South East | PACU | PACI 05 | 11/1/19 |  | 11/1/20 |  |  |  | MODULEMULTIPARAMETER-Philips-M3001A
YES | YES |  |  |  | 005-34531 | 005-34531 | Philips Medical Systems Cardiac and Monitoring Syste | M3001A |  | DE6520JCV6 | SE - OR |  |  |  |  | 005-34531 | 005-34531 | Southeast | Memorial Hermann Southeast Hospital | SE - OR | Or 5 | 11/1/19 |  | 11/1/20 |  |  |  | MODULEMULTIPARAMETER-Philips-M3001A
YES | YES |  |  |  | 005-34541 | 005-34541 | Philips Medical Systems Cardiac and Monitoring Syste | M3001A |  | DE6520JB4B | Memorial Hermann- South East OR |  |  |  |  | 005-34541 | 005-34541 |  | Memorial Hermann- South East | Memorial Hermann- South East OR | OR3 | 11/1/19 |  | 11/1/20 |  |  |  | MODULEMULTIPARAMETER-Philips-M3001A
YES | YES |  |  |  | 005-34542 | 005-34542 | Philips Medical Systems Cardiac and Monitoring Syste | M3001A |  | DE6520JCUP | SE - OR |  |  |  |  | 005-34542 | 005-34542 | Southeast | Memorial Hermann Southeast Hospital | SE - OR | SE -OR | 11/1/19 |  | 11/1/20 |  |  |  | MODULEMULTIPARAMETER-Philips-M3001A
YES | YES |  |  |  | 005-34548 | 005-34548 | Philips Medical Systems Cardiac and Monitoring Syste | M3001A |  | DE6520JCUM | SE - OR |  |  |  |  | 005-34548 | 005-34548 | Southeast | Memorial Hermann Southeast Hospital | SE - OR | SE - OR | 2/1/20 |  | 2/1/21 |  |  |  | MODULEMULTIPARAMETER-Philips-M3001A
YES | YES |  |  |  | 041-16768 | 041-16768 | Philips Medical Systems Cardiac and Monitoring Syste | M3001A |  |  | MEMORIAL CITY - ER - PEDS |  |  |  |  | 041-16768 | 041-16768 | West | Memorial Hermann Memorial City Medical Center Emergency Center | MEMORIAL CITY - ER - PEDS | E1 432 Clinical Coordinator |  |  |  |  | PHYSIOLOGIC MONITOR MODULES, MULTIPARAMETER
YES | YES |  |  |  |  | 041-17239 | Philips Medical Systems Cardiac and Monitoring Syste | M3001A |  | DE9070AAK8 | MEMORIAL CITY - ER | [5 empty] | 041-17239 | West | Memorial Hermann Memorial City ER | MEMORIAL CITY - ER | E1 503 ER Rm 25 |  |  |  |  | PHYSIOLOGIC MONITOR MODULES, MULTIPARAMETER
NO | YES |  |  |  |  | 041-34378 | Philips Medical Systems Cardiac and Monitoring Syste | M3001A |  | DE907R9030 | MEMORIAL CITY - Endoscopy | [5 empty] | 041-34378 | West | MEMORIAL CITY - MEMORIAL HERMANN HOSPITAL WEST TOWER | MEMORIAL CITY - Endoscopy | Bay 19 |  |  |  |  | PHYSIOLOGIC MONITOR MODULES, MULTIPARAMETER
NO | YES | Serial Number DE6520JBLM |  |  | 041-34925 | 041-34925 | Philips Medical Systems Cardiac and Monitoring Syste | M3001A |  | DE6520JBLM | MEMORIAL CITY - Endo |  |  |  |  | 041-34925 | 041-34925 | West | MEMORIAL CITY - MEMORIAL HERMANN WEST TOWER | MEMORIAL CITY - Endo | 148 Procedure Room 5 |  |  |  |  | PHYSIOLOGIC MONITOR MODULES, MULTIPARAMETER
NO | YES |  |  |  | 041-15432 | 041-15432 | Philips Medical Systems Cardiac and Monitoring Syste | M3001A |  | DE907Y9213 | MEMORIAL CITY MOR |  |  |  |  | 041-15432 | 041-15432 | West | Memorial Hermann Memorial City Medical Center | MEMORIAL CITY MOR | MEMORIAL CITY MOR
NO | YES |  |  |  | 041-16601 | 041-16601 | Philips Medical Systems Cardiac and Monitoring Syste | M3001A |  | DE632I5043 | MEMORIAL CITY - ANESTHESIOLOGY |  |  |  |  | 041-16601 | 041-16601 | West | Memorial Hermann Memorial City Medical Center | MEMORIAL CITY - ANESTHESIOLOGY | OR 7 |  |  |  |  | PHYSIOLOGIC MONITOR MODULES, MULTIPARAMETER
NO | YES |  |  |  | 041-16649 | 041-16649 | Philips Medical Systems Cardiac and Monitoring Syste | M3001A |  | DE9070A5J1 | MEMORIAL CITY - OUTPATIENT SURGERY |  |  |  |  | 041-16649 | 041-16649 | West | Memorial City - Memorial Hermann Hospital West Tower | MEMORIAL CITY - OUTPATIENT SURGERY | W1 300.75 OR 3 |  |  |  |  | PHYSIOLOGIC MONITOR MODULES, MULTIPARAMETER
NO | YES |  |  |  | 041-12332 | 041-12332 | Philips Medical Systems Cardiac and Monitoring Syste | M3001A |  | DE717Q0029 | MEMORIAL CITY - MHT - NICU |  |  |  |  | 041-12332 | 041-12332 | West | Memorial Hermann Memorial City Medical Center | MEMORIAL CITY - MHT - NICU | MEMORIAL CITY- MHT - NICU
NO | YES |  |  |  | 041-13030 | 041-13030 | Philips Medical Systems Cardiac and Monitoring Syste | M3001A |  | DE717Q0062 | MEMORIAL CITY - MHT - NICU |  |  |  |  | 041-13030 | 041-13030 | West | Memorial Hermann Memorial City Medical Center | MEMORIAL CITY - MHT - NICU | MEMORIAL CITY- MHT - NICU
NO | YES |  |  |  | 041-13031 | 041-13031 | Philips Medical Systems Cardiac and Monitoring Syste | M3001A |  | DE717P9527 | MEMORIAL CITY - MHT - NICU |  |  |  |  | 041-13031 | 041-13031 | West | Memorial Hermann Memorial City Medical Center | MEMORIAL CITY - MHT - NICU | MEMORIAL CITY- MHT - NICU
YES | YES |  |  |  | 041-16596 | 041-16596 | Philips Medical Systems Cardiac and Monitoring Syste | M3001A |  | M3001A | MEMORIAL CITY - MHT - NICU |  |  |  |  | 041-16596 | 041-16596 | West | Memorial Hermann Memorial City Medical Center | MEMORIAL CITY - MHT - NICU | RM 4M34 |  |  |  |  | PHYSIOLOGIC MONITOR MODULES, MULTIPARAMETER
NO | YES |  |  |  | 041-12334 | 041-12334 | Philips Medical Systems Cardiac and Monitoring Syste | M3001A |  | DE717P9991 | MEMORIAL CITY - MHT - NICU |  |  |  |  | 041-12334 | 041-12334 | West | Memorial Hermann Memorial City Medical Center | MEMORIAL CITY - MHT - NICU | MEMORIAL CITY MHT NICU
YES | YES |  |  |  | 009-34691 | 009-34691 | Philips Medical Systems Cardiac and Monitoring Syste | M3001A |  | DR6630JCRB | GH - OR ANESTHESIA |  |  |  |  | 009-34691 | 009-34691 | Central | GH OR | GH - OR ANESTHESIA | GH - OR ANESTHESIA
YES | YES |  |  |  | 009-34011 | 009-34011 | Philips Medical Systems Cardiac and Monitoring Syste | M3001A |  | DE6520JCLZ | GH - OR ANESTHESIA |  |  |  |  | 009-34011 | 009-34011 | Central | GH OR | GH - OR ANESTHESIA | GH - OR ANESTHESIA
NO | NO |  |  |  | 151-02997 |  | Philips Medical Systems Cardiac and Monitoring Syste | M3001A |  | DE65311337 | CY - 3 SOUTH | MHHS-Cypress |  | Module, Multi-Parameter |  | 151-02997 |  | Northwest & Cypress |  | CY - 3 SOUTH | [5 empty] | PHYSIOLOGIC MONITOR MODULES, MULTIPARAMETER |  | MODULEMULTIPARAMETER-Philips-M3001A | MODULEMULTIPARAMETER | M3001A |  |  |  | Philips | Module, Multi-Parameter |  | MODULEMULTIPARAMETER-Philips-M3001A |  |  |  |  | Not Covered Vendor Only - Biomedical | MHHS-Cypress
NO | NO |  |  |  | 151-01671 |  | Philips Medical Systems Cardiac and Monitoring Syste | M3001A |  | DE5630G8M9 | CY - CARDIAC CATH LAB | MHHS-Cypress |  | Module, Multi-Parameter |  | 151-01671 |  | Northwest & Cypress |  | CY - CARDIAC CATH LAB | [5 empty] | PHYSIOLOGIC MONITOR MODULES, MULTIPARAMETER |  | MODULEMULTIPARAMETER-Philips-M3001A | MODULEMULTIPARAMETER | M3001A |  |  |  | Philips | Module, Multi-Parameter |  | MODULEMULTIPARAMETER-Philips-M3001A |  |  |  |  | Clinical Miscellaneous | MHHS-Cypress
NO | NO |  |  |  | 151-02985 |  | Philips Medical Systems Cardiac and Monitoring Syste | M3001A |  | DE65311331 | CY - ER | MHHS-Cypress |  | Module, Multi-Parameter |  | 151-02985 |  | Northwest & Cypress |  | CY - ER | [5 empty] | PHYSIOLOGIC MONITOR MODULES, MULTIPARAMETER |  | MODULEMULTIPARAMETER-Philips-M3001A | MODULEMULTIPARAMETER | M3001A |  |  |  | Philips | Module, Multi-Parameter |  | MODULEMULTIPARAMETER-Philips-M3001A |  |  |  |  | Covered PM Repair - Biomedical | MHHS-Cypress
NO | NO |  |  |  | 151-01183 |  | Philips Medical Systems Cardiac and Monitoring Syste | M3001A |  | DE5630G8MO | CY - L&D | MHHS-Cypress |  | Module, Multi-Parameter |  | 151-01183 |  | Northwest & Cypress |  | CY - L&D | [5 empty] | PHYSIOLOGIC MONITOR MODULES, MULTIPARAMETER |  | MODULEMULTIPARAMETER-Philips-M3001A | MODULEMULTIPARAMETER | M3001A |  |  |  | Philips | Module, Multi-Parameter |  | MODULEMULTIPARAMETER-Philips-M3001A |  |  |  |  | Covered PM Repair - Biomedical | MHHS-Cypress
NO | NO |  |  |  | 151-01192 |  | Philips Medical Systems Cardiac and Monitoring Syste | M3001A |  | DE5630G8LZ | CY - L&D | MHHS-Cypress |  | Module, Multi-Parameter |  | 151-01192 |  | Northwest & Cypress |  | CY - L&D | [5 empty] | PHYSIOLOGIC MONITOR MODULES, MULTIPARAMETER |  | MODULEMULTIPARAMETER-Philips-M3001A | MODULEMULTIPARAMETER | M3001A |  |  |  | Philips | Module, Multi-Parameter |  | MODULEMULTIPARAMETER-Philips-M3001A |  |  |  |  | Covered PM Repair - Biomedical | MHHS-Cypress
NO | NO |  |  |  | 151-02982 |  | Philips Medical Systems Cardiac and Monitoring Syste | M3001A |  | DE65311287 | CY - L&D | MHHS-Cypress |  | Module, Multi-Parameter |  | 151-02982 |  | Northwest & Cypress |  | CY - L&D | [5 empty] | PHYSIOLOGIC MONITOR MODULES, MULTIPARAMETER |  | MODULEMULTIPARAMETER-Philips-M3001A | MODULEMULTIPARAMETER | M3001A |  |  |  | Philips | Module, Multi-Parameter |  | MODULEMULTIPARAMETER-Philips-M3001A |  |  |  |  | Covered PM Repair - Biomedical | MHHS-Cypress
NO | NO |  |  |  | 151-01137 |  | Philips Medical Systems Cardiac and Monitoring Syste | M3001A |  | DE5630G8N7 | CY - NICU | MHHS-Cypress |  | Module, Multi-Parameter |  | 151-01137 |  | Northwest & Cypress |  | CY - NICU | [5 empty] | PHYSIOLOGIC MONITOR MODULES, MULTIPARAMETER |  | MODULEMULTIPARAMETER-Philips-M3001A | MODULEMULTIPARAMETER | M3001A |  |  |  | Philips | Module, Multi-Parameter |  | MODULEMULTIPARAMETER-Philips-M3001A |  |  |  |  | Covered PM Repair - Biomedical | MHHS-Cypress
NO | NO |  |  |  | 151-01138 |  | Philips Medical Systems Cardiac and Monitoring Syste | M3001A |  | DE5630G8MH | CY - NICU | MHHS-Cypress |  | Module, Multi-Parameter |  | 151-01138 |  | Northwest & Cypress |  | CY - NICU | [5 empty] | PHYSIOLOGIC MONITOR MODULES, MULTIPARAMETER |  | MODULEMULTIPARAMETER-Philips-M3001A | MODULEMULTIPARAMETER | M3001A |  |  |  | Philips | Module, Multi-Parameter |  | MODULEMULTIPARAMETER-Philips-M3001A |  |  |  |  | Covered PM Repair - Biomedical | MHHS-Cypress
NO | NO |  |  |  | 151-01139 |  | Philips Medical Systems Cardiac and Monitoring Syste | M3001A |  | DE5630G8N9 | CY - NICU | MHHS-Cypress |  | Module, Multi-Parameter |  | 151-01139 |  | Northwest & Cypress |  | CY - NICU | [5 empty] | PHYSIOLOGIC MONITOR MODULES, MULTIPARAMETER |  | MODULEMULTIPARAMETER-Philips-M3001A | MODULEMULTIPARAMETER | M3001A |  |  |  | Philips | Module, Multi-Parameter |  | MODULEMULTIPARAMETER-Philips-M3001A |  |  |  |  | Covered PM Repair - Biomedical | MHHS-Cypress
NO | NO |  |  |  | 151-01140 |  | Philips Medical Systems Cardiac and Monitoring Syste | M3001A |  | DE5630G8MK | CY - NICU | MHHS-Cypress |  | Module, Multi-Parameter |  | 151-01140 |  | Northwest & Cypress |  | CY - NICU | [5 empty] | PHYSIOLOGIC MONITOR MODULES, MULTIPARAMETER |  | MODULEMULTIPARAMETER-Philips-M3001A | MODULEMULTIPARAMETER | M3001A |  |  |  | Philips | Module, Multi-Parameter |  | MODULEMULTIPARAMETER-Philips-M3001A |  |  |  |  | Covered PM Repair - Biomedical | MHHS-Cypress
NO | NO |  |  |  | 151-02780 |  | Philips Medical Systems Cardiac and Monitoring Syste | M3001A |  | DE65310180 | CY - NURSERY | MHHS-Cypress |  | Module, Multi-Parameter |  | 151-02780 |  | Northwest & Cypress |  | CY - NURSERY | [5 empty] | PHYSIOLOGIC MONITOR MODULES, MULTIPARAMETER |  | MODULEMULTIPARAMETER-Philips-M3001A | MODULEMULTIPARAMETER | M3001A |  |  |  | Philips | Module, Multi-Parameter |  | MODULEMULTIPARAMETER-Philips-M3001A |  |  |  |  | Covered PM Repair - Biomedical | MHHS-Cypress
NO | NO |  |  |  | 151-01184 |  | Philips Medical Systems Cardiac and Monitoring Syste | M3001A |  | DE5630G8M2 | CY - OR | MHHS-Cypress |  | Module, Multi-Parameter |  | 151-01184 |  | Northwest & Cypress |  | CY - OR | [5 empty] | PHYSIOLOGIC MONITOR MODULES, MULTIPARAMETER |  | MODULEMULTIPARAMETER-Philips-M3001A | MODULEMULTIPARAMETER | M3001A |  |  |  | Philips | Module, Multi-Parameter |  | MODULEMULTIPARAMETER-Philips-M3001A |  |  |  |  | Covered PM Repair - Biomedical | MHHS-Cypress
NO | NO |  |  |  | 151-01185 |  | Philips Medical Systems Cardiac and Monitoring Syste | M3001A |  | DE5630G8LT | CY - OR | MHHS-Cypress |  | Module, Multi-Parameter |  | 151-01185 |  | Northwest & Cypress |  | CY - OR | [5 empty] | PHYSIOLOGIC MONITOR MODULES, MULTIPARAMETER |  | MODULEMULTIPARAMETER-Philips-M3001A | MODULEMULTIPARAMETER | M3001A |  |  |  | Philips | Module, Multi-Parameter |  | MODULEMULTIPARAMETER-Philips-M3001A |  |  |  |  | Covered PM Repair - Biomedical | MHHS-Cypress
NO | NO |  |  |  | 151-01186 |  | Philips Medical Systems Cardiac and Monitoring Syste | M3001A |  | DE5630G8LV | CY - OR | MHHS-Cypress |  | Module, Multi-Parameter |  | 151-01186 |  | Northwest & Cypress |  | CY - OR | [5 empty] | PHYSIOLOGIC MONITOR MODULES, MULTIPARAMETER |  | MODULEMULTIPARAMETER-Philips-M3001A | MODULEMULTIPARAMETER | M3001A |  |  |  | Philips | Module, Multi-Parameter |  | MODULEMULTIPARAMETER-Philips-M3001A |  |  |  |  | Covered PM Repair - Biomedical | MHHS-Cypress
NO | NO |  |  |  | 151-01190 |  | Philips Medical Systems Cardiac and Monitoring Syste | M3001A |  | DE5630G8LY | CY - OR | MHHS-Cypress |  | Module, Multi-Parameter |  | 151-01190 |  | Northwest & Cypress |  | CY - OR | [5 empty] | PHYSIOLOGIC MONITOR MODULES, MULTIPARAMETER |  | MODULEMULTIPARAMETER-Philips-M3001A | MODULEMULTIPARAMETER | M3001A |  |  |  | Philips | Module, Multi-Parameter |  | MODULEMULTIPARAMETER-Philips-M3001A |  |  |  |  | Covered PM Repair - Biomedical | MHHS-Cypress
NO | NO |  |  |  | 151-01191 |  | Philips Medical Systems Cardiac and Monitoring Syste | M3001A |  | DE5630G8LR | CY - OR | MHHS-Cypress |  | Module, Multi-Parameter |  | 151-01191 |  | Northwest & Cypress |  | CY - OR | [5 empty] | PHYSIOLOGIC MONITOR MODULES, MULTIPARAMETER |  | MODULEMULTIPARAMETER-Philips-M3001A | MODULEMULTIPARAMETER | M3001A |  |  |  | Philips | Module, Multi-Parameter |  | MODULEMULTIPARAMETER-Philips-M3001A |  |  |  |  | Covered PM Repair - Biomedical | MHHS-Cypress
NO | NO |  |  |  | 151-01193 |  | Philips Medical Systems Cardiac and Monitoring Syste | M3001A |  | DE5630G8LP | CY - OR | MHHS-Cypress |  | Module, Multi-Parameter |  | 151-01193 |  | Northwest & Cypress |  | CY - OR | [5 empty] | PHYSIOLOGIC MONITOR MODULES, MULTIPARAMETER |  | MODULEMULTIPARAMETER-Philips-M3001A | MODULEMULTIPARAMETER | M3001A |  |  |  | Philips | Module, Multi-Parameter |  | MODULEMULTIPARAMETER-Philips-M3001A |  |  |  |  | Covered PM Repair - Biomedical | MHHS-Cypress
NO | NO |  |  |  | DE4680E5PA |  | Philips Medical Systems Cardiac and Monitoring Syste | M3001A |  | DE4680E5PA | CY - Pacific Medical Temporary Philips Loaners | MHHS-Cypress |  | Module, Multi-Parameter |  | DE4680E5PA |  | Northwest & Cypress |  | CY - Pacific Medical Temporary Philips Loaners | [5 empty] | PHYSIOLOGIC MONITOR MODULES, MULTIPARAMETER |  | MODULEMULTIPARAMETER-Philips-M3001A | MODULEMULTIPARAMETER | M3001A |  |  |  | Philips | Module, Multi-Parameter |  | MODULEMULTIPARAMETER-Philips-M3001A |  |  |  |  | Covered PM Repair - Biomedical | MHHS-Cypress
NO | NO |  |  |  | DE5220EE5V |  | Philips Medical Systems Cardiac and Monitoring Syste | M3001A |  | DE5220EE5V | CY - Pacific Medical Temporary Philips Loaners | MHHS-Cypress |  | Module, Multi-Parameter |  | DE5220EE5V |  | Northwest & Cypress |  | CY - Pacific Medical Temporary Philips Loaners | [5 empty] | PHYSIOLOGIC MONITOR MODULES, MULTIPARAMETER |  | MODULEMULTIPARAMETER-Philips-M3001A | MODULEMULTIPARAMETER | M3001A |  |  |  | Philips | Module, Multi-Parameter |  | MODULEMULTIPARAMETER-Philips-M3001A |  |  |  |  | Covered PM Repair - Biomedical | MHHS-Cypress
NO | NO |  |  |  | DE5220F003 |  | Philips Medical Systems Cardiac and Monitoring Syste | M3001A |  | DE5220F003 | CY - Pacific Medical Temporary Philips Loaners | MHHS-Cypress |  | Module, Multi-Parameter |  | DE5220F003 |  | Northwest & Cypress |  | CY - Pacific Medical Temporary Philips Loaners | [5 empty] | PHYSIOLOGIC MONITOR MODULES, MULTIPARAMETER |  | MODULEMULTIPARAMETER-Philips-M3001A | MODULEMULTIPARAMETER | M3001A |  |  |  | Philips | Module, Multi-Parameter |  | MODULEMULTIPARAMETER-Philips-M3001A |  |  |  |  | Covered PM Repair - Biomedical | MHHS-Cypress
NO | NO |  |  |  | DE5220F005 |  | Philips Medical Systems Cardiac and Monitoring Syste | M3001A |  | DE5220F005 | CY - Pacific Medical Temporary Philips Loaners | MHHS-Cypress |  | Module, Multi-Parameter |  | DE5220F005 |  | Northwest & Cypress |  | CY - Pacific Medical Temporary Philips Loaners | [5 empty] | PHYSIOLOGIC MONITOR MODULES, MULTIPARAMETER |  | MODULEMULTIPARAMETER-Philips-M3001A | MODULEMULTIPARAMETER | M3001A |  |  |  | Philips | Module, Multi-Parameter |  | MODULEMULTIPARAMETER-Philips-M3001A |  |  |  |  | Covered PM Repair - Biomedical | MHHS-Cypress
NO | NO |  |  |  | DE5220F009 |  | Philips Medical Systems Cardiac and Monitoring Syste | M3001A |  | DE5220F009 | CY - Pacific Medical Temporary Philips Loaners | MHHS-Cypress |  | Module, Multi-Parameter |  | DE5220F009 |  | Northwest & Cypress |  | CY - Pacific Medical Temporary Philips Loaners | [5 empty] | PHYSIOLOGIC MONITOR MODULES, MULTIPARAMETER |  | MODULEMULTIPARAMETER-Philips-M3001A | MODULEMULTIPARAMETER | M3001A |  |  |  | Philips | Module, Multi-Parameter |  | MODULEMULTIPARAMETER-Philips-M3001A |  |  |  |  | Covered PM Repair - Biomedical | MHHS-Cypress
NO | NO |  |  |  | DE5220FDBY |  | Philips Medical Systems Cardiac and Monitoring Syste | M3001A |  | DE5220FDBY | CY - Pacific Medical Temporary Philips Loaners | MHHS-Cypress |  | Module, Multi-Parameter |  | DE5220FDBY |  | Northwest & Cypress |  | CY - Pacific Medical Temporary Philips Loaners | [5 empty] | PHYSIOLOGIC MONITOR MODULES, MULTIPARAMETER |  | MODULEMULTIPARAMETER-Philips-M3001A | MODULEMULTIPARAMETER | M3001A |  |  |  | Philips | Module, Multi-Parameter |  | MODULEMULTIPARAMETER-Philips-M3001A |  |  |  |  | Covered PM Repair - Biomedical | MHHS-Cypress
NO | NO |  |  |  | DE5220FEW0 |  | Philips Medical Systems Cardiac and Monitoring Syste | M3001A |  | DE5220FEW0 | CY - Pacific Medical Temporary Philips Loaners | MHHS-Cypress |  | Module, Multi-Parameter |  | DE5220FEW0 |  | Northwest & Cypress |  | CY - Pacific Medical Temporary Philips Loaners | [5 empty] | PHYSIOLOGIC MONITOR MODULES, MULTIPARAMETER |  | MODULEMULTIPARAMETER-Philips-M3001A | MODULEMULTIPARAMETER | M3001A |  |  |  | Philips | Module, Multi-Parameter |  | MODULEMULTIPARAMETER-Philips-M3001A |  |  |  |  | Covered PM Repair - Biomedical | MHHS-Cypress
NO | NO |  |  |  | DE5630FF8L |  | Philips Medical Systems Cardiac and Monitoring Syste | M3001A |  | DE5630FF8L | CY - Pacific Medical Temporary Philips Loaners | MHHS-Cypress |  | Module, Multi-Parameter |  | DE5630FF8L |  | Northwest & Cypress |  | CY - Pacific Medical Temporary Philips Loaners | [5 empty] | PHYSIOLOGIC MONITOR MODULES, MULTIPARAMETER |  | MODULEMULTIPARAMETER-Philips-M3001A | MODULEMULTIPARAMETER | M3001A |  |  |  | Philips | Module, Multi-Parameter |  | MODULEMULTIPARAMETER-Philips-M3001A |  |  |  |  | Covered PM Repair - Biomedical | MHHS-Cypress
NO | NO |  |  |  | DE5630FH2U |  | Philips Medical Systems Cardiac and Monitoring Syste | M3001A |  | DE5630FH2U | CY - Pacific Medical Temporary Philips Loaners | MHHS-Cypress |  | Module, Multi-Parameter |  | DE5630FH2U |  | Northwest & Cypress |  | CY - Pacific Medical Temporary Philips Loaners | [5 empty] | PHYSIOLOGIC MONITOR MODULES, MULTIPARAMETER |  | MODULEMULTIPARAMETER-Philips-M3001A | MODULEMULTIPARAMETER | M3001A |  |  |  | Philips | Module, Multi-Parameter |  | MODULEMULTIPARAMETER-Philips-M3001A |  |  |  |  | Covered PM Repair - Biomedical | MHHS-Cypress
NO | NO |  |  |  | DE5630FH59 |  | Philips Medical Systems Cardiac and Monitoring Syste | M3001A |  | DE5630FH59 | CY - Pacific Medical Temporary Philips Loaners | MHHS-Cypress |  | Module, Multi-Parameter |  | DE5630FH59 |  | Northwest & Cypress |  | CY - Pacific Medical Temporary Philips Loaners | [5 empty] | PHYSIOLOGIC MONITOR MODULES, MULTIPARAMETER |  | MODULEMULTIPARAMETER-Philips-M3001A | MODULEMULTIPARAMETER | M3001A |  |  |  | Philips | Module, Multi-Parameter |  | MODULEMULTIPARAMETER-Philips-M3001A |  |  |  |  | Covered PM Repair - Biomedical | MHHS-Cypress
NO | NO |  |  |  | DE9070ABY6 |  | Philips Medical Systems Cardiac and Monitoring Syste | M3001A |  | DE9070ABY6 | CY - Pacific Medical Temporary Philips Loaners | MHHS-Cypress |  | Module, Multi-Parameter |  | DE9070ABY6 |  | Northwest & Cypress |  | CY - Pacific Medical Temporary Philips Loaners | [5 empty] | PHYSIOLOGIC MONITOR MODULES, MULTIPARAMETER |  | MODULEMULTIPARAMETER-Philips-M3001A | MODULEMULTIPARAMETER | M3001A |  |  |  | Philips | Module, Multi-Parameter |  | MODULEMULTIPARAMETER-Philips-M3001A |  |  |  |  | Covered PM Repair - Biomedical | MHHS-Cypress
NO | NO |  |  |  | DE9070AEGY |  | Philips Medical Systems Cardiac and Monitoring Syste | M3001A |  | DE9070AEGY | CY - Pacific Medical Temporary Philips Loaners | MHHS-Cypress |  | Module, Multi-Parameter |  | DE9070AEGY |  | Northwest & Cypress |  | CY - Pacific Medical Temporary Philips Loaners | [5 empty] | PHYSIOLOGIC MONITOR MODULES, MULTIPARAMETER |  | MODULEMULTIPARAMETER-Philips-M3001A | MODULEMULTIPARAMETER | M3001A |  |  |  | Philips | Module, Multi-Parameter |  | MODULEMULTIPARAMETER-Philips-M3001A |  |  |  |  | Covered PM Repair - Biomedical | MHHS-Cypress
NO | NO |  |  |  | DE9070AEHC |  | Philips Medical Systems Cardiac and Monitoring Syste | M3001A |  | DE9070AEHC | CY - Pacific Medical Temporary Philips Loaners | MHHS-Cypress |  | Module, Multi-Parameter |  | DE9070AEHC |  | Northwest & Cypress |  | CY - Pacific Medical Temporary Philips Loaners | [5 empty] | PHYSIOLOGIC MONITOR MODULES, MULTIPARAMETER |  | MODULEMULTIPARAMETER-Philips-M3001A | MODULEMULTIPARAMETER | M3001A |  |  |  | Philips | Module, Multi-Parameter |  | MODULEMULTIPARAMETER-Philips-M3001A |  |  |  |  | Covered PM Repair - Biomedical | MHHS-Cypress
NO | NO |  |  |  | DE9070B5TW |  | Philips Medical Systems Cardiac and Monitoring Syste | M3001A |  | DE9070B5TW | CY - Pacific Medical Temporary Philips Loaners | MHHS-Cypress |  | Module, Multi-Parameter |  | DE9070B5TW |  | Northwest & Cypress |  | CY - Pacific Medical Temporary Philips Loaners | [5 empty] | PHYSIOLOGIC MONITOR MODULES, MULTIPARAMETER |  | MODULEMULTIPARAMETER-Philips-M3001A | MODULEMULTIPARAMETER | M3001A |  |  |  | Philips | Module, Multi-Parameter |  | MODULEMULTIPARAMETER-Philips-M3001A |  |  |  |  | Covered PM Repair - Biomedical | MHHS-Cypress
NO | NO |  |  |  | DE9070CKNH |  | Philips Medical Systems Cardiac and Monitoring Syste | M3001A |  | DE9070CKNH | CY - Pacific Medical Temporary Philips Loaners | MHHS-Cypress |  | Module, Multi-Parameter |  | DE9070CKNH |  | Northwest & Cypress |  | CY - Pacific Medical Temporary Philips Loaners | [5 empty] | PHYSIOLOGIC MONITOR MODULES, MULTIPARAMETER |  | MODULEMULTIPARAMETER-Philips-M3001A | MODULEMULTIPARAMETER | M3001A |  |  |  | Philips | Module, Multi-Parameter |  | MODULEMULTIPARAMETER-Philips-M3001A |  |  |  |  | Covered PM Repair - Biomedical | MHHS-Cypress
NO | NO |  |  |  | 151-02784 |  | Philips Medical Systems Cardiac and Monitoring Syste | M3001A |  | DE65310182 | CY - PACU | MHHS-Cypress |  | Module, Multi-Parameter |  | 151-02784 |  | Northwest & Cypress |  | CY - PACU | [5 empty] | PHYSIOLOGIC MONITOR MODULES, MULTIPARAMETER |  | MODULEMULTIPARAMETER-Philips-M3001A | MODULEMULTIPARAMETER | M3001A |  |  |  | Philips | Module, Multi-Parameter |  | MODULEMULTIPARAMETER-Philips-M3001A |  |  |  |  | Covered PM Repair - Biomedical | MHHS-Cypress
NO | NO |  |  |  | 151-02949 |  | Philips Medical Systems Cardiac and Monitoring Syste | M3001A |  | DE65311323 | CY - PACU | MHHS-Cypress |  | Module, Multi-Parameter |  | 151-02949 |  | Northwest & Cypress |  | CY - PACU | [5 empty] | PHYSIOLOGIC MONITOR MODULES, MULTIPARAMETER |  | MODULEMULTIPARAMETER-Philips-M3001A | MODULEMULTIPARAMETER | M3001A |  |  |  | Philips | Module, Multi-Parameter |  | MODULEMULTIPARAMETER-Philips-M3001A |  |  |  |  | Covered PM Repair - Biomedical | MHHS-Cypress
NO | NO |  |  |  | 151-03356 |  | Philips Medical Systems Cardiac and Monitoring Syste | M3001A |  | DE65311505 | CY - PACU | MHHS-Cypress |  | Module, Multi-Parameter |  | 151-03356 |  | Northwest & Cypress |  | CY - PACU | [5 empty] | PHYSIOLOGIC MONITOR MODULES, MULTIPARAMETER |  | MODULEMULTIPARAMETER-Philips-M3001A | MODULEMULTIPARAMETER | M3001A |  |  |  | Philips | Module, Multi-Parameter |  | MODULEMULTIPARAMETER-Philips-M3001A |  |  |  |  | Covered PM Repair - Radiology, High End | MHHS-Cypress
NO | NO |  |  |  | 151-02942 |  | Philips Medical Systems Cardiac and Monitoring Syste | M3001A |  | DE65311352 | CY - PREOP | MHHS-Cypress |  | Module, Multi-Parameter |  | 151-02942 |  | Northwest & Cypress |  | CY - PREOP | [5 empty] | PHYSIOLOGIC MONITOR MODULES, MULTIPARAMETER |  | MODULEMULTIPARAMETER-Philips-M3001A | MODULEMULTIPARAMETER | M3001A |  |  |  | Philips | Module, Multi-Parameter |  | MODULEMULTIPARAMETER-Philips-M3001A |  |  |  |  | Covered PM Repair - Biomedical | MHHS-Cypress
NO | NO |  |  |  | 009-04681 |  | Philips Medical Systems Cardiac and Monitoring Syste | M3001A |  | DE51279711 | GH - CV ICU | MHHS-Greater Heights |  | Module, Multi-Parameter |  | 009-04681 |  | Central & Greater Heights |  | GH - CV ICU | [5 empty] | PHYSIOLOGIC MONITOR MODULES, MULTIPARAMETER |  | MODULEMULTIPARAMETER-Philips-M3001A | MODULEMULTIPARAMETER | M3001A |  |  |  | Philips | Module, Multi-Parameter |  | MODULEMULTIPARAMETER-Philips-M3001A |  |  |  |  | Covered PM Repair - Biomedical | MHHS-Greater Heights
NO | NO |  |  |  | 009-06581 |  | Philips Medical Systems Cardiac and Monitoring Syste | M3001A |  | DE717O4108 | GH - CV ICU | MHHS-Greater Heights |  | Module, Multi-Parameter |  | 009-06581 |  | Central & Greater Heights |  | GH - CV ICU | [5 empty] | PHYSIOLOGIC MONITOR MODULES, MULTIPARAMETER |  | MODULEMULTIPARAMETER-Philips-M3001A | MODULEMULTIPARAMETER | M3001A |  |  |  | Philips | Module, Multi-Parameter |  | MODULEMULTIPARAMETER-Philips-M3001A |  |  |  |  | Covered PM Repair - Biomedical | MHHS-Greater Heights
NO | NO | [5 empty] | Philips Medical Systems Cardiac and Monitoring Syste | M3001A |  | DE51279751 | GH - CV ICU | MHHS-Greater Heights |  | Module, Multi-Parameter |  |  |  | Central & Greater Heights |  | GH - CV ICU | [5 empty] | PHYSIOLOGIC MONITOR MODULES, MULTIPARAMETER |  | MODULEMULTIPARAMETER-Philips-M3001A | MODULEMULTIPARAMETER | M3001A |  |  |  | Philips | Module, Multi-Parameter |  | MODULEMULTIPARAMETER-Philips-M3001A |  |  |  |  | Covered PM Repair - Biomedical | MHHS-Greater Heights
NO | NO | [5 empty] | Philips Medical Systems Cardiac and Monitoring Syste | M3001A |  | DE632G6291 | GH - CV ICU | MHHS-Greater Heights |  | Module, Multi-Parameter |  |  |  | Central & Greater Heights |  | GH - CV ICU | [5 empty] | PHYSIOLOGIC MONITOR MODULES, MULTIPARAMETER |  | MODULEMULTIPARAMETER-Philips-M3001A | MODULEMULTIPARAMETER | M3001A |  |  |  | Philips | Module, Multi-Parameter |  | MODULEMULTIPARAMETER-Philips-M3001A |  |  |  |  | Covered PM Repair - Biomedical | MHHS-Greater Heights
NO | NO | [5 empty] | Philips Medical Systems Cardiac and Monitoring Syste | M3001A |  | DE51279723 | GH - CV ICU | MHHS-Greater Heights |  | Module, Multi-Parameter |  |  |  | Central & Greater Heights |  | GH - CV ICU | [5 empty] | PHYSIOLOGIC MONITOR MODULES, MULTIPARAMETER |  | MODULEMULTIPARAMETER-Philips-M3001A | MODULEMULTIPARAMETER | M3001A |  |  |  | Philips | Module, Multi-Parameter |  | MODULEMULTIPARAMETER-Philips-M3001A |  |  |  |  | Covered PM Repair - Biomedical | MHHS-Greater Heights
NO | NO | [5 empty] | Philips Medical Systems Cardiac and Monitoring Syste | M3001A |  | DE51279721 | GH - CV ICU | MHHS-Greater Heights |  | Module, Multi-Parameter |  |  |  | Central & Greater Heights |  | GH - CV ICU | [5 empty] | PHYSIOLOGIC MONITOR MODULES, MULTIPARAMETER |  | MODULEMULTIPARAMETER-Philips-M3001A | MODULEMULTIPARAMETER | M3001A |  |  |  | Philips | Module, Multi-Parameter |  | MODULEMULTIPARAMETER-Philips-M3001A |  |  |  |  | Covered PM Repair - Biomedical | MHHS-Greater Heights
NO | NO | [5 empty] | Philips Medical Systems Cardiac and Monitoring Syste | M3001A |  | DE51279736 | GH - CV ICU | MHHS-Greater Heights |  | Module, Multi-Parameter |  |  |  | Central & Greater Heights |  | GH - CV ICU | [5 empty] | PHYSIOLOGIC MONITOR MODULES, MULTIPARAMETER |  | MODULEMULTIPARAMETER-Philips-M3001A | MODULEMULTIPARAMETER | M3001A |  |  |  | Philips | Module, Multi-Parameter |  | MODULEMULTIPARAMETER-Philips-M3001A |  |  |  |  | Covered PM Repair - Biomedical | MHHS-Greater Heights
NO | NO |  |  |  | 009-08358 |  | Philips Medical Systems Cardiac and Monitoring Syste | M3001A |  | DE9070C250 | GH - ER | MHHS-Greater Heights |  | Module, Multi-Parameter |  | 009-08358 |  | Central & Greater Heights |  | GH - ER | [5 empty] | PHYSIOLOGIC MONITOR MODULES, MULTIPARAMETER |  | MODULEMULTIPARAMETER-Philips-M3001A | MODULEMULTIPARAMETER | M3001A |  |  |  | Philips | Module, Multi-Parameter |  | MODULEMULTIPARAMETER-Philips-M3001A |  |  |  |  | Covered PM Repair - Biomedical | MHHS-Greater Heights
NO | NO |  |  |  | 009-08359 |  | Philips Medical Systems Cardiac and Monitoring Syste | M3001A |  | DE9070C24Y | GH - ER | MHHS-Greater Heights |  | Module, Multi-Parameter |  | 009-08359 |  | Central & Greater Heights |  | GH - ER | [5 empty] | PHYSIOLOGIC MONITOR MODULES, MULTIPARAMETER |  | MODULEMULTIPARAMETER-Philips-M3001A | MODULEMULTIPARAMETER | M3001A |  |  |  | Philips | Module, Multi-Parameter |  | MODULEMULTIPARAMETER-Philips-M3001A |  |  |  |  | Covered PM Repair - Biomedical | MHHS-Greater Heights
NO | NO |  |  |  | 009-09533 |  | Philips Medical Systems Cardiac and Monitoring Syste | M3001A |  | DE3450D3KE | GH - ER | MHHS-Greater Heights |  | Module, Multi-Parameter |  | 009-09533 |  | Central & Greater Heights |  | GH - ER | [5 empty] | PHYSIOLOGIC MONITOR MODULES, MULTIPARAMETER |  | MODULEMULTIPARAMETER-Philips-M3001A | MODULEMULTIPARAMETER | M3001A |  |  |  | Philips | Module, Multi-Parameter |  | MODULEMULTIPARAMETER-Philips-M3001A |  |  |  |  | Covered PM Repair - Biomedical | MHHS-Greater Heights
NO | NO |  |  |  | 009-09534 |  | Philips Medical Systems Cardiac and Monitoring Syste | M3001A |  | DE3450D3MU | GH - ER | MHHS-Greater Heights |  | Module, Multi-Parameter |  | 009-09534 |  | Central & Greater Heights |  | GH - ER | [5 empty] | PHYSIOLOGIC MONITOR MODULES, MULTIPARAMETER |  | MODULEMULTIPARAMETER-Philips-M3001A | MODULEMULTIPARAMETER | M3001A |  |  |  | Philips | Module, Multi-Parameter |  | MODULEMULTIPARAMETER-Philips-M3001A |  |  |  |  | Covered PM Repair - Biomedical | MHHS-Greater Heights
NO | NO |  |  |  | 009-09535 |  | Philips Medical Systems Cardiac and Monitoring Syste | M3001A |  | DE3450D3MW | GH - ER | MHHS-Greater Heights |  | Module, Multi-Parameter |  | 009-09535 |  | Central & Greater Heights |  | GH - ER | [5 empty] | PHYSIOLOGIC MONITOR MODULES, MULTIPARAMETER |  | MODULEMULTIPARAMETER-Philips-M3001A | MODULEMULTIPARAMETER | M3001A |  |  |  | Philips | Module, Multi-Parameter |  | MODULEMULTIPARAMETER-Philips-M3001A |  |  |  |  | Covered PM Repair - Biomedical | MHHS-Greater Heights
NO | NO |  |  |  | 009-09536 |  | Philips Medical Systems Cardiac and Monitoring Syste | M3001A |  | DE3450D3KT | GH - ER | MHHS-Greater Heights |  | Module, Multi-Parameter |  | 009-09536 |  | Central & Greater Heights |  | GH - ER | [5 empty] | PHYSIOLOGIC MONITOR MODULES, MULTIPARAMETER |  | MODULEMULTIPARAMETER-Philips-M3001A | MODULEMULTIPARAMETER | M3001A |  |  |  | Philips | Module, Multi-Parameter |  | MODULEMULTIPARAMETER-Philips-M3001A |  |  |  |  | Covered PM Repair - Biomedical | MHHS-Greater Heights
NO | NO |  |  |  | 009-09537 |  | Philips Medical Systems Cardiac and Monitoring Syste | M3001A |  | DE3450D3KG | GH - ER | MHHS-Greater Heights |  | Module, Multi-Parameter |  | 009-09537 |  | Central & Greater Heights |  | GH - ER | [5 empty] | PHYSIOLOGIC MONITOR MODULES, MULTIPARAMETER |  | MODULEMULTIPARAMETER-Philips-M3001A | MODULEMULTIPARAMETER | M3001A |  |  |  | Philips | Module, Multi-Parameter |  | MODULEMULTIPARAMETER-Philips-M3001A |  |  |  |  | Covered PM Repair - Biomedical | MHHS-Greater Heights
NO | NO |  |  |  | 009-09538 |  | Philips Medical Systems Cardiac and Monitoring Syste | M3001A |  | DE3450D3KY | GH - ER | MHHS-Greater Heights |  | Module, Multi-Parameter |  | 009-09538 |  | Central & Greater Heights |  | GH - ER | [5 empty] | PHYSIOLOGIC MONITOR MODULES, MULTIPARAMETER |  | MODULEMULTIPARAMETER-Philips-M3001A | MODULEMULTIPARAMETER | M3001A |  |  |  | Philips | Module, Multi-Parameter |  | MODULEMULTIPARAMETER-Philips-M3001A |  |  |  |  | Covered PM Repair - Biomedical | MHHS-Greater Heights
NO | NO |  |  |  | 009-09539 |  | Philips Medical Systems Cardiac and Monitoring Syste | M3001A |  | DE3450D3ML | GH - ER | MHHS-Greater Heights |  | Module, Multi-Parameter |  | 009-09539 |  | Central & Greater Heights |  | GH - ER | [5 empty] | PHYSIOLOGIC MONITOR MODULES, MULTIPARAMETER |  | MODULEMULTIPARAMETER-Philips-M3001A | MODULEMULTIPARAMETER | M3001A |  |  |  | Philips | Module, Multi-Parameter |  | MODULEMULTIPARAMETER-Philips-M3001A |  |  |  |  | Covered PM Repair - Biomedical | MHHS-Greater Heights
NO | NO |  |  |  | 009-09540 |  | Philips Medical Systems Cardiac and Monitoring Syste | M3001A |  | DE3450D3M1 | GH - ER | MHHS-Greater Heights |  | Module, Multi-Parameter |  | 009-09540 |  | Central & Greater Heights |  | GH - ER | [5 empty] | PHYSIOLOGIC MONITOR MODULES, MULTIPARAMETER |  | MODULEMULTIPARAMETER-Philips-M3001A | MODULEMULTIPARAMETER | M3001A |  |  |  | Philips | Module, Multi-Parameter |  | MODULEMULTIPARAMETER-Philips-M3001A |  |  |  |  | Covered PM Repair - Biomedical | MHHS-Greater Heights
NO | NO |  |  |  | 009-09542 |  | Philips Medical Systems Cardiac and Monitoring Syste | M3001A |  | DE3450D3MH | GH - ER | MHHS-Greater Heights |  | Module, Multi-Parameter |  | 009-09542 |  | Central & Greater Heights |  | GH - ER | [5 empty] | PHYSIOLOGIC MONITOR MODULES, MULTIPARAMETER |  | MODULEMULTIPARAMETER-Philips-M3001A | MODULEMULTIPARAMETER | M3001A |  |  |  | Philips | Module, Multi-Parameter |  | MODULEMULTIPARAMETER-Philips-M3001A |  |  |  |  | Covered PM Repair - Biomedical | MHHS-Greater Heights
NO | NO |  |  |  | 009-09543 |  | Philips Medical Systems Cardiac and Monitoring Syste | M3001A |  | DE3450D3HD | GH - ER | MHHS-Greater Heights |  | Module, Multi-Parameter |  | 009-09543 |  | Central & Greater Heights |  | GH - ER | [5 empty] | PHYSIOLOGIC MONITOR MODULES, MULTIPARAMETER |  | MODULEMULTIPARAMETER-Philips-M3001A | MODULEMULTIPARAMETER | M3001A |  |  |  | Philips | Module, Multi-Parameter |  | MODULEMULTIPARAMETER-Philips-M3001A |  |  |  |  | Covered PM Repair - Biomedical | MHHS-Greater Heights
NO | NO |  |  |  | 009-09544 |  | Philips Medical Systems Cardiac and Monitoring Syste | M3001A |  | DE3450D3KZ | GH - ER | MHHS-Greater Heights |  | Module, Multi-Parameter |  | 009-09544 |  | Central & Greater Heights |  | GH - ER | [5 empty] | PHYSIOLOGIC MONITOR MODULES, MULTIPARAMETER |  | MODULEMULTIPARAMETER-Philips-M3001A | MODULEMULTIPARAMETER | M3001A |  |  |  | Philips | Module, Multi-Parameter |  | MODULEMULTIPARAMETER-Philips-M3001A |  |  |  |  | Covered PM Repair - Biomedical | MHHS-Greater Heights
NO | NO |  |  |  | 009-09545 |  | Philips Medical Systems Cardiac and Monitoring Syste | M3001A |  | DE3450D3KN | GH - ER | MHHS-Greater Heights |  | Module, Multi-Parameter |  | 009-09545 |  | Central & Greater Heights |  | GH - ER | [5 empty] | PHYSIOLOGIC MONITOR MODULES, MULTIPARAMETER |  | MODULEMULTIPARAMETER-Philips-M3001A | MODULEMULTIPARAMETER | M3001A |  |  |  | Philips | Module, Multi-Parameter |  | MODULEMULTIPARAMETER-Philips-M3001A |  |  |  |  | Covered PM Repair - Biomedical | MHHS-Greater Heights
NO | NO |  |  |  | 009-09546 |  | Philips Medical Systems Cardiac and Monitoring Syste | M3001A |  | DE3450D3N0 | GH - ER | MHHS-Greater Heights |  | Module, Multi-Parameter |  | 009-09546 |  | Central & Greater Heights |  | GH - ER | [5 empty] | PHYSIOLOGIC MONITOR MODULES, MULTIPARAMETER |  | MODULEMULTIPARAMETER-Philips-M3001A | MODULEMULTIPARAMETER | M3001A |  |  |  | Philips | Module, Multi-Parameter |  | MODULEMULTIPARAMETER-Philips-M3001A |  |  |  |  | Covered PM Repair - Biomedical | MHHS-Greater Heights
NO | NO |  |  |  | 009-05061 |  | Philips Medical Systems Cardiac and Monitoring Syste | M3001A |  | DE632I3752 | GH - ICU | MHHS-Greater Heights |  | Module, Multi-Parameter |  | 009-05061 |  | Central & Greater Heights |  | GH - ICU | [5 empty] | PHYSIOLOGIC MONITOR MODULES, MULTIPARAMETER |  | MODULEMULTIPARAMETER-Philips-M3001A | MODULEMULTIPARAMETER | M3001A |  |  |  | Philips | Module, Multi-Parameter |  | MODULEMULTIPARAMETER-Philips-M3001A |  |  |  |  | Not Covered Vendor Only - Resp/Ster | MHHS-Greater Heights
NO | NO |  |  |  | 009-05367 |  | Philips Medical Systems Cardiac and Monitoring Syste | M3001A |  | DE717N1881 | GH - ICU | MHHS-Greater Heights |  | Module, Multi-Parameter |  | 009-05367 |  | Central & Greater Heights |  | GH - ICU | [5 empty] | PHYSIOLOGIC MONITOR MODULES, MULTIPARAMETER |  | MODULEMULTIPARAMETER-Philips-M3001A | MODULEMULTIPARAMETER | M3001A |  |  |  | Philips | Module, Multi-Parameter |  | MODULEMULTIPARAMETER-Philips-M3001A |  |  |  |  | Covered PM Repair - Biomedical | MHHS-Greater Heights
NO | NO |  |  |  | 009-05368 |  | Philips Medical Systems Cardiac and Monitoring Syste | M3001A |  | DE717N1876 | GH - ICU | MHHS-Greater Heights |  | Module, Multi-Parameter |  | 009-05368 |  | Central & Greater Heights |  | GH - ICU | [5 empty] | PHYSIOLOGIC MONITOR MODULES, MULTIPARAMETER |  | MODULEMULTIPARAMETER-Philips-M3001A | MODULEMULTIPARAMETER | M3001A |  |  |  | Philips | Module, Multi-Parameter |  | MODULEMULTIPARAMETER-Philips-M3001A |  |  |  |  | Covered PM Repair - Biomedical | MHHS-Greater Heights
NO | NO |  |  |  | 009-05372 |  | Philips Medical Systems Cardiac and Monitoring Syste | M3001A |  | DE717N1899 | GH - ICU | MHHS-Greater Heights |  | Module, Multi-Parameter |  | 009-05372 |  | Central & Greater Heights |  | GH - ICU | [5 empty] | PHYSIOLOGIC MONITOR MODULES, MULTIPARAMETER |  | MODULEMULTIPARAMETER-Philips-M3001A | MODULEMULTIPARAMETER | M3001A |  |  |  | Philips | Module, Multi-Parameter |  | MODULEMULTIPARAMETER-Philips-M3001A |  |  |  |  | Covered PM Repair - Biomedical | MHHS-Greater Heights
NO | NO |  |  |  | 009-05374 |  | Philips Medical Systems Cardiac and Monitoring Syste | M3001A |  | DE717N1908 | GH - ICU | MHHS-Greater Heights |  | Module, Multi-Parameter |  | 009-05374 |  | Central & Greater Heights |  | GH - ICU | [5 empty] | PHYSIOLOGIC MONITOR MODULES, MULTIPARAMETER |  | MODULEMULTIPARAMETER-Philips-M3001A | MODULEMULTIPARAMETER | M3001A |  |  |  | Philips | Module, Multi-Parameter |  | MODULEMULTIPARAMETER-Philips-M3001A |  |  |  |  | Covered PM Repair - Biomedical | MHHS-Greater Heights
NO | NO |  |  |  | 009-05974 |  | Philips Medical Systems Cardiac and Monitoring Syste | M3001A |  | DE632E8408 | GH - ICU | MHHS-Greater Heights |  | Module, Multi-Parameter |  | 009-05974 |  | Central & Greater Heights |  | GH - ICU | [5 empty] | PHYSIOLOGIC MONITOR MODULES, MULTIPARAMETER |  | MODULEMULTIPARAMETER-Philips-M3001A | MODULEMULTIPARAMETER | M3001A |  |  |  | Philips | Module, Multi-Parameter |  | MODULEMULTIPARAMETER-Philips-M3001A |  |  |  |  | Covered PM Repair - Biomedical | MHHS-Greater Heights
NO | NO |  |  |  | 009-06221 |  | Philips Medical Systems Cardiac and Monitoring Syste | M3001A |  | DE71705537 | GH - ICU | MHHS-Greater Heights |  | Module, Multi-Parameter |  | 009-06221 |  | Central & Greater Heights |  | GH - ICU | [5 empty] | PHYSIOLOGIC MONITOR MODULES, MULTIPARAMETER |  | MODULEMULTIPARAMETER-Philips-M3001A | MODULEMULTIPARAMETER | M3001A |  |  |  | Philips | Module, Multi-Parameter |  | MODULEMULTIPARAMETER-Philips-M3001A |  |  |  |  | Covered PM Repair - Biomedical | MHHS-Greater Heights
NO | NO |  |  |  | 009-06224 |  | Philips Medical Systems Cardiac and Monitoring Syste | M3001A |  | DE71705525 | GH - ICU | MHHS-Greater Heights |  | Module, Multi-Parameter |  | 009-06224 |  | Central & Greater Heights |  | GH - ICU | [5 empty] | PHYSIOLOGIC MONITOR MODULES, MULTIPARAMETER |  | MODULEMULTIPARAMETER-Philips-M3001A | MODULEMULTIPARAMETER | M3001A |  |  |  | Philips | Module, Multi-Parameter |  | MODULEMULTIPARAMETER-Philips-M3001A |  |  |  |  | Covered PM Repair - Biomedical | MHHS-Greater Heights
NO | NO |  |  |  | 009-10192 |  | Philips Medical Systems Cardiac and Monitoring Syste | M3001A |  | DE5630FPNV | GH - ICU | MHHS-Greater Heights |  | Module, Multi-Parameter |  | 009-10192 |  | Central & Greater Heights |  | GH - ICU | [5 empty] | PHYSIOLOGIC MONITOR MODULES, MULTIPARAMETER |  | MODULEMULTIPARAMETER-Philips-M3001A | MODULEMULTIPARAMETER | M3001A |  |  |  | Philips | Module, Multi-Parameter |  | MODULEMULTIPARAMETER-Philips-M3001A |  |  |  |  | Covered PM Repair - Biomedical | MHHS-Greater Heights
NO | NO |  |  |  | 009-10237 |  | Philips Medical Systems Cardiac and Monitoring Syste | M3001A |  | DE5630G3NA | GH - ICU | MHHS-Greater Heights |  | Module, Multi-Parameter |  | 009-10237 |  | Central & Greater Heights |  | GH - ICU | [5 empty] | PHYSIOLOGIC MONITOR MODULES, MULTIPARAMETER |  | MODULEMULTIPARAMETER-Philips-M3001A | MODULEMULTIPARAMETER | M3001A |  |  |  | Philips | Module, Multi-Parameter |  | MODULEMULTIPARAMETER-Philips-M3001A |  |  |  |  | Not Covered Vendor Only - Biomedical | MHHS-Greater Heights
NO | NO |  |  |  | 009-10300 |  | Philips Medical Systems Cardiac and Monitoring Syste | M3001A |  | DE632I3683 | GH - ICU | MHHS-Greater Heights |  | Module, Multi-Parameter |  | 009-10300 |  | Central & Greater Heights |  | GH - ICU | [5 empty] | PHYSIOLOGIC MONITOR MODULES, MULTIPARAMETER |  | MODULEMULTIPARAMETER-Philips-M3001A | MODULEMULTIPARAMETER | M3001A |  |  |  | Philips | Module, Multi-Parameter |  | MODULEMULTIPARAMETER-Philips-M3001A |  |  |  |  | Covered PM Repair - Biomedical | MHHS-Greater Heights
NO | NO |  |  |  | 009-33557 |  | Philips Medical Systems Cardiac and Monitoring Syste | M3001A |  | DE51293356 | GH - ICU | MHHS-Greater Heights |  | Module, Multi-Parameter |  | 009-33557 |  | Central & Greater Heights |  | GH - ICU | [5 empty] | PHYSIOLOGIC MONITOR MODULES, MULTIPARAMETER |  | MODULEMULTIPARAMETER-Philips-M3001A | MODULEMULTIPARAMETER | M3001A |  |  |  | Philips | Module, Multi-Parameter |  | MODULEMULTIPARAMETER-Philips-M3001A |  |  |  |  | Covered PM Repair - Biomedical | MHHS-Greater Heights
NO | NO | [5 empty] | Philips Medical Systems Cardiac and Monitoring Syste | M3001A |  | DE71705511 | GH - ICU | MHHS-Greater Heights |  | Module, Multi-Parameter |  |  |  | Central & Greater Heights |  | GH - ICU | [5 empty] | PHYSIOLOGIC MONITOR MODULES, MULTIPARAMETER |  | MODULEMULTIPARAMETER-Philips-M3001A | MODULEMULTIPARAMETER | M3001A |  |  |  | Philips | Module, Multi-Parameter |  | MODULEMULTIPARAMETER-Philips-M3001A |  |  |  |  | Covered PM Repair - Biomedical | MHHS-Greater Heights
NO | NO | [5 empty] | Philips Medical Systems Cardiac and Monitoring Syste | M3001A |  | DE717N1891 | GH - ICU | MHHS-Greater Heights |  | Module, Multi-Parameter |  |  |  | Central & Greater Heights |  | GH - ICU | [5 empty] | PHYSIOLOGIC MONITOR MODULES, MULTIPARAMETER |  | MODULEMULTIPARAMETER-Philips-M3001A | MODULEMULTIPARAMETER | M3001A |  |  |  | Philips | Module, Multi-Parameter |  | MODULEMULTIPARAMETER-Philips-M3001A |  |  |  |  | Covered PM Repair - Biomedical | MHHS-Greater Heights
NO | NO | [5 empty] | Philips Medical Systems Cardiac and Monitoring Syste | M3001A |  | DE71705543 | GH - ICU | MHHS-Greater Heights |  | Module, Multi-Parameter |  |  |  | Central & Greater Heights |  | GH - ICU | [5 empty] | PHYSIOLOGIC MONITOR MODULES, MULTIPARAMETER |  | MODULEMULTIPARAMETER-Philips-M3001A | MODULEMULTIPARAMETER | M3001A |  |  |  | Philips | Module, Multi-Parameter |  | MODULEMULTIPARAMETER-Philips-M3001A |  |  |  |  | Covered PM Repair - Biomedical | MHHS-Greater Heights
NO | NO | [5 empty] | Philips Medical Systems Cardiac and Monitoring Syste | M3001A |  | DE717N1901 | GH - ICU | MHHS-Greater Heights |  | Module, Multi-Parameter |  |  |  | Central & Greater Heights |  | GH - ICU | [5 empty] | PHYSIOLOGIC MONITOR MODULES, MULTIPARAMETER |  | MODULEMULTIPARAMETER-Philips-M3001A | MODULEMULTIPARAMETER | M3001A |  |  |  | Philips | Module, Multi-Parameter |  | MODULEMULTIPARAMETER-Philips-M3001A |  |  |  |  | Not Covered Vendor Only - Biomedical | MHHS-Greater Heights
NO | NO | [5 empty] | Philips Medical Systems Cardiac and Monitoring Syste | M3001A |  | DE63213764 | GH - ICU | MHHS-Greater Heights |  | Module, Multi-Parameter |  |  |  | Central & Greater Heights |  | GH - ICU | [5 empty] | PHYSIOLOGIC MONITOR MODULES, MULTIPARAMETER |  | MODULEMULTIPARAMETER-Philips-M3001A | MODULEMULTIPARAMETER | M3001A |  |  |  | Philips | Module, Multi-Parameter |  | MODULEMULTIPARAMETER-Philips-M3001A |  |  |  |  | Not Covered Vendor Only - Rad, Low End | MHHS-Greater Heights
NO | NO | [5 empty] | Philips Medical Systems Cardiac and Monitoring Syste | M3001A |  | DE907C9607 | GH - ICU | MHHS-Greater Heights |  | Module, Multi-Parameter |  |  |  | Central & Greater Heights |  | GH - ICU | [5 empty] | PHYSIOLOGIC MONITOR MODULES, MULTIPARAMETER |  | MODULEMULTIPARAMETER-Philips-M3001A | MODULEMULTIPARAMETER | M3001A |  |  |  | Philips | Module, Multi-Parameter |  | MODULEMULTIPARAMETER-Philips-M3001A |  |  |  |  | Covered PM Repair - Biomedical | MHHS-Greater Heights
NO | NO | [5 empty] | Philips Medical Systems Cardiac and Monitoring Syste | M3001A |  | DE717J8397 | GH - ICU | MHHS-Greater Heights |  | Module, Multi-Parameter |  |  |  | Central & Greater Heights |  | GH - ICU | [5 empty] | PHYSIOLOGIC MONITOR MODULES, MULTIPARAMETER |  | MODULEMULTIPARAMETER-Philips-M3001A | MODULEMULTIPARAMETER | M3001A |  |  |  | Philips | Module, Multi-Parameter |  | MODULEMULTIPARAMETER-Philips-M3001A |  |  |  |  | Covered PM Repair - Biomedical | MHHS-Greater Heights
NO | NO | [5 empty] | Philips Medical Systems Cardiac and Monitoring Syste | M3001A |  | DE63213768 | GH - ICU | MHHS-Greater Heights |  | Module, Multi-Parameter |  |  |  | Central & Greater Heights |  | GH - ICU | [5 empty] | PHYSIOLOGIC MONITOR MODULES, MULTIPARAMETER |  | MODULEMULTIPARAMETER-Philips-M3001A | MODULEMULTIPARAMETER | M3001A |  |  |  | Philips | Module, Multi-Parameter |  | MODULEMULTIPARAMETER-Philips-M3001A |  |  |  |  | Covered PM Repair - Biomedical | MHHS-Greater Heights
NO | NO | [5 empty] | Philips Medical Systems Cardiac and Monitoring Syste | M3001A |  | DE63213658 | GH - ICU | MHHS-Greater Heights |  | Module, Multi-Parameter |  |  |  | Central & Greater Heights |  | GH - ICU | [5 empty] | PHYSIOLOGIC MONITOR MODULES, MULTIPARAMETER |  | MODULEMULTIPARAMETER-Philips-M3001A | MODULEMULTIPARAMETER | M3001A |  |  |  | Philips | Module, Multi-Parameter |  | MODULEMULTIPARAMETER-Philips-M3001A |  |  |  |  | Covered PM Repair - Biomedical | MHHS-Greater Heights
NO | NO | [5 empty] | Philips Medical Systems Cardiac and Monitoring Syste | M3001A |  | DE632E8414 | GH - ICU | MHHS-Greater Heights |  | Module, Multi-Parameter |  |  |  | Central & Greater Heights |  | GH - ICU | [5 empty] | PHYSIOLOGIC MONITOR MODULES, MULTIPARAMETER |  | MODULEMULTIPARAMETER-Philips-M3001A | MODULEMULTIPARAMETER | M3001A |  |  |  | Philips | Module, Multi-Parameter |  | MODULEMULTIPARAMETER-Philips-M3001A |  |  |  |  | Covered PM Repair - Biomedical | MHHS-Greater Heights
NO | NO | [5 empty] | Philips Medical Systems Cardiac and Monitoring Syste | M3001A |  | DE632E8616 | GH - ICU | MHHS-Greater Heights |  | Module, Multi-Parameter |  |  |  | Central & Greater Heights |  | GH - ICU | [5 empty] | PHYSIOLOGIC MONITOR MODULES, MULTIPARAMETER |  | MODULEMULTIPARAMETER-Philips-M3001A | MODULEMULTIPARAMETER | M3001A |  |  |  | Philips | Module, Multi-Parameter |  | MODULEMULTIPARAMETER-Philips-M3001A |  |  |  |  | Covered PM Repair - Respiratory/Steriliz | MHHS-Greater Heights
NO | NO | [5 empty] | Philips Medical Systems Cardiac and Monitoring Syste | M3001A |  | DE71705541 | GH - ICU | MHHS-Greater Heights |  | Module, Multi-Parameter |  |  |  | Central & Greater Heights |  | GH - ICU | [5 empty] | PHYSIOLOGIC MONITOR MODULES, MULTIPARAMETER |  | MODULEMULTIPARAMETER-Philips-M3001A | MODULEMULTIPARAMETER | M3001A |  |  |  | Philips | Module, Multi-Parameter |  | MODULEMULTIPARAMETER-Philips-M3001A |  |  |  |  | Covered PM Repair - Biomedical | MHHS-Greater Heights
NO | NO | [5 empty] | Philips Medical Systems Cardiac and Monitoring Syste | M3001A |  | DE7517O55358 | GH - ICU | MHHS-Greater Heights |  | Module, Multi-Parameter |  |  |  | Central & Greater Heights |  | GH - ICU | [5 empty] | PHYSIOLOGIC MONITOR MODULES, MULTIPARAMETER |  | MODULEMULTIPARAMETER-Philips-M3001A | MODULEMULTIPARAMETER | M3001A |  |  |  | Philips | Module, Multi-Parameter |  | MODULEMULTIPARAMETER-Philips-M3001A |  |  |  |  | Covered PM Repair - Biomedical | MHHS-Greater Heights
NO | NO | [5 empty] | Philips Medical Systems Cardiac and Monitoring Syste | M3001A |  | DE632I3690 | GH - ICU | MHHS-Greater Heights |  | Module, Multi-Parameter |  |  |  | Central & Greater Heights |  | GH - ICU | [5 empty] | PHYSIOLOGIC MONITOR MODULES, MULTIPARAMETER |  | MODULEMULTIPARAMETER-Philips-M3001A | MODULEMULTIPARAMETER | M3001A |  |  |  | Philips | Module, Multi-Parameter |  | MODULEMULTIPARAMETER-Philips-M3001A |  |  |  |  | Covered PM Repair - Biomedical | MHHS-Greater Heights
NO | NO | [5 empty] | Philips Medical Systems Cardiac and Monitoring Syste | M3001A |  | DE71705516 | GH - ICU | MHHS-Greater Heights |  | Module, Multi-Parameter |  |  |  | Central & Greater Heights |  | GH - ICU | [5 empty] | PHYSIOLOGIC MONITOR MODULES, MULTIPARAMETER |  | MODULEMULTIPARAMETER-Philips-M3001A | MODULEMULTIPARAMETER | M3001A |  |  |  | Philips | Module, Multi-Parameter |  | MODULEMULTIPARAMETER-Philips-M3001A |  |  |  |  | Covered PM Repair - Biomedical | MHHS-Greater Heights
NO | NO | [5 empty] | Philips Medical Systems Cardiac and Monitoring Syste | M3001A |  | DE632E8406 | GH - ICU | MHHS-Greater Heights |  | Module, Multi-Parameter |  |  |  | Central & Greater Heights |  | GH - ICU | [5 empty] | PHYSIOLOGIC MONITOR MODULES, MULTIPARAMETER |  | MODULEMULTIPARAMETER-Philips-M3001A | MODULEMULTIPARAMETER | M3001A |  |  |  | Philips | Module, Multi-Parameter |  | MODULEMULTIPARAMETER-Philips-M3001A |  |  |  |  | Covered PM Repair - Biomedical | MHHS-Greater Heights
NO | NO | [5 empty] | Philips Medical Systems Cardiac and Monitoring Syste | M3001A |  | DE71705526 | GH - ICU | MHHS-Greater Heights |  | Module, Multi-Parameter |  |  |  | Central & Greater Heights |  | GH - ICU | [5 empty] | PHYSIOLOGIC MONITOR MODULES, MULTIPARAMETER |  | MODULEMULTIPARAMETER-Philips-M3001A | MODULEMULTIPARAMETER | M3001A |  |  |  | Philips | Module, Multi-Parameter |  | MODULEMULTIPARAMETER-Philips-M3001A |  |  |  |  | Covered PM Repair - Biomedical | MHHS-Greater Heights
NO | NO |  |  |  | 009-33388 |  | Philips Medical Systems Cardiac and Monitoring Syste | M3001A |  | DE6520HDJF | GH - LABOR & DELIVERY - OR | MHHS-Greater Heights |  | Module, Multi-Parameter |  | 009-33388 |  | Central & Greater Heights |  | GH - LABOR & DELIVERY - OR | [5 empty] | PHYSIOLOGIC MONITOR MODULES, MULTIPARAMETER |  | MODULEMULTIPARAMETER-Philips-M3001A | MODULEMULTIPARAMETER | M3001A |  |  |  | Philips | Module, Multi-Parameter |  | MODULEMULTIPARAMETER-Philips-M3001A |  |  |  |  | Covered PM Repair - Radiology, Low End | MHHS-Greater Heights
NO | NO |  |  |  | 009-33400 |  | Philips Medical Systems Cardiac and Monitoring Syste | M3001A |  | DE6520HDGY | GH - NICU | MHHS-Greater Heights |  | Module, Multi-Parameter |  | 009-33400 |  | Central & Greater Heights |  | GH - NICU | [5 empty] | PHYSIOLOGIC MONITOR MODULES, MULTIPARAMETER |  | MODULEMULTIPARAMETER-Philips-M3001A | MODULEMULTIPARAMETER | M3001A |  |  |  | Philips | Module, Multi-Parameter |  | MODULEMULTIPARAMETER-Philips-M3001A |  |  |  |  | Covered PM Repair - Biomedical | MHHS-Greater Heights
NO | NO |  |  |  | 009-03577 |  | Philips Medical Systems Cardiac and Monitoring Syste | M3001A |  | DE22731923 | GH - OR ANESTHESIA | MHHS-Greater Heights |  | Module, Multi-Parameter |  | 009-03577 |  | Central & Greater Heights |  | GH - OR ANESTHESIA | [5 empty] | PHYSIOLOGIC MONITOR MODULES, MULTIPARAMETER |  | MODULEMULTIPARAMETER-Philips-M3001A | MODULEMULTIPARAMETER | M3001A |  |  |  | Philips | Module, Multi-Parameter |  | MODULEMULTIPARAMETER-Philips-M3001A |  |  |  |  | Covered PM Repair - Biomedical | MHHS-Greater Heights
NO | NO |  |  |  | 009-04625 |  | Philips Medical Systems Cardiac and Monitoring Syste | M3001A |  | DE51280768 | GH - OR ANESTHESIA | MHHS-Greater Heights |  | Module, Multi-Parameter |  | 009-04625 |  | Central & Greater Heights |  | GH - OR ANESTHESIA | [5 empty] | PHYSIOLOGIC MONITOR MODULES, MULTIPARAMETER |  | MODULEMULTIPARAMETER-Philips-M3001A | MODULEMULTIPARAMETER | M3001A |  |  |  | Philips | Module, Multi-Parameter |  | MODULEMULTIPARAMETER-Philips-M3001A |  |  |  |  | Covered PM Repair - Biomedical | MHHS-Greater Heights
NO | NO |  |  |  | 009-04727 |  | Philips Medical Systems Cardiac and Monitoring Syste | M3001A |  | DE51279749 | GH - OR ANESTHESIA | MHHS-Greater Heights |  | Module, Multi-Parameter |  | 009-04727 |  | Central & Greater Heights |  | GH - OR ANESTHESIA | [5 empty] | PHYSIOLOGIC MONITOR MODULES, MULTIPARAMETER |  | MODULEMULTIPARAMETER-Philips-M3001A | MODULEMULTIPARAMETER | M3001A |  |  |  | Philips | Module, Multi-Parameter |  | MODULEMULTIPARAMETER-Philips-M3001A |  |  |  |  | Covered PM Repair - Biomedical | MHHS-Greater Heights
NO | NO |  |  |  | 009-08111 |  | Philips Medical Systems Cardiac and Monitoring Syste | M3001A |  | DE51281049 | GH - OR ANESTHESIA | MHHS-Greater Heights |  | Module, Multi-Parameter |  | 009-08111 |  | Central & Greater Heights |  | GH - OR ANESTHESIA | [5 empty] | PHYSIOLOGIC MONITOR MODULES, MULTIPARAMETER |  | MODULEMULTIPARAMETER-Philips-M3001A | MODULEMULTIPARAMETER | M3001A |  |  |  | Philips | Module, Multi-Parameter |  | MODULEMULTIPARAMETER-Philips-M3001A |  |  |  |  | Not Covered Vendor Only - Biomedical | MHHS-Greater Heights
NO | NO |  |  |  | 009-08314 |  | Philips Medical Systems Cardiac and Monitoring Syste | M3001A |  | DE9070B56H | GH - OR ANESTHESIA | MHHS-Greater Heights |  | Module, Multi-Parameter |  | 009-08314 |  | Central & Greater Heights |  | GH - OR ANESTHESIA | [5 empty] | PHYSIOLOGIC MONITOR MODULES, MULTIPARAMETER |  | MODULEMULTIPARAMETER-Philips-M3001A | MODULEMULTIPARAMETER | M3001A |  |  |  | Philips | Module, Multi-Parameter |  | MODULEMULTIPARAMETER-Philips-M3001A |  |  |  |  | Covered PM Repair - Biomedical | MHHS-Greater Heights
NO | NO |  |  |  | 009-09519 |  | Philips Medical Systems Cardiac and Monitoring Syste | M3001A |  | DE22724147 | GH - OR ANESTHESIA | MHHS-Greater Heights |  | Module, Multi-Parameter |  | 009-09519 |  | Central & Greater Heights |  | GH - OR ANESTHESIA | [5 empty] | PHYSIOLOGIC MONITOR MODULES, MULTIPARAMETER |  | MODULEMULTIPARAMETER-Philips-M3001A | MODULEMULTIPARAMETER | M3001A |  |  |  | Philips | Module, Multi-Parameter |  | MODULEMULTIPARAMETER-Philips-M3001A |  |  |  |  | Not Covered Vendor Only - Rad, Low End | MHHS-Greater Heights
NO | NO |  |  |  | 009-09924 |  | Philips Medical Systems Cardiac and Monitoring Syste | M3001A |  | DE51281053 | GH - OR ANESTHESIA | MHHS-Greater Heights |  | Module, Multi-Parameter |  | 009-09924 |  | Central & Greater Heights |  | GH - OR ANESTHESIA | [5 empty] | PHYSIOLOGIC MONITOR MODULES, MULTIPARAMETER |  | MODULEMULTIPARAMETER-Philips-M3001A | MODULEMULTIPARAMETER | M3001A |  |  |  | Philips | Module, Multi-Parameter |  | MODULEMULTIPARAMETER-Philips-M3001A |  |  |  |  | Not Covered Vendor Only - Biomedical | MHHS-Greater Heights
NO | NO | [5 empty] | Philips Medical Systems Cardiac and Monitoring Syste | M3001A |  | DE22724112 | GH - OR ANESTHESIA | MHHS-Greater Heights |  | Module, Multi-Parameter |  |  |  | Central & Greater Heights |  | GH - OR ANESTHESIA | [5 empty] | PHYSIOLOGIC MONITOR MODULES, MULTIPARAMETER |  | MODULEMULTIPARAMETER-Philips-M3001A | MODULEMULTIPARAMETER | M3001A |  |  |  | Philips | Module, Multi-Parameter |  | MODULEMULTIPARAMETER-Philips-M3001A |  |  |  |  | Covered PM Repair - Biomedical | MHHS-Greater Heights
NO | NO | [5 empty] | Philips Medical Systems Cardiac and Monitoring Syste | M3001A |  | DE22731801 | GH - OR ANESTHESIA | MHHS-Greater Heights |  | Module, Multi-Parameter |  |  |  | Central & Greater Heights |  | GH - OR ANESTHESIA | [5 empty] | PHYSIOLOGIC MONITOR MODULES, MULTIPARAMETER |  | MODULEMULTIPARAMETER-Philips-M3001A | MODULEMULTIPARAMETER | M3001A |  |  |  | Philips | Module, Multi-Parameter |  | MODULEMULTIPARAMETER-Philips-M3001A |  |  |  |  | Not Covered Vendor Only - Lab Ana/Anes | MHHS-Greater Heights
NO | NO | [5 empty] | Philips Medical Systems Cardiac and Monitoring Syste | M3001A |  | DE22731961 | GH - OR ANESTHESIA | MHHS-Greater Heights |  | Module, Multi-Parameter |  |  |  | Central & Greater Heights |  | GH - OR ANESTHESIA | [5 empty] | PHYSIOLOGIC MONITOR MODULES, MULTIPARAMETER |  | MODULEMULTIPARAMETER-Philips-M3001A | MODULEMULTIPARAMETER | M3001A |  |  |  | Philips | Module, Multi-Parameter |  | MODULEMULTIPARAMETER-Philips-M3001A |  |  |  |  | Covered PM Repair - Biomedical | MHHS-Greater Heights
NO | NO | [5 empty] | Philips Medical Systems Cardiac and Monitoring Syste | M3001A |  | DE22724173 | GH - OR ANESTHESIA | MHHS-Greater Heights |  | Module, Multi-Parameter |  |  |  | Central & Greater Heights |  | GH - OR ANESTHESIA | [5 empty] | PHYSIOLOGIC MONITOR MODULES, MULTIPARAMETER |  | MODULEMULTIPARAMETER-Philips-M3001A | MODULEMULTIPARAMETER | M3001A |  |  |  | Philips | Module, Multi-Parameter |  | MODULEMULTIPARAMETER-Philips-M3001A |  |  |  |  | Covered PM Repair - Biomedical | MHHS-Greater Heights
NO | NO | [5 empty] | Philips Medical Systems Cardiac and Monitoring Syste | M3001A |  | DE22701929 | GH - OR ANESTHESIA | MHHS-Greater Heights |  | Module, Multi-Parameter |  |  |  | Central & Greater Heights |  | GH - OR ANESTHESIA | [5 empty] | PHYSIOLOGIC MONITOR MODULES, MULTIPARAMETER |  | MODULEMULTIPARAMETER-Philips-M3001A | MODULEMULTIPARAMETER | M3001A |  |  |  | Philips | Module, Multi-Parameter |  | MODULEMULTIPARAMETER-Philips-M3001A |  |  |  |  | Covered PM Repair - Biomedical | MHHS-Greater Heights
NO | NO |  |  |  | 009-09859 |  | Philips Medical Systems Cardiac and Monitoring Syste | M3001A |  | DE907V1526 | GH - OR ENDOSCOPY | MHHS-Greater Heights |  | Module, Multi-Parameter |  | 009-09859 |  | Central & Greater Heights |  | GH - OR ENDOSCOPY | [5 empty] | PHYSIOLOGIC MONITOR MODULES, MULTIPARAMETER |  | MODULEMULTIPARAMETER-Philips-M3001A | MODULEMULTIPARAMETER | M3001A |  |  |  | Philips | Module, Multi-Parameter |  | MODULEMULTIPARAMETER-Philips-M3001A |  |  |  |  | Covered PM Repair - Biomedical | MHHS-Greater Heights
NO | NO |  |  |  | 009-04442 |  | Philips Medical Systems Cardiac and Monitoring Syste | M3001A |  | DE22755400 | GH - PACU | MHHS-Greater Heights |  | Module, Multi-Parameter |  | 009-04442 |  | Central & Greater Heights |  | GH - PACU | [5 empty] | PHYSIOLOGIC MONITOR MODULES, MULTIPARAMETER |  | MODULEMULTIPARAMETER-Philips-M3001A | MODULEMULTIPARAMETER | M3001A |  |  |  | Philips | Module, Multi-Parameter |  | MODULEMULTIPARAMETER-Philips-M3001A |  |  |  |  | Clinical Miscellaneous | MHHS-Greater Heights
NO | NO |  |  |  | 009-09143 |  | Philips Medical Systems Cardiac and Monitoring Syste | M3001A |  | DE512B1044 | GH - PACU | MHHS-Greater Heights |  | Module, Multi-Parameter |  | 009-09143 |  | Central & Greater Heights |  | GH - PACU | [5 empty] | PHYSIOLOGIC MONITOR MODULES, MULTIPARAMETER |  | MODULEMULTIPARAMETER-Philips-M3001A | MODULEMULTIPARAMETER | M3001A |  |  |  | Philips | Module, Multi-Parameter |  | MODULEMULTIPARAMETER-Philips-M3001A |  |  |  |  | Clinical Miscellaneous | MHHS-Greater Heights
NO | NO |  |  |  | 009-09144 |  | Philips Medical Systems Cardiac and Monitoring Syste | M3001A |  | DE2276611 | GH - PACU | MHHS-Greater Heights |  | Module, Multi-Parameter |  | 009-09144 |  | Central & Greater Heights |  | GH - PACU | [5 empty] | PHYSIOLOGIC MONITOR MODULES, MULTIPARAMETER |  | MODULEMULTIPARAMETER-Philips-M3001A | MODULEMULTIPARAMETER | M3001A |  |  |  | Philips | Module, Multi-Parameter |  | MODULEMULTIPARAMETER-Philips-M3001A |  |  |  |  | Covered PM Repair - Biomedical | MHHS-Greater Heights
NO | NO |  |  |  | 009-09520 |  | Philips Medical Systems Cardiac and Monitoring Syste | M3001A |  | DE22755387 | GH - PACU | MHHS-Greater Heights |  | Module, Multi-Parameter |  | 009-09520 |  | Central & Greater Heights |  | GH - PACU | [5 empty] | PHYSIOLOGIC MONITOR MODULES, MULTIPARAMETER |  | MODULEMULTIPARAMETER-Philips-M3001A | MODULEMULTIPARAMETER | M3001A |  |  |  | Philips | Module, Multi-Parameter |  | MODULEMULTIPARAMETER-Philips-M3001A |  |  |  |  | Covered PM Repair - Biomedical | MHHS-Greater Heights
NO | NO | [5 empty] | Philips Medical Systems Cardiac and Monitoring Syste | M3001A |  | DE22753137 | GH - PACU | MHHS-Greater Heights |  | Module, Multi-Parameter |  |  |  | Central & Greater Heights |  | GH - PACU | [5 empty] | PHYSIOLOGIC MONITOR MODULES, MULTIPARAMETER |  | MODULEMULTIPARAMETER-Philips-M3001A | MODULEMULTIPARAMETER | M3001A |  |  |  | Philips | Module, Multi-Parameter |  | MODULEMULTIPARAMETER-Philips-M3001A |  |  |  |  | Covered PM Repair - Biomedical | MHHS-Greater Heights
NO | NO | [5 empty] | Philips Medical Systems Cardiac and Monitoring Syste | M3001A |  | DE22755382 | GH - PACU | MHHS-Greater Heights |  | Module, Multi-Parameter |  |  |  | Central & Greater Heights |  | GH - PACU | [5 empty] | PHYSIOLOGIC MONITOR MODULES, MULTIPARAMETER |  | MODULEMULTIPARAMETER-Philips-M3001A | MODULEMULTIPARAMETER | M3001A |  |  |  | Philips | Module, Multi-Parameter |  | MODULEMULTIPARAMETER-Philips-M3001A |  |  |  |  | Covered PM Repair - Biomedical | MHHS-Greater Heights
NO | NO | [5 empty] | Philips Medical Systems Cardiac and Monitoring Syste | M3001A |  | DE22755409 | GH - PACU | MHHS-Greater Heights |  | Module, Multi-Parameter |  |  |  | Central & Greater Heights |  | GH - PACU | [5 empty] | PHYSIOLOGIC MONITOR MODULES, MULTIPARAMETER |  | MODULEMULTIPARAMETER-Philips-M3001A | MODULEMULTIPARAMETER | M3001A |  |  |  | Philips | Module, Multi-Parameter |  | MODULEMULTIPARAMETER-Philips-M3001A |  |  |  |  | Covered PM Repair - Biomedical | MHHS-Greater Heights
NO | NO | [5 empty] | Philips Medical Systems Cardiac and Monitoring Syste | M3001A |  | DE51293353 | GH - PACU | MHHS-Greater Heights |  | Module, Multi-Parameter |  |  |  | Central & Greater Heights |  | GH - PACU | [5 empty] | PHYSIOLOGIC MONITOR MODULES, MULTIPARAMETER |  | MODULEMULTIPARAMETER-Philips-M3001A | MODULEMULTIPARAMETER | M3001A |  |  |  | Philips | Module, Multi-Parameter |  | MODULEMULTIPARAMETER-Philips-M3001A |  |  |  |  | Covered PM Repair - Biomedical | MHHS-Greater Heights
NO | NO | [5 empty] | Philips Medical Systems Cardiac and Monitoring Syste | M3001A |  | DE22754463 | GH - PACU | MHHS-Greater Heights |  | Module, Multi-Parameter |  |  |  | Central & Greater Heights |  | GH - PACU | [5 empty] | PHYSIOLOGIC MONITOR MODULES, MULTIPARAMETER |  | MODULEMULTIPARAMETER-Philips-M3001A | MODULEMULTIPARAMETER | M3001A |  |  |  | Philips | Module, Multi-Parameter |  | MODULEMULTIPARAMETER-Philips-M3001A |  |  |  |  | Covered PM Repair - Biomedical | MHHS-Greater Heights
NO | NO | [5 empty] | Philips Medical Systems Cardiac and Monitoring Syste | M3001A |  | DE22755397 | GH - PACU | MHHS-Greater Heights |  | Module, Multi-Parameter |  |  |  | Central & Greater Heights |  | GH - PACU | [5 empty] | PHYSIOLOGIC MONITOR MODULES, MULTIPARAMETER |  | MODULEMULTIPARAMETER-Philips-M3001A | MODULEMULTIPARAMETER | M3001A |  |  |  | Philips | Module, Multi-Parameter |  | MODULEMULTIPARAMETER-Philips-M3001A |  |  |  |  | Covered PM Repair - Radiology, Low End | MHHS-Greater Heights
NO | NO | [5 empty] | Philips Medical Systems Cardiac and Monitoring Syste | M3001A |  | DE22754687 | GH - PACU | MHHS-Greater Heights |  | Module, Multi-Parameter |  |  |  | Central & Greater Heights |  | GH - PACU | [5 empty] | PHYSIOLOGIC MONITOR MODULES, MULTIPARAMETER |  | MODULEMULTIPARAMETER-Philips-M3001A | MODULEMULTIPARAMETER | M3001A |  |  |  | Philips | Module, Multi-Parameter |  | MODULEMULTIPARAMETER-Philips-M3001A |  |  |  |  | Covered PM Repair - Biomedical | MHHS-Greater Heights
NO | NO | [5 empty] | Philips Medical Systems Cardiac and Monitoring Syste | M3001A |  | DE44159151 | GH - PACU | MHHS-Greater Heights |  | Module, Multi-Parameter |  |  |  | Central & Greater Heights |  | GH - PACU | [5 empty] | PHYSIOLOGIC MONITOR MODULES, MULTIPARAMETER |  | MODULEMULTIPARAMETER-Philips-M3001A | MODULEMULTIPARAMETER | M3001A |  |  |  | Philips | Module, Multi-Parameter |  | MODULEMULTIPARAMETER-Philips-M3001A |  |  |  |  | Covered PM Repair - Radiology, Low End | MHHS-Greater Heights
NO | NO |  |  |  | 133-09113 |  | Philips Medical Systems Cardiac and Monitoring Syste | M3001A |  | DE632F7757 | KATY - CATH LAB | MHHS-Katy |  | Module, Multi-Parameter |  | 133-09113 |  | Katy |  | KATY - CATH LAB | [5 empty] | PHYSIOLOGIC MONITOR MODULES, MULTIPARAMETER |  | MODULEMULTIPARAMETER-Philips-M3001A | MODULEMULTIPARAMETER | M3001A |  |  |  | Philips | Module, Multi-Parameter |  | MODULEMULTIPARAMETER-Philips-M3001A |  |  |  |  | Covered PM Repair - Biomedical | MHHS-Katy
NO | NO |  |  |  | 133-07410 |  | Philips Medical Systems Cardiac and Monitoring Syste | M3001A |  | DE907W2972 | KATY - ER | MHHS-Katy |  | Module, Multi-Parameter |  | 133-07410 |  | Katy |  | KATY - ER | [5 empty] | PHYSIOLOGIC MONITOR MODULES, MULTIPARAMETER |  | MODULEMULTIPARAMETER-Philips-M3001A | MODULEMULTIPARAMETER | M3001A |  |  |  | Philips | Module, Multi-Parameter |  | MODULEMULTIPARAMETER-Philips-M3001A |  |  |  |  | Not Covered Vendor Only - Rad, High End | MHHS-Katy
NO | NO |  |  |  | 133-07836 |  | Philips Medical Systems Cardiac and Monitoring Syste | M3001A |  | DE907V3229 | KATY - ER | MHHS-Katy |  | Module, Multi-Parameter |  | 133-07836 |  | Katy |  | KATY - ER | [5 empty] | PHYSIOLOGIC MONITOR MODULES, MULTIPARAMETER |  | MODULEMULTIPARAMETER-Philips-M3001A | MODULEMULTIPARAMETER | M3001A |  |  |  | Philips | Module, Multi-Parameter |  | MODULEMULTIPARAMETER-Philips-M3001A |  |  |  |  | Not Covered Vendor Only - Biomedical | MHHS-Katy
NO | NO |  |  |  | 133-07854 |  | Philips Medical Systems Cardiac and Monitoring Syste | M3001A |  | DE907V3012 | KATY - ER | MHHS-Katy |  | Module, Multi-Parameter |  | 133-07854 |  | Katy |  | KATY - ER | [5 empty] | PHYSIOLOGIC MONITOR MODULES, MULTIPARAMETER |  | MODULEMULTIPARAMETER-Philips-M3001A | MODULEMULTIPARAMETER | M3001A |  |  |  | Philips | Module, Multi-Parameter |  | MODULEMULTIPARAMETER-Philips-M3001A |  |  |  |  | Covered PM Repair - Biomedical | MHHS-Katy
NO | NO |  |  |  | 133-08718 |  | Philips Medical Systems Cardiac and Monitoring Syste | M3001A |  | DE9070B3JG | KATY - ICU | MHHS-Katy |  | Module, Multi-Parameter |  | 133-08718 |  | Katy |  | KATY - ICU | [5 empty] | PHYSIOLOGIC MONITOR MODULES, MULTIPARAMETER |  | MODULEMULTIPARAMETER-Philips-M3001A | MODULEMULTIPARAMETER | M3001A |  |  |  | Philips | Module, Multi-Parameter |  | MODULEMULTIPARAMETER-Philips-M3001A |  |  |  |  | Covered PM Repair - Biomedical | MHHS-Katy
NO | NO |  |  |  | 133-09230 |  | Philips Medical Systems Cardiac and Monitoring Syste | M3001A |  | DE907X7182 | KATY - IMU | MHHS-Katy |  | Module, Multi-Parameter |  | 133-09230 |  | Katy |  | KATY - IMU | [5 empty] | PHYSIOLOGIC MONITOR MODULES, MULTIPARAMETER |  | MODULEMULTIPARAMETER-Philips-M3001A | MODULEMULTIPARAMETER | M3001A |  |  |  | Philips | Module, Multi-Parameter |  | MODULEMULTIPARAMETER-Philips-M3001A |  |  |  |  | Covered PM Repair - Biomedical | MHHS-Katy
NO | NO |  |  |  | 133-07852 |  | Philips Medical Systems Cardiac and Monitoring Syste | M3001A |  | DE907V2816 | KATY - MED/SURG 5TH FLOOR | MHHS-Katy |  | Module, Multi-Parameter |  | 133-07852 |  | Katy |  | KATY - MED/SURG 5TH FLOOR | [5 empty] | PHYSIOLOGIC MONITOR MODULES, MULTIPARAMETER |  | MODULEMULTIPARAMETER-Philips-M3001A | MODULEMULTIPARAMETER | M3001A |  |  |  | Philips | Module, Multi-Parameter |  | MODULEMULTIPARAMETER-Philips-M3001A |  |  |  |  | Covered PM Repair - Biomedical | MHHS-Katy
NO | NO |  |  |  | 133-07788 |  | Philips Medical Systems Cardiac and Monitoring Syste | M3001A |  | DE907V4149 | KATY - NICU | MHHS-Katy |  | Module, Multi-Parameter |  | 133-07788 |  | Katy |  | KATY - NICU | [5 empty] | PHYSIOLOGIC MONITOR MODULES, MULTIPARAMETER |  | MODULEMULTIPARAMETER-Philips-M3001A | MODULEMULTIPARAMETER | M3001A |  |  |  | Philips | Module, Multi-Parameter |  | MODULEMULTIPARAMETER-Philips-M3001A |  |  |  |  | Clinical Miscellaneous | MHHS-Katy
NO | NO |  |  |  | 133-07183 |  | Philips Medical Systems Cardiac and Monitoring Syste | M3001A |  | DE907U2533 | KATY - NURSERY | MHHS-Katy |  | Module, Multi-Parameter |  | 133-07183 |  | Katy |  | KATY - NURSERY | [5 empty] | PHYSIOLOGIC MONITOR MODULES, MULTIPARAMETER |  | MODULEMULTIPARAMETER-Philips-M3001A | MODULEMULTIPARAMETER | M3001A |  |  |  | Philips | Module, Multi-Parameter |  | MODULEMULTIPARAMETER-Philips-M3001A |  |  |  |  | Not Covered Vendor Only - Biomedical | MHHS-Katy
NO | NO |  |  |  | 133-09102 |  | Philips Medical Systems Cardiac and Monitoring Syste | M3001A |  | DE9070BGU8 | KATY - OB SPECIAL OBSERVATION - 3E | MHHS-Katy |  | Module, Multi-Parameter |  | 133-09102 |  | Katy |  | KATY - OB SPECIAL OBSERVATION - 3E | [5 empty] | PHYSIOLOGIC MONITOR MODULES, MULTIPARAMETER |  | MODULEMULTIPARAMETER-Philips-M3001A | MODULEMULTIPARAMETER | M3001A |  |  |  | Philips | Module, Multi-Parameter |  | MODULEMULTIPARAMETER-Philips-M3001A |  |  |  |  | Clinical Miscellaneous | MHHS-Katy
NO | NO |  |  |  | 133-02693 |  | Philips Medical Systems Cardiac and Monitoring Syste | M3001A |  | DE512B3490 | KATY - OR | MHHS-Katy |  | Module, Multi-Parameter |  | 133-02693 |  | Katy |  | KATY - OR | [5 empty] | PHYSIOLOGIC MONITOR MODULES, MULTIPARAMETER |  | MODULEMULTIPARAMETER-Philips-M3001A | MODULEMULTIPARAMETER | M3001A |  |  |  | Philips | Module, Multi-Parameter |  | MODULEMULTIPARAMETER-Philips-M3001A |  |  |  |  | Not Covered Vendor Only - Biomedical | MHHS-Katy
NO | NO |  |  |  | 133-07791 |  | Philips Medical Systems Cardiac and Monitoring Syste | M3001A |  | DE907V4138 | KATY - POSTPARTUM - 2W | MHHS-Katy |  | Module, Multi-Parameter |  | 133-07791 |  | Katy |  | KATY - POSTPARTUM - 2W | [5 empty] | PHYSIOLOGIC MONITOR MODULES, MULTIPARAMETER |  | MODULEMULTIPARAMETER-Philips-M3001A | MODULEMULTIPARAMETER | M3001A |  |  |  | Philips | Module, Multi-Parameter |  | MODULEMULTIPARAMETER-Philips-M3001A |  |  |  |  | Covered PM Repair - Biomedical | MHHS-Katy
NO | NO |  |  |  | 041-20477 |  | Philips Medical Systems Cardiac and Monitoring Syste | M3001A |  | DE5630FLHU | MEMORIAL CITY - CATH LAB | MHHS-Mem City |  | Module, Multi-Parameter |  | 041-20477 |  | West & Memorial City |  | MEMORIAL CITY - CATH LAB | [5 empty] | PHYSIOLOGIC MONITOR MODULES, MULTIPARAMETER |  | MODULEMULTIPARAMETER-Philips-M3001A | MODULEMULTIPARAMETER | M3001A |  |  |  | Philips | Module, Multi-Parameter |  | MODULEMULTIPARAMETER-Philips-M3001A |  |  |  |  | Covered PM Repair - Respiratory/Steriliz | MHHS-Mem City
NO | NO |  |  |  | 041-16065 |  | Philips Medical Systems Cardiac and Monitoring Syste | M3001A |  | DE9070BWLT | MEMORIAL CITY - DIGESTIVE DISEASE CENTER | MHHS-Mem City |  | Module, Multi-Parameter |  | 041-16065 |  | West & Memorial City |  | MEMORIAL CITY - DIGESTIVE DISEASE CENTER | [5 empty] | PHYSIOLOGIC MONITOR MODULES, MULTIPARAMETER |  | MODULEMULTIPARAMETER-Philips-M3001A | MODULEMULTIPARAMETER | M3001A |  |  |  | Philips | Module, Multi-Parameter |  | MODULEMULTIPARAMETER-Philips-M3001A |  |  |  |  | Covered PM Repair - Biomedical | MHHS-Mem City
NO | NO |  |  |  | 041-16078 |  | Philips Medical Systems Cardiac and Monitoring Syste | M3001A |  | DE9070BWNF | MEMORIAL CITY - DIGESTIVE DISEASE CENTER | MHHS-Mem City |  | Module, Multi-Parameter |  | 041-16078 |  | West & Memorial City |  | MEMORIAL CITY - DIGESTIVE DISEASE CENTER | [5 empty] | PHYSIOLOGIC MONITOR MODULES, MULTIPARAMETER |  | MODULEMULTIPARAMETER-Philips-M3001A | MODULEMULTIPARAMETER | M3001A |  |  |  | Philips | Module, Multi-Parameter |  | MODULEMULTIPARAMETER-Philips-M3001A |  |  |  |  | Covered PM Repair - Biomedical | MHHS-Mem City
NO | NO |  |  |  | 041-16085 |  | Philips Medical Systems Cardiac and Monitoring Syste | M3001A |  | DE9070BWLN | MEMORIAL CITY - DIGESTIVE DISEASE CENTER | MHHS-Mem City |  | Module, Multi-Parameter |  | 041-16085 |  | West & Memorial City |  | MEMORIAL CITY - DIGESTIVE DISEASE CENTER | [5 empty] | PHYSIOLOGIC MONITOR MODULES, MULTIPARAMETER |  | MODULEMULTIPARAMETER-Philips-M3001A | MODULEMULTIPARAMETER | M3001A |  |  |  | Philips | Module, Multi-Parameter |  | MODULEMULTIPARAMETER-Philips-M3001A |  |  |  |  | Covered PM Repair - Respiratory/Steriliz | MHHS-Mem City
NO | NO |  |  |  | 041-16089 |  | Philips Medical Systems Cardiac and Monitoring Syste | M3001A |  | DE9070BWM9 | MEMORIAL CITY - DIGESTIVE DISEASE CENTER | MHHS-Mem City |  | Module, Multi-Parameter |  | 041-16089 |  | West & Memorial City |  | MEMORIAL CITY - DIGESTIVE DISEASE CENTER | [5 empty] | PHYSIOLOGIC MONITOR MODULES, MULTIPARAMETER |  | MODULEMULTIPARAMETER-Philips-M3001A | MODULEMULTIPARAMETER | M3001A |  |  |  | Philips | Module, Multi-Parameter |  | MODULEMULTIPARAMETER-Philips-M3001A |  |  |  |  | Not Covered Vendor Only - Biomedical | MHHS-Mem City
NO | NO |  |  |  | 041-32697 |  | Philips Medical Systems Cardiac and Monitoring Syste | M3001A |  | DE5220EU01 | MEMORIAL CITY - DIGESTIVE DISEASE CENTER | MHHS-Mem City |  | Module, Multi-Parameter |  | 041-32697 |  | West & Memorial City |  | MEMORIAL CITY - DIGESTIVE DISEASE CENTER | [5 empty] | PHYSIOLOGIC MONITOR MODULES, MULTIPARAMETER |  | MODULEMULTIPARAMETER-Philips-M3001A | MODULEMULTIPARAMETER | M3001A |  |  |  | Philips | Module, Multi-Parameter |  | MODULEMULTIPARAMETER-Philips-M3001A |  |  |  |  | Covered PM Repair - Biomedical | MHHS-Mem City
NO | NO | [5 empty] | Philips Medical Systems Cardiac and Monitoring Syste | M3001A |  | DE907U6566 | MEMORIAL CITY - DIGESTIVE DISEASE CENTER | MHHS-Mem City |  | Module, Multi-Parameter |  |  |  | West & Memorial City |  | MEMORIAL CITY - DIGESTIVE DISEASE CENTER | [5 empty] | PHYSIOLOGIC MONITOR MODULES, MULTIPARAMETER |  | MODULEMULTIPARAMETER-Philips-M3001A | MODULEMULTIPARAMETER | M3001A |  |  |  | Philips | Module, Multi-Parameter |  | MODULEMULTIPARAMETER-Philips-M3001A |  |  |  |  | Covered PM Repair - Biomedical | MHHS-Mem City
NO | NO | [5 empty] | Philips Medical Systems Cardiac and Monitoring Syste | M3001A |  | 041-13366 | MEMORIAL CITY - DIGESTIVE DISEASE CENTER | MHHS-Mem City |  | Module, Multi-Parameter |  |  |  | West & Memorial City |  | MEMORIAL CITY - DIGESTIVE DISEASE CENTER | [5 empty] | PHYSIOLOGIC MONITOR MODULES, MULTIPARAMETER |  | MODULEMULTIPARAMETER-Philips-M3001A | MODULEMULTIPARAMETER | M3001A |  |  |  | Philips | Module, Multi-Parameter |  | MODULEMULTIPARAMETER-Philips-M3001A |  |  |  |  | Covered PM Repair - Biomedical | MHHS-Mem City
NO | NO |  |  |  | 041-18963 |  | Philips Medical Systems Cardiac and Monitoring Syste | M3001A |  | DE5220EUL2 | MEMORIAL CITY - EAST TOWER - IMCU | MHHS-Mem City |  | Module, Multi-Parameter |  | 041-18963 |  | West & Memorial City |  | MEMORIAL CITY - EAST TOWER - IMCU | [5 empty] | PHYSIOLOGIC MONITOR MODULES, MULTIPARAMETER |  | MODULEMULTIPARAMETER-Philips-M3001A | MODULEMULTIPARAMETER | M3001A |  |  |  | Philips | Module, Multi-Parameter |  | MODULEMULTIPARAMETER-Philips-M3001A |  |  |  |  | Covered PM Repair - Biomedical | MHHS-Mem City
NO | NO |  |  |  | 041-19083 |  | Philips Medical Systems Cardiac and Monitoring Syste | M3001A |  | DE5220F02U | MEMORIAL CITY - EAST TOWER - IMCU | MHHS-Mem City |  | Module, Multi-Parameter |  | 041-19083 |  | West & Memorial City |  | MEMORIAL CITY - EAST TOWER - IMCU | [5 empty] | PHYSIOLOGIC MONITOR MODULES, MULTIPARAMETER |  | MODULEMULTIPARAMETER-Philips-M3001A | MODULEMULTIPARAMETER | M3001A |  |  |  | Philips | Module, Multi-Parameter |  | MODULEMULTIPARAMETER-Philips-M3001A |  |  |  |  | Covered PM Repair - Biomedical | MHHS-Mem City
NO | NO |  |  |  | 041-19084 |  | Philips Medical Systems Cardiac and Monitoring Syste | M3001A |  | DE5220F03J | MEMORIAL CITY - EAST TOWER - IMCU | MHHS-Mem City |  | Module, Multi-Parameter |  | 041-19084 |  | West & Memorial City |  | MEMORIAL CITY - EAST TOWER - IMCU | [5 empty] | PHYSIOLOGIC MONITOR MODULES, MULTIPARAMETER |  | MODULEMULTIPARAMETER-Philips-M3001A | MODULEMULTIPARAMETER | M3001A |  |  |  | Philips | Module, Multi-Parameter |  | MODULEMULTIPARAMETER-Philips-M3001A |  |  |  |  | Covered PM Repair - Biomedical | MHHS-Mem City
NO | NO |  |  |  | 041-19085 |  | Philips Medical Systems Cardiac and Monitoring Syste | M3001A |  | DE5220F037 | MEMORIAL CITY - EAST TOWER - IMCU | MHHS-Mem City |  | Module, Multi-Parameter |  | 041-19085 |  | West & Memorial City |  | MEMORIAL CITY - EAST TOWER - IMCU | [5 empty] | PHYSIOLOGIC MONITOR MODULES, MULTIPARAMETER |  | MODULEMULTIPARAMETER-Philips-M3001A | MODULEMULTIPARAMETER | M3001A |  |  |  | Philips | Module, Multi-Parameter |  | MODULEMULTIPARAMETER-Philips-M3001A |  |  |  |  | Covered PM Repair - Biomedical | MHHS-Mem City
NO | NO |  |  |  | 041-19086 |  | Philips Medical Systems Cardiac and Monitoring Syste | M3001A |  | DE5220F03L | MEMORIAL CITY - EAST TOWER - IMCU | MHHS-Mem City |  | Module, Multi-Parameter |  | 041-19086 |  | West & Memorial City |  | MEMORIAL CITY - EAST TOWER - IMCU | [5 empty] | PHYSIOLOGIC MONITOR MODULES, MULTIPARAMETER |  | MODULEMULTIPARAMETER-Philips-M3001A | MODULEMULTIPARAMETER | M3001A |  |  |  | Philips | Module, Multi-Parameter |  | MODULEMULTIPARAMETER-Philips-M3001A |  |  |  |  | Covered PM Repair - Biomedical | MHHS-Mem City
NO | NO |  |  |  | 041-19087 |  | Philips Medical Systems Cardiac and Monitoring Syste | M3001A |  | DE5220F035 | MEMORIAL CITY - EAST TOWER - IMCU | MHHS-Mem City |  | Module, Multi-Parameter |  | 041-19087 |  | West & Memorial City |  | MEMORIAL CITY - EAST TOWER - IMCU | [5 empty] | PHYSIOLOGIC MONITOR MODULES, MULTIPARAMETER |  | MODULEMULTIPARAMETER-Philips-M3001A | MODULEMULTIPARAMETER | M3001A |  |  |  | Philips | Module, Multi-Parameter |  | MODULEMULTIPARAMETER-Philips-M3001A |  |  |  |  | Covered PM Repair - Biomedical | MHHS-Mem City
NO | NO |  |  |  | 041-19089 |  | Philips Medical Systems Cardiac and Monitoring Syste | M3001A |  | DE5220F033 | MEMORIAL CITY - EAST TOWER - IMCU | MHHS-Mem City |  | Module, Multi-Parameter |  | 041-19089 |  | West & Memorial City |  | MEMORIAL CITY - EAST TOWER - IMCU | [5 empty] | PHYSIOLOGIC MONITOR MODULES, MULTIPARAMETER |  | MODULEMULTIPARAMETER-Philips-M3001A | MODULEMULTIPARAMETER | M3001A |  |  |  | Philips | Module, Multi-Parameter |  | MODULEMULTIPARAMETER-Philips-M3001A |  |  |  |  | Covered PM Repair - Biomedical | MHHS-Mem City
NO | NO |  |  |  | 041-19090 |  | Philips Medical Systems Cardiac and Monitoring Syste | M3001A |  | DE5220F03M | MEMORIAL CITY - EAST TOWER - IMCU | MHHS-Mem City |  | Module, Multi-Parameter |  | 041-19090 |  | West & Memorial City |  | MEMORIAL CITY - EAST TOWER - IMCU | [5 empty] | PHYSIOLOGIC MONITOR MODULES, MULTIPARAMETER |  | MODULEMULTIPARAMETER-Philips-M3001A | MODULEMULTIPARAMETER | M3001A |  |  |  | Philips | Module, Multi-Parameter |  | MODULEMULTIPARAMETER-Philips-M3001A |  |  |  |  | Covered PM Repair - Biomedical | MHHS-Mem City
NO | NO |  |  |  | 041-19091 |  | Philips Medical Systems Cardiac and Monitoring Syste | M3001A |  | DE5220F03F | MEMORIAL CITY - EAST TOWER - IMCU | MHHS-Mem City |  | Module, Multi-Parameter |  | 041-19091 |  | West & Memorial City |  | MEMORIAL CITY - EAST TOWER - IMCU | [5 empty] | PHYSIOLOGIC MONITOR MODULES, MULTIPARAMETER |  | MODULEMULTIPARAMETER-Philips-M3001A | MODULEMULTIPARAMETER | M3001A |  |  |  | Philips | Module, Multi-Parameter |  | MODULEMULTIPARAMETER-Philips-M3001A |  |  |  |  | Covered PM Repair - Biomedical | MHHS-Mem City
NO | NO |  |  |  | 041-19092 |  | Philips Medical Systems Cardiac and Monitoring Syste | M3001A |  | DE5220F03K | MEMORIAL CITY - EAST TOWER - IMCU | MHHS-Mem City |  | Module, Multi-Parameter |  | 041-19092 |  | West & Memorial City |  | MEMORIAL CITY - EAST TOWER - IMCU | [5 empty] | PHYSIOLOGIC MONITOR MODULES, MULTIPARAMETER |  | MODULEMULTIPARAMETER-Philips-M3001A | MODULEMULTIPARAMETER | M3001A |  |  |  | Philips | Module, Multi-Parameter |  | MODULEMULTIPARAMETER-Philips-M3001A |  |  |  |  | Covered PM Repair - Biomedical | MHHS-Mem City
NO | NO |  |  |  | 041-19093 |  | Philips Medical Systems Cardiac and Monitoring Syste | M3001A |  | DE5220F02T | MEMORIAL CITY - EAST TOWER - IMCU | MHHS-Mem City |  | Module, Multi-Parameter |  | 041-19093 |  | West & Memorial City |  | MEMORIAL CITY - EAST TOWER - IMCU | [5 empty] | PHYSIOLOGIC MONITOR MODULES, MULTIPARAMETER |  | MODULEMULTIPARAMETER-Philips-M3001A | MODULEMULTIPARAMETER | M3001A |  |  |  | Philips | Module, Multi-Parameter |  | MODULEMULTIPARAMETER-Philips-M3001A |  |  |  |  | Covered PM Repair - Biomedical | MHHS-Mem City
NO | NO |  |  |  | 041-19094 |  | Philips Medical Systems Cardiac and Monitoring Syste | M3001A |  | DE5220F02F | MEMORIAL CITY - EAST TOWER - IMCU | MHHS-Mem City |  | Module, Multi-Parameter |  | 041-19094 |  | West & Memorial City |  | MEMORIAL CITY - EAST TOWER - IMCU | [5 empty] | PHYSIOLOGIC MONITOR MODULES, MULTIPARAMETER |  | MODULEMULTIPARAMETER-Philips-M3001A | MODULEMULTIPARAMETER | M3001A |  |  |  | Philips | Module, Multi-Parameter |  | MODULEMULTIPARAMETER-Philips-M3001A |  |  |  |  | Covered PM Repair - Biomedical | MHHS-Mem City
NO | NO |  |  |  | 041-19098 |  | Philips Medical Systems Cardiac and Monitoring Syste | M3001A |  | DE5220F029 | MEMORIAL CITY - EAST TOWER - IMCU | MHHS-Mem City |  | Module, Multi-Parameter |  | 041-19098 |  | West & Memorial City |  | MEMORIAL CITY - EAST TOWER - IMCU | [5 empty] | PHYSIOLOGIC MONITOR MODULES, MULTIPARAMETER |  | MODULEMULTIPARAMETER-Philips-M3001A | MODULEMULTIPARAMETER | M3001A |  |  |  | Philips | Module, Multi-Parameter |  | MODULEMULTIPARAMETER-Philips-M3001A |  |  |  |  | Covered PM Repair - Biomedical | MHHS-Mem City
NO | NO |  |  |  | 041-19099 |  | Philips Medical Systems Cardiac and Monitoring Syste | M3001A |  | DE5220F02A | MEMORIAL CITY - EAST TOWER - IMCU | MHHS-Mem City |  | Module, Multi-Parameter |  | 041-19099 |  | West & Memorial City |  | MEMORIAL CITY - EAST TOWER - IMCU | [5 empty] | PHYSIOLOGIC MONITOR MODULES, MULTIPARAMETER |  | MODULEMULTIPARAMETER-Philips-M3001A | MODULEMULTIPARAMETER | M3001A |  |  |  | Philips | Module, Multi-Parameter |  | MODULEMULTIPARAMETER-Philips-M3001A |  |  |  |  | Covered PM Repair - Biomedical | MHHS-Mem City
NO | NO |  |  |  | 041-19101 |  | Philips Medical Systems Cardiac and Monitoring Syste | M3001A |  | DE5220EZZW | MEMORIAL CITY - EAST TOWER - IMCU | MHHS-Mem City |  | Module, Multi-Parameter |  | 041-19101 |  | West & Memorial City |  | MEMORIAL CITY - EAST TOWER - IMCU | [5 empty] | PHYSIOLOGIC MONITOR MODULES, MULTIPARAMETER |  | MODULEMULTIPARAMETER-Philips-M3001A | MODULEMULTIPARAMETER | M3001A |  |  |  | Philips | Module, Multi-Parameter |  | MODULEMULTIPARAMETER-Philips-M3001A |  |  |  |  | Covered PM Repair - Biomedical | MHHS-Mem City
NO | NO |  |  |  | 041-19102 |  | Philips Medical Systems Cardiac and Monitoring Syste | M3001A |  | DE5220EZZZ | MEMORIAL CITY - EAST TOWER - IMCU | MHHS-Mem City |  | Module, Multi-Parameter |  | 041-19102 |  | West & Memorial City |  | MEMORIAL CITY - EAST TOWER - IMCU | [5 empty] | PHYSIOLOGIC MONITOR MODULES, MULTIPARAMETER |  | MODULEMULTIPARAMETER-Philips-M3001A | MODULEMULTIPARAMETER | M3001A |  |  |  | Philips | Module, Multi-Parameter |  | MODULEMULTIPARAMETER-Philips-M3001A |  |  |  |  | Covered PM Repair - Biomedical | MHHS-Mem City
NO | NO |  |  |  | 041-19104 |  | Philips Medical Systems Cardiac and Monitoring Syste | M3001A |  | DE5220EZZT | MEMORIAL CITY - EAST TOWER - IMCU | MHHS-Mem City |  | Module, Multi-Parameter |  | 041-19104 |  | West & Memorial City |  | MEMORIAL CITY - EAST TOWER - IMCU | [5 empty] | PHYSIOLOGIC MONITOR MODULES, MULTIPARAMETER |  | MODULEMULTIPARAMETER-Philips-M3001A | MODULEMULTIPARAMETER | M3001A |  |  |  | Philips | Module, Multi-Parameter |  | MODULEMULTIPARAMETER-Philips-M3001A |  |  |  |  | Covered PM Repair - Biomedical | MHHS-Mem City
NO | NO |  |  |  | 041-19105 |  | Philips Medical Systems Cardiac and Monitoring Syste | M3001A |  | DE5220F02L | MEMORIAL CITY - EAST TOWER - IMCU | MHHS-Mem City |  | Module, Multi-Parameter |  | 041-19105 |  | West & Memorial City |  | MEMORIAL CITY - EAST TOWER - IMCU | [5 empty] | PHYSIOLOGIC MONITOR MODULES, MULTIPARAMETER |  | MODULEMULTIPARAMETER-Philips-M3001A | MODULEMULTIPARAMETER | M3001A |  |  |  | Philips | Module, Multi-Parameter |  | MODULEMULTIPARAMETER-Philips-M3001A |  |  |  |  | Covered PM Repair - Biomedical | MHHS-Mem City
NO | NO | [5 empty] | Philips Medical Systems Cardiac and Monitoring Syste | M3001A |  | DE907T7132 | MEMORIAL CITY - EAST TOWER - IMCU | MHHS-Mem City |  | Module, Multi-Parameter |  |  |  | West & Memorial City |  | MEMORIAL CITY - EAST TOWER - IMCU | [5 empty] | PHYSIOLOGIC MONITOR MODULES, MULTIPARAMETER |  | MODULEMULTIPARAMETER-Philips-M3001A | MODULEMULTIPARAMETER | M3001A |  |  |  | Philips | Module, Multi-Parameter |  | MODULEMULTIPARAMETER-Philips-M3001A |  |  |  |  | Covered PM Repair - Biomedical | MHHS-Mem City
NO | NO |  |  |  | 041-16600 |  | Philips Medical Systems Cardiac and Monitoring Syste | M3001A |  | de717n5231 | MEMORIAL CITY - ER | MHHS-Mem City |  | Module, Multi-Parameter |  | 041-16600 |  | West & Memorial City |  | MEMORIAL CITY - ER | [5 empty] | PHYSIOLOGIC MONITOR MODULES, MULTIPARAMETER |  | MODULEMULTIPARAMETER-Philips-M3001A | MODULEMULTIPARAMETER | M3001A |  |  |  | Philips | Module, Multi-Parameter |  | MODULEMULTIPARAMETER-Philips-M3001A |  |  |  |  | Covered PM Repair - Biomedical | MHHS-Mem City
NO | NO |  |  |  | 041-18281 |  | Philips Medical Systems Cardiac and Monitoring Syste | M3001A |  | DE3450DALY | MEMORIAL CITY - ER | MHHS-Mem City |  | Module, Multi-Parameter |  | 041-18281 |  | West & Memorial City |  | MEMORIAL CITY - ER | [5 empty] | PHYSIOLOGIC MONITOR MODULES, MULTIPARAMETER |  | MODULEMULTIPARAMETER-Philips-M3001A | MODULEMULTIPARAMETER | M3001A |  |  |  | Philips | Module, Multi-Parameter |  | MODULEMULTIPARAMETER-Philips-M3001A |  |  |  |  | Covered PM Repair - Biomedical | MHHS-Mem City
NO | NO |  |  |  | 041-34415 |  | Philips Medical Systems Cardiac and Monitoring Syste | M3001A |  | DE6520JCM1 | MEMORIAL CITY - ER | MHHS-Mem City |  | Module, Multi-Parameter |  | 041-34415 |  | West & Memorial City |  | MEMORIAL CITY - ER | [5 empty] | PHYSIOLOGIC MONITOR MODULES, MULTIPARAMETER |  | MODULEMULTIPARAMETER-Philips-M3001A | MODULEMULTIPARAMETER | M3001A |  |  |  | Philips | Module, Multi-Parameter |  | MODULEMULTIPARAMETER-Philips-M3001A |  |  |  |  | Not Covered Vendor Only - Biomedical | MHHS-Mem City
NO | NO |  |  |  | 041-34421 |  | Philips Medical Systems Cardiac and Monitoring Syste | M3001A |  | DE6520JCMB | MEMORIAL CITY - ER | MHHS-Mem City |  | Module, Multi-Parameter |  | 041-34421 |  | West & Memorial City |  | MEMORIAL CITY - ER | [5 empty] | PHYSIOLOGIC MONITOR MODULES, MULTIPARAMETER |  | MODULEMULTIPARAMETER-Philips-M3001A | MODULEMULTIPARAMETER | M3001A |  |  |  | Philips | Module, Multi-Parameter |  | MODULEMULTIPARAMETER-Philips-M3001A |  |  |  |  | Not Covered Vendor Only - Biomedical | MHHS-Mem City
NO | NO |  |  |  | 041-34921 |  | Philips Medical Systems Cardiac and Monitoring Syste | M3001A |  | DE6520JBGV | MEMORIAL CITY - ER | MHHS-Mem City |  | Module, Multi-Parameter |  | 041-34921 |  | West & Memorial City |  | MEMORIAL CITY - ER | [5 empty] | PHYSIOLOGIC MONITOR MODULES, MULTIPARAMETER |  | MODULEMULTIPARAMETER-Philips-M3001A | MODULEMULTIPARAMETER | M3001A |  |  |  | Philips | Module, Multi-Parameter |  | MODULEMULTIPARAMETER-Philips-M3001A |  |  |  |  | Not Covered Vendor Only - Biomedical | MHHS-Mem City
NO | NO |  |  |  | 041-34922 |  | Philips Medical Systems Cardiac and Monitoring Syste | M3001A |  | DE6520JBLR | MEMORIAL CITY - ER | MHHS-Mem City |  | Module, Multi-Parameter |  | 041-34922 |  | West & Memorial City |  | MEMORIAL CITY - ER | [5 empty] | PHYSIOLOGIC MONITOR MODULES, MULTIPARAMETER |  | MODULEMULTIPARAMETER-Philips-M3001A | MODULEMULTIPARAMETER | M3001A |  |  |  | Philips | Module, Multi-Parameter |  | MODULEMULTIPARAMETER-Philips-M3001A |  |  |  |  | Not Covered Vendor Only - Biomedical | MHHS-Mem City
NO | NO |  |  |  | 041-34947 |  | Philips Medical Systems Cardiac and Monitoring Syste | M3001A |  | DE6520JBLH | MEMORIAL CITY - ER | MHHS-Mem City |  | Module, Multi-Parameter |  | 041-34947 |  | West & Memorial City |  | MEMORIAL CITY - ER | [5 empty] | PHYSIOLOGIC MONITOR MODULES, MULTIPARAMETER |  | MODULEMULTIPARAMETER-Philips-M3001A | MODULEMULTIPARAMETER | M3001A |  |  |  | Philips | Module, Multi-Parameter |  | MODULEMULTIPARAMETER-Philips-M3001A |  |  |  |  | Not Covered Vendor Only - Biomedical | MHHS-Mem City
NO | NO |  |  |  | 041-34980 |  | Philips Medical Systems Cardiac and Monitoring Syste | M3001A |  | DE6520JBL2 | MEMORIAL CITY - ER | MHHS-Mem City |  | Module, Multi-Parameter |  | 041-34980 |  | West & Memorial City |  | MEMORIAL CITY - ER | [5 empty] | PHYSIOLOGIC MONITOR MODULES, MULTIPARAMETER |  | MODULEMULTIPARAMETER-Philips-M3001A | MODULEMULTIPARAMETER | M3001A |  |  |  | Philips | Module, Multi-Parameter |  | MODULEMULTIPARAMETER-Philips-M3001A |  |  |  |  | Covered PM Repair - Biomedical | MHHS-Mem City
NO | NO | [5 empty] | Philips Medical Systems Cardiac and Monitoring Syste | M3001A |  | DE22717062 | MEMORIAL CITY - ER | MHHS-Mem City |  | Module, Multi-Parameter |  |  |  | West & Memorial City |  | MEMORIAL CITY - ER | [5 empty] | PHYSIOLOGIC MONITOR MODULES, MULTIPARAMETER |  | MODULEMULTIPARAMETER-Philips-M3001A | MODULEMULTIPARAMETER | M3001A |  |  |  | Philips | Module, Multi-Parameter |  | MODULEMULTIPARAMETER-Philips-M3001A |  |  |  |  | Covered PM Repair - Biomedical | MHHS-Mem City
NO | NO | [5 empty] | Philips Medical Systems Cardiac and Monitoring Syste | M3001A |  | DE22732854 | MEMORIAL CITY - ER | MHHS-Mem City |  | Module, Multi-Parameter |  |  |  | West & Memorial City |  | MEMORIAL CITY - ER | [5 empty] | PHYSIOLOGIC MONITOR MODULES, MULTIPARAMETER |  | MODULEMULTIPARAMETER-Philips-M3001A | MODULEMULTIPARAMETER | M3001A |  |  |  | Philips | Module, Multi-Parameter |  | MODULEMULTIPARAMETER-Philips-M3001A |  |  |  |  | Covered PM Repair - Biomedical | MHHS-Mem City
NO | NO | [5 empty] | Philips Medical Systems Cardiac and Monitoring Syste | M3001A |  | de717o6775 | MEMORIAL CITY - ER | MHHS-Mem City |  | Module, Multi-Parameter |  |  |  | West & Memorial City |  | MEMORIAL CITY - ER | [5 empty] | PHYSIOLOGIC MONITOR MODULES, MULTIPARAMETER |  | MODULEMULTIPARAMETER-Philips-M3001A | MODULEMULTIPARAMETER | M3001A |  |  |  | Philips | Module, Multi-Parameter |  | MODULEMULTIPARAMETER-Philips-M3001A |  |  |  |  | Not Covered Vendor Only - Biomedical | MHHS-Mem City
NO | NO | [5 empty] | Philips Medical Systems Cardiac and Monitoring Syste | M3001A |  | de907y9205 | MEMORIAL CITY - ER | MHHS-Mem City |  | Module, Multi-Parameter |  |  |  | West & Memorial City |  | MEMORIAL CITY - ER | [5 empty] | PHYSIOLOGIC MONITOR MODULES, MULTIPARAMETER |  | MODULEMULTIPARAMETER-Philips-M3001A | MODULEMULTIPARAMETER | M3001A |  |  |  | Philips | Module, Multi-Parameter |  | MODULEMULTIPARAMETER-Philips-M3001A |  |  |  |  | Covered PM Repair - Biomedical | MHHS-Mem City
NO | NO | [5 empty] | Philips Medical Systems Cardiac and Monitoring Syste | M3001A |  | de907y9212 | MEMORIAL CITY - ER | MHHS-Mem City |  | Module, Multi-Parameter |  |  |  | West & Memorial City |  | MEMORIAL CITY - ER | [5 empty] | PHYSIOLOGIC MONITOR MODULES, MULTIPARAMETER |  | MODULEMULTIPARAMETER-Philips-M3001A | MODULEMULTIPARAMETER | M3001A |  |  |  | Philips | Module, Multi-Parameter |  | MODULEMULTIPARAMETER-Philips-M3001A |  |  |  |  | Covered PM Repair - Biomedical | MHHS-Mem City
NO | NO | [5 empty] | Philips Medical Systems Cardiac and Monitoring Syste | M3001A |  | DE22746785 | MEMORIAL CITY - ER | MHHS-Mem City |  | Module, Multi-Parameter |  |  |  | West & Memorial City |  | MEMORIAL CITY - ER | [5 empty] | PHYSIOLOGIC MONITOR MODULES, MULTIPARAMETER |  | MODULEMULTIPARAMETER-Philips-M3001A | MODULEMULTIPARAMETER | M3001A |  |  |  | Philips | Module, Multi-Parameter |  | MODULEMULTIPARAMETER-Philips-M3001A |  |  |  |  | Covered PM Repair - Biomedical | MHHS-Mem City
NO | NO |  |  |  | 041-16501 |  | Philips Medical Systems Cardiac and Monitoring Syste | M3001A |  | de632e8612 | MEMORIAL CITY - ER - PEDS | MHHS-Mem City |  | Module, Multi-Parameter |  | 041-16501 |  | West & Memorial City |  | MEMORIAL CITY - ER - PEDS | [5 empty] | PHYSIOLOGIC MONITOR MODULES, MULTIPARAMETER |  | MODULEMULTIPARAMETER-Philips-M3001A | MODULEMULTIPARAMETER | M3001A |  |  |  | Philips | Module, Multi-Parameter |  | MODULEMULTIPARAMETER-Philips-M3001A |  |  |  |  | Covered PM Repair - Biomedical | MHHS-Mem City
NO | NO | [5 empty] | Philips Medical Systems Cardiac and Monitoring Syste | M3001A |  | DE717J4865 | MEMORIAL CITY - ER - PEDS | MHHS-Mem City |  | Module, Multi-Parameter |  |  |  | West & Memorial City |  | MEMORIAL CITY - ER - PEDS | [5 empty] | PHYSIOLOGIC MONITOR MODULES, MULTIPARAMETER |  | MODULEMULTIPARAMETER-Philips-M3001A | MODULEMULTIPARAMETER | M3001A |  |  |  | Philips | Module, Multi-Parameter |  | MODULEMULTIPARAMETER-Philips-M3001A |  |  |  |  | Covered PM Repair - Respiratory/Steriliz | MHHS-Mem City
NO | NO |  |  |  | 041-12346 |  | Philips Medical Systems Cardiac and Monitoring Syste | M3001A |  | DE717P9995 | MEMORIAL CITY - LABOR & DELIVERY | MHHS-Mem City |  | Module, Multi-Parameter |  | 041-12346 |  | West & Memorial City |  | MEMORIAL CITY - LABOR & DELIVERY | [5 empty] | PHYSIOLOGIC MONITOR MODULES, MULTIPARAMETER |  | MODULEMULTIPARAMETER-Philips-M3001A | MODULEMULTIPARAMETER | M3001A |  |  |  | Philips | Module, Multi-Parameter |  | MODULEMULTIPARAMETER-Philips-M3001A |  |  |  |  | Covered PM Repair - Respiratory/Steriliz | MHHS-Mem City
NO | NO | [5 empty] | Philips Medical Systems Cardiac and Monitoring Syste | M3001A |  |  | MEMORIAL CITY - LDR - OR | MHHS-Mem City |  | Module, Multi-Parameter |  |  |  | West & Memorial City |  | MEMORIAL CITY - LDR - OR | [5 empty] | PHYSIOLOGIC MONITOR MODULES, MULTIPARAMETER |  | MODULEMULTIPARAMETER-Philips-M3001A | MODULEMULTIPARAMETER | M3001A |  |  |  | Philips | Module, Multi-Parameter |  | MODULEMULTIPARAMETER-Philips-M3001A |  |  |  |  | Covered PM Repair - Respiratory/Steriliz | MHHS-Mem City
NO | NO |  |  |  | 041-11724 |  | Philips Medical Systems Cardiac and Monitoring Syste | M3001A |  | DE717Q0004 | MEMORIAL CITY - MHT - NICU | MHHS-Mem City |  | Module, Multi-Parameter |  | 041-11724 |  | West & Memorial City |  | MEMORIAL CITY - MHT - NICU | [5 empty] | PHYSIOLOGIC MONITOR MODULES, MULTIPARAMETER |  | MODULEMULTIPARAMETER-Philips-M3001A | MODULEMULTIPARAMETER | M3001A |  |  |  | Philips | Module, Multi-Parameter |  | MODULEMULTIPARAMETER-Philips-M3001A |  |  |  |  | Covered PM Repair - Biomedical | MHHS-Mem City
NO | NO |  |  |  | 041-12288 |  | Philips Medical Systems Cardiac and Monitoring Syste | M3001A |  | DE717P9823 | MEMORIAL CITY - MHT - NICU | MHHS-Mem City |  | Module, Multi-Parameter |  | 041-12288 |  | West & Memorial City |  | MEMORIAL CITY - MHT - NICU | [5 empty] | PHYSIOLOGIC MONITOR MODULES, MULTIPARAMETER |  | MODULEMULTIPARAMETER-Philips-M3001A | MODULEMULTIPARAMETER | M3001A |  |  |  | Philips | Module, Multi-Parameter |  | MODULEMULTIPARAMETER-Philips-M3001A |  |  |  |  | Covered PM Repair - Biomedical | MHHS-Mem City
NO | NO |  |  |  | 041-12336 |  | Philips Medical Systems Cardiac and Monitoring Syste | M3001A |  | DE717Q0075 | MEMORIAL CITY - MHT - NICU | MHHS-Mem City |  | Module, Multi-Parameter |  | 041-12336 |  | West & Memorial City |  | MEMORIAL CITY - MHT - NICU | [5 empty] | PHYSIOLOGIC MONITOR MODULES, MULTIPARAMETER |  | MODULEMULTIPARAMETER-Philips-M3001A | MODULEMULTIPARAMETER | M3001A |  |  |  | Philips | Module, Multi-Parameter |  | MODULEMULTIPARAMETER-Philips-M3001A |  |  |  |  | Covered PM Repair - Biomedical | MHHS-Mem City
NO | NO | [5 empty] | Philips Medical Systems Cardiac and Monitoring Syste | M3001A |  | DE22740250 | MEMORIAL CITY - MHT - NICU | MHHS-Mem City |  | Module, Multi-Parameter |  |  |  | West & Memorial City |  | MEMORIAL CITY - MHT - NICU | [5 empty] | PHYSIOLOGIC MONITOR MODULES, MULTIPARAMETER |  | MODULEMULTIPARAMETER-Philips-M3001A | MODULEMULTIPARAMETER | M3001A |  |  |  | Philips | Module, Multi-Parameter |  | MODULEMULTIPARAMETER-Philips-M3001A |  |  |  |  | Not Covered Vendor Only - Biomedical | MHHS-Mem City
NO | NO | [5 empty] | Philips Medical Systems Cardiac and Monitoring Syste | M3001A |  | DE717Q0041 | MEMORIAL CITY - MHT - NICU | MHHS-Mem City |  | Module, Multi-Parameter |  |  |  | West & Memorial City |  | MEMORIAL CITY - MHT - NICU | [5 empty] | PHYSIOLOGIC MONITOR MODULES, MULTIPARAMETER |  | MODULEMULTIPARAMETER-Philips-M3001A | MODULEMULTIPARAMETER | M3001A |  |  |  | Philips | Module, Multi-Parameter |  | MODULEMULTIPARAMETER-Philips-M3001A |  |  |  |  | Not Covered Vendor Only - Biomedical | MHHS-Mem City
NO | NO | [5 empty] | Philips Medical Systems Cardiac and Monitoring Syste | M3001A |  | DE717Q0045 | MEMORIAL CITY - MHT - NICU | MHHS-Mem City |  | Module, Multi-Parameter |  |  |  | West & Memorial City |  | MEMORIAL CITY - MHT - NICU | [5 empty] | PHYSIOLOGIC MONITOR MODULES, MULTIPARAMETER |  | MODULEMULTIPARAMETER-Philips-M3001A | MODULEMULTIPARAMETER | M3001A |  |  |  | Philips | Module, Multi-Parameter |  | MODULEMULTIPARAMETER-Philips-M3001A |  |  |  |  | Covered PM Repair - Biomedical | MHHS-Mem City
NO | NO | [5 empty] | Philips Medical Systems Cardiac and Monitoring Syste | M3001A |  | de717q0013 | MEMORIAL CITY - MHT - NICU | MHHS-Mem City |  | Module, Multi-Parameter |  |  |  | West & Memorial City |  | MEMORIAL CITY - MHT - NICU | [5 empty] | PHYSIOLOGIC MONITOR MODULES, MULTIPARAMETER |  | MODULEMULTIPARAMETER-Philips-M3001A | MODULEMULTIPARAMETER | M3001A |  |  |  | Philips | Module, Multi-Parameter |  | MODULEMULTIPARAMETER-Philips-M3001A |  |  |  |  | Covered PM Repair - Biomedical | MHHS-Mem City
NO | NO | [5 empty] | Philips Medical Systems Cardiac and Monitoring Syste | M3001A |  | de717q9829 | MEMORIAL CITY - MHT - NICU | MHHS-Mem City |  | Module, Multi-Parameter |  |  |  | West & Memorial City |  | MEMORIAL CITY - MHT - NICU | [5 empty] | PHYSIOLOGIC MONITOR MODULES, MULTIPARAMETER |  | MODULEMULTIPARAMETER-Philips-M3001A | MODULEMULTIPARAMETER | M3001A |  |  |  | Philips | Module, Multi-Parameter |  | MODULEMULTIPARAMETER-Philips-M3001A |  |  |  |  | Covered PM Repair - Biomedical | MHHS-Mem City
NO | NO | [5 empty] | Philips Medical Systems Cardiac and Monitoring Syste | M3001A |  | de717q0044 | MEMORIAL CITY - MHT - NICU | MHHS-Mem City |  | Module, Multi-Parameter |  |  |  | West & Memorial City |  | MEMORIAL CITY - MHT - NICU | [5 empty] | PHYSIOLOGIC MONITOR MODULES, MULTIPARAMETER |  | MODULEMULTIPARAMETER-Philips-M3001A | MODULEMULTIPARAMETER | M3001A |  |  |  | Philips | Module, Multi-Parameter |  | MODULEMULTIPARAMETER-Philips-M3001A |  |  |  |  | Covered PM Repair - Biomedical | MHHS-Mem City
NO | NO |  |  |  | 041-17224 |  | Philips Medical Systems Cardiac and Monitoring Syste | M3001A |  | DE9070AAJA | MEMORIAL CITY - MICU | MHHS-Mem City |  | Module, Multi-Parameter |  | 041-17224 |  | West & Memorial City |  | MEMORIAL CITY - MICU | [5 empty] | PHYSIOLOGIC MONITOR MODULES, MULTIPARAMETER |  | MODULEMULTIPARAMETER-Philips-M3001A | MODULEMULTIPARAMETER | M3001A |  |  |  | Philips | Module, Multi-Parameter |  | MODULEMULTIPARAMETER-Philips-M3001A |  |  |  |  | Covered PM Repair - Biomedical | MHHS-Mem City
NO | NO |  |  |  | 041-17227 |  | Philips Medical Systems Cardiac and Monitoring Syste | M3001A |  | DE9070AAK0 | MEMORIAL CITY - MICU | MHHS-Mem City |  | Module, Multi-Parameter |  | 041-17227 |  | West & Memorial City |  | MEMORIAL CITY - MICU | [5 empty] | PHYSIOLOGIC MONITOR MODULES, MULTIPARAMETER |  | MODULEMULTIPARAMETER-Philips-M3001A | MODULEMULTIPARAMETER | M3001A |  |  |  | Philips | Module, Multi-Parameter |  | MODULEMULTIPARAMETER-Philips-M3001A |  |  |  |  | Covered PM Repair - Biomedical | MHHS-Mem City
NO | NO |  |  |  | 041-17233 |  | Philips Medical Systems Cardiac and Monitoring Syste | M3001A |  | DE9070AAJL | MEMORIAL CITY - MICU | MHHS-Mem City |  | Module, Multi-Parameter |  | 041-17233 |  | West & Memorial City |  | MEMORIAL CITY - MICU | [5 empty] | PHYSIOLOGIC MONITOR MODULES, MULTIPARAMETER |  | MODULEMULTIPARAMETER-Philips-M3001A | MODULEMULTIPARAMETER | M3001A |  |  |  | Philips | Module, Multi-Parameter |  | MODULEMULTIPARAMETER-Philips-M3001A |  |  |  |  | Covered PM Repair - Biomedical | MHHS-Mem City
NO | NO |  |  |  | 041-18206 |  | Philips Medical Systems Cardiac and Monitoring Syste | M3001A |  | DE9070CU6R | MEMORIAL CITY - MICU | MHHS-Mem City |  | Module, Multi-Parameter |  | 041-18206 |  | West & Memorial City |  | MEMORIAL CITY - MICU | [5 empty] | PHYSIOLOGIC MONITOR MODULES, MULTIPARAMETER |  | MODULEMULTIPARAMETER-Philips-M3001A | MODULEMULTIPARAMETER | M3001A |  |  |  | Philips | Module, Multi-Parameter |  | MODULEMULTIPARAMETER-Philips-M3001A |  |  |  |  | Not Covered Vendor Only - Biomedical | MHHS-Mem City
NO | NO |  |  |  | 041-19082 |  | Philips Medical Systems Cardiac and Monitoring Syste | M3001A |  | DE5220F03E | MEMORIAL CITY - MICU | MHHS-Mem City |  | Module, Multi-Parameter |  | 041-19082 |  | West & Memorial City |  | MEMORIAL CITY - MICU | [5 empty] | PHYSIOLOGIC MONITOR MODULES, MULTIPARAMETER |  | MODULEMULTIPARAMETER-Philips-M3001A | MODULEMULTIPARAMETER | M3001A |  |  |  | Philips | Module, Multi-Parameter |  | MODULEMULTIPARAMETER-Philips-M3001A |  |  |  |  | Covered PM Repair - Biomedical | MHHS-Mem City
NO | NO | [5 empty] | Philips Medical Systems Cardiac and Monitoring Syste | M3001A |  | DE22703353 | MEMORIAL CITY - MICU | MHHS-Mem City |  | Module, Multi-Parameter |  |  |  | West & Memorial City |  | MEMORIAL CITY - MICU | [5 empty] | PHYSIOLOGIC MONITOR MODULES, MULTIPARAMETER |  | MODULEMULTIPARAMETER-Philips-M3001A | MODULEMULTIPARAMETER | M3001A |  |  |  | Philips | Module, Multi-Parameter |  | MODULEMULTIPARAMETER-Philips-M3001A |  |  |  |  | Covered PM Repair - Biomedical | MHHS-Mem City
NO | NO |  |  |  | 041-16766 |  | Philips Medical Systems Cardiac and Monitoring Syste | M3001A |  | de717q7888 | MEMORIAL CITY - MOR | MHHS-Mem City |  | Module, Multi-Parameter |  | 041-16766 |  | West & Memorial City |  | MEMORIAL CITY - MOR | [5 empty] | PHYSIOLOGIC MONITOR MODULES, MULTIPARAMETER |  | MODULEMULTIPARAMETER-Philips-M3001A | MODULEMULTIPARAMETER | M3001A |  |  |  | Philips | Module, Multi-Parameter |  | MODULEMULTIPARAMETER-Philips-M3001A |  |  |  |  | Covered PM Repair - Biomedical | MHHS-Mem City
NO | NO |  |  |  | 041-18458 |  | Philips Medical Systems Cardiac and Monitoring Syste | M3001A |  | DE4200DHDN | MEMORIAL CITY - MOR | MHHS-Mem City |  | Module, Multi-Parameter |  | 041-18458 |  | West & Memorial City |  | MEMORIAL CITY - MOR | [5 empty] | PHYSIOLOGIC MONITOR MODULES, MULTIPARAMETER |  | MODULEMULTIPARAMETER-Philips-M3001A | MODULEMULTIPARAMETER | M3001A |  |  |  | Philips | Module, Multi-Parameter |  | MODULEMULTIPARAMETER-Philips-M3001A |  |  |  |  | Not Covered Vendor Only - Biomedical | MHHS-Mem City
NO | NO |  |  |  | 041-32484 |  | Philips Medical Systems Cardiac and Monitoring Syste | M3001A |  | DE907S3748 | MEMORIAL CITY - MOR | MHHS-Mem City |  | Module, Multi-Parameter |  | 041-32484 |  | West & Memorial City |  | MEMORIAL CITY - MOR | [5 empty] | PHYSIOLOGIC MONITOR MODULES, MULTIPARAMETER |  | MODULEMULTIPARAMETER-Philips-M3001A | MODULEMULTIPARAMETER | M3001A |  |  |  | Philips | Module, Multi-Parameter |  | MODULEMULTIPARAMETER-Philips-M3001A |  |  |  |  | Covered PM Repair - Biomedical | MHHS-Mem City
NO | NO | [5 empty] | Philips Medical Systems Cardiac and Monitoring Syste | M3001A |  | de717q0049 | MEMORIAL CITY - MOR | MHHS-Mem City |  | Module, Multi-Parameter |  |  |  | West & Memorial City |  | MEMORIAL CITY - MOR | [5 empty] | PHYSIOLOGIC MONITOR MODULES, MULTIPARAMETER |  | MODULEMULTIPARAMETER-Philips-M3001A | MODULEMULTIPARAMETER | M3001A |  |  |  | Philips | Module, Multi-Parameter |  | MODULEMULTIPARAMETER-Philips-M3001A |  |  |  |  | Covered PM Repair - Biomedical | MHHS-Mem City
NO | NO | [5 empty] | Philips Medical Systems Cardiac and Monitoring Syste | M3001A |  | DE717J6321 | MEMORIAL CITY - MOR | MHHS-Mem City |  | Module, Multi-Parameter |  |  |  | West & Memorial City |  | MEMORIAL CITY - MOR | [5 empty] | PHYSIOLOGIC MONITOR MODULES, MULTIPARAMETER |  | MODULEMULTIPARAMETER-Philips-M3001A | MODULEMULTIPARAMETER | M3001A |  |  |  | Philips | Module, Multi-Parameter |  | MODULEMULTIPARAMETER-Philips-M3001A |  |  |  |  | Covered PM Repair - Biomedical | MHHS-Mem City
NO | NO |  |  |  | 041-20109 |  | Philips Medical Systems Cardiac and Monitoring Syste | M3001A |  | DE5630FGFA | MEMORIAL CITY - MOR RECOVERY | MHHS-Mem City |  | Module, Multi-Parameter |  | 041-20109 |  | West & Memorial City |  | MEMORIAL CITY - MOR RECOVERY | [5 empty] | PHYSIOLOGIC MONITOR MODULES, MULTIPARAMETER |  | MODULEMULTIPARAMETER-Philips-M3001A | MODULEMULTIPARAMETER | M3001A |  |  |  | Philips | Module, Multi-Parameter |  | MODULEMULTIPARAMETER-Philips-M3001A |  |  |  |  | Covered PM Repair - Biomedical | MHHS-Mem City
NO | NO |  |  |  | 041-20112 |  | Philips Medical Systems Cardiac and Monitoring Syste | M3001A |  | DE5630FD9 | MEMORIAL CITY - MOR RECOVERY | MHHS-Mem City |  | Module, Multi-Parameter |  | 041-20112 |  | West & Memorial City |  | MEMORIAL CITY - MOR RECOVERY | [5 empty] | PHYSIOLOGIC MONITOR MODULES, MULTIPARAMETER |  | MODULEMULTIPARAMETER-Philips-M3001A | MODULEMULTIPARAMETER | M3001A |  |  |  | Philips | Module, Multi-Parameter |  | MODULEMULTIPARAMETER-Philips-M3001A |  |  |  |  | Covered PM Repair - Biomedical | MHHS-Mem City
NO | NO |  |  |  | 041-32825 |  | Philips Medical Systems Cardiac and Monitoring Syste | M3001A |  | DE6520HRJW | MEMORIAL CITY - MOR RECOVERY | MHHS-Mem City |  | Module, Multi-Parameter |  | 041-32825 |  | West & Memorial City |  | MEMORIAL CITY - MOR RECOVERY | [5 empty] | PHYSIOLOGIC MONITOR MODULES, MULTIPARAMETER |  | MODULEMULTIPARAMETER-Philips-M3001A | MODULEMULTIPARAMETER | M3001A |  |  |  | Philips | Module, Multi-Parameter |  | MODULEMULTIPARAMETER-Philips-M3001A |  |  |  |  | Covered PM Repair - Biomedical | MHHS-Mem City
NO | NO |  |  |  | 041-32831 |  | Philips Medical Systems Cardiac and Monitoring Syste | M3001A |  | DE6520HRK0 | MEMORIAL CITY - MOR RECOVERY | MHHS-Mem City |  | Module, Multi-Parameter |  | 041-32831 |  | West & Memorial City |  | MEMORIAL CITY - MOR RECOVERY | [5 empty] | PHYSIOLOGIC MONITOR MODULES, MULTIPARAMETER |  | MODULEMULTIPARAMETER-Philips-M3001A | MODULEMULTIPARAMETER | M3001A |  |  |  | Philips | Module, Multi-Parameter |  | MODULEMULTIPARAMETER-Philips-M3001A |  |  |  |  | Covered PM Repair - Biomedical | MHHS-Mem City
NO | NO |  |  |  | 041-13025 |  | Philips Medical Systems Cardiac and Monitoring Syste | M3001A |  | DE717Q0130 | MEMORIAL CITY - PEDIATRICS | MHHS-Mem City |  | Module, Multi-Parameter |  | 041-13025 |  | West & Memorial City |  | MEMORIAL CITY - PEDIATRICS | [5 empty] | PHYSIOLOGIC MONITOR MODULES, MULTIPARAMETER |  | MODULEMULTIPARAMETER-Philips-M3001A | MODULEMULTIPARAMETER | M3001A |  |  |  | Philips | Module, Multi-Parameter |  | MODULEMULTIPARAMETER-Philips-M3001A |  |  |  |  | Covered PM Repair - Biomedical | MHHS-Mem City
NO | NO | [5 empty] | Philips Medical Systems Cardiac and Monitoring Syste | M3001A |  | DE717Q0059 | MEMORIAL CITY - PEDIATRICS | MHHS-Mem City |  | Module, Multi-Parameter |  |  |  | West & Memorial City |  | MEMORIAL CITY - PEDIATRICS | [5 empty] | PHYSIOLOGIC MONITOR MODULES, MULTIPARAMETER |  | MODULEMULTIPARAMETER-Philips-M3001A | MODULEMULTIPARAMETER | M3001A |  |  |  | Philips | Module, Multi-Parameter |  | MODULEMULTIPARAMETER-Philips-M3001A |  |  |  |  | Covered PM Repair - Biomedical | MHHS-Mem City
NO | NO | [5 empty] | Philips Medical Systems Cardiac and Monitoring Syste | M3001A |  | de717p9997 | MEMORIAL CITY - PEDIATRICS | MHHS-Mem City |  | Module, Multi-Parameter |  |  |  | West & Memorial City |  | MEMORIAL CITY - PEDIATRICS | [5 empty] | PHYSIOLOGIC MONITOR MODULES, MULTIPARAMETER |  | MODULEMULTIPARAMETER-Philips-M3001A | MODULEMULTIPARAMETER | M3001A |  |  |  | Philips | Module, Multi-Parameter |  | MODULEMULTIPARAMETER-Philips-M3001A |  |  |  |  | Covered PM Repair - Biomedical | MHHS-Mem City
NO | NO | [5 empty] | Philips Medical Systems Cardiac and Monitoring Syste | M3001A |  | de717q0033 | MEMORIAL CITY - POSTPARTUM - NURSERY | MHHS-Mem City |  | Module, Multi-Parameter |  |  |  | West & Memorial City |  | MEMORIAL CITY - POSTPARTUM - NURSERY | [5 empty] | PHYSIOLOGIC MONITOR MODULES, MULTIPARAMETER |  | MODULEMULTIPARAMETER-Philips-M3001A | MODULEMULTIPARAMETER | M3001A |  |  |  | Philips | Module, Multi-Parameter |  | MODULEMULTIPARAMETER-Philips-M3001A |  |  |  |  | Covered PM Repair - Biomedical | MHHS-Mem City
NO | NO |  |  |  | 041-16602 |  | Philips Medical Systems Cardiac and Monitoring Syste | M3001A |  | DE610C8560 | MEMORIAL CITY - SICU | MHHS-Mem City |  | Module, Multi-Parameter |  | 041-16602 |  | West & Memorial City |  | MEMORIAL CITY - SICU | [5 empty] | PHYSIOLOGIC MONITOR MODULES, MULTIPARAMETER |  | MODULEMULTIPARAMETER-Philips-M3001A | MODULEMULTIPARAMETER | M3001A |  |  |  | Philips | Module, Multi-Parameter |  | MODULEMULTIPARAMETER-Philips-M3001A |  |  |  |  | Covered PM Repair - Biomedical | MHHS-Mem City
NO | NO |  |  |  | 041-17232 |  | Philips Medical Systems Cardiac and Monitoring Syste | M3001A |  | DE9070AAKF | MEMORIAL CITY - SICU | MHHS-Mem City |  | Module, Multi-Parameter |  | 041-17232 |  | West & Memorial City |  | MEMORIAL CITY - SICU | [5 empty] | PHYSIOLOGIC MONITOR MODULES, MULTIPARAMETER |  | MODULEMULTIPARAMETER-Philips-M3001A | MODULEMULTIPARAMETER | M3001A |  |  |  | Philips | Module, Multi-Parameter |  | MODULEMULTIPARAMETER-Philips-M3001A |  |  |  |  | Covered PM Repair - Biomedical | MHHS-Mem City
NO | NO |  |  |  | 041-17237 |  | Philips Medical Systems Cardiac and Monitoring Syste | M3001A |  | DE9070A9WF | MEMORIAL CITY - SICU | MHHS-Mem City |  | Module, Multi-Parameter |  | 041-17237 |  | West & Memorial City |  | MEMORIAL CITY - SICU | [5 empty] | PHYSIOLOGIC MONITOR MODULES, MULTIPARAMETER |  | MODULEMULTIPARAMETER-Philips-M3001A | MODULEMULTIPARAMETER | M3001A |  |  |  | Philips | Module, Multi-Parameter |  | MODULEMULTIPARAMETER-Philips-M3001A |  |  |  |  | Covered PM Repair - Biomedical | MHHS-Mem City
NO | NO | [5 empty] | Philips Medical Systems Cardiac and Monitoring Syste | M3001A |  | DE9070AAJJ | MEMORIAL CITY - SICU | MHHS-Mem City |  | Module, Multi-Parameter |  |  |  | West & Memorial City |  | MEMORIAL CITY - SICU | [5 empty] | PHYSIOLOGIC MONITOR MODULES, MULTIPARAMETER |  | MODULEMULTIPARAMETER-Philips-M3001A | MODULEMULTIPARAMETER | M3001A |  |  |  | Philips | Module, Multi-Parameter |  | MODULEMULTIPARAMETER-Philips-M3001A |  |  |  |  | Covered PM Repair - Biomedical | MHHS-Mem City
NO | NO | [5 empty] | Philips Medical Systems Cardiac and Monitoring Syste | M3001A |  | DE9070AAJM | MEMORIAL CITY - SICU | MHHS-Mem City |  | Module, Multi-Parameter |  |  |  | West & Memorial City |  | MEMORIAL CITY - SICU | [5 empty] | PHYSIOLOGIC MONITOR MODULES, MULTIPARAMETER |  | MODULEMULTIPARAMETER-Philips-M3001A | MODULEMULTIPARAMETER | M3001A |  |  |  | Philips | Module, Multi-Parameter |  | MODULEMULTIPARAMETER-Philips-M3001A |  |  |  |  | Covered PM Repair - Biomedical | MHHS-Mem City
NO | NO | [5 empty] | Philips Medical Systems Cardiac and Monitoring Syste | M3001A |  | DE9070AAJC | MEMORIAL CITY - SICU | MHHS-Mem City |  | Module, Multi-Parameter |  |  |  | West & Memorial City |  | MEMORIAL CITY - SICU | [5 empty] | PHYSIOLOGIC MONITOR MODULES, MULTIPARAMETER |  | MODULEMULTIPARAMETER-Philips-M3001A | MODULEMULTIPARAMETER | M3001A |  |  |  | Philips | Module, Multi-Parameter |  | MODULEMULTIPARAMETER-Philips-M3001A |  |  |  |  | Covered PM Repair - Biomedical | MHHS-Mem City
NO | NO | [5 empty] | Philips Medical Systems Cardiac and Monitoring Syste | M3001A |  | DE9070AAK7 | MEMORIAL CITY - SICU | MHHS-Mem City |  | Module, Multi-Parameter |  |  |  | West & Memorial City |  | MEMORIAL CITY - SICU | [5 empty] | PHYSIOLOGIC MONITOR MODULES, MULTIPARAMETER |  | MODULEMULTIPARAMETER-Philips-M3001A | MODULEMULTIPARAMETER | M3001A |  |  |  | Philips | Module, Multi-Parameter |  | MODULEMULTIPARAMETER-Philips-M3001A |  |  |  |  | Covered PM Repair - Biomedical | MHHS-Mem City
NO | NO |  |  |  | 145-00409 |  | Philips Medical Systems Cardiac and Monitoring Syste | M3001A |  | DE3450D2ED | PEARLAND - EMERGENCY CENTER | MHHS-Pearland Hospital |  | Module, Multi-Parameter |  | 145-00409 |  | Pearland |  | PEARLAND - EMERGENCY CENTER | [5 empty] | PHYSIOLOGIC MONITOR MODULES, MULTIPARAMETER |  | MODULEMULTIPARAMETER-Philips-M3001A | MODULEMULTIPARAMETER | M3001A |  |  |  | Philips | Module, Multi-Parameter |  | MODULEMULTIPARAMETER-Philips-M3001A |  |  |  |  | Covered PM Repair - Biomedical | MHHS-Pearland Hospital
NO | NO |  |  |  | 005-04216 |  | Philips Medical Systems Cardiac and Monitoring Syste | M3001A |  | DE22737265 | SE - EMERGENCY CENTER | MHHS-Southeast |  | Module, Multi-Parameter |  | 005-04216 |  | Southeast & Bay Area |  | SE - EMERGENCY CENTER | [5 empty] | PHYSIOLOGIC MONITOR MODULES, MULTIPARAMETER |  | MODULEMULTIPARAMETER-Philips-M3001A | MODULEMULTIPARAMETER | M3001A |  |  |  | Philips | Module, Multi-Parameter |  | MODULEMULTIPARAMETER-Philips-M3001A |  |  |  |  | Covered PM Repair - Biomedical | MHHS-Southeast
NO | NO |  |  |  | 005-04755 |  | Philips Medical Systems Cardiac and Monitoring Syste | M3001A |  | DE22745491 | SE - EMERGENCY CENTER | MHHS-Southeast |  | Module, Multi-Parameter |  | 005-04755 |  | Southeast & Bay Area |  | SE - EMERGENCY CENTER | [5 empty] | PHYSIOLOGIC MONITOR MODULES, MULTIPARAMETER |  | MODULEMULTIPARAMETER-Philips-M3001A | MODULEMULTIPARAMETER | M3001A |  |  |  | Philips | Module, Multi-Parameter |  | MODULEMULTIPARAMETER-Philips-M3001A |  |  |  |  | Covered PM Repair - Biomedical | MHHS-Southeast
NO | NO |  |  |  | 005-06194 |  | Philips Medical Systems Cardiac and Monitoring Syste | M3001A |  | DE512A1208 | SE - EMERGENCY CENTER | MHHS-Southeast |  | Module, Multi-Parameter |  | 005-06194 |  | Southeast & Bay Area |  | SE - EMERGENCY CENTER | [5 empty] | PHYSIOLOGIC MONITOR MODULES, MULTIPARAMETER |  | MODULEMULTIPARAMETER-Philips-M3001A | MODULEMULTIPARAMETER | M3001A |  |  |  | Philips | Module, Multi-Parameter |  | MODULEMULTIPARAMETER-Philips-M3001A |  |  |  |  | Covered PM Repair - Biomedical | MHHS-Southeast
NO | NO |  |  |  | 005-08444 |  | Philips Medical Systems Cardiac and Monitoring Syste | M3001A |  | DE9070B2FP | SE - EMERGENCY CENTER | MHHS-Southeast |  | Module, Multi-Parameter |  | 005-08444 |  | Southeast & Bay Area |  | SE - EMERGENCY CENTER | [5 empty] | PHYSIOLOGIC MONITOR MODULES, MULTIPARAMETER |  | MODULEMULTIPARAMETER-Philips-M3001A | MODULEMULTIPARAMETER | M3001A |  |  |  | Philips | Module, Multi-Parameter |  | MODULEMULTIPARAMETER-Philips-M3001A |  |  |  |  | Covered PM Repair - Biomedical | MHHS-Southeast
NO | NO |  |  |  | 005-09185 |  | Philips Medical Systems Cardiac and Monitoring Syste | M3001A |  | DE9070B3CC | SE - EMERGENCY CENTER | MHHS-Southeast |  | Module, Multi-Parameter |  | 005-09185 |  | Southeast & Bay Area |  | SE - EMERGENCY CENTER | [5 empty] | PHYSIOLOGIC MONITOR MODULES, MULTIPARAMETER |  | MODULEMULTIPARAMETER-Philips-M3001A | MODULEMULTIPARAMETER | M3001A |  |  |  | Philips | Module, Multi-Parameter |  | MODULEMULTIPARAMETER-Philips-M3001A |  |  |  |  | Covered PM Repair - Biomedical | MHHS-Southeast
NO | NO |  |  |  | 005-09187 |  | Philips Medical Systems Cardiac and Monitoring Syste | M3001A |  | DE9070B2M9 | SE - EMERGENCY CENTER | MHHS-Southeast |  | Module, Multi-Parameter |  | 005-09187 |  | Southeast & Bay Area |  | SE - EMERGENCY CENTER | [5 empty] | PHYSIOLOGIC MONITOR MODULES, MULTIPARAMETER |  | MODULEMULTIPARAMETER-Philips-M3001A | MODULEMULTIPARAMETER | M3001A |  |  |  | Philips | Module, Multi-Parameter |  | MODULEMULTIPARAMETER-Philips-M3001A |  |  |  |  | Covered PM Repair - Biomedical | MHHS-Southeast
NO | NO |  |  |  | 005-09200 |  | Philips Medical Systems Cardiac and Monitoring Syste | M3001A |  | DE9070B2WA | SE - EMERGENCY CENTER | MHHS-Southeast |  | Module, Multi-Parameter |  | 005-09200 |  | Southeast & Bay Area |  | SE - EMERGENCY CENTER | [5 empty] | PHYSIOLOGIC MONITOR MODULES, MULTIPARAMETER |  | MODULEMULTIPARAMETER-Philips-M3001A | MODULEMULTIPARAMETER | M3001A |  |  |  | Philips | Module, Multi-Parameter |  | MODULEMULTIPARAMETER-Philips-M3001A |  |  |  |  | Covered PM Repair - Biomedical | MHHS-Southeast
NO | NO |  |  |  | 005-09207 |  | Philips Medical Systems Cardiac and Monitoring Syste | M3001A |  | DE9070B2W7 | SE - EMERGENCY CENTER | MHHS-Southeast |  | Module, Multi-Parameter |  | 005-09207 |  | Southeast & Bay Area |  | SE - EMERGENCY CENTER | [5 empty] | PHYSIOLOGIC MONITOR MODULES, MULTIPARAMETER |  | MODULEMULTIPARAMETER-Philips-M3001A | MODULEMULTIPARAMETER | M3001A |  |  |  | Philips | Module, Multi-Parameter |  | MODULEMULTIPARAMETER-Philips-M3001A |  |  |  |  | Covered PM Repair - Biomedical | MHHS-Southeast
NO | NO |  |  |  | 005-09229 |  | Philips Medical Systems Cardiac and Monitoring Syste | M3001A |  | DE9070B2 | SE - EMERGENCY CENTER | MHHS-Southeast |  | Module, Multi-Parameter |  | 005-09229 |  | Southeast & Bay Area |  | SE - EMERGENCY CENTER | [5 empty] | PHYSIOLOGIC MONITOR MODULES, MULTIPARAMETER |  | MODULEMULTIPARAMETER-Philips-M3001A | MODULEMULTIPARAMETER | M3001A |  |  |  | Philips | Module, Multi-Parameter |  | MODULEMULTIPARAMETER-Philips-M3001A |  |  |  |  | Covered PM Repair - Biomedical | MHHS-Southeast
NO | NO |  |  |  | 005-09245 |  | Philips Medical Systems Cardiac and Monitoring Syste | M3001A |  | De9070B3CG | SE - EMERGENCY CENTER | MHHS-Southeast |  | Module, Multi-Parameter |  | 005-09245 |  | Southeast & Bay Area |  | SE - EMERGENCY CENTER | [5 empty] | PHYSIOLOGIC MONITOR MODULES, MULTIPARAMETER |  | MODULEMULTIPARAMETER-Philips-M3001A | MODULEMULTIPARAMETER | M3001A |  |  |  | Philips | Module, Multi-Parameter |  | MODULEMULTIPARAMETER-Philips-M3001A |  |  |  |  | Covered PM Repair - Biomedical | MHHS-Southeast
NO | NO |  |  |  | 005-09250 |  | Philips Medical Systems Cardiac and Monitoring Syste | M3001A |  | DE9070B3B3 | SE - EMERGENCY CENTER | MHHS-Southeast |  | Module, Multi-Parameter |  | 005-09250 |  | Southeast & Bay Area |  | SE - EMERGENCY CENTER | [5 empty] | PHYSIOLOGIC MONITOR MODULES, MULTIPARAMETER |  | MODULEMULTIPARAMETER-Philips-M3001A | MODULEMULTIPARAMETER | M3001A |  |  |  | Philips | Module, Multi-Parameter |  | MODULEMULTIPARAMETER-Philips-M3001A |  |  |  |  | Not Covered Vendor Only - Biomedical | MHHS-Southeast
NO | NO |  |  |  | 005-09274 |  | Philips Medical Systems Cardiac and Monitoring Syste | M3001A |  | DE9070B294 | SE - EMERGENCY CENTER | MHHS-Southeast |  | Module, Multi-Parameter |  | 005-09274 |  | Southeast & Bay Area |  | SE - EMERGENCY CENTER | [5 empty] | PHYSIOLOGIC MONITOR MODULES, MULTIPARAMETER |  | MODULEMULTIPARAMETER-Philips-M3001A | MODULEMULTIPARAMETER | M3001A |  |  |  | Philips | Module, Multi-Parameter |  | MODULEMULTIPARAMETER-Philips-M3001A |  |  |  |  | Covered PM Repair - Biomedical | MHHS-Southeast
NO | NO |  |  |  | 005-10412 |  | Philips Medical Systems Cardiac and Monitoring Syste | M3001A |  | DE5220ERLM | SE - EMERGENCY CENTER | MHHS-Southeast |  | Module, Multi-Parameter |  | 005-10412 |  | Southeast & Bay Area |  | SE - EMERGENCY CENTER | [5 empty] | PHYSIOLOGIC MONITOR MODULES, MULTIPARAMETER |  | MODULEMULTIPARAMETER-Philips-M3001A | MODULEMULTIPARAMETER | M3001A |  |  |  | Philips | Module, Multi-Parameter |  | MODULEMULTIPARAMETER-Philips-M3001A |  |  |  |  | Not Covered Vendor Only - Biomedical | MHHS-Southeast
NO | NO |  |  |  | 005-10650 |  | Philips Medical Systems Cardiac and Monitoring Syste | M3001A |  | DE5220ERL9 | SE - EMERGENCY CENTER | MHHS-Southeast |  | Module, Multi-Parameter |  | 005-10650 |  | Southeast & Bay Area |  | SE - EMERGENCY CENTER | [5 empty] | PHYSIOLOGIC MONITOR MODULES, MULTIPARAMETER |  | MODULEMULTIPARAMETER-Philips-M3001A | MODULEMULTIPARAMETER | M3001A |  |  |  | Philips | Module, Multi-Parameter |  | MODULEMULTIPARAMETER-Philips-M3001A |  |  |  |  | Covered PM Repair - Biomedical | MHHS-Southeast
NO | NO |  |  |  | 005-10651 |  | Philips Medical Systems Cardiac and Monitoring Syste | M3001A |  | DE5220ERLP | SE - EMERGENCY CENTER | MHHS-Southeast |  | Module, Multi-Parameter |  | 005-10651 |  | Southeast & Bay Area |  | SE - EMERGENCY CENTER | [5 empty] | PHYSIOLOGIC MONITOR MODULES, MULTIPARAMETER |  | MODULEMULTIPARAMETER-Philips-M3001A | MODULEMULTIPARAMETER | M3001A |  |  |  | Philips | Module, Multi-Parameter |  | MODULEMULTIPARAMETER-Philips-M3001A |  |  |  |  | Covered PM Repair - Biomedical | MHHS-Southeast
NO | NO |  |  |  | 005-10653 |  | Philips Medical Systems Cardiac and Monitoring Syste | M3001A |  | DE5220ERLF | SE - EMERGENCY CENTER | MHHS-Southeast |  | Module, Multi-Parameter |  | 005-10653 |  | Southeast & Bay Area |  | SE - EMERGENCY CENTER | [5 empty] | PHYSIOLOGIC MONITOR MODULES, MULTIPARAMETER |  | MODULEMULTIPARAMETER-Philips-M3001A | MODULEMULTIPARAMETER | M3001A |  |  |  | Philips | Module, Multi-Parameter |  | MODULEMULTIPARAMETER-Philips-M3001A |  |  |  |  | Covered PM Repair - Biomedical | MHHS-Southeast
NO | NO |  |  |  | 005-10226 |  | Philips Medical Systems Cardiac and Monitoring Syste | M3001A |  | DE4680E4KA | SE - ESOPHAGEAL DISEASE CENTER | MHHS-Southeast |  | Module, Multi-Parameter |  | 005-10226 |  | Southeast & Bay Area |  | SE - ESOPHAGEAL DISEASE CENTER | [5 empty] | PHYSIOLOGIC MONITOR MODULES, MULTIPARAMETER |  | MODULEMULTIPARAMETER-Philips-M3001A | MODULEMULTIPARAMETER | M3001A |  |  |  | Philips | Module, Multi-Parameter |  | MODULEMULTIPARAMETER-Philips-M3001A |  |  |  |  | Covered PM Repair - Biomedical | MHHS-Southeast
NO | NO |  |  |  | 005-10274 |  | Philips Medical Systems Cardiac and Monitoring Syste | M3001A |  | DE4680E1PW | SE - ESOPHAGEAL DISEASE CENTER | MHHS-Southeast |  | Module, Multi-Parameter |  | 005-10274 |  | Southeast & Bay Area |  | SE - ESOPHAGEAL DISEASE CENTER | [5 empty] | PHYSIOLOGIC MONITOR MODULES, MULTIPARAMETER |  | MODULEMULTIPARAMETER-Philips-M3001A | MODULEMULTIPARAMETER | M3001A |  |  |  | Philips | Module, Multi-Parameter |  | MODULEMULTIPARAMETER-Philips-M3001A |  |  |  |  | Covered PM Repair - Biomedical | MHHS-Southeast
NO | NO |  |  |  | 005-10275 |  | Philips Medical Systems Cardiac and Monitoring Syste | M3001A |  | DE4680E4KH | SE - ESOPHAGEAL DISEASE CENTER | MHHS-Southeast |  | Module, Multi-Parameter |  | 005-10275 |  | Southeast & Bay Area |  | SE - ESOPHAGEAL DISEASE CENTER | [5 empty] | PHYSIOLOGIC MONITOR MODULES, MULTIPARAMETER |  | MODULEMULTIPARAMETER-Philips-M3001A | MODULEMULTIPARAMETER | M3001A |  |  |  | Philips | Module, Multi-Parameter |  | MODULEMULTIPARAMETER-Philips-M3001A |  |  |  |  | Covered PM Repair - Biomedical | MHHS-Southeast
NO | NO |  |  |  | 005-04220 |  | Philips Medical Systems Cardiac and Monitoring Syste | M3001A |  | DE22737068 | SE - ICU | MHHS-Southeast |  | Module, Multi-Parameter |  | 005-04220 |  | Southeast & Bay Area |  | SE - ICU | [5 empty] | PHYSIOLOGIC MONITOR MODULES, MULTIPARAMETER |  | MODULEMULTIPARAMETER-Philips-M3001A | MODULEMULTIPARAMETER | M3001A |  |  |  | Philips | Module, Multi-Parameter |  | MODULEMULTIPARAMETER-Philips-M3001A |  |  |  |  | Covered PM Repair - Biomedical | MHHS-Southeast
NO | NO |  |  |  | 005-04225 |  | Philips Medical Systems Cardiac and Monitoring Syste | M3001A |  | DE22737073 | SE - ICU | MHHS-Southeast |  | Module, Multi-Parameter |  | 005-04225 |  | Southeast & Bay Area |  | SE - ICU | [5 empty] | PHYSIOLOGIC MONITOR MODULES, MULTIPARAMETER |  | MODULEMULTIPARAMETER-Philips-M3001A | MODULEMULTIPARAMETER | M3001A |  |  |  | Philips | Module, Multi-Parameter |  | MODULEMULTIPARAMETER-Philips-M3001A |  |  |  |  | Covered PM Repair - Biomedical | MHHS-Southeast
NO | NO |  |  |  | 005-04227 |  | Philips Medical Systems Cardiac and Monitoring Syste | M3001A |  | DE22737083 | SE - ICU | MHHS-Southeast |  | Module, Multi-Parameter |  | 005-04227 |  | Southeast & Bay Area |  | SE - ICU | [5 empty] | PHYSIOLOGIC MONITOR MODULES, MULTIPARAMETER |  | MODULEMULTIPARAMETER-Philips-M3001A | MODULEMULTIPARAMETER | M3001A |  |  |  | Philips | Module, Multi-Parameter |  | MODULEMULTIPARAMETER-Philips-M3001A |  |  |  |  | Covered PM Repair - Biomedical | MHHS-Southeast
NO | NO |  |  |  | 005-04729 |  | Philips Medical Systems Cardiac and Monitoring Syste | M3001A |  | DE2273709 | SE - ICU | MHHS-Southeast |  | Module, Multi-Parameter |  | 005-04729 |  | Southeast & Bay Area |  | SE - ICU | [5 empty] | PHYSIOLOGIC MONITOR MODULES, MULTIPARAMETER |  | MODULEMULTIPARAMETER-Philips-M3001A | MODULEMULTIPARAMETER | M3001A |  |  |  | Philips | Module, Multi-Parameter |  | MODULEMULTIPARAMETER-Philips-M3001A |  |  |  |  | Covered PM Repair - Biomedical | MHHS-Southeast
NO | NO |  |  |  | 005-04734 |  | Philips Medical Systems Cardiac and Monitoring Syste | M3001A |  | DE22745954 | SE - ICU | MHHS-Southeast |  | Module, Multi-Parameter |  | 005-04734 |  | Southeast & Bay Area |  | SE - ICU | [5 empty] | PHYSIOLOGIC MONITOR MODULES, MULTIPARAMETER |  | MODULEMULTIPARAMETER-Philips-M3001A | MODULEMULTIPARAMETER | M3001A |  |  |  | Philips | Module, Multi-Parameter |  | MODULEMULTIPARAMETER-Philips-M3001A |  |  |  |  | Covered PM Repair - Biomedical | MHHS-Southeast
NO | NO |  |  |  | 005-04740 |  | Philips Medical Systems Cardiac and Monitoring Syste | M3001A |  | DE44163551 | SE - ICU | MHHS-Southeast |  | Module, Multi-Parameter |  | 005-04740 |  | Southeast & Bay Area |  | SE - ICU | [5 empty] | PHYSIOLOGIC MONITOR MODULES, MULTIPARAMETER |  | MODULEMULTIPARAMETER-Philips-M3001A | MODULEMULTIPARAMETER | M3001A |  |  |  | Philips | Module, Multi-Parameter |  | MODULEMULTIPARAMETER-Philips-M3001A |  |  |  |  | Covered PM Repair - Biomedical | MHHS-Southeast
NO | NO |  |  |  | 005-04772 |  | Philips Medical Systems Cardiac and Monitoring Syste | M3001A |  | DE22734112 | SE - ICU | MHHS-Southeast |  | Module, Multi-Parameter |  | 005-04772 |  | Southeast & Bay Area |  | SE - ICU | [5 empty] | PHYSIOLOGIC MONITOR MODULES, MULTIPARAMETER |  | MODULEMULTIPARAMETER-Philips-M3001A | MODULEMULTIPARAMETER | M3001A |  |  |  | Philips | Module, Multi-Parameter |  | MODULEMULTIPARAMETER-Philips-M3001A |  |  |  |  | Covered PM Repair - Biomedical | MHHS-Southeast
NO | NO |  |  |  | 005-08494 |  | Philips Medical Systems Cardiac and Monitoring Syste | M3001A |  | DE44161784 | SE - ICU | MHHS-Southeast |  | Module, Multi-Parameter |  | 005-08494 |  | Southeast & Bay Area |  | SE - ICU | [5 empty] | PHYSIOLOGIC MONITOR MODULES, MULTIPARAMETER |  | MODULEMULTIPARAMETER-Philips-M3001A | MODULEMULTIPARAMETER | M3001A |  |  |  | Philips | Module, Multi-Parameter |  | MODULEMULTIPARAMETER-Philips-M3001A |  |  |  |  | Covered PM Repair - Biomedical | MHHS-Southeast
NO | NO |  |  |  | 005-08569 |  | Philips Medical Systems Cardiac and Monitoring Syste | M3001A |  | DE907x0701 | SE - ICU | MHHS-Southeast |  | Module, Multi-Parameter |  | 005-08569 |  | Southeast & Bay Area |  | SE - ICU | [5 empty] | PHYSIOLOGIC MONITOR MODULES, MULTIPARAMETER |  | MODULEMULTIPARAMETER-Philips-M3001A | MODULEMULTIPARAMETER | M3001A |  |  |  | Philips | Module, Multi-Parameter |  | MODULEMULTIPARAMETER-Philips-M3001A |  |  |  |  | Covered PM Repair - Biomedical | MHHS-Southeast
NO | NO |  |  |  | 005-08570 |  | Philips Medical Systems Cardiac and Monitoring Syste | M3001A |  | DE907W7440 | SE - ICU | MHHS-Southeast |  | Module, Multi-Parameter |  | 005-08570 |  | Southeast & Bay Area |  | SE - ICU | [5 empty] | PHYSIOLOGIC MONITOR MODULES, MULTIPARAMETER |  | MODULEMULTIPARAMETER-Philips-M3001A | MODULEMULTIPARAMETER | M3001A |  |  |  | Philips | Module, Multi-Parameter |  | MODULEMULTIPARAMETER-Philips-M3001A |  |  |  |  | Covered PM Repair - Biomedical | MHHS-Southeast
NO | NO |  |  |  | 005-08572 |  | Philips Medical Systems Cardiac and Monitoring Syste | M3001A |  | DE907W7450 | SE - ICU | MHHS-Southeast |  | Module, Multi-Parameter |  | 005-08572 |  | Southeast & Bay Area |  | SE - ICU | [5 empty] | PHYSIOLOGIC MONITOR MODULES, MULTIPARAMETER |  | MODULEMULTIPARAMETER-Philips-M3001A | MODULEMULTIPARAMETER | M3001A |  |  |  | Philips | Module, Multi-Parameter |  | MODULEMULTIPARAMETER-Philips-M3001A |  |  |  |  | Covered PM Repair - Biomedical | MHHS-Southeast
NO | NO |  |  |  | 005-08573 |  | Philips Medical Systems Cardiac and Monitoring Syste | M3001A |  | DE907W7449 | SE - ICU | MHHS-Southeast |  | Module, Multi-Parameter |  | 005-08573 |  | Southeast & Bay Area |  | SE - ICU | [5 empty] | PHYSIOLOGIC MONITOR MODULES, MULTIPARAMETER |  | MODULEMULTIPARAMETER-Philips-M3001A | MODULEMULTIPARAMETER | M3001A |  |  |  | Philips | Module, Multi-Parameter |  | MODULEMULTIPARAMETER-Philips-M3001A |  |  |  |  | Covered PM Repair - Biomedical | MHHS-Southeast
NO | NO |  |  |  | 005-08574 |  | Philips Medical Systems Cardiac and Monitoring Syste | M3001A |  | DE907X0702 | SE - ICU | MHHS-Southeast |  | Module, Multi-Parameter |  | 005-08574 |  | Southeast & Bay Area |  | SE - ICU | [5 empty] | PHYSIOLOGIC MONITOR MODULES, MULTIPARAMETER |  | MODULEMULTIPARAMETER-Philips-M3001A | MODULEMULTIPARAMETER | M3001A |  |  |  | Philips | Module, Multi-Parameter |  | MODULEMULTIPARAMETER-Philips-M3001A |  |  |  |  | Covered PM Repair - Biomedical | MHHS-Southeast
NO | NO |  |  |  | 005-08577 |  | Philips Medical Systems Cardiac and Monitoring Syste | M3001A |  | DE907W7435 | SE - ICU | MHHS-Southeast |  | Module, Multi-Parameter |  | 005-08577 |  | Southeast & Bay Area |  | SE - ICU | [5 empty] | PHYSIOLOGIC MONITOR MODULES, MULTIPARAMETER |  | MODULEMULTIPARAMETER-Philips-M3001A | MODULEMULTIPARAMETER | M3001A |  |  |  | Philips | Module, Multi-Parameter |  | MODULEMULTIPARAMETER-Philips-M3001A |  |  |  |  | Covered PM Repair - Biomedical | MHHS-Southeast
NO | NO |  |  |  | 005-08960 |  | Philips Medical Systems Cardiac and Monitoring Syste | M3001A |  | DE22727901 | SE - ICU | MHHS-Southeast |  | Module, Multi-Parameter |  | 005-08960 |  | Southeast & Bay Area |  | SE - ICU | [5 empty] | PHYSIOLOGIC MONITOR MODULES, MULTIPARAMETER |  | MODULEMULTIPARAMETER-Philips-M3001A | MODULEMULTIPARAMETER | M3001A |  |  |  | Philips | Module, Multi-Parameter |  | MODULEMULTIPARAMETER-Philips-M3001A |  |  |  |  | Covered PM Repair - Biomedical | MHHS-Southeast
NO | NO |  |  |  | 005-10326 |  | Philips Medical Systems Cardiac and Monitoring Syste | M3001A |  | DE22737296 | SE - ICU | MHHS-Southeast |  | Module, Multi-Parameter |  | 005-10326 |  | Southeast & Bay Area |  | SE - ICU | [5 empty] | PHYSIOLOGIC MONITOR MODULES, MULTIPARAMETER |  | MODULEMULTIPARAMETER-Philips-M3001A | MODULEMULTIPARAMETER | M3001A |  |  |  | Philips | Module, Multi-Parameter |  | MODULEMULTIPARAMETER-Philips-M3001A |  |  |  |  | Covered PM Repair - Biomedical | MHHS-Southeast
NO | NO |  |  |  | 005-11886 |  | Philips Medical Systems Cardiac and Monitoring Syste | M3001A |  | DE907X0700 | SE - ICU | MHHS-Southeast |  | Module, Multi-Parameter |  | 005-11886 |  | Southeast & Bay Area |  | SE - ICU | [5 empty] | PHYSIOLOGIC MONITOR MODULES, MULTIPARAMETER |  | MODULEMULTIPARAMETER-Philips-M3001A | MODULEMULTIPARAMETER | M3001A |  |  |  | Philips | Module, Multi-Parameter |  | MODULEMULTIPARAMETER-Philips-M3001A |  |  |  |  | Covered PM Repair - Biomedical | MHHS-Southeast
NO | NO |  |  |  | 005-13224 |  | Philips Medical Systems Cardiac and Monitoring Syste | M3001A |  | DE5630FZID | SE - ICU | MHHS-Southeast |  | Module, Multi-Parameter |  | 005-13224 |  | Southeast & Bay Area |  | SE - ICU | [5 empty] | PHYSIOLOGIC MONITOR MODULES, MULTIPARAMETER |  | MODULEMULTIPARAMETER-Philips-M3001A | MODULEMULTIPARAMETER | M3001A |  |  |  | Philips | Module, Multi-Parameter |  | MODULEMULTIPARAMETER-Philips-M3001A |  |  |  |  | Covered PM Repair - Biomedical | MHHS-Southeast
NO | NO |  |  |  | 005-33813 |  | Philips Medical Systems Cardiac and Monitoring Syste | M3001A |  | DE22737084 | SE - ICU | MHHS-Southeast |  | Module, Multi-Parameter |  | 005-33813 |  | Southeast & Bay Area |  | SE - ICU | [5 empty] | PHYSIOLOGIC MONITOR MODULES, MULTIPARAMETER |  | MODULEMULTIPARAMETER-Philips-M3001A | MODULEMULTIPARAMETER | M3001A |  |  |  | Philips | Module, Multi-Parameter |  | MODULEMULTIPARAMETER-Philips-M3001A |  |  |  |  | Covered PM Repair - Biomedical | MHHS-Southeast
NO | NO |  |  |  | 005-34286 |  | Philips Medical Systems Cardiac and Monitoring Syste | M3001A |  | DE22737251 | SE - ICU | MHHS-Southeast |  | Module, Multi-Parameter |  | 005-34286 |  | Southeast & Bay Area |  | SE - ICU | [5 empty] | PHYSIOLOGIC MONITOR MODULES, MULTIPARAMETER |  | MODULEMULTIPARAMETER-Philips-M3001A | MODULEMULTIPARAMETER | M3001A |  |  |  | Philips | Module, Multi-Parameter |  | MODULEMULTIPARAMETER-Philips-M3001A |  |  |  |  | Covered PM Repair - Biomedical | MHHS-Southeast
NO | NO |  |  |  | 005-04224 |  | Philips Medical Systems Cardiac and Monitoring Syste | M3001A |  | DE22737071 | SE - OR | MHHS-Southeast |  | Module, Multi-Parameter |  | 005-04224 |  | Southeast & Bay Area |  | SE - OR | [5 empty] | PHYSIOLOGIC MONITOR MODULES, MULTIPARAMETER |  | MODULEMULTIPARAMETER-Philips-M3001A | MODULEMULTIPARAMETER | M3001A |  |  |  | Philips | Module, Multi-Parameter |  | MODULEMULTIPARAMETER-Philips-M3001A |  |  |  |  | Covered PM Repair - Biomedical | MHHS-Southeast
NO | NO |  |  |  | 005-04484 |  | Philips Medical Systems Cardiac and Monitoring Syste | M3001A |  | DE22745501 | SE - OR | MHHS-Southeast |  | Module, Multi-Parameter |  | 005-04484 |  | Southeast & Bay Area |  | SE - OR | [5 empty] | PHYSIOLOGIC MONITOR MODULES, MULTIPARAMETER |  | MODULEMULTIPARAMETER-Philips-M3001A | MODULEMULTIPARAMETER | M3001A |  |  |  | Philips | Module, Multi-Parameter |  | MODULEMULTIPARAMETER-Philips-M3001A |  |  |  |  | Covered PM Repair - Biomedical | MHHS-Southeast
NO | NO |  |  |  | 005-05146 |  | Philips Medical Systems Cardiac and Monitoring Syste | M3001A |  | DE512B3815 | SE - OR | MHHS-Southeast |  | Module, Multi-Parameter |  | 005-05146 |  | Southeast & Bay Area |  | SE - OR | [5 empty] | PHYSIOLOGIC MONITOR MODULES, MULTIPARAMETER |  | MODULEMULTIPARAMETER-Philips-M3001A | MODULEMULTIPARAMETER | M3001A |  |  |  | Philips | Module, Multi-Parameter |  | MODULEMULTIPARAMETER-Philips-M3001A |  |  |  |  | Covered PM Repair - Biomedical | MHHS-Southeast
NO | NO |  |  |  | 005-05602 |  | Philips Medical Systems Cardiac and Monitoring Syste | M3001A |  | DE632E5365 | SE - OR | MHHS-Southeast |  | Module, Multi-Parameter |  | 005-05602 |  | Southeast & Bay Area |  | SE - OR | [5 empty] | PHYSIOLOGIC MONITOR MODULES, MULTIPARAMETER |  | MODULEMULTIPARAMETER-Philips-M3001A | MODULEMULTIPARAMETER | M3001A |  |  |  | Philips | Module, Multi-Parameter |  | MODULEMULTIPARAMETER-Philips-M3001A |  |  |  |  | Covered PM Repair - Biomedical | MHHS-Southeast
NO | NO |  |  |  | 005-09379 |  | Philips Medical Systems Cardiac and Monitoring Syste | M3001A |  | DE9070BM27 | SE - OR | MHHS-Southeast |  | Module, Multi-Parameter |  | 005-09379 |  | Southeast & Bay Area |  | SE - OR | [5 empty] | PHYSIOLOGIC MONITOR MODULES, MULTIPARAMETER |  | MODULEMULTIPARAMETER-Philips-M3001A | MODULEMULTIPARAMETER | M3001A |  |  |  | Philips | Module, Multi-Parameter |  | MODULEMULTIPARAMETER-Philips-M3001A |  |  |  |  | Covered PM Repair - Biomedical | MHHS-Southeast
NO | NO |  |  |  | 005-10091 |  | Philips Medical Systems Cardiac and Monitoring Syste | M3001A |  | DE9070B63G | SE - OR | MHHS-Southeast |  | Module, Multi-Parameter |  | 005-10091 |  | Southeast & Bay Area |  | SE - OR | [5 empty] | PHYSIOLOGIC MONITOR MODULES, MULTIPARAMETER |  | MODULEMULTIPARAMETER-Philips-M3001A | MODULEMULTIPARAMETER | M3001A |  |  |  | Philips | Module, Multi-Parameter |  | MODULEMULTIPARAMETER-Philips-M3001A |  |  |  |  | Covered PM Repair - Biomedical | MHHS-Southeast
NO | NO |  |  |  | 005-04230 |  | Philips Medical Systems Cardiac and Monitoring Syste | M3001A |  | DE22737258 | SE - OR - ANESTHESIA | MHHS-Southeast |  | Module, Multi-Parameter |  | 005-04230 |  | Southeast & Bay Area |  | SE - OR - ANESTHESIA | [5 empty] | PHYSIOLOGIC MONITOR MODULES, MULTIPARAMETER |  | MODULEMULTIPARAMETER-Philips-M3001A | MODULEMULTIPARAMETER | M3001A |  |  |  | Philips | Module, Multi-Parameter |  | MODULEMULTIPARAMETER-Philips-M3001A |  |  |  |  | Covered PM Repair - Biomedical | MHHS-Southeast
NO | NO |  |  |  | 005-04481 |  | Philips Medical Systems Cardiac and Monitoring Syste | M3001A |  | DE22745493 | SE - OR - ANESTHESIA | MHHS-Southeast |  | Module, Multi-Parameter |  | 005-04481 |  | Southeast & Bay Area |  | SE - OR - ANESTHESIA | [5 empty] | PHYSIOLOGIC MONITOR MODULES, MULTIPARAMETER |  | MODULEMULTIPARAMETER-Philips-M3001A | MODULEMULTIPARAMETER | M3001A |  |  |  | Philips | Module, Multi-Parameter |  | MODULEMULTIPARAMETER-Philips-M3001A |  |  |  |  | Covered PM Repair - Biomedical | MHHS-Southeast
NO | NO |  |  |  | 005-05145 |  | Philips Medical Systems Cardiac and Monitoring Syste | M3001A |  | DE512B3829 | SE - OR - ANESTHESIA | MHHS-Southeast |  | Module, Multi-Parameter |  | 005-05145 |  | Southeast & Bay Area |  | SE - OR - ANESTHESIA | [5 empty] | PHYSIOLOGIC MONITOR MODULES, MULTIPARAMETER |  | MODULEMULTIPARAMETER-Philips-M3001A | MODULEMULTIPARAMETER | M3001A |  |  |  | Philips | Module, Multi-Parameter |  | MODULEMULTIPARAMETER-Philips-M3001A |  |  |  |  | Not Covered Vendor Only - Biomedical | MHHS-Southeast
NO | NO |  |  |  | 005-05457 |  | Philips Medical Systems Cardiac and Monitoring Syste | M3001A |  | DE512A2423 | SE - OR - ANESTHESIA | MHHS-Southeast |  | Module, Multi-Parameter |  | 005-05457 |  | Southeast & Bay Area |  | SE - OR - ANESTHESIA | [5 empty] | PHYSIOLOGIC MONITOR MODULES, MULTIPARAMETER |  | MODULEMULTIPARAMETER-Philips-M3001A | MODULEMULTIPARAMETER | M3001A |  |  |  | Philips | Module, Multi-Parameter |  | MODULEMULTIPARAMETER-Philips-M3001A |  |  |  |  | Not Covered Vendor Only - Biomedical | MHHS-Southeast
NO | NO |  |  |  | 005-09378 |  | Philips Medical Systems Cardiac and Monitoring Syste | M3001A |  | DE9070BM2G | SE - OR - ANESTHESIA | MHHS-Southeast |  | Module, Multi-Parameter |  | 005-09378 |  | Southeast & Bay Area |  | SE - OR - ANESTHESIA | [5 empty] | PHYSIOLOGIC MONITOR MODULES, MULTIPARAMETER |  | MODULEMULTIPARAMETER-Philips-M3001A | MODULEMULTIPARAMETER | M3001A |  |  |  | Philips | Module, Multi-Parameter |  | MODULEMULTIPARAMETER-Philips-M3001A |  |  |  |  | Covered PM Repair - Biomedical | MHHS-Southeast
NO | NO |  |  |  | 005-09380 |  | Philips Medical Systems Cardiac and Monitoring Syste | M3001A |  | DE9070BM21 | SE - OR - ANESTHESIA | MHHS-Southeast |  | Module, Multi-Parameter |  | 005-09380 |  | Southeast & Bay Area |  | SE - OR - ANESTHESIA | [5 empty] | PHYSIOLOGIC MONITOR MODULES, MULTIPARAMETER |  | MODULEMULTIPARAMETER-Philips-M3001A | MODULEMULTIPARAMETER | M3001A |  |  |  | Philips | Module, Multi-Parameter |  | MODULEMULTIPARAMETER-Philips-M3001A |  |  |  |  | Covered PM Repair - Biomedical | MHHS-Southeast
NO | NO |  |  |  | 005-10202 |  | Philips Medical Systems Cardiac and Monitoring Syste | M3001A |  | DE4680E044 | SE - OR - ANESTHESIA | MHHS-Southeast |  | Module, Multi-Parameter |  | 005-10202 |  | Southeast & Bay Area |  | SE - OR - ANESTHESIA | [5 empty] | PHYSIOLOGIC MONITOR MODULES, MULTIPARAMETER |  | MODULEMULTIPARAMETER-Philips-M3001A | MODULEMULTIPARAMETER | M3001A |  |  |  | Philips | Module, Multi-Parameter |  | MODULEMULTIPARAMETER-Philips-M3001A |  |  |  |  | Covered PM Repair - Biomedical | MHHS-Southeast
NO | NO |  |  |  | 005-12126 |  | Philips Medical Systems Cardiac and Monitoring Syste | M3001A |  | DE22745509 | SE - OR - ANESTHESIA | MHHS-Southeast |  | Module, Multi-Parameter |  | 005-12126 |  | Southeast & Bay Area |  | SE - OR - ANESTHESIA | [5 empty] | PHYSIOLOGIC MONITOR MODULES, MULTIPARAMETER |  | MODULEMULTIPARAMETER-Philips-M3001A | MODULEMULTIPARAMETER | M3001A |  |  |  | Philips | Module, Multi-Parameter |  | MODULEMULTIPARAMETER-Philips-M3001A |  |  |  |  | Not Covered Vendor Only - Biomedical | MHHS-Southeast
NO | NO |  |  |  | 005-04070 |  | Philips Medical Systems Cardiac and Monitoring Syste | M3001A |  | DE22745945 | SE - OR - PACU | MHHS-Southeast |  | Module, Multi-Parameter |  | 005-04070 |  | Southeast & Bay Area |  | SE - OR - PACU | [5 empty] | PHYSIOLOGIC MONITOR MODULES, MULTIPARAMETER |  | MODULEMULTIPARAMETER-Philips-M3001A | MODULEMULTIPARAMETER | M3001A |  |  |  | Philips | Module, Multi-Parameter |  | MODULEMULTIPARAMETER-Philips-M3001A |  |  |  |  | Not Covered Vendor Only - Biomedical | MHHS-Southeast
NO | NO |  |  |  | 005-04072 |  | Philips Medical Systems Cardiac and Monitoring Syste | M3001A |  | DE22745957 | SE - OR - PACU | MHHS-Southeast |  | Module, Multi-Parameter |  | 005-04072 |  | Southeast & Bay Area |  | SE - OR - PACU | [5 empty] | PHYSIOLOGIC MONITOR MODULES, MULTIPARAMETER |  | MODULEMULTIPARAMETER-Philips-M3001A | MODULEMULTIPARAMETER | M3001A |  |  |  | Philips | Module, Multi-Parameter |  | MODULEMULTIPARAMETER-Philips-M3001A |  |  |  |  | Not Covered Vendor Only - Biomedical | MHHS-Southeast
NO | NO |  |  |  | 005-04076 |  | Philips Medical Systems Cardiac and Monitoring Syste | M3001A |  | de22745956 | SE - OR - PACU | MHHS-Southeast |  | Module, Multi-Parameter |  | 005-04076 |  | Southeast & Bay Area |  | SE - OR - PACU | [5 empty] | PHYSIOLOGIC MONITOR MODULES, MULTIPARAMETER |  | MODULEMULTIPARAMETER-Philips-M3001A | MODULEMULTIPARAMETER | M3001A |  |  |  | Philips | Module, Multi-Parameter |  | MODULEMULTIPARAMETER-Philips-M3001A |  |  |  |  | Not Covered Vendor Only - Biomedical | MHHS-Southeast
NO | NO |  |  |  | 005-04078 |  | Philips Medical Systems Cardiac and Monitoring Syste | M3001A |  | DE22745969 | SE - OR - PACU | MHHS-Southeast |  | Module, Multi-Parameter |  | 005-04078 |  | Southeast & Bay Area |  | SE - OR - PACU | [5 empty] | PHYSIOLOGIC MONITOR MODULES, MULTIPARAMETER |  | MODULEMULTIPARAMETER-Philips-M3001A | MODULEMULTIPARAMETER | M3001A |  |  |  | Philips | Module, Multi-Parameter |  | MODULEMULTIPARAMETER-Philips-M3001A |  |  |  |  | Covered PM Repair - Biomedical | MHHS-Southeast
NO | NO |  |  |  | 005-04474 |  | Philips Medical Systems Cardiac and Monitoring Syste | M3001A |  | DE22745507 | SE - OR - PACU | MHHS-Southeast |  | Module, Multi-Parameter |  | 005-04474 |  | Southeast & Bay Area |  | SE - OR - PACU | [5 empty] | PHYSIOLOGIC MONITOR MODULES, MULTIPARAMETER |  | MODULEMULTIPARAMETER-Philips-M3001A | MODULEMULTIPARAMETER | M3001A |  |  |  | Philips | Module, Multi-Parameter |  | MODULEMULTIPARAMETER-Philips-M3001A |  |  |  |  | Covered PM Repair - Biomedical | MHHS-Southeast
NO | NO |  |  |  | 005-04511 |  | Philips Medical Systems Cardiac and Monitoring Syste | M3001A |  | DE22745983 | SE - OR - PACU | MHHS-Southeast |  | Module, Multi-Parameter |  | 005-04511 |  | Southeast & Bay Area |  | SE - OR - PACU | [5 empty] | PHYSIOLOGIC MONITOR MODULES, MULTIPARAMETER |  | MODULEMULTIPARAMETER-Philips-M3001A | MODULEMULTIPARAMETER | M3001A |  |  |  | Philips | Module, Multi-Parameter |  | MODULEMULTIPARAMETER-Philips-M3001A |  |  |  |  | Covered PM Repair - Biomedical | MHHS-Southeast
NO | NO |  |  |  | 005-04512 |  | Philips Medical Systems Cardiac and Monitoring Syste | M3001A |  | DE22714698 | SE - OR - PACU | MHHS-Southeast |  | Module, Multi-Parameter |  | 005-04512 |  | Southeast & Bay Area |  | SE - OR - PACU | [5 empty] | PHYSIOLOGIC MONITOR MODULES, MULTIPARAMETER |  | MODULEMULTIPARAMETER-Philips-M3001A | MODULEMULTIPARAMETER | M3001A |  |  |  | Philips | Module, Multi-Parameter |  | MODULEMULTIPARAMETER-Philips-M3001A |  |  |  |  | Covered PM Repair - Biomedical | MHHS-Southeast
NO | NO |  |  |  | 005-04705 |  | Philips Medical Systems Cardiac and Monitoring Syste | M3001A |  | DE22745967 | SE - OR - PACU | MHHS-Southeast |  | Module, Multi-Parameter |  | 005-04705 |  | Southeast & Bay Area |  | SE - OR - PACU | [5 empty] | PHYSIOLOGIC MONITOR MODULES, MULTIPARAMETER |  | MODULEMULTIPARAMETER-Philips-M3001A | MODULEMULTIPARAMETER | M3001A |  |  |  | Philips | Module, Multi-Parameter |  | MODULEMULTIPARAMETER-Philips-M3001A |  |  |  |  | Covered PM Repair - Biomedical | MHHS-Southeast
NO | NO |  |  |  | 005-04710 |  | Philips Medical Systems Cardiac and Monitoring Syste | M3001A |  | DE22745959 | SE - OR - PACU | MHHS-Southeast |  | Module, Multi-Parameter |  | 005-04710 |  | Southeast & Bay Area |  | SE - OR - PACU | [5 empty] | PHYSIOLOGIC MONITOR MODULES, MULTIPARAMETER |  | MODULEMULTIPARAMETER-Philips-M3001A | MODULEMULTIPARAMETER | M3001A |  |  |  | Philips | Module, Multi-Parameter |  | MODULEMULTIPARAMETER-Philips-M3001A |  |  |  |  | Covered PM Repair - Biomedical | MHHS-Southeast
NO | NO |  |  |  | 005-04711 |  | Philips Medical Systems Cardiac and Monitoring Syste | M3001A |  | de22745944 | SE - OR - PACU | MHHS-Southeast |  | Module, Multi-Parameter |  | 005-04711 |  | Southeast & Bay Area |  | SE - OR - PACU | [5 empty] | PHYSIOLOGIC MONITOR MODULES, MULTIPARAMETER |  | MODULEMULTIPARAMETER-Philips-M3001A | MODULEMULTIPARAMETER | M3001A |  |  |  | Philips | Module, Multi-Parameter |  | MODULEMULTIPARAMETER-Philips-M3001A |  |  |  |  | Covered PM Repair - Biomedical | MHHS-Southeast
NO | NO |  |  |  | 005-04712 |  | Philips Medical Systems Cardiac and Monitoring Syste | M3001A |  | DE22745984 | SE - OR - PACU | MHHS-Southeast |  | Module, Multi-Parameter |  | 005-04712 |  | Southeast & Bay Area |  | SE - OR - PACU | [5 empty] | PHYSIOLOGIC MONITOR MODULES, MULTIPARAMETER |  | MODULEMULTIPARAMETER-Philips-M3001A | MODULEMULTIPARAMETER | M3001A |  |  |  | Philips | Module, Multi-Parameter |  | MODULEMULTIPARAMETER-Philips-M3001A |  |  |  |  | Covered PM Repair - Biomedical | MHHS-Southeast
NO | NO |  |  |  | 005-04716 |  | Philips Medical Systems Cardiac and Monitoring Syste | M3001A |  | DE22745968 | SE - OR - PACU | MHHS-Southeast |  | Module, Multi-Parameter |  | 005-04716 |  | Southeast & Bay Area |  | SE - OR - PACU | [5 empty] | PHYSIOLOGIC MONITOR MODULES, MULTIPARAMETER |  | MODULEMULTIPARAMETER-Philips-M3001A | MODULEMULTIPARAMETER | M3001A |  |  |  | Philips | Module, Multi-Parameter |  | MODULEMULTIPARAMETER-Philips-M3001A |  |  |  |  | Covered PM Repair - Biomedical | MHHS-Southeast
NO | NO |  |  |  | 005-04717 |  | Philips Medical Systems Cardiac and Monitoring Syste | M3001A |  | DE22745952 | SE - OR - PACU | MHHS-Southeast |  | Module, Multi-Parameter |  | 005-04717 |  | Southeast & Bay Area |  | SE - OR - PACU | [5 empty] | PHYSIOLOGIC MONITOR MODULES, MULTIPARAMETER |  | MODULEMULTIPARAMETER-Philips-M3001A | MODULEMULTIPARAMETER | M3001A |  |  |  | Philips | Module, Multi-Parameter |  | MODULEMULTIPARAMETER-Philips-M3001A |  |  |  |  | Covered PM Repair - Biomedical | MHHS-Southeast
NO | NO |  |  |  | 005-04719 |  | Philips Medical Systems Cardiac and Monitoring Syste | M3001A |  | DE22746062 | SE - OR - PACU | MHHS-Southeast |  | Module, Multi-Parameter |  | 005-04719 |  | Southeast & Bay Area |  | SE - OR - PACU | [5 empty] | PHYSIOLOGIC MONITOR MODULES, MULTIPARAMETER |  | MODULEMULTIPARAMETER-Philips-M3001A | MODULEMULTIPARAMETER | M3001A |  |  |  | Philips | Module, Multi-Parameter |  | MODULEMULTIPARAMETER-Philips-M3001A |  |  |  |  | Covered PM Repair - Biomedical | MHHS-Southeast
NO | NO |  |  |  | 005-04732 |  | Philips Medical Systems Cardiac and Monitoring Syste | M3001A |  | DE22745722 | SE - OR - PACU | MHHS-Southeast |  | Module, Multi-Parameter |  | 005-04732 |  | Southeast & Bay Area |  | SE - OR - PACU | [5 empty] | PHYSIOLOGIC MONITOR MODULES, MULTIPARAMETER |  | MODULEMULTIPARAMETER-Philips-M3001A | MODULEMULTIPARAMETER | M3001A |  |  |  | Philips | Module, Multi-Parameter |  | MODULEMULTIPARAMETER-Philips-M3001A |  |  |  |  | Covered PM Repair - Biomedical | MHHS-Southeast
NO | NO |  |  |  | 005-04733 |  | Philips Medical Systems Cardiac and Monitoring Syste | M3001A |  | DE22745731 | SE - OR - PACU | MHHS-Southeast |  | Module, Multi-Parameter |  | 005-04733 |  | Southeast & Bay Area |  | SE - OR - PACU | [5 empty] | PHYSIOLOGIC MONITOR MODULES, MULTIPARAMETER |  | MODULEMULTIPARAMETER-Philips-M3001A | MODULEMULTIPARAMETER | M3001A |  |  |  | Philips | Module, Multi-Parameter |  | MODULEMULTIPARAMETER-Philips-M3001A |  |  |  |  | Covered PM Repair - Biomedical | MHHS-Southeast
NO | NO |  |  |  | 005-04735 |  | Philips Medical Systems Cardiac and Monitoring Syste | M3001A |  | DE22745948 | SE - OR - PACU | MHHS-Southeast |  | Module, Multi-Parameter |  | 005-04735 |  | Southeast & Bay Area |  | SE - OR - PACU | [5 empty] | PHYSIOLOGIC MONITOR MODULES, MULTIPARAMETER |  | MODULEMULTIPARAMETER-Philips-M3001A | MODULEMULTIPARAMETER | M3001A |  |  |  | Philips | Module, Multi-Parameter |  | MODULEMULTIPARAMETER-Philips-M3001A |  |  |  |  | Covered PM Repair - Biomedical | MHHS-Southeast
NO | NO |  |  |  | 005-04736 |  | Philips Medical Systems Cardiac and Monitoring Syste | M3001A |  | DE22746066 | SE - OR - PACU | MHHS-Southeast |  | Module, Multi-Parameter |  | 005-04736 |  | Southeast & Bay Area |  | SE - OR - PACU | [5 empty] | PHYSIOLOGIC MONITOR MODULES, MULTIPARAMETER |  | MODULEMULTIPARAMETER-Philips-M3001A | MODULEMULTIPARAMETER | M3001A |  |  |  | Philips | Module, Multi-Parameter |  | MODULEMULTIPARAMETER-Philips-M3001A |  |  |  |  | Covered PM Repair - Biomedical | MHHS-Southeast
NO | NO |  |  |  | 005-10240 |  | Philips Medical Systems Cardiac and Monitoring Syste | M3001A |  | DE4680EBA4 | SE - OR - PACU | MHHS-Southeast |  | Module, Multi-Parameter |  | 005-10240 |  | Southeast & Bay Area |  | SE - OR - PACU | [5 empty] | PHYSIOLOGIC MONITOR MODULES, MULTIPARAMETER |  | MODULEMULTIPARAMETER-Philips-M3001A | MODULEMULTIPARAMETER | M3001A |  |  |  | Philips | Module, Multi-Parameter |  | MODULEMULTIPARAMETER-Philips-M3001A |  |  |  |  | Covered PM Repair - Biomedical | MHHS-Southeast
NO | NO |  |  |  | 005-10241 |  | Philips Medical Systems Cardiac and Monitoring Syste | M3001A |  | DE4680EBC2 | SE - OR - PACU | MHHS-Southeast |  | Module, Multi-Parameter |  | 005-10241 |  | Southeast & Bay Area |  | SE - OR - PACU | [5 empty] | PHYSIOLOGIC MONITOR MODULES, MULTIPARAMETER |  | MODULEMULTIPARAMETER-Philips-M3001A | MODULEMULTIPARAMETER | M3001A |  |  |  | Philips | Module, Multi-Parameter |  | MODULEMULTIPARAMETER-Philips-M3001A |  |  |  |  | Covered PM Repair - Biomedical | MHHS-Southeast
NO | NO |  |  |  | 005-33369 |  | Philips Medical Systems Cardiac and Monitoring Syste | M3001A |  | de22739463 | SE - OR - PACU | MHHS-Southeast |  | Module, Multi-Parameter |  | 005-33369 |  | Southeast & Bay Area |  | SE - OR - PACU | [5 empty] | PHYSIOLOGIC MONITOR MODULES, MULTIPARAMETER |  | MODULEMULTIPARAMETER-Philips-M3001A | MODULEMULTIPARAMETER | M3001A |  |  |  | Philips | Module, Multi-Parameter |  | MODULEMULTIPARAMETER-Philips-M3001A |  |  |  |  | Covered PM Repair - Biomedical | MHHS-Southeast
NO | NO | [5 empty] | Philips Medical Systems Cardiac and Monitoring Syste | M3001A |  | DE51293430 | SW - BIOMEDICAL SERVICES | MHHS-Southwest |  | Module, Multi-Parameter |  |  |  | Southwest |  | SW - BIOMEDICAL SERVICES | [5 empty] | PHYSIOLOGIC MONITOR MODULES, MULTIPARAMETER |  | MODULEMULTIPARAMETER-Philips-M3001A | MODULEMULTIPARAMETER | M3001A |  |  |  | Philips | Module, Multi-Parameter |  | MODULEMULTIPARAMETER-Philips-M3001A |  |  |  |  | Covered PM Repair - Biomedical | MHHS-Southwest
NO | NO |  |  |  | 013-10650 |  | Philips Medical Systems Cardiac and Monitoring Syste | M3001A |  | DE22725502 | SW - ENDOSCOPY | MHHS-Southwest |  | Module, Multi-Parameter |  | 013-10650 |  | Southwest |  | SW - ENDOSCOPY | [5 empty] | PHYSIOLOGIC MONITOR MODULES, MULTIPARAMETER |  | MODULEMULTIPARAMETER-Philips-M3001A | MODULEMULTIPARAMETER | M3001A |  |  |  | Philips | Module, Multi-Parameter |  | MODULEMULTIPARAMETER-Philips-M3001A |  |  |  |  | Covered PM Repair - Biomedical | MHHS-Southwest
NO | NO |  |  |  | 013-10658 |  | Philips Medical Systems Cardiac and Monitoring Syste | M3001A |  | DE22725344 | SW - ENDOSCOPY | MHHS-Southwest |  | Module, Multi-Parameter |  | 013-10658 |  | Southwest |  | SW - ENDOSCOPY | [5 empty] | PHYSIOLOGIC MONITOR MODULES, MULTIPARAMETER |  | MODULEMULTIPARAMETER-Philips-M3001A | MODULEMULTIPARAMETER | M3001A |  |  |  | Philips | Module, Multi-Parameter |  | MODULEMULTIPARAMETER-Philips-M3001A |  |  |  |  | Covered PM Repair - Biomedical | MHHS-Southwest
NO | NO |  |  |  | 013-11766 |  | Philips Medical Systems Cardiac and Monitoring Syste | M3001A |  | DE22755466 | SW - ENDOSCOPY | MHHS-Southwest |  | Module, Multi-Parameter |  | 013-11766 |  | Southwest |  | SW - ENDOSCOPY | [5 empty] | PHYSIOLOGIC MONITOR MODULES, MULTIPARAMETER |  | MODULEMULTIPARAMETER-Philips-M3001A | MODULEMULTIPARAMETER | M3001A |  |  |  | Philips | Module, Multi-Parameter |  | MODULEMULTIPARAMETER-Philips-M3001A |  |  |  |  | Covered PM Repair - Biomedical | MHHS-Southwest
NO | NO |  |  |  | 013-37266 |  | Philips Medical Systems Cardiac and Monitoring Syste | M3001A |  | DE22725348 | SW - ENDOSCOPY | MHHS-Southwest |  | Module, Multi-Parameter |  | 013-37266 |  | Southwest |  | SW - ENDOSCOPY | [5 empty] | PHYSIOLOGIC MONITOR MODULES, MULTIPARAMETER |  | MODULEMULTIPARAMETER-Philips-M3001A | MODULEMULTIPARAMETER | M3001A |  |  |  | Philips | Module, Multi-Parameter |  | MODULEMULTIPARAMETER-Philips-M3001A |  |  |  |  | Clinical Miscellaneous | MHHS-Southwest
NO | NO | [5 empty] | Philips Medical Systems Cardiac and Monitoring Syste | M3001A |  | DE22755469 | SW - ENDOSCOPY | MHHS-Southwest |  | Module, Multi-Parameter |  |  |  | Southwest |  | SW - ENDOSCOPY | [5 empty] | PHYSIOLOGIC MONITOR MODULES, MULTIPARAMETER |  | MODULEMULTIPARAMETER-Philips-M3001A | MODULEMULTIPARAMETER | M3001A |  |  |  | Philips | Module, Multi-Parameter |  | MODULEMULTIPARAMETER-Philips-M3001A |  |  |  |  | Clinical Miscellaneous | MHHS-Southwest
NO | NO | [5 empty] | Philips Medical Systems Cardiac and Monitoring Syste | M3001A |  | DE22755458 | SW - ENDOSCOPY | MHHS-Southwest |  | Module, Multi-Parameter |  |  |  | Southwest |  | SW - ENDOSCOPY | [5 empty] | PHYSIOLOGIC MONITOR MODULES, MULTIPARAMETER |  | MODULEMULTIPARAMETER-Philips-M3001A | MODULEMULTIPARAMETER | M3001A |  |  |  | Philips | Module, Multi-Parameter |  | MODULEMULTIPARAMETER-Philips-M3001A |  |  |  |  | Clinical Miscellaneous | MHHS-Southwest
NO | NO | [5 empty] | Philips Medical Systems Cardiac and Monitoring Syste | M3001A |  | DE22725494 | SW - ENDOSCOPY | MHHS-Southwest |  | Module, Multi-Parameter |  |  |  | Southwest |  | SW - ENDOSCOPY | [5 empty] | PHYSIOLOGIC MONITOR MODULES, MULTIPARAMETER |  | MODULEMULTIPARAMETER-Philips-M3001A | MODULEMULTIPARAMETER | M3001A |  |  |  | Philips | Module, Multi-Parameter |  | MODULEMULTIPARAMETER-Philips-M3001A |  |  |  |  | Clinical Miscellaneous | MHHS-Southwest
NO | NO | [5 empty] | Philips Medical Systems Cardiac and Monitoring Syste | M3001A |  | DE22755425 | SW - ENDOSCOPY | MHHS-Southwest |  | Module, Multi-Parameter |  |  |  | Southwest |  | SW - ENDOSCOPY | [5 empty] | PHYSIOLOGIC MONITOR MODULES, MULTIPARAMETER |  | MODULEMULTIPARAMETER-Philips-M3001A | MODULEMULTIPARAMETER | M3001A |  |  |  | Philips | Module, Multi-Parameter |  | MODULEMULTIPARAMETER-Philips-M3001A |  |  |  |  | Clinical Miscellaneous | MHHS-Southwest
NO | NO | [5 empty] | Philips Medical Systems Cardiac and Monitoring Syste | M3001A |  | DE22755451 | SW - ENDOSCOPY | MHHS-Southwest |  | Module, Multi-Parameter |  |  |  | Southwest |  | SW - ENDOSCOPY | [5 empty] | PHYSIOLOGIC MONITOR MODULES, MULTIPARAMETER |  | MODULEMULTIPARAMETER-Philips-M3001A | MODULEMULTIPARAMETER | M3001A |  |  |  | Philips | Module, Multi-Parameter |  | MODULEMULTIPARAMETER-Philips-M3001A |  |  |  |  | Clinical Miscellaneous | MHHS-Southwest
NO | NO | [5 empty] | Philips Medical Systems Cardiac and Monitoring Syste | M3001A |  | DE22725377 | SW - ENDOSCOPY | MHHS-Southwest |  | Module, Multi-Parameter |  |  |  | Southwest |  | SW - ENDOSCOPY | [5 empty] | PHYSIOLOGIC MONITOR MODULES, MULTIPARAMETER |  | MODULEMULTIPARAMETER-Philips-M3001A | MODULEMULTIPARAMETER | M3001A |  |  |  | Philips | Module, Multi-Parameter |  | MODULEMULTIPARAMETER-Philips-M3001A |  |  |  |  | Not Covered Vendor Only - Biomedical | MHHS-Southwest
NO | NO | [5 empty] | Philips Medical Systems Cardiac and Monitoring Syste | M3001A |  | DE22755414 | SW - ENDOSCOPY | MHHS-Southwest |  | Module, Multi-Parameter |  |  |  | Southwest |  | SW - ENDOSCOPY | [5 empty] | PHYSIOLOGIC MONITOR MODULES, MULTIPARAMETER |  | MODULEMULTIPARAMETER-Philips-M3001A | MODULEMULTIPARAMETER | M3001A |  |  |  | Philips | Module, Multi-Parameter |  | MODULEMULTIPARAMETER-Philips-M3001A |  |  |  |  | Not Covered Vendor Only - Biomedical | MHHS-Southwest
NO | NO | [5 empty] | Philips Medical Systems Cardiac and Monitoring Syste | M3001A |  | DE22755424 | SW - ENDOSCOPY | MHHS-Southwest |  | Module, Multi-Parameter |  |  |  | Southwest |  | SW - ENDOSCOPY | [5 empty] | PHYSIOLOGIC MONITOR MODULES, MULTIPARAMETER |  | MODULEMULTIPARAMETER-Philips-M3001A | MODULEMULTIPARAMETER | M3001A |  |  |  | Philips | Module, Multi-Parameter |  | MODULEMULTIPARAMETER-Philips-M3001A |  |  |  |  | Covered PM Repair - Radiology, High End | MHHS-Southwest
NO | NO | [5 empty] | Philips Medical Systems Cardiac and Monitoring Syste | M3001A |  | DE22725401 | SW - ENDOSCOPY | MHHS-Southwest |  | Module, Multi-Parameter |  |  |  | Southwest |  | SW - ENDOSCOPY | [5 empty] | PHYSIOLOGIC MONITOR MODULES, MULTIPARAMETER |  | MODULEMULTIPARAMETER-Philips-M3001A | MODULEMULTIPARAMETER | M3001A |  |  |  | Philips | Module, Multi-Parameter |  | MODULEMULTIPARAMETER-Philips-M3001A |  |  |  |  | Not Covered Vendor Only - Biomedical | MHHS-Southwest
NO | NO | [5 empty] | Philips Medical Systems Cardiac and Monitoring Syste | M3001A |  | DE22725495 | SW - ENDOSCOPY | MHHS-Southwest |  | Module, Multi-Parameter |  |  |  | Southwest |  | SW - ENDOSCOPY | [5 empty] | PHYSIOLOGIC MONITOR MODULES, MULTIPARAMETER |  | MODULEMULTIPARAMETER-Philips-M3001A | MODULEMULTIPARAMETER | M3001A |  |  |  | Philips | Module, Multi-Parameter |  | MODULEMULTIPARAMETER-Philips-M3001A |  |  |  |  | Covered PM Repair - Biomedical | MHHS-Southwest
NO | NO | [5 empty] | Philips Medical Systems Cardiac and Monitoring Syste | M3001A |  | DE22755461 | SW - ENDOSCOPY | MHHS-Southwest |  | Module, Multi-Parameter |  |  |  | Southwest |  | SW - ENDOSCOPY | [5 empty] | PHYSIOLOGIC MONITOR MODULES, MULTIPARAMETER |  | MODULEMULTIPARAMETER-Philips-M3001A | MODULEMULTIPARAMETER | M3001A |  |  |  | Philips | Module, Multi-Parameter |  | MODULEMULTIPARAMETER-Philips-M3001A |  |  |  |  | Covered PM Repair - Radiology, Low End | MHHS-Southwest
NO | NO | [5 empty] | Philips Medical Systems Cardiac and Monitoring Syste | M3001A |  | DE22755449 | SW - ENDOSCOPY | MHHS-Southwest |  | Module, Multi-Parameter |  |  |  | Southwest |  | SW - ENDOSCOPY | [5 empty] | PHYSIOLOGIC MONITOR MODULES, MULTIPARAMETER |  | MODULEMULTIPARAMETER-Philips-M3001A | MODULEMULTIPARAMETER | M3001A |  |  |  | Philips | Module, Multi-Parameter |  | MODULEMULTIPARAMETER-Philips-M3001A |  |  |  |  | Covered PM Repair - Biomedical | MHHS-Southwest
NO | NO | [5 empty] | Philips Medical Systems Cardiac and Monitoring Syste | M3001A |  | DE22755460 | SW - ENDOSCOPY | MHHS-Southwest |  | Module, Multi-Parameter |  |  |  | Southwest |  | SW - ENDOSCOPY | [5 empty] | PHYSIOLOGIC MONITOR MODULES, MULTIPARAMETER |  | MODULEMULTIPARAMETER-Philips-M3001A | MODULEMULTIPARAMETER | M3001A |  |  |  | Philips | Module, Multi-Parameter |  | MODULEMULTIPARAMETER-Philips-M3001A |  |  |  |  | Covered PM Repair - Biomedical | MHHS-Southwest
NO | NO | [5 empty] | Philips Medical Systems Cardiac and Monitoring Syste | M3001A |  | DE22725334 | SW - ENDOSCOPY | MHHS-Southwest |  | Module, Multi-Parameter |  |  |  | Southwest |  | SW - ENDOSCOPY | [5 empty] | PHYSIOLOGIC MONITOR MODULES, MULTIPARAMETER |  | MODULEMULTIPARAMETER-Philips-M3001A | MODULEMULTIPARAMETER | M3001A |  |  |  | Philips | Module, Multi-Parameter |  | MODULEMULTIPARAMETER-Philips-M3001A |  |  |  |  | Covered PM Repair - Biomedical | MHHS-Southwest
NO | NO | [5 empty] | Philips Medical Systems Cardiac and Monitoring Syste | M3001A |  | DE22725500 | SW - ENDOSCOPY | MHHS-Southwest |  | Module, Multi-Parameter |  |  |  | Southwest |  | SW - ENDOSCOPY | [5 empty] | PHYSIOLOGIC MONITOR MODULES, MULTIPARAMETER |  | MODULEMULTIPARAMETER-Philips-M3001A | MODULEMULTIPARAMETER | M3001A |  |  |  | Philips | Module, Multi-Parameter |  | MODULEMULTIPARAMETER-Philips-M3001A |  |  |  |  | Covered PM Repair - Biomedical | MHHS-Southwest
NO | NO | [5 empty] | Philips Medical Systems Cardiac and Monitoring Syste | M3001A |  | DE22725407 | SW - ENDOSCOPY | MHHS-Southwest |  | Module, Multi-Parameter |  |  |  | Southwest |  | SW - ENDOSCOPY | [5 empty] | PHYSIOLOGIC MONITOR MODULES, MULTIPARAMETER |  | MODULEMULTIPARAMETER-Philips-M3001A | MODULEMULTIPARAMETER | M3001A |  |  |  | Philips | Module, Multi-Parameter |  | MODULEMULTIPARAMETER-Philips-M3001A |  |  |  |  | Covered PM Repair - Biomedical | MHHS-Southwest
NO | NO | [5 empty] | Philips Medical Systems Cardiac and Monitoring Syste | M3001A |  | DE22755474 | SW - ENDOSCOPY | MHHS-Southwest |  | Module, Multi-Parameter |  |  |  | Southwest |  | SW - ENDOSCOPY | [5 empty] | PHYSIOLOGIC MONITOR MODULES, MULTIPARAMETER |  | MODULEMULTIPARAMETER-Philips-M3001A | MODULEMULTIPARAMETER | M3001A |  |  |  | Philips | Module, Multi-Parameter |  | MODULEMULTIPARAMETER-Philips-M3001A |  |  |  |  | Covered PM Repair - Biomedical | MHHS-Southwest
NO | NO | [5 empty] | Philips Medical Systems Cardiac and Monitoring Syste | M3001A |  | DE22755141 | SW - ENDOSCOPY | MHHS-Southwest |  | Module, Multi-Parameter |  |  |  | Southwest |  | SW - ENDOSCOPY | [5 empty] | PHYSIOLOGIC MONITOR MODULES, MULTIPARAMETER |  | MODULEMULTIPARAMETER-Philips-M3001A | MODULEMULTIPARAMETER | M3001A |  |  |  | Philips | Module, Multi-Parameter |  | MODULEMULTIPARAMETER-Philips-M3001A |  |  |  |  | Covered PM Repair - Biomedical | MHHS-Southwest
NO | NO | [5 empty] | Philips Medical Systems Cardiac and Monitoring Syste | M3001A |  | DE632F4382 | SW - ENDOSCOPY | MHHS-Southwest |  | Module, Multi-Parameter |  |  |  | Southwest |  | SW - ENDOSCOPY | [5 empty] | PHYSIOLOGIC MONITOR MODULES, MULTIPARAMETER |  | MODULEMULTIPARAMETER-Philips-M3001A | MODULEMULTIPARAMETER | M3001A |  |  |  | Philips | Module, Multi-Parameter |  | MODULEMULTIPARAMETER-Philips-M3001A |  |  |  |  | Covered PM Repair - Biomedical | MHHS-Southwest
NO | NO | [5 empty] | Philips Medical Systems Cardiac and Monitoring Syste | M3001A |  | DE44169095 | SW - ENDOSCOPY | MHHS-Southwest |  | Module, Multi-Parameter |  |  |  | Southwest |  | SW - ENDOSCOPY | [5 empty] | PHYSIOLOGIC MONITOR MODULES, MULTIPARAMETER |  | MODULEMULTIPARAMETER-Philips-M3001A | MODULEMULTIPARAMETER | M3001A |  |  |  | Philips | Module, Multi-Parameter |  | MODULEMULTIPARAMETER-Philips-M3001A |  |  |  |  | Covered PM Repair - Biomedical | MHHS-Southwest
NO | NO | [5 empty] | Philips Medical Systems Cardiac and Monitoring Syste | M3001A |  | DE44163981 | SW - ENDOSCOPY | MHHS-Southwest |  | Module, Multi-Parameter |  |  |  | Southwest |  | SW - ENDOSCOPY | [5 empty] | PHYSIOLOGIC MONITOR MODULES, MULTIPARAMETER |  | MODULEMULTIPARAMETER-Philips-M3001A | MODULEMULTIPARAMETER | M3001A |  |  |  | Philips | Module, Multi-Parameter |  | MODULEMULTIPARAMETER-Philips-M3001A |  |  |  |  | Covered PM Repair - Biomedical | MHHS-Southwest
NO | NO | [5 empty] | Philips Medical Systems Cardiac and Monitoring Syste | M3001A |  | DE632F4396 | SW - ENDOSCOPY | MHHS-Southwest |  | Module, Multi-Parameter |  |  |  | Southwest |  | SW - ENDOSCOPY | [5 empty] | PHYSIOLOGIC MONITOR MODULES, MULTIPARAMETER |  | MODULEMULTIPARAMETER-Philips-M3001A | MODULEMULTIPARAMETER | M3001A |  |  |  | Philips | Module, Multi-Parameter |  | MODULEMULTIPARAMETER-Philips-M3001A |  |  |  |  | Covered PM Repair - Biomedical | MHHS-Southwest
NO | NO | [5 empty] | Philips Medical Systems Cardiac and Monitoring Syste | M3001A |  | DE22755377 | SW - ENDOSCOPY | MHHS-Southwest |  | Module, Multi-Parameter |  |  |  | Southwest |  | SW - ENDOSCOPY | [5 empty] | PHYSIOLOGIC MONITOR MODULES, MULTIPARAMETER |  | MODULEMULTIPARAMETER-Philips-M3001A | MODULEMULTIPARAMETER | M3001A |  |  |  | Philips | Module, Multi-Parameter |  | MODULEMULTIPARAMETER-Philips-M3001A |  |  |  |  | Covered PM Repair - Biomedical | MHHS-Southwest
NO | NO | [5 empty] | Philips Medical Systems Cardiac and Monitoring Syste | M3001A |  | DE22755457 | SW - ENDOSCOPY | MHHS-Southwest |  | Module, Multi-Parameter |  |  |  | Southwest |  | SW - ENDOSCOPY | [5 empty] | PHYSIOLOGIC MONITOR MODULES, MULTIPARAMETER |  | MODULEMULTIPARAMETER-Philips-M3001A | MODULEMULTIPARAMETER | M3001A |  |  |  | Philips | Module, Multi-Parameter |  | MODULEMULTIPARAMETER-Philips-M3001A |  |  |  |  | Covered PM Repair - Biomedical | MHHS-Southwest
NO | NO | [5 empty] | Philips Medical Systems Cardiac and Monitoring Syste | M3001A |  | DE632H0691 | SW - ENDOSCOPY | MHHS-Southwest |  | Module, Multi-Parameter |  |  |  | Southwest |  | SW - ENDOSCOPY | [5 empty] | PHYSIOLOGIC MONITOR MODULES, MULTIPARAMETER |  | MODULEMULTIPARAMETER-Philips-M3001A | MODULEMULTIPARAMETER | M3001A |  |  |  | Philips | Module, Multi-Parameter |  | MODULEMULTIPARAMETER-Philips-M3001A |  |  |  |  | Covered PM Repair - Biomedical | MHHS-Southwest
NO | NO | [5 empty] | Philips Medical Systems Cardiac and Monitoring Syste | M3001A |  | DE22725378 | SW - ENDOSCOPY | MHHS-Southwest |  | Module, Multi-Parameter |  |  |  | Southwest |  | SW - ENDOSCOPY | [5 empty] | PHYSIOLOGIC MONITOR MODULES, MULTIPARAMETER |  | MODULEMULTIPARAMETER-Philips-M3001A | MODULEMULTIPARAMETER | M3001A |  |  |  | Philips | Module, Multi-Parameter |  | MODULEMULTIPARAMETER-Philips-M3001A |  |  |  |  | Covered PM Repair - Biomedical | MHHS-Southwest
NO | NO | [5 empty] | Philips Medical Systems Cardiac and Monitoring Syste | M3001A |  | DE22725328 | SW - ENDOSCOPY | MHHS-Southwest |  | Module, Multi-Parameter |  |  |  | Southwest |  | SW - ENDOSCOPY | [5 empty] | PHYSIOLOGIC MONITOR MODULES, MULTIPARAMETER |  | MODULEMULTIPARAMETER-Philips-M3001A | MODULEMULTIPARAMETER | M3001A |  |  |  | Philips | Module, Multi-Parameter |  | MODULEMULTIPARAMETER-Philips-M3001A |  |  |  |  | Not Covered Vendor Only - Rad, Low End | MHHS-Southwest
NO | NO | [5 empty] | Philips Medical Systems Cardiac and Monitoring Syste | M3001A |  | DE22755446 | SW - ENDOSCOPY | MHHS-Southwest |  | Module, Multi-Parameter |  |  |  | Southwest |  | SW - ENDOSCOPY | [5 empty] | PHYSIOLOGIC MONITOR MODULES, MULTIPARAMETER |  | MODULEMULTIPARAMETER-Philips-M3001A | MODULEMULTIPARAMETER | M3001A |  |  |  | Philips | Module, Multi-Parameter |  | MODULEMULTIPARAMETER-Philips-M3001A |  |  |  |  | Covered PM Repair - Biomedical | MHHS-Southwest
NO | NO | [5 empty] | Philips Medical Systems Cardiac and Monitoring Syste | M3001A |  | DE22755456 | SW - ENDOSCOPY | MHHS-Southwest |  | Module, Multi-Parameter |  |  |  | Southwest |  | SW - ENDOSCOPY | [5 empty] | PHYSIOLOGIC MONITOR MODULES, MULTIPARAMETER |  | MODULEMULTIPARAMETER-Philips-M3001A | MODULEMULTIPARAMETER | M3001A |  |  |  | Philips | Module, Multi-Parameter |  | MODULEMULTIPARAMETER-Philips-M3001A |  |  |  |  | Covered PM Repair - Biomedical | MHHS-Southwest
NO | NO | [5 empty] | Philips Medical Systems Cardiac and Monitoring Syste | M3001A |  | DE22755465 | SW - ENDOSCOPY | MHHS-Southwest |  | Module, Multi-Parameter |  |  |  | Southwest |  | SW - ENDOSCOPY | [5 empty] | PHYSIOLOGIC MONITOR MODULES, MULTIPARAMETER |  | MODULEMULTIPARAMETER-Philips-M3001A | MODULEMULTIPARAMETER | M3001A |  |  |  | Philips | Module, Multi-Parameter |  | MODULEMULTIPARAMETER-Philips-M3001A |  |  |  |  | Covered PM Repair - Biomedical | MHHS-Southwest
NO | NO | [5 empty] | Philips Medical Systems Cardiac and Monitoring Syste | M3001A |  | DE22725506 | SW - ENDOSCOPY | MHHS-Southwest |  | Module, Multi-Parameter |  |  |  | Southwest |  | SW - ENDOSCOPY | [5 empty] | PHYSIOLOGIC MONITOR MODULES, MULTIPARAMETER |  | MODULEMULTIPARAMETER-Philips-M3001A | MODULEMULTIPARAMETER | M3001A |  |  |  | Philips | Module, Multi-Parameter |  | MODULEMULTIPARAMETER-Philips-M3001A |  |  |  |  | Covered PM Repair - Biomedical | MHHS-Southwest
NO | NO | [5 empty] | Philips Medical Systems Cardiac and Monitoring Syste | M3001A |  | DE22725417 | SW - ENDOSCOPY | MHHS-Southwest |  | Module, Multi-Parameter |  |  |  | Southwest |  | SW - ENDOSCOPY | [5 empty] | PHYSIOLOGIC MONITOR MODULES, MULTIPARAMETER |  | MODULEMULTIPARAMETER-Philips-M3001A | MODULEMULTIPARAMETER | M3001A |  |  |  | Philips | Module, Multi-Parameter |  | MODULEMULTIPARAMETER-Philips-M3001A |  |  |  |  | Covered PM Repair - Biomedical | MHHS-Southwest
NO | NO |  |  |  | 013-37572 |  | Philips Medical Systems Cardiac and Monitoring Syste | M3001A |  | DE34100781 | SW - HVI - CV ICU | MHHS-Southwest |  | Module, Multi-Parameter |  | 013-37572 |  | Southwest |  | SW - HVI - CV ICU | [5 empty] | PHYSIOLOGIC MONITOR MODULES, MULTIPARAMETER |  | MODULEMULTIPARAMETER-Philips-M3001A | MODULEMULTIPARAMETER | M3001A |  |  |  | Philips | Module, Multi-Parameter |  | MODULEMULTIPARAMETER-Philips-M3001A |  |  |  |  | Covered PM Repair - Biomedical | MHHS-Southwest
NO | NO |  |  |  | 013-37397 |  | Philips Medical Systems Cardiac and Monitoring Syste | M3001A |  | DE5220F9JD | SW - HVI - PREOP | MHHS-Southwest |  | Module, Multi-Parameter |  | 013-37397 |  | Southwest |  | SW - HVI - PREOP | [5 empty] | PHYSIOLOGIC MONITOR MODULES, MULTIPARAMETER |  | MODULEMULTIPARAMETER-Philips-M3001A | MODULEMULTIPARAMETER | M3001A |  |  |  | Philips | Module, Multi-Parameter |  | MODULEMULTIPARAMETER-Philips-M3001A |  |  |  |  | Not Covered Vendor Only - Biomedical | MHHS-Southwest
NO | NO |  |  |  | 013-37416 |  | Philips Medical Systems Cardiac and Monitoring Syste | M3001A |  | DE5220F9JT | SW - HVI - PREOP | MHHS-Southwest |  | Module, Multi-Parameter |  | 013-37416 |  | Southwest |  | SW - HVI - PREOP | [5 empty] | PHYSIOLOGIC MONITOR MODULES, MULTIPARAMETER |  | MODULEMULTIPARAMETER-Philips-M3001A | MODULEMULTIPARAMETER | M3001A |  |  |  | Philips | Module, Multi-Parameter |  | MODULEMULTIPARAMETER-Philips-M3001A |  |  |  |  | Not Covered Vendor Only - Biomedical | MHHS-Southwest
NO | NO |  |  |  | 013-11756 |  | Philips Medical Systems Cardiac and Monitoring Syste | M3001A |  | DE22755421 | SW - LABOR & DELIVERY | MHHS-Southwest |  | Module, Multi-Parameter |  | 013-11756 |  | Southwest |  | SW - LABOR & DELIVERY | [5 empty] | PHYSIOLOGIC MONITOR MODULES, MULTIPARAMETER |  | MODULEMULTIPARAMETER-Philips-M3001A | MODULEMULTIPARAMETER | M3001A |  |  |  | Philips | Module, Multi-Parameter |  | MODULEMULTIPARAMETER-Philips-M3001A |  |  |  |  | Not Covered Vendor Only - Rad, Low End | MHHS-Southwest
NO | NO |  |  |  | 013-12784 |  | Philips Medical Systems Cardiac and Monitoring Syste | M3001A |  | DE512A7517 | SW - LABOR & DELIVERY | MHHS-Southwest |  | Module, Multi-Parameter |  | 013-12784 |  | Southwest |  | SW - LABOR & DELIVERY | [5 empty] | PHYSIOLOGIC MONITOR MODULES, MULTIPARAMETER |  | MODULEMULTIPARAMETER-Philips-M3001A | MODULEMULTIPARAMETER | M3001A |  |  |  | Philips | Module, Multi-Parameter |  | MODULEMULTIPARAMETER-Philips-M3001A |  |  |  |  | Not Covered Vendor Only - Biomedical | MHHS-Southwest
NO | NO |  |  |  | 013-15815 |  | Philips Medical Systems Cardiac and Monitoring Syste | M3001A |  | DE22747005 | SW - NEUOROLOGY | MHHS-Southwest |  | Module, Multi-Parameter |  | 013-15815 |  | Southwest |  | SW - NEUOROLOGY | [5 empty] | PHYSIOLOGIC MONITOR MODULES, MULTIPARAMETER |  | MODULEMULTIPARAMETER-Philips-M3001A | MODULEMULTIPARAMETER | M3001A |  |  |  | Philips | Module, Multi-Parameter |  | MODULEMULTIPARAMETER-Philips-M3001A |  |  |  |  | Clinical Miscellaneous | MHHS-Southwest
NO | NO |  |  |  | 013-38214 |  | Philips Medical Systems Cardiac and Monitoring Syste | M3001A |  | DE6520H1GF | SW - NEUOROLOGY | MHHS-Southwest |  | Module, Multi-Parameter |  | 013-38214 |  | Southwest |  | SW - NEUOROLOGY | [5 empty] | PHYSIOLOGIC MONITOR MODULES, MULTIPARAMETER |  | MODULEMULTIPARAMETER-Philips-M3001A | MODULEMULTIPARAMETER | M3001A |  |  |  | Philips | Module, Multi-Parameter |  | MODULEMULTIPARAMETER-Philips-M3001A |  |  |  |  | Not Covered Vendor Only - Biomedical | MHHS-Southwest
NO | NO | [5 empty] | Philips Medical Systems Cardiac and Monitoring Syste | M3001A |  | DE22743197 | SW - NEUOROLOGY | MHHS-Southwest |  | Module, Multi-Parameter |  |  |  | Southwest |  | SW - NEUOROLOGY | [5 empty] | PHYSIOLOGIC MONITOR MODULES, MULTIPARAMETER |  | MODULEMULTIPARAMETER-Philips-M3001A | MODULEMULTIPARAMETER | M3001A |  |  |  | Philips | Module, Multi-Parameter |  | MODULEMULTIPARAMETER-Philips-M3001A |  |  |  |  | Covered PM Repair - Biomedical | MHHS-Southwest
NO | NO |  |  |  | 013-38567 |  | Philips Medical Systems Cardiac and Monitoring Syste | M3001A |  | DE6520GM7G | SW - NICU | MHHS-Southwest |  | Module, Multi-Parameter |  | 013-38567 |  | Southwest |  | SW - NICU | [5 empty] | PHYSIOLOGIC MONITOR MODULES, MULTIPARAMETER |  | MODULEMULTIPARAMETER-Philips-M3001A | MODULEMULTIPARAMETER | M3001A |  |  |  | Philips | Module, Multi-Parameter |  | MODULEMULTIPARAMETER-Philips-M3001A |  |  |  |  | Covered PM Repair - Biomedical | MHHS-Southwest
NO | NO |  |  |  | 013-38604 |  | Philips Medical Systems Cardiac and Monitoring Syste | M3001A |  | DE6520GHYC | SW - NICU | MHHS-Southwest |  | Module, Multi-Parameter |  | 013-38604 |  | Southwest |  | SW - NICU | [5 empty] | PHYSIOLOGIC MONITOR MODULES, MULTIPARAMETER |  | MODULEMULTIPARAMETER-Philips-M3001A | MODULEMULTIPARAMETER | M3001A |  |  |  | Philips | Module, Multi-Parameter |  | MODULEMULTIPARAMETER-Philips-M3001A |  |  |  |  | Covered PM Repair - Biomedical | MHHS-Southwest
NO | NO |  |  |  | 013-38618 |  | Philips Medical Systems Cardiac and Monitoring Syste | M3001A |  | DE6520GHY3 | SW - NICU | MHHS-Southwest |  | Module, Multi-Parameter |  | 013-38618 |  | Southwest |  | SW - NICU | [5 empty] | PHYSIOLOGIC MONITOR MODULES, MULTIPARAMETER |  | MODULEMULTIPARAMETER-Philips-M3001A | MODULEMULTIPARAMETER | M3001A |  |  |  | Philips | Module, Multi-Parameter |  | MODULEMULTIPARAMETER-Philips-M3001A |  |  |  |  | Covered PM Repair - Biomedical | MHHS-Southwest
NO | NO |  |  |  | 013-11699 |  | Philips Medical Systems Cardiac and Monitoring Syste | M3001A |  | DE22754145 | SW - PREOP | MHHS-Southwest |  | Module, Multi-Parameter |  | 013-11699 |  | Southwest |  | SW - PREOP | [5 empty] | PHYSIOLOGIC MONITOR MODULES, MULTIPARAMETER |  | MODULEMULTIPARAMETER-Philips-M3001A | MODULEMULTIPARAMETER | M3001A |  |  |  | Philips | Module, Multi-Parameter |  | MODULEMULTIPARAMETER-Philips-M3001A |  |  |  |  | Covered PM Repair - Biomedical | MHHS-Southwest
NO | NO |  |  |  | 013-11704 |  | Philips Medical Systems Cardiac and Monitoring Syste | M3001A |  | DE22754690 | SW - PREOP | MHHS-Southwest |  | Module, Multi-Parameter |  | 013-11704 |  | Southwest |  | SW - PREOP | [5 empty] | PHYSIOLOGIC MONITOR MODULES, MULTIPARAMETER |  | MODULEMULTIPARAMETER-Philips-M3001A | MODULEMULTIPARAMETER | M3001A |  |  |  | Philips | Module, Multi-Parameter |  | MODULEMULTIPARAMETER-Philips-M3001A |  |  |  |  | Covered PM Repair - Biomedical | MHHS-Southwest
NO | NO | [5 empty] | Philips Medical Systems Cardiac and Monitoring Syste | M3001A |  | DE22754377 | SW - PREOP | MHHS-Southwest |  | Module, Multi-Parameter |  |  |  | Southwest |  | SW - PREOP | [5 empty] | PHYSIOLOGIC MONITOR MODULES, MULTIPARAMETER |  | MODULEMULTIPARAMETER-Philips-M3001A | MODULEMULTIPARAMETER | M3001A |  |  |  | Philips | Module, Multi-Parameter |  | MODULEMULTIPARAMETER-Philips-M3001A |  |  |  |  | Covered PM Repair - Biomedical | MHHS-Southwest
NO | NO | [5 empty] | Philips Medical Systems Cardiac and Monitoring Syste | M3001A |  | DE22753086 | SW - PREOP | MHHS-Southwest |  | Module, Multi-Parameter |  |  |  | Southwest |  | SW - PREOP | [5 empty] | PHYSIOLOGIC MONITOR MODULES, MULTIPARAMETER |  | MODULEMULTIPARAMETER-Philips-M3001A | MODULEMULTIPARAMETER | M3001A |  |  |  | Philips | Module, Multi-Parameter |  | MODULEMULTIPARAMETER-Philips-M3001A |  |  |  |  | Covered PM Repair - Biomedical | MHHS-Southwest
NO | NO | [5 empty] | Philips Medical Systems Cardiac and Monitoring Syste | M3001A |  | DE22753478 | SW - PREOP | MHHS-Southwest |  | Module, Multi-Parameter |  |  |  | Southwest |  | SW - PREOP | [5 empty] | PHYSIOLOGIC MONITOR MODULES, MULTIPARAMETER |  | MODULEMULTIPARAMETER-Philips-M3001A | MODULEMULTIPARAMETER | M3001A |  |  |  | Philips | Module, Multi-Parameter |  | MODULEMULTIPARAMETER-Philips-M3001A |  |  |  |  | Covered PM Repair - Biomedical | MHHS-Southwest
NO | NO | [5 empty] | Philips Medical Systems Cardiac and Monitoring Syste | M3001A |  | DE22754578 | SW - PREOP | MHHS-Southwest |  | Module, Multi-Parameter |  |  |  | Southwest |  | SW - PREOP | [5 empty] | PHYSIOLOGIC MONITOR MODULES, MULTIPARAMETER |  | MODULEMULTIPARAMETER-Philips-M3001A | MODULEMULTIPARAMETER | M3001A |  |  |  | Philips | Module, Multi-Parameter |  | MODULEMULTIPARAMETER-Philips-M3001A |  |  |  |  | Clinical Miscellaneous | MHHS-Southwest
NO | NO | [5 empty] | Philips Medical Systems Cardiac and Monitoring Syste | M3001A |  | DE22754586 | SW - PREOP | MHHS-Southwest |  | Module, Multi-Parameter |  |  |  | Southwest |  | SW - PREOP | [5 empty] | PHYSIOLOGIC MONITOR MODULES, MULTIPARAMETER |  | MODULEMULTIPARAMETER-Philips-M3001A | MODULEMULTIPARAMETER | M3001A |  |  |  | Philips | Module, Multi-Parameter |  | MODULEMULTIPARAMETER-Philips-M3001A |  |  |  |  | Covered PM Repair - Biomedical | MHHS-Southwest
NO | NO | [5 empty] | Philips Medical Systems Cardiac and Monitoring Syste | M3001A |  | DE22754589 | SW - PREOP | MHHS-Southwest |  | Module, Multi-Parameter |  |  |  | Southwest |  | SW - PREOP | [5 empty] | PHYSIOLOGIC MONITOR MODULES, MULTIPARAMETER |  | MODULEMULTIPARAMETER-Philips-M3001A | MODULEMULTIPARAMETER | M3001A |  |  |  | Philips | Module, Multi-Parameter |  | MODULEMULTIPARAMETER-Philips-M3001A |  |  |  |  | Covered PM Repair - Biomedical | MHHS-Southwest
NO | NO | [5 empty] | Philips Medical Systems Cardiac and Monitoring Syste | M3001A |  | DE22754482 | SW - PREOP | MHHS-Southwest |  | Module, Multi-Parameter |  |  |  | Southwest |  | SW - PREOP | [5 empty] | PHYSIOLOGIC MONITOR MODULES, MULTIPARAMETER |  | MODULEMULTIPARAMETER-Philips-M3001A | MODULEMULTIPARAMETER | M3001A |  |  |  | Philips | Module, Multi-Parameter |  | MODULEMULTIPARAMETER-Philips-M3001A |  |  |  |  | Covered PM Repair - Biomedical | MHHS-Southwest
NO | NO | [5 empty] | Philips Medical Systems Cardiac and Monitoring Syste | M3001A |  | DE632F4377 | SW - RADIOLOGY | MHHS-Southwest |  | Module, Multi-Parameter |  |  |  | Southwest |  | SW - RADIOLOGY | [5 empty] | PHYSIOLOGIC MONITOR MODULES, MULTIPARAMETER |  | MODULEMULTIPARAMETER-Philips-M3001A | MODULEMULTIPARAMETER | M3001A |  |  |  | Philips | Module, Multi-Parameter |  | MODULEMULTIPARAMETER-Philips-M3001A |  |  |  |  | Covered PM Repair - Biomedical | MHHS-Southwest
NO | NO |  |  |  | 129-01996 |  | Philips Medical Systems Cardiac and Monitoring Syste | M3001A |  | DE22746073 | SUGAR LAND - ER | MHHS-Sugarland |  | Module, Multi-Parameter |  | 129-01996 |  | Sugar Land |  | SUGAR LAND - ER | [5 empty] | PHYSIOLOGIC MONITOR MODULES, MULTIPARAMETER |  | MODULEMULTIPARAMETER-Philips-M3001A | MODULEMULTIPARAMETER | M3001A |  |  |  | Philips | Module, Multi-Parameter |  | MODULEMULTIPARAMETER-Philips-M3001A |  |  |  |  | Covered PM Repair - Biomedical | MHHS-Sugarland
NO | NO |  |  |  | 129-02452 |  | Philips Medical Systems Cardiac and Monitoring Syste | M3001A |  | DE632E9162 | SUGAR LAND - ER | MHHS-Sugarland |  | Module, Multi-Parameter |  | 129-02452 |  | Sugar Land |  | SUGAR LAND - ER | [5 empty] | PHYSIOLOGIC MONITOR MODULES, MULTIPARAMETER |  | MODULEMULTIPARAMETER-Philips-M3001A | MODULEMULTIPARAMETER | M3001A |  |  |  | Philips | Module, Multi-Parameter |  | MODULEMULTIPARAMETER-Philips-M3001A |  |  |  |  | Covered PM Repair - Biomedical | MHHS-Sugarland
NO | NO |  |  |  | 129-02454 |  | Philips Medical Systems Cardiac and Monitoring Syste | M3001A |  | DE632F0421 | SUGAR LAND - ER | MHHS-Sugarland |  | Module, Multi-Parameter |  | 129-02454 |  | Sugar Land |  | SUGAR LAND - ER | [5 empty] | PHYSIOLOGIC MONITOR MODULES, MULTIPARAMETER |  | MODULEMULTIPARAMETER-Philips-M3001A | MODULEMULTIPARAMETER | M3001A |  |  |  | Philips | Module, Multi-Parameter |  | MODULEMULTIPARAMETER-Philips-M3001A |  |  |  |  | Covered PM Repair - Biomedical | MHHS-Sugarland
NO | NO |  |  |  | 129-05698 |  | Philips Medical Systems Cardiac and Monitoring Syste | M3001A |  | DE4200DKCK | SUGAR LAND - ER | MHHS-Sugarland |  | Module, Multi-Parameter |  | 129-05698 |  | Sugar Land |  | SUGAR LAND - ER | [5 empty] | PHYSIOLOGIC MONITOR MODULES, MULTIPARAMETER |  | MODULEMULTIPARAMETER-Philips-M3001A | MODULEMULTIPARAMETER | M3001A |  |  |  | Philips | Module, Multi-Parameter |  | MODULEMULTIPARAMETER-Philips-M3001A |  |  |  |  | Not Covered Vendor Only - Biomedical | MHHS-Sugarland
NO | NO |  |  |  | 129-05717 |  | Philips Medical Systems Cardiac and Monitoring Syste | M3001A |  | DE4200DKD9 | SUGAR LAND - ER | MHHS-Sugarland |  | Module, Multi-Parameter |  | 129-05717 |  | Sugar Land |  | SUGAR LAND - ER | [5 empty] | PHYSIOLOGIC MONITOR MODULES, MULTIPARAMETER |  | MODULEMULTIPARAMETER-Philips-M3001A | MODULEMULTIPARAMETER | M3001A |  |  |  | Philips | Module, Multi-Parameter |  | MODULEMULTIPARAMETER-Philips-M3001A |  |  |  |  | Not Covered Vendor Only - Biomedical | MHHS-Sugarland
NO | NO | [5 empty] | Philips Medical Systems Cardiac and Monitoring Syste | M3001A |  | DE907V9182 | SUGAR LAND - OR | MHHS-Sugarland |  | Module, Multi-Parameter |  |  |  | Sugar Land |  | SUGAR LAND - OR | [5 empty] | PHYSIOLOGIC MONITOR MODULES, MULTIPARAMETER |  | MODULEMULTIPARAMETER-Philips-M3001A | MODULEMULTIPARAMETER | M3001A |  |  |  | Philips | Module, Multi-Parameter |  | MODULEMULTIPARAMETER-Philips-M3001A |  |  |  |  | Not Covered Vendor Only - Biomedical | MHHS-Sugarland
NO | NO |  |  |  | 129-02002 |  | Philips Medical Systems Cardiac and Monitoring Syste | M3001A |  | DE22747501 | SUGAR LAND - PACU | MHHS-Sugarland |  | Module, Multi-Parameter |  | 129-02002 |  | Sugar Land |  | SUGAR LAND - PACU | [5 empty] | PHYSIOLOGIC MONITOR MODULES, MULTIPARAMETER |  | MODULEMULTIPARAMETER-Philips-M3001A | MODULEMULTIPARAMETER | M3001A |  |  |  | Philips | Module, Multi-Parameter |  | MODULEMULTIPARAMETER-Philips-M3001A |  |  |  |  | Covered PM Repair - Biomedical | MHHS-Sugarland
NO | NO |  |  |  | 129-02800 |  | Philips Medical Systems Cardiac and Monitoring Syste | M3001A |  | DE632F0680 | SUGAR LAND - PACU | MHHS-Sugarland |  | Module, Multi-Parameter |  | 129-02800 |  | Sugar Land |  | SUGAR LAND - PACU | [5 empty] | PHYSIOLOGIC MONITOR MODULES, MULTIPARAMETER |  | MODULEMULTIPARAMETER-Philips-M3001A | MODULEMULTIPARAMETER | M3001A |  |  |  | Philips | Module, Multi-Parameter |  | MODULEMULTIPARAMETER-Philips-M3001A |  |  |  |  | Covered PM Repair - Biomedical | MHHS-Sugarland
NO | NO |  |  |  | 129-02801 |  | Philips Medical Systems Cardiac and Monitoring Syste | M3001A |  | DE632F0615 | SUGAR LAND - PACU | MHHS-Sugarland |  | Module, Multi-Parameter |  | 129-02801 |  | Sugar Land |  | SUGAR LAND - PACU | [5 empty] | PHYSIOLOGIC MONITOR MODULES, MULTIPARAMETER |  | MODULEMULTIPARAMETER-Philips-M3001A | MODULEMULTIPARAMETER | M3001A |  |  |  | Philips | Module, Multi-Parameter |  | MODULEMULTIPARAMETER-Philips-M3001A |  |  |  |  | Covered PM Repair - Biomedical | MHHS-Sugarland
NO | NO |  |  |  | 129-07512 |  | Philips Medical Systems Cardiac and Monitoring Syste | M3001A |  | DE5630GGUA | SUGAR LAND - PEDI IMU | MHHS-Sugarland |  | Module, Multi-Parameter |  | 129-07512 |  | Sugar Land |  | SUGAR LAND - PEDI IMU | [5 empty] | PHYSIOLOGIC MONITOR MODULES, MULTIPARAMETER |  | MODULEMULTIPARAMETER-Philips-M3001A | MODULEMULTIPARAMETER | M3001A |  |  |  | Philips | Module, Multi-Parameter |  | MODULEMULTIPARAMETER-Philips-M3001A |  |  |  |  | Covered PM Repair - Biomedical | MHHS-Sugarland
NO | NO |  |  |  | 129-31041 |  | Philips Medical Systems Cardiac and Monitoring Syste | M3001A |  | DE6520JCTR | SUGAR LAND - PEDI IMU | MHHS-Sugarland |  | Module, Multi-Parameter |  | 129-31041 |  | Sugar Land |  | SUGAR LAND - PEDI IMU | [5 empty] | PHYSIOLOGIC MONITOR MODULES, MULTIPARAMETER |  | MODULEMULTIPARAMETER-Philips-M3001A | MODULEMULTIPARAMETER | M3001A |  |  |  | Philips | Module, Multi-Parameter |  | MODULEMULTIPARAMETER-Philips-M3001A |  |  |  |  | Not Covered Vendor Only - Biomedical | MHHS-Sugarland
NO | NO |  |  |  | 129-06169 |  | Philips Medical Systems Cardiac and Monitoring Syste | M3001A |  | DE5220EPV5 | SP CCC - (SL) - EMERGENCY ROOM | MHHS-Sienna Plantation CCC |  | Module, Multi-Parameter |  | 129-06169 |  | Sugar Land |  | SP CCC - (SL) - EMERGENCY ROOM | [5 empty] | PHYSIOLOGIC MONITOR MODULES, MULTIPARAMETER |  | MODULEMULTIPARAMETER-Philips-M3001A | MODULEMULTIPARAMETER | M3001A |  |  |  | Philips | Module, Multi-Parameter |  | MODULEMULTIPARAMETER-Philips-M3001A |  |  |  |  | Covered PM Repair - Biomedical | MHHS-Sienna Plantation CCC
NO | NO |  |  |  | 241-02510 |  | Philips Medical Systems Cardiac and Monitoring Syste | M3001A |  | DE9070C2GF | TIRR - UROLOGY/SPEC PROC (17) | MHHS-TIRR |  | Module, Multi-Parameter |  | 241-02510 |  | TMC |  | TIRR - UROLOGY/SPEC PROC (17) | [5 empty] | PHYSIOLOGIC MONITOR MODULES, MULTIPARAMETER |  | MODULEMULTIPARAMETER-Philips-M3001A | MODULEMULTIPARAMETER | M3001A |  |  |  | Philips | Module, Multi-Parameter |  | MODULEMULTIPARAMETER-Philips-M3001A |  |  |  |  | Covered PM Repair - Biomedical | MHHS-TIRR
NO | NO |  |  |  | 241-02511 |  | Philips Medical Systems Cardiac and Monitoring Syste | M3001A |  | DE9070C2AG | TIRR - UROLOGY/SPEC PROC (17) | MHHS-TIRR |  | Module, Multi-Parameter |  | 241-02511 |  | TMC |  | TIRR - UROLOGY/SPEC PROC (17) | [5 empty] | PHYSIOLOGIC MONITOR MODULES, MULTIPARAMETER |  | MODULEMULTIPARAMETER-Philips-M3001A | MODULEMULTIPARAMETER | M3001A |  |  |  | Philips | Module, Multi-Parameter |  | MODULEMULTIPARAMETER-Philips-M3001A |  |  |  |  | Covered PM Repair - Biomedical | MHHS-TIRR
NO | NO |  |  |  | 241-02591 |  | Philips Medical Systems Cardiac and Monitoring Syste | M3001A |  | DE4680EAA2 | TIRR - UROLOGY/SPEC PROC (17) | MHHS-TIRR |  | Module, Multi-Parameter |  | 241-02591 |  | TMC |  | TIRR - UROLOGY/SPEC PROC (17) | [5 empty] | PHYSIOLOGIC MONITOR MODULES, MULTIPARAMETER |  | MODULEMULTIPARAMETER-Philips-M3001A | MODULEMULTIPARAMETER | M3001A |  |  |  | Philips | Module, Multi-Parameter |  | MODULEMULTIPARAMETER-Philips-M3001A |  |  |  |  | Covered PM Repair - Biomedical | MHHS-TIRR
NO | NO |  |  |  | 241-02592 |  | Philips Medical Systems Cardiac and Monitoring Syste | M3001A |  | DE4680EAA4 | TIRR - UROLOGY/SPEC PROC (17) | MHHS-TIRR |  | Module, Multi-Parameter |  | 241-02592 |  | TMC |  | TIRR - UROLOGY/SPEC PROC (17) | [5 empty] | PHYSIOLOGIC MONITOR MODULES, MULTIPARAMETER |  | MODULEMULTIPARAMETER-Philips-M3001A | MODULEMULTIPARAMETER | M3001A |  |  |  | Philips | Module, Multi-Parameter |  | MODULEMULTIPARAMETER-Philips-M3001A |  |  |  |  | Covered PM Repair - Biomedical | MHHS-TIRR
NO | NO |  |  |  | 077-07885 |  | Philips Medical Systems Cardiac and Monitoring Syste | M3001A |  | DE5220DEMMT | TMC - CHILDRENS - CCN (10HP) | MHHS-TMC |  | Module, Multi-Parameter |  | 077-07885 |  | TMC |  | TMC - CHILDRENS - CCN (10HP) | [5 empty] | PHYSIOLOGIC MONITOR MODULES, MULTIPARAMETER |  | MODULEMULTIPARAMETER-Philips-M3001A | MODULEMULTIPARAMETER | M3001A |  |  |  | Philips | Module, Multi-Parameter |  | MODULEMULTIPARAMETER-Philips-M3001A |  |  |  |  | Covered PM Repair - Biomedical | MHHS-TMC
NO | NO |  |  |  | 077-08060 |  | Philips Medical Systems Cardiac and Monitoring Syste | M3001A |  | DE9070B2NU | TMC - CHILDRENS - CCN (10HP) | MHHS-TMC |  | Module, Multi-Parameter |  | 077-08060 |  | TMC |  | TMC - CHILDRENS - CCN (10HP) | [5 empty] | PHYSIOLOGIC MONITOR MODULES, MULTIPARAMETER |  | MODULEMULTIPARAMETER-Philips-M3001A | MODULEMULTIPARAMETER | M3001A |  |  |  | Philips | Module, Multi-Parameter |  | MODULEMULTIPARAMETER-Philips-M3001A |  |  |  |  | Not Covered Vendor Only - Biomedical | MHHS-TMC
NO | NO |  |  |  | 077-08121 |  | Philips Medical Systems Cardiac and Monitoring Syste | M3001A |  | DE4860E0GZ | TMC - CHILDRENS - CCN (10HP) | MHHS-TMC |  | Module, Multi-Parameter |  | 077-08121 |  | TMC |  | TMC - CHILDRENS - CCN (10HP) | [5 empty] | PHYSIOLOGIC MONITOR MODULES, MULTIPARAMETER |  | MODULEMULTIPARAMETER-Philips-M3001A | MODULEMULTIPARAMETER | M3001A |  |  |  | Philips | Module, Multi-Parameter |  | MODULEMULTIPARAMETER-Philips-M3001A |  |  |  |  | Not Covered Vendor Only - Biomedical | MHHS-TMC
NO | NO |  |  |  | 077-08122 |  | Philips Medical Systems Cardiac and Monitoring Syste | M3001A |  | DE4860E0GF | TMC - CHILDRENS - CCN (10HP) | MHHS-TMC |  | Module, Multi-Parameter |  | 077-08122 |  | TMC |  | TMC - CHILDRENS - CCN (10HP) | [5 empty] | PHYSIOLOGIC MONITOR MODULES, MULTIPARAMETER |  | MODULEMULTIPARAMETER-Philips-M3001A | MODULEMULTIPARAMETER | M3001A |  |  |  | Philips | Module, Multi-Parameter |  | MODULEMULTIPARAMETER-Philips-M3001A |  |  |  |  | Covered PM Repair - Biomedical | MHHS-TMC
NO | NO |  |  |  | 077-08123 |  | Philips Medical Systems Cardiac and Monitoring Syste | M3001A |  | DE4860E0GM | TMC - CHILDRENS - CCN (10HP) | MHHS-TMC |  | Module, Multi-Parameter |  | 077-08123 |  | TMC |  | TMC - CHILDRENS - CCN (10HP) | [5 empty] | PHYSIOLOGIC MONITOR MODULES, MULTIPARAMETER |  | MODULEMULTIPARAMETER-Philips-M3001A | MODULEMULTIPARAMETER | M3001A |  |  |  | Philips | Module, Multi-Parameter |  | MODULEMULTIPARAMETER-Philips-M3001A |  |  |  |  | Covered PM Repair - Biomedical | MHHS-TMC
NO | NO |  |  |  | 077-08124 |  | Philips Medical Systems Cardiac and Monitoring Syste | M3001A |  | DE4860E0GW | TMC - CHILDRENS - CCN (10HP) | MHHS-TMC |  | Module, Multi-Parameter |  | 077-08124 |  | TMC |  | TMC - CHILDRENS - CCN (10HP) | [5 empty] | PHYSIOLOGIC MONITOR MODULES, MULTIPARAMETER |  | MODULEMULTIPARAMETER-Philips-M3001A | MODULEMULTIPARAMETER | M3001A |  |  |  | Philips | Module, Multi-Parameter |  | MODULEMULTIPARAMETER-Philips-M3001A |  |  |  |  | Covered PM Repair - Biomedical | MHHS-TMC
NO | NO |  |  |  | 077-08125 |  | Philips Medical Systems Cardiac and Monitoring Syste | M3001A |  | DE4860E0GU | TMC - CHILDRENS - CCN (10HP) | MHHS-TMC |  | Module, Multi-Parameter |  | 077-08125 |  | TMC |  | TMC - CHILDRENS - CCN (10HP) | [5 empty] | PHYSIOLOGIC MONITOR MODULES, MULTIPARAMETER |  | MODULEMULTIPARAMETER-Philips-M3001A | MODULEMULTIPARAMETER | M3001A |  |  |  | Philips | Module, Multi-Parameter |  | MODULEMULTIPARAMETER-Philips-M3001A |  |  |  |  | Covered PM Repair - Biomedical | MHHS-TMC
NO | NO |  |  |  | 077-09386 |  | Philips Medical Systems Cardiac and Monitoring Syste | M3001A |  | DE5220FCZR | TMC - CHILDRENS - CCN (10HP) | MHHS-TMC |  | Module, Multi-Parameter |  | 077-09386 |  | TMC |  | TMC - CHILDRENS - CCN (10HP) | [5 empty] | PHYSIOLOGIC MONITOR MODULES, MULTIPARAMETER |  | MODULEMULTIPARAMETER-Philips-M3001A | MODULEMULTIPARAMETER | M3001A |  |  |  | Philips | Module, Multi-Parameter |  | MODULEMULTIPARAMETER-Philips-M3001A |  |  |  |  | Covered PM Repair - Biomedical | MHHS-TMC
NO | NO |  |  |  | 077-09388 |  | Philips Medical Systems Cardiac and Monitoring Syste | M3001A |  | DE5220FCZU | TMC - CHILDRENS - CCN (10HP) | MHHS-TMC |  | Module, Multi-Parameter |  | 077-09388 |  | TMC |  | TMC - CHILDRENS - CCN (10HP) | [5 empty] | PHYSIOLOGIC MONITOR MODULES, MULTIPARAMETER |  | MODULEMULTIPARAMETER-Philips-M3001A | MODULEMULTIPARAMETER | M3001A |  |  |  | Philips | Module, Multi-Parameter |  | MODULEMULTIPARAMETER-Philips-M3001A |  |  |  |  | Covered PM Repair - Biomedical | MHHS-TMC
NO | NO |  |  |  | 077-09425 |  | Philips Medical Systems Cardiac and Monitoring Syste | M3001A |  | DE563OFP39 | TMC - CHILDRENS - CCN (10HP) | MHHS-TMC |  | Module, Multi-Parameter |  | 077-09425 |  | TMC |  | TMC - CHILDRENS - CCN (10HP) | [5 empty] | PHYSIOLOGIC MONITOR MODULES, MULTIPARAMETER |  | MODULEMULTIPARAMETER-Philips-M3001A | MODULEMULTIPARAMETER | M3001A |  |  |  | Philips | Module, Multi-Parameter |  | MODULEMULTIPARAMETER-Philips-M3001A |  |  |  |  | Covered PM Repair - Biomedical | MHHS-TMC
NO | NO |  |  |  | 077-09426 |  | Philips Medical Systems Cardiac and Monitoring Syste | M3001A |  | DE563O30FB3B | TMC - CHILDRENS - CCN (10HP) | MHHS-TMC |  | Module, Multi-Parameter |  | 077-09426 |  | TMC |  | TMC - CHILDRENS - CCN (10HP) | [5 empty] | PHYSIOLOGIC MONITOR MODULES, MULTIPARAMETER |  | MODULEMULTIPARAMETER-Philips-M3001A | MODULEMULTIPARAMETER | M3001A |  |  |  | Philips | Module, Multi-Parameter |  | MODULEMULTIPARAMETER-Philips-M3001A |  |  |  |  | Covered PM Repair - Biomedical | MHHS-TMC
NO | NO |  |  |  | 077-09440 |  | Philips Medical Systems Cardiac and Monitoring Syste | M3001A |  | DE5630FP3N | TMC - CHILDRENS - CCN (10HP) | MHHS-TMC |  | Module, Multi-Parameter |  | 077-09440 |  | TMC |  | TMC - CHILDRENS - CCN (10HP) | [5 empty] | PHYSIOLOGIC MONITOR MODULES, MULTIPARAMETER |  | MODULEMULTIPARAMETER-Philips-M3001A | MODULEMULTIPARAMETER | M3001A |  |  |  | Philips | Module, Multi-Parameter |  | MODULEMULTIPARAMETER-Philips-M3001A |  |  |  |  | Covered PM Repair - Radiology, Low End | MHHS-TMC
NO | NO | [5 empty] | Philips Medical Systems Cardiac and Monitoring Syste | M3001A |  | DE9070B2PM | TMC - CHILDRENS - CCN (10HP) | MHHS-TMC |  | Module, Multi-Parameter |  |  |  | TMC |  | TMC - CHILDRENS - CCN (10HP) | [5 empty] | PHYSIOLOGIC MONITOR MODULES, MULTIPARAMETER |  | MODULEMULTIPARAMETER-Philips-M3001A | MODULEMULTIPARAMETER | M3001A |  |  |  | Philips | Module, Multi-Parameter |  | MODULEMULTIPARAMETER-Philips-M3001A |  |  |  |  | Not Covered Vendor Only - Biomedical | MHHS-TMC
NO | NO | [5 empty] | Philips Medical Systems Cardiac and Monitoring Syste | M3001A |  | DE9070B2PN | TMC - CHILDRENS - CCN (10HP) | MHHS-TMC |  | Module, Multi-Parameter |  |  |  | TMC |  | TMC - CHILDRENS - CCN (10HP) | [5 empty] | PHYSIOLOGIC MONITOR MODULES, MULTIPARAMETER |  | MODULEMULTIPARAMETER-Philips-M3001A | MODULEMULTIPARAMETER | M3001A |  |  |  | Philips | Module, Multi-Parameter |  | MODULEMULTIPARAMETER-Philips-M3001A |  |  |  |  | Not Covered Vendor Only - Biomedical | MHHS-TMC
NO | NO | [5 empty] | Philips Medical Systems Cardiac and Monitoring Syste | M3001A |  | DE9070B2P4 | TMC - CHILDRENS - CCN (10HP) | MHHS-TMC |  | Module, Multi-Parameter |  |  |  | TMC |  | TMC - CHILDRENS - CCN (10HP) | [5 empty] | PHYSIOLOGIC MONITOR MODULES, MULTIPARAMETER |  | MODULEMULTIPARAMETER-Philips-M3001A | MODULEMULTIPARAMETER | M3001A |  |  |  | Philips | Module, Multi-Parameter |  | MODULEMULTIPARAMETER-Philips-M3001A |  |  |  |  | Covered PM Repair - Biomedical | MHHS-TMC
NO | NO | [5 empty] | Philips Medical Systems Cardiac and Monitoring Syste | M3001A |  | DE9070B2PR | TMC - CHILDRENS - CCN (10HP) | MHHS-TMC |  | Module, Multi-Parameter |  |  |  | TMC |  | TMC - CHILDRENS - CCN (10HP) | [5 empty] | PHYSIOLOGIC MONITOR MODULES, MULTIPARAMETER |  | MODULEMULTIPARAMETER-Philips-M3001A | MODULEMULTIPARAMETER | M3001A |  |  |  | Philips | Module, Multi-Parameter |  | MODULEMULTIPARAMETER-Philips-M3001A |  |  |  |  | Covered PM Repair - Biomedical | MHHS-TMC
NO | NO | [5 empty] | Philips Medical Systems Cardiac and Monitoring Syste | M3001A |  | DE9070B2PO | TMC - CHILDRENS - CCN (10HP) | MHHS-TMC |  | Module, Multi-Parameter |  |  |  | TMC |  | TMC - CHILDRENS - CCN (10HP) | [5 empty] | PHYSIOLOGIC MONITOR MODULES, MULTIPARAMETER |  | MODULEMULTIPARAMETER-Philips-M3001A | MODULEMULTIPARAMETER | M3001A |  |  |  | Philips | Module, Multi-Parameter |  | MODULEMULTIPARAMETER-Philips-M3001A |  |  |  |  | Covered PM Repair - Biomedical | MHHS-TMC
NO | NO |  |  |  | 077-04778 |  | Philips Medical Systems Cardiac and Monitoring Syste | M3001A |  | DE51288543 | TMC - CHILDRENS - CSC (9HP) | MHHS-TMC |  | Module, Multi-Parameter |  | 077-04778 |  | TMC |  | TMC - CHILDRENS - CSC (9HP) | [5 empty] | PHYSIOLOGIC MONITOR MODULES, MULTIPARAMETER |  | MODULEMULTIPARAMETER-Philips-M3001A | MODULEMULTIPARAMETER | M3001A |  |  |  | Philips | Module, Multi-Parameter |  | MODULEMULTIPARAMETER-Philips-M3001A |  |  |  |  | Covered PM Repair - Biomedical | MHHS-TMC
NO | NO |  |  |  | 077-09420 |  | Philips Medical Systems Cardiac and Monitoring Syste | M3001A |  | DE563OFP27 | TMC - CHILDRENS - CSC (9HP) | MHHS-TMC |  | Module, Multi-Parameter |  | 077-09420 |  | TMC |  | TMC - CHILDRENS - CSC (9HP) | [5 empty] | PHYSIOLOGIC MONITOR MODULES, MULTIPARAMETER |  | MODULEMULTIPARAMETER-Philips-M3001A | MODULEMULTIPARAMETER | M3001A |  |  |  | Philips | Module, Multi-Parameter |  | MODULEMULTIPARAMETER-Philips-M3001A |  |  |  |  | Not Covered Vendor Only - Biomedical | MHHS-TMC
NO | NO |  |  |  | 077-09443 |  | Philips Medical Systems Cardiac and Monitoring Syste | M3001A |  | DE5630FP3W | TMC - CHILDRENS - CSC (9HP) | MHHS-TMC |  | Module, Multi-Parameter |  | 077-09443 |  | TMC |  | TMC - CHILDRENS - CSC (9HP) | [5 empty] | PHYSIOLOGIC MONITOR MODULES, MULTIPARAMETER |  | MODULEMULTIPARAMETER-Philips-M3001A | MODULEMULTIPARAMETER | M3001A |  |  |  | Philips | Module, Multi-Parameter |  | MODULEMULTIPARAMETER-Philips-M3001A |  |  |  |  | Covered PM Repair - Radiology, Low End | MHHS-TMC
NO | NO |  |  |  | 077-09444 |  | Philips Medical Systems Cardiac and Monitoring Syste | M3001A |  | DE5630FP40 | TMC - CHILDRENS - CSC (9HP) | MHHS-TMC |  | Module, Multi-Parameter |  | 077-09444 |  | TMC |  | TMC - CHILDRENS - CSC (9HP) | [5 empty] | PHYSIOLOGIC MONITOR MODULES, MULTIPARAMETER |  | MODULEMULTIPARAMETER-Philips-M3001A | MODULEMULTIPARAMETER | M3001A |  |  |  | Philips | Module, Multi-Parameter |  | MODULEMULTIPARAMETER-Philips-M3001A |  |  |  |  | Not Covered Vendor Only - Biomedical | MHHS-TMC
NO | NO | [5 empty] | Philips Medical Systems Cardiac and Monitoring Syste | M3001A |  | DE51271655 | TMC - CHILDRENS - CSC (9HP) | MHHS-TMC |  | Module, Multi-Parameter |  |  |  | TMC |  | TMC - CHILDRENS - CSC (9HP) | [5 empty] | PHYSIOLOGIC MONITOR MODULES, MULTIPARAMETER |  | MODULEMULTIPARAMETER-Philips-M3001A | MODULEMULTIPARAMETER | M3001A |  |  |  | Philips | Module, Multi-Parameter |  | MODULEMULTIPARAMETER-Philips-M3001A |  |  |  |  | Not Covered Vendor Only - Biomedical | MHHS-TMC
NO | NO | [5 empty] | Philips Medical Systems Cardiac and Monitoring Syste | M3001A |  | 077-04597 | TMC - CHILDRENS - CSC (9HP) | MHHS-TMC |  | Module, Multi-Parameter |  |  |  | TMC |  | TMC - CHILDRENS - CSC (9HP) | [5 empty] | PHYSIOLOGIC MONITOR MODULES, MULTIPARAMETER |  | MODULEMULTIPARAMETER-Philips-M3001A | MODULEMULTIPARAMETER | M3001A |  |  |  | Philips | Module, Multi-Parameter |  | MODULEMULTIPARAMETER-Philips-M3001A |  |  |  |  | Covered PM Repair - Biomedical | MHHS-TMC
NO | NO | [5 empty] | Philips Medical Systems Cardiac and Monitoring Syste | M3001A |  | DE51273999 | TMC - CHILDRENS - CSC (9HP) | MHHS-TMC |  | Module, Multi-Parameter |  |  |  | TMC |  | TMC - CHILDRENS - CSC (9HP) | [5 empty] | PHYSIOLOGIC MONITOR MODULES, MULTIPARAMETER |  | MODULEMULTIPARAMETER-Philips-M3001A | MODULEMULTIPARAMETER | M3001A |  |  |  | Philips | Module, Multi-Parameter |  | MODULEMULTIPARAMETER-Philips-M3001A |  |  |  |  | Covered PM Repair - Radiology, Low End | MHHS-TMC
NO | NO | [5 empty] | Philips Medical Systems Cardiac and Monitoring Syste | M3001A |  | DE51274074 | TMC - CHILDRENS - CSC (9HP) | MHHS-TMC |  | Module, Multi-Parameter |  |  |  | TMC |  | TMC - CHILDRENS - CSC (9HP) | [5 empty] | PHYSIOLOGIC MONITOR MODULES, MULTIPARAMETER |  | MODULEMULTIPARAMETER-Philips-M3001A | MODULEMULTIPARAMETER | M3001A |  |  |  | Philips | Module, Multi-Parameter |  | MODULEMULTIPARAMETER-Philips-M3001A |  |  |  |  | Covered PM Repair - Radiology, Low End | MHHS-TMC
NO | NO | [5 empty] | Philips Medical Systems Cardiac and Monitoring Syste | M3001A |  | DE63214356 | TMC - CHILDRENS - CSC (9HP) | MHHS-TMC |  | Module, Multi-Parameter |  |  |  | TMC |  | TMC - CHILDRENS - CSC (9HP) | [5 empty] | PHYSIOLOGIC MONITOR MODULES, MULTIPARAMETER |  | MODULEMULTIPARAMETER-Philips-M3001A | MODULEMULTIPARAMETER | M3001A |  |  |  | Philips | Module, Multi-Parameter |  | MODULEMULTIPARAMETER-Philips-M3001A |  |  |  |  | Covered PM Repair - Radiology, Low End | MHHS-TMC
NO | NO | [5 empty] | Philips Medical Systems Cardiac and Monitoring Syste | M3001A |  | DE51274088 | TMC - CHILDRENS - CSC (9HP) | MHHS-TMC |  | Module, Multi-Parameter |  |  |  | TMC |  | TMC - CHILDRENS - CSC (9HP) | [5 empty] | PHYSIOLOGIC MONITOR MODULES, MULTIPARAMETER |  | MODULEMULTIPARAMETER-Philips-M3001A | MODULEMULTIPARAMETER | M3001A |  |  |  | Philips | Module, Multi-Parameter |  | MODULEMULTIPARAMETER-Philips-M3001A |  |  |  |  | Covered PM Repair - Biomedical | MHHS-TMC
NO | NO | [5 empty] | Philips Medical Systems Cardiac and Monitoring Syste | M3001A |  | DE51274045 | TMC - CHILDRENS - CSC (9HP) | MHHS-TMC |  | Module, Multi-Parameter |  |  |  | TMC |  | TMC - CHILDRENS - CSC (9HP) | [5 empty] | PHYSIOLOGIC MONITOR MODULES, MULTIPARAMETER |  | MODULEMULTIPARAMETER-Philips-M3001A | MODULEMULTIPARAMETER | M3001A |  |  |  | Philips | Module, Multi-Parameter |  | MODULEMULTIPARAMETER-Philips-M3001A |  |  |  |  | Not Covered Vendor Only - Biomedical | MHHS-TMC
NO | NO | [5 empty] | Philips Medical Systems Cardiac and Monitoring Syste | M3001A |  | DE51274091 | TMC - CHILDRENS - CSC (9HP) | MHHS-TMC |  | Module, Multi-Parameter |  |  |  | TMC |  | TMC - CHILDRENS - CSC (9HP) | [5 empty] | PHYSIOLOGIC MONITOR MODULES, MULTIPARAMETER |  | MODULEMULTIPARAMETER-Philips-M3001A | MODULEMULTIPARAMETER | M3001A |  |  |  | Philips | Module, Multi-Parameter |  | MODULEMULTIPARAMETER-Philips-M3001A |  |  |  |  | Covered PM Repair - Biomedical | MHHS-TMC
NO | NO | [5 empty] | Philips Medical Systems Cardiac and Monitoring Syste | M3001A |  | DE51273977 | TMC - CHILDRENS - CSC (9HP) | MHHS-TMC |  | Module, Multi-Parameter |  |  |  | TMC |  | TMC - CHILDRENS - CSC (9HP) | [5 empty] | PHYSIOLOGIC MONITOR MODULES, MULTIPARAMETER |  | MODULEMULTIPARAMETER-Philips-M3001A | MODULEMULTIPARAMETER | M3001A |  |  |  | Philips | Module, Multi-Parameter |  | MODULEMULTIPARAMETER-Philips-M3001A |  |  |  |  | Not Covered Vendor Only - Biomedical | MHHS-TMC
NO | NO | [5 empty] | Philips Medical Systems Cardiac and Monitoring Syste | M3001A |  | DE22715008 | TMC - CHILDRENS - CSC (9HP) | MHHS-TMC |  | Module, Multi-Parameter |  |  |  | TMC |  | TMC - CHILDRENS - CSC (9HP) | [5 empty] | PHYSIOLOGIC MONITOR MODULES, MULTIPARAMETER |  | MODULEMULTIPARAMETER-Philips-M3001A | MODULEMULTIPARAMETER | M3001A |  |  |  | Philips | Module, Multi-Parameter |  | MODULEMULTIPARAMETER-Philips-M3001A |  |  |  |  | Not Covered Vendor Only - Biomedical | MHHS-TMC
NO | NO | [5 empty] | Philips Medical Systems Cardiac and Monitoring Syste | M3001A |  | DE51271639 | TMC - CHILDRENS - CSC (9HP) | MHHS-TMC |  | Module, Multi-Parameter |  |  |  | TMC |  | TMC - CHILDRENS - CSC (9HP) | [5 empty] | PHYSIOLOGIC MONITOR MODULES, MULTIPARAMETER |  | MODULEMULTIPARAMETER-Philips-M3001A | MODULEMULTIPARAMETER | M3001A |  |  |  | Philips | Module, Multi-Parameter |  | MODULEMULTIPARAMETER-Philips-M3001A |  |  |  |  | Not Covered Vendor Only - Biomedical | MHHS-TMC
NO | NO | [5 empty] | Philips Medical Systems Cardiac and Monitoring Syste | M3001A |  | DE22716304 | TMC - CHILDRENS - CSC (9HP) | MHHS-TMC |  | Module, Multi-Parameter |  |  |  | TMC |  | TMC - CHILDRENS - CSC (9HP) | [5 empty] | PHYSIOLOGIC MONITOR MODULES, MULTIPARAMETER |  | MODULEMULTIPARAMETER-Philips-M3001A | MODULEMULTIPARAMETER | M3001A |  |  |  | Philips | Module, Multi-Parameter |  | MODULEMULTIPARAMETER-Philips-M3001A |  |  |  |  | Not Covered Vendor Only - Biomedical | MHHS-TMC
NO | NO | [5 empty] | Philips Medical Systems Cardiac and Monitoring Syste | M3001A |  | DE9070AJJE | TMC - CHILDRENS - CSC (9HP) | MHHS-TMC |  | Module, Multi-Parameter |  |  |  | TMC |  | TMC - CHILDRENS - CSC (9HP) | [5 empty] | PHYSIOLOGIC MONITOR MODULES, MULTIPARAMETER |  | MODULEMULTIPARAMETER-Philips-M3001A | MODULEMULTIPARAMETER | M3001A |  |  |  | Philips | Module, Multi-Parameter |  | MODULEMULTIPARAMETER-Philips-M3001A |  |  |  |  | Not Covered Vendor Only - Biomedical | MHHS-TMC
NO | NO | [5 empty] | Philips Medical Systems Cardiac and Monitoring Syste | M3001A |  | DE9070B2P1 | TMC - CHILDRENS - CSC (9HP) | MHHS-TMC |  | Module, Multi-Parameter |  |  |  | TMC |  | TMC - CHILDRENS - CSC (9HP) | [5 empty] | PHYSIOLOGIC MONITOR MODULES, MULTIPARAMETER |  | MODULEMULTIPARAMETER-Philips-M3001A | MODULEMULTIPARAMETER | M3001A |  |  |  | Philips | Module, Multi-Parameter |  | MODULEMULTIPARAMETER-Philips-M3001A |  |  |  |  | Covered PM Repair - Radiology, Low End | MHHS-TMC
NO | NO | [5 empty] | Philips Medical Systems Cardiac and Monitoring Syste | M3001A |  | DE9070B2NY | TMC - CHILDRENS - CSC (9HP) | MHHS-TMC |  | Module, Multi-Parameter |  |  |  | TMC |  | TMC - CHILDRENS - CSC (9HP) | [5 empty] | PHYSIOLOGIC MONITOR MODULES, MULTIPARAMETER |  | MODULEMULTIPARAMETER-Philips-M3001A | MODULEMULTIPARAMETER | M3001A |  |  |  | Philips | Module, Multi-Parameter |  | MODULEMULTIPARAMETER-Philips-M3001A |  |  |  |  | Covered PM Repair - Radiology, Low End | MHHS-TMC
NO | NO | [5 empty] | Philips Medical Systems Cardiac and Monitoring Syste | M3001A |  | DE9070B2P8 | TMC - CHILDRENS - CSC (9HP) | MHHS-TMC |  | Module, Multi-Parameter |  |  |  | TMC |  | TMC - CHILDRENS - CSC (9HP) | [5 empty] | PHYSIOLOGIC MONITOR MODULES, MULTIPARAMETER |  | MODULEMULTIPARAMETER-Philips-M3001A | MODULEMULTIPARAMETER | M3001A |  |  |  | Philips | Module, Multi-Parameter |  | MODULEMULTIPARAMETER-Philips-M3001A |  |  |  |  | Covered PM Repair - Biomedical | MHHS-TMC
NO | NO | [5 empty] | Philips Medical Systems Cardiac and Monitoring Syste | M3001A |  | DE9070B2NV | TMC - CHILDRENS - CSC (9HP) | MHHS-TMC |  | Module, Multi-Parameter |  |  |  | TMC |  | TMC - CHILDRENS - CSC (9HP) | [5 empty] | PHYSIOLOGIC MONITOR MODULES, MULTIPARAMETER |  | MODULEMULTIPARAMETER-Philips-M3001A | MODULEMULTIPARAMETER | M3001A |  |  |  | Philips | Module, Multi-Parameter |  | MODULEMULTIPARAMETER-Philips-M3001A |  |  |  |  | Covered PM Repair - Radiology, Low End | MHHS-TMC
NO | NO | [5 empty] | Philips Medical Systems Cardiac and Monitoring Syste | M3001A |  | DE907V5278 | TMC - CHILDRENS - NICU (7HP) | MHHS-TMC |  | Module, Multi-Parameter |  |  |  | TMC |  | TMC - CHILDRENS - NICU (7HP) | [5 empty] | PHYSIOLOGIC MONITOR MODULES, MULTIPARAMETER |  | MODULEMULTIPARAMETER-Philips-M3001A | MODULEMULTIPARAMETER | M3001A |  |  |  | Philips | Module, Multi-Parameter |  | MODULEMULTIPARAMETER-Philips-M3001A |  |  |  |  | Covered PM Repair - Radiology, Low End | MHHS-TMC
NO | NO | [5 empty] | Philips Medical Systems Cardiac and Monitoring Syste | M3001A |  | DE907V5381 | TMC - CHILDRENS - NICU (7HP) | MHHS-TMC |  | Module, Multi-Parameter |  |  |  | TMC |  | TMC - CHILDRENS - NICU (7HP) | [5 empty] | PHYSIOLOGIC MONITOR MODULES, MULTIPARAMETER |  | MODULEMULTIPARAMETER-Philips-M3001A | MODULEMULTIPARAMETER | M3001A |  |  |  | Philips | Module, Multi-Parameter |  | MODULEMULTIPARAMETER-Philips-M3001A |  |  |  |  | Covered PM Repair - Radiology, Low End | MHHS-TMC
NO | NO | [5 empty] | Philips Medical Systems Cardiac and Monitoring Syste | M3001A |  | DE907V5345 | TMC - CHILDRENS - NICU (7HP) | MHHS-TMC |  | Module, Multi-Parameter |  |  |  | TMC |  | TMC - CHILDRENS - NICU (7HP) | [5 empty] | PHYSIOLOGIC MONITOR MODULES, MULTIPARAMETER |  | MODULEMULTIPARAMETER-Philips-M3001A | MODULEMULTIPARAMETER | M3001A |  |  |  | Philips | Module, Multi-Parameter |  | MODULEMULTIPARAMETER-Philips-M3001A |  |  |  |  | Covered PM Repair - Radiology, Low End | MHHS-TMC
NO | NO |  |  |  | 077-01866 |  | Philips Medical Systems Cardiac and Monitoring Syste | M3001A |  | DE22724492 | TMC - CHILDRENS - PICU (9HP) | MHHS-TMC |  | Module, Multi-Parameter |  | 077-01866 |  | TMC |  | TMC - CHILDRENS - PICU (9HP) | [5 empty] | PHYSIOLOGIC MONITOR MODULES, MULTIPARAMETER |  | MODULEMULTIPARAMETER-Philips-M3001A | MODULEMULTIPARAMETER | M3001A |  |  |  | Philips | Module, Multi-Parameter |  | MODULEMULTIPARAMETER-Philips-M3001A |  |  |  |  | Covered PM Repair - Biomedical | MHHS-TMC
NO | NO |  |  |  | 077-04776 |  | Philips Medical Systems Cardiac and Monitoring Syste | M3001A |  | DE51288615 | TMC - CHILDRENS - PICU (9HP) | MHHS-TMC |  | Module, Multi-Parameter |  | 077-04776 |  | TMC |  | TMC - CHILDRENS - PICU (9HP) | [5 empty] | PHYSIOLOGIC MONITOR MODULES, MULTIPARAMETER |  | MODULEMULTIPARAMETER-Philips-M3001A | MODULEMULTIPARAMETER | M3001A |  |  |  | Philips | Module, Multi-Parameter |  | MODULEMULTIPARAMETER-Philips-M3001A |  |  |  |  | Covered PM Repair - Biomedical | MHHS-TMC
NO | NO |  |  |  | 077-06572 |  | Philips Medical Systems Cardiac and Monitoring Syste | M3001A |  | DE907Z6444 | TMC - CHILDRENS - PICU (9HP) | MHHS-TMC |  | Module, Multi-Parameter |  | 077-06572 |  | TMC |  | TMC - CHILDRENS - PICU (9HP) | [5 empty] | PHYSIOLOGIC MONITOR MODULES, MULTIPARAMETER |  | MODULEMULTIPARAMETER-Philips-M3001A | MODULEMULTIPARAMETER | M3001A |  |  |  | Philips | Module, Multi-Parameter |  | MODULEMULTIPARAMETER-Philips-M3001A |  |  |  |  | Covered PM Repair - Biomedical | MHHS-TMC
NO | NO |  |  |  | 077-09046 |  | Philips Medical Systems Cardiac and Monitoring Syste | M3001A |  | DE5220EWKE | TMC - CHILDRENS - PICU (9HP) | MHHS-TMC |  | Module, Multi-Parameter |  | 077-09046 |  | TMC |  | TMC - CHILDRENS - PICU (9HP) | [5 empty] | PHYSIOLOGIC MONITOR MODULES, MULTIPARAMETER |  | MODULEMULTIPARAMETER-Philips-M3001A | MODULEMULTIPARAMETER | M3001A |  |  |  | Philips | Module, Multi-Parameter |  | MODULEMULTIPARAMETER-Philips-M3001A |  |  |  |  | Not Covered Vendor Only - Rad, High End | MHHS-TMC
NO | NO |  |  |  | 077-09051 |  | Philips Medical Systems Cardiac and Monitoring Syste | M3001A |  | DE5220EW72 | TMC - CHILDRENS - PICU (9HP) | MHHS-TMC |  | Module, Multi-Parameter |  | 077-09051 |  | TMC |  | TMC - CHILDRENS - PICU (9HP) | [5 empty] | PHYSIOLOGIC MONITOR MODULES, MULTIPARAMETER |  | MODULEMULTIPARAMETER-Philips-M3001A | MODULEMULTIPARAMETER | M3001A |  |  |  | Philips | Module, Multi-Parameter |  | MODULEMULTIPARAMETER-Philips-M3001A |  |  |  |  | Covered PM Repair - Radiology, Low End | MHHS-TMC
NO | NO |  |  |  | 077-09208 |  | Philips Medical Systems Cardiac and Monitoring Syste | M3001A |  | DE5220F38K | TMC - CHILDRENS - PICU (9HP) | MHHS-TMC |  | Module, Multi-Parameter |  | 077-09208 |  | TMC |  | TMC - CHILDRENS - PICU (9HP) | [5 empty] | PHYSIOLOGIC MONITOR MODULES, MULTIPARAMETER |  | MODULEMULTIPARAMETER-Philips-M3001A | MODULEMULTIPARAMETER | M3001A |  |  |  | Philips | Module, Multi-Parameter |  | MODULEMULTIPARAMETER-Philips-M3001A |  |  |  |  | Covered PM Repair - Radiology, High End | MHHS-TMC
NO | NO |  |  |  | 077-09211 |  | Philips Medical Systems Cardiac and Monitoring Syste | M3001A |  | DE5220F38H | TMC - CHILDRENS - PICU (9HP) | MHHS-TMC |  | Module, Multi-Parameter |  | 077-09211 |  | TMC |  | TMC - CHILDRENS - PICU (9HP) | [5 empty] | PHYSIOLOGIC MONITOR MODULES, MULTIPARAMETER |  | MODULEMULTIPARAMETER-Philips-M3001A | MODULEMULTIPARAMETER | M3001A |  |  |  | Philips | Module, Multi-Parameter |  | MODULEMULTIPARAMETER-Philips-M3001A |  |  |  |  | Covered PM Repair - Biomedical | MHHS-TMC
NO | NO | [5 empty] | Philips Medical Systems Cardiac and Monitoring Syste | M3001A |  | DE51274053 | TMC - CHILDRENS - PICU (9HP) | MHHS-TMC |  | Module, Multi-Parameter |  |  |  | TMC |  | TMC - CHILDRENS - PICU (9HP) | [5 empty] | PHYSIOLOGIC MONITOR MODULES, MULTIPARAMETER |  | MODULEMULTIPARAMETER-Philips-M3001A | MODULEMULTIPARAMETER | M3001A |  |  |  | Philips | Module, Multi-Parameter |  | MODULEMULTIPARAMETER-Philips-M3001A |  |  |  |  | Not Covered Vendor Only - Biomedical | MHHS-TMC
NO | NO | [5 empty] | Philips Medical Systems Cardiac and Monitoring Syste | M3001A |  | DE51271651 | TMC - CHILDRENS - PICU (9HP) | MHHS-TMC |  | Module, Multi-Parameter |  |  |  | TMC |  | TMC - CHILDRENS - PICU (9HP) | [5 empty] | PHYSIOLOGIC MONITOR MODULES, MULTIPARAMETER |  | MODULEMULTIPARAMETER-Philips-M3001A | MODULEMULTIPARAMETER | M3001A |  |  |  | Philips | Module, Multi-Parameter |  | MODULEMULTIPARAMETER-Philips-M3001A |  |  |  |  | Covered PM Repair - Radiology, Low End | MHHS-TMC
NO | NO | [5 empty] | Philips Medical Systems Cardiac and Monitoring Syste | M3001A |  | DE632G4065 | TMC - CHILDRENS - PICU (9HP) | MHHS-TMC |  | Module, Multi-Parameter |  |  |  | TMC |  | TMC - CHILDRENS - PICU (9HP) | [5 empty] | PHYSIOLOGIC MONITOR MODULES, MULTIPARAMETER |  | MODULEMULTIPARAMETER-Philips-M3001A | MODULEMULTIPARAMETER | M3001A |  |  |  | Philips | Module, Multi-Parameter |  | MODULEMULTIPARAMETER-Philips-M3001A |  |  |  |  | Covered PM Repair - Biomedical | MHHS-TMC
NO | NO |  |  |  | 077-06736 |  | Philips Medical Systems Cardiac and Monitoring Syste | M3001A |  | DE5220EWKG | TMC - CHILDRENS - RCW (8HP) | MHHS-TMC |  | Module, Multi-Parameter |  | 077-06736 |  | TMC |  | TMC - CHILDRENS - RCW (8HP) | [5 empty] | PHYSIOLOGIC MONITOR MODULES, MULTIPARAMETER |  | MODULEMULTIPARAMETER-Philips-M3001A | MODULEMULTIPARAMETER | M3001A |  |  |  | Philips | Module, Multi-Parameter |  | MODULEMULTIPARAMETER-Philips-M3001A |  |  |  |  | Covered PM Repair - Biomedical | MHHS-TMC
NO | NO | [5 empty] | Philips Medical Systems Cardiac and Monitoring Syste | M3001A |  | DE907V5280 | TMC - CHILDRENS - RCW (8HP) | MHHS-TMC |  | Module, Multi-Parameter |  |  |  | TMC |  | TMC - CHILDRENS - RCW (8HP) | [5 empty] | PHYSIOLOGIC MONITOR MODULES, MULTIPARAMETER |  | MODULEMULTIPARAMETER-Philips-M3001A | MODULEMULTIPARAMETER | M3001A |  |  |  | Philips | Module, Multi-Parameter |  | MODULEMULTIPARAMETER-Philips-M3001A |  |  |  |  | Covered PM Repair - Biomedical | MHHS-TMC
NO | NO | [5 empty] | Philips Medical Systems Cardiac and Monitoring Syste | M3001A |  | DE907V5340 | TMC - CHILDRENS - RCW (8HP) | MHHS-TMC |  | Module, Multi-Parameter |  |  |  | TMC |  | TMC - CHILDRENS - RCW (8HP) | [5 empty] | PHYSIOLOGIC MONITOR MODULES, MULTIPARAMETER |  | MODULEMULTIPARAMETER-Philips-M3001A | MODULEMULTIPARAMETER | M3001A |  |  |  | Philips | Module, Multi-Parameter |  | MODULEMULTIPARAMETER-Philips-M3001A |  |  |  |  | Covered PM Repair - Biomedical | MHHS-TMC
NO | NO | [5 empty] | Philips Medical Systems Cardiac and Monitoring Syste | M3001A |  | DE907V5292 | TMC - CHILDRENS - RCW (8HP) | MHHS-TMC |  | Module, Multi-Parameter |  |  |  | TMC |  | TMC - CHILDRENS - RCW (8HP) | [5 empty] | PHYSIOLOGIC MONITOR MODULES, MULTIPARAMETER |  | MODULEMULTIPARAMETER-Philips-M3001A | MODULEMULTIPARAMETER | M3001A |  |  |  | Philips | Module, Multi-Parameter |  | MODULEMULTIPARAMETER-Philips-M3001A |  |  |  |  | Not Covered Vendor Only - Biomedical | MHHS-TMC
NO | NO | [5 empty] | Philips Medical Systems Cardiac and Monitoring Syste | M3001A |  | DE907V5243 | TMC - CHILDRENS - RCW (8HP) | MHHS-TMC |  | Module, Multi-Parameter |  |  |  | TMC |  | TMC - CHILDRENS - RCW (8HP) | [5 empty] | PHYSIOLOGIC MONITOR MODULES, MULTIPARAMETER |  | MODULEMULTIPARAMETER-Philips-M3001A | MODULEMULTIPARAMETER | M3001A |  |  |  | Philips | Module, Multi-Parameter |  | MODULEMULTIPARAMETER-Philips-M3001A |  |  |  |  | Covered PM Repair - Biomedical | MHHS-TMC
NO | NO | [5 empty] | Philips Medical Systems Cardiac and Monitoring Syste | M3001A |  | DE907b5210 | TMC - CHILDRENS - RCW (8HP) | MHHS-TMC |  | Module, Multi-Parameter |  |  |  | TMC |  | TMC - CHILDRENS - RCW (8HP) | [5 empty] | PHYSIOLOGIC MONITOR MODULES, MULTIPARAMETER |  | MODULEMULTIPARAMETER-Philips-M3001A | MODULEMULTIPARAMETER | M3001A |  |  |  | Philips | Module, Multi-Parameter |  | MODULEMULTIPARAMETER-Philips-M3001A |  |  |  |  | Covered PM Repair - Biomedical | MHHS-TMC
NO | NO | [5 empty] | Philips Medical Systems Cardiac and Monitoring Syste | M3001A |  | DE907V5323 | TMC - CHILDRENS - RCW (8HP) | MHHS-TMC |  | Module, Multi-Parameter |  |  |  | TMC |  | TMC - CHILDRENS - RCW (8HP) | [5 empty] | PHYSIOLOGIC MONITOR MODULES, MULTIPARAMETER |  | MODULEMULTIPARAMETER-Philips-M3001A | MODULEMULTIPARAMETER | M3001A |  |  |  | Philips | Module, Multi-Parameter |  | MODULEMULTIPARAMETER-Philips-M3001A |  |  |  |  | Covered PM Repair - Biomedical | MHHS-TMC
NO | NO | [5 empty] | Philips Medical Systems Cardiac and Monitoring Syste | M3001A |  | DE907v5269 | TMC - CHILDRENS - RCW (8HP) | MHHS-TMC |  | Module, Multi-Parameter |  |  |  | TMC |  | TMC - CHILDRENS - RCW (8HP) | [5 empty] | PHYSIOLOGIC MONITOR MODULES, MULTIPARAMETER |  | MODULEMULTIPARAMETER-Philips-M3001A | MODULEMULTIPARAMETER | M3001A |  |  |  | Philips | Module, Multi-Parameter |  | MODULEMULTIPARAMETER-Philips-M3001A |  |  |  |  | Covered PM Repair - Biomedical | MHHS-TMC
NO | NO | [5 empty] | Philips Medical Systems Cardiac and Monitoring Syste | M3001A |  | DE907V5234 | TMC - CHILDRENS - RCW (8HP) | MHHS-TMC |  | Module, Multi-Parameter |  |  |  | TMC |  | TMC - CHILDRENS - RCW (8HP) | [5 empty] | PHYSIOLOGIC MONITOR MODULES, MULTIPARAMETER |  | MODULEMULTIPARAMETER-Philips-M3001A | MODULEMULTIPARAMETER | M3001A |  |  |  | Philips | Module, Multi-Parameter |  | MODULEMULTIPARAMETER-Philips-M3001A |  |  |  |  | Covered PM Repair - Biomedical | MHHS-TMC
NO | NO | [5 empty] | Philips Medical Systems Cardiac and Monitoring Syste | M3001A |  | DE907V5315 | TMC - CHILDRENS - RCW (8HP) | MHHS-TMC |  | Module, Multi-Parameter |  |  |  | TMC |  | TMC - CHILDRENS - RCW (8HP) | [5 empty] | PHYSIOLOGIC MONITOR MODULES, MULTIPARAMETER |  | MODULEMULTIPARAMETER-Philips-M3001A | MODULEMULTIPARAMETER | M3001A |  |  |  | Philips | Module, Multi-Parameter |  | MODULEMULTIPARAMETER-Philips-M3001A |  |  |  |  | Covered PM Repair - Biomedical | MHHS-TMC
NO | NO | [5 empty] | Philips Medical Systems Cardiac and Monitoring Syste | M3001A |  | DE907V5206 | TMC - CHILDRENS - RCW (8HP) | MHHS-TMC |  | Module, Multi-Parameter |  |  |  | TMC |  | TMC - CHILDRENS - RCW (8HP) | [5 empty] | PHYSIOLOGIC MONITOR MODULES, MULTIPARAMETER |  | MODULEMULTIPARAMETER-Philips-M3001A | MODULEMULTIPARAMETER | M3001A |  |  |  | Philips | Module, Multi-Parameter |  | MODULEMULTIPARAMETER-Philips-M3001A |  |  |  |  | Covered PM Repair - Biomedical | MHHS-TMC
NO | NO | [5 empty] | Philips Medical Systems Cardiac and Monitoring Syste | M3001A |  | DE22718223 | TMC - CHILDRENS - RCW (8HP) | MHHS-TMC |  | Module, Multi-Parameter |  |  |  | TMC |  | TMC - CHILDRENS - RCW (8HP) | [5 empty] | PHYSIOLOGIC MONITOR MODULES, MULTIPARAMETER |  | MODULEMULTIPARAMETER-Philips-M3001A | MODULEMULTIPARAMETER | M3001A |  |  |  | Philips | Module, Multi-Parameter |  | MODULEMULTIPARAMETER-Philips-M3001A |  |  |  |  | Not Covered Vendor Only - Biomedical | MHHS-TMC
NO | NO | [5 empty] | Philips Medical Systems Cardiac and Monitoring Syste | M3001A |  | DE9070B2PP | TMC - CHILDRENS - RCW (8HP) | MHHS-TMC |  | Module, Multi-Parameter |  |  |  | TMC |  | TMC - CHILDRENS - RCW (8HP) | [5 empty] | PHYSIOLOGIC MONITOR MODULES, MULTIPARAMETER |  | MODULEMULTIPARAMETER-Philips-M3001A | MODULEMULTIPARAMETER | M3001A |  |  |  | Philips | Module, Multi-Parameter |  | MODULEMULTIPARAMETER-Philips-M3001A |  |  |  |  | Covered PM Repair - Biomedical | MHHS-TMC
NO | NO | [5 empty] | Philips Medical Systems Cardiac and Monitoring Syste | M3001A |  | DE907082PA | TMC - CHILDRENS - RCW (8HP) | MHHS-TMC |  | Module, Multi-Parameter |  |  |  | TMC |  | TMC - CHILDRENS - RCW (8HP) | [5 empty] | PHYSIOLOGIC MONITOR MODULES, MULTIPARAMETER |  | MODULEMULTIPARAMETER-Philips-M3001A | MODULEMULTIPARAMETER | M3001A |  |  |  | Philips | Module, Multi-Parameter |  | MODULEMULTIPARAMETER-Philips-M3001A |  |  |  |  | Covered PM Repair - Biomedical | MHHS-TMC
NO | NO | [5 empty] | Philips Medical Systems Cardiac and Monitoring Syste | M3001A |  | DE907V5253 | TMC - CHILDRENS - RCW (8HP) | MHHS-TMC |  | Module, Multi-Parameter |  |  |  | TMC |  | TMC - CHILDRENS - RCW (8HP) | [5 empty] | PHYSIOLOGIC MONITOR MODULES, MULTIPARAMETER |  | MODULEMULTIPARAMETER-Philips-M3001A | MODULEMULTIPARAMETER | M3001A |  |  |  | Philips | Module, Multi-Parameter |  | MODULEMULTIPARAMETER-Philips-M3001A |  |  |  |  | Covered PM Repair - Biomedical | MHHS-TMC
NO | NO | [5 empty] | Philips Medical Systems Cardiac and Monitoring Syste | M3001A |  | DE51289230 | TMC - CHILDRENS - RCW (8HP) | MHHS-TMC |  | Module, Multi-Parameter |  |  |  | TMC |  | TMC - CHILDRENS - RCW (8HP) | [5 empty] | PHYSIOLOGIC MONITOR MODULES, MULTIPARAMETER |  | MODULEMULTIPARAMETER-Philips-M3001A | MODULEMULTIPARAMETER | M3001A |  |  |  | Philips | Module, Multi-Parameter |  | MODULEMULTIPARAMETER-Philips-M3001A |  |  |  |  | Covered PM Repair - Biomedical | MHHS-TMC
NO | NO | [5 empty] | Philips Medical Systems Cardiac and Monitoring Syste | M3001A |  | DE907V5288 | TMC - CHILDRENS - RCW (8HP) | MHHS-TMC |  | Module, Multi-Parameter |  |  |  | TMC |  | TMC - CHILDRENS - RCW (8HP) | [5 empty] | PHYSIOLOGIC MONITOR MODULES, MULTIPARAMETER |  | MODULEMULTIPARAMETER-Philips-M3001A | MODULEMULTIPARAMETER | M3001A |  |  |  | Philips | Module, Multi-Parameter |  | MODULEMULTIPARAMETER-Philips-M3001A |  |  |  |  | Covered PM Repair - Biomedical | MHHS-TMC
NO | NO | [5 empty] | Philips Medical Systems Cardiac and Monitoring Syste | M3001A |  | DE907V5325 | TMC - CHILDRENS - RCW (8HP) | MHHS-TMC |  | Module, Multi-Parameter |  |  |  | TMC |  | TMC - CHILDRENS - RCW (8HP) | [5 empty] | PHYSIOLOGIC MONITOR MODULES, MULTIPARAMETER |  | MODULEMULTIPARAMETER-Philips-M3001A | MODULEMULTIPARAMETER | M3001A |  |  |  | Philips | Module, Multi-Parameter |  | MODULEMULTIPARAMETER-Philips-M3001A |  |  |  |  | Covered PM Repair - Respiratory/Steriliz | MHHS-TMC
NO | NO | [5 empty] | Philips Medical Systems Cardiac and Monitoring Syste | M3001A |  | DE907V5334 | TMC - CHILDRENS - RCW (8HP) | MHHS-TMC |  | Module, Multi-Parameter |  |  |  | TMC |  | TMC - CHILDRENS - RCW (8HP) | [5 empty] | PHYSIOLOGIC MONITOR MODULES, MULTIPARAMETER |  | MODULEMULTIPARAMETER-Philips-M3001A | MODULEMULTIPARAMETER | M3001A |  |  |  | Philips | Module, Multi-Parameter |  | MODULEMULTIPARAMETER-Philips-M3001A |  |  |  |  | Covered PM Repair - Respiratory/Steriliz | MHHS-TMC
NO | YES |  |  |  | 151-02003 | 151-02003 | Philips Medical Systems Cardiac and Monitoring Syste | M3012A |  | DE45280100 | CY-Labor & Delivery | MHHS-Cypress |  | Module, Multi-Parameter |  | 151-02003 | 151-02003 | Northwest | MHHS-Cypress | CY-Labor & Delivery | C section 1 | 12/1/19 | 12/1/20 |  |  | MONITORS, PHYSIOLOGIC, VITAL SIGNS | Module, Multi-Parameter | MODULEMULTIPARAMETER-Philips-M3012A | MODULEMULTIPARAMETER | M3012A |  |  |  | Philips | Module, Multi-Parameter |  | MODULEMULTIPARAMETER-Philips-M3012A |  |  |  | MMP-A | Clinical Miscellaneous | MHHS-Cypress | [8 empty] | MODULEMULTIPARAMETER | Module, Multi-Parameter | Philips
NO | YES |  |  |  | 151-02004 | 151-02004 | Philips Medical Systems Cardiac and Monitoring Syste | M3012A |  | FR45280097 | CY-Labor & Delivery | MHHS-Cypress |  | Module, Multi-Parameter |  | 151-02004 | 151-02004 | Northwest | MHHS-Cypress | CY-Labor & Delivery | C section 2 | 12/1/19 | 12/1/20 |  |  | MONITORS, PHYSIOLOGIC, VITAL SIGNS | Module, Multi-Parameter | MODULEMULTIPARAMETER-Philips-M3012A | MODULEMULTIPARAMETER | M3012A |  |  |  | Philips | Module, Multi-Parameter |  | MODULEMULTIPARAMETER-Philips-M3012A |  | 12/22/16 |  | MMP-A | Covered PM Repair - Biomedical | MHHS-Cypress | [8 empty] | MODULEMULTIPARAMETER | Module, Multi-Parameter | Philips
NO | YES |  |  |  | 151-01995 | 151-01995 | Philips Medical Systems Cardiac and Monitoring Syste | M3012A |  | DE45280101 | CY-OR | MHHS-Cypress |  | Module, Multi-Parameter |  | 151-01995 | 151-01995 | Northwest | MHHS-Cypress | CY-OR | OR 6 | 11/1/19 | 11/1/20 |  |  | MONITORS, PHYSIOLOGIC, VITAL SIGNS | Module, Multi-Parameter | MODULEMULTIPARAMETER-Philips-M3012A | MODULEMULTIPARAMETER | M3012A |  |  |  | Philips | Module, Multi-Parameter |  | MODULEMULTIPARAMETER-Philips-M3012A |  | 12/22/16 |  | MMP-A | Covered PM Repair - Biomedical | MHHS-Cypress | [8 empty] | MODULEMULTIPARAMETER | Module, Multi-Parameter | Philips
NO | YES |  |  |  | 151-01996 | 151-01996 | Philips Medical Systems Cardiac and Monitoring Syste | M3012A |  | DE45280091 | CY-OR | MHHS-Cypress |  | Module, Multi-Parameter |  | 151-01996 | 151-01996 | Northwest | MHHS-Cypress | CY-OR | OR 4 | 11/1/19 | 11/1/20 |  |  | MONITORS, PHYSIOLOGIC, VITAL SIGNS | Module, Multi-Parameter | MODULEMULTIPARAMETER-Philips-M3012A | MODULEMULTIPARAMETER | M3012A |  |  |  | Philips | Module, Multi-Parameter |  | MODULEMULTIPARAMETER-Philips-M3012A |  | 12/22/16 |  | MMP-A | Covered PM Repair - Biomedical | MHHS-Cypress | [8 empty] | MODULEMULTIPARAMETER | Module, Multi-Parameter | Philips
NO | YES |  |  |  | 151-01997 | 151-01997 | Philips Medical Systems Cardiac and Monitoring Syste | M3012A |  | DE45280093 | CY-OR | MHHS-Cypress |  | Module, Multi-Parameter |  | 151-01997 | 151-01997 | Northwest | MHHS-Cypress | CY-OR | Or 5 | 11/1/19 | 11/1/20 |  |  | MONITORS, PHYSIOLOGIC, VITAL SIGNS | Module, Multi-Parameter | MODULEMULTIPARAMETER-Philips-M3012A | MODULEMULTIPARAMETER | M3012A |  |  |  | Philips | Module, Multi-Parameter |  | MODULEMULTIPARAMETER-Philips-M3012A |  | 12/22/16 |  | MMP-A | Covered PM Repair - Biomedical | MHHS-Cypress | [8 empty] | MODULEMULTIPARAMETER | Module, Multi-Parameter | Philips
NO | YES |  |  |  | 151-01999 | 151-01999 | Philips Medical Systems Cardiac and Monitoring Syste | M3012A |  | DE45280092 | CY-OR | MHHS-Cypress |  | Module, Multi-Parameter |  | 151-01999 | 151-01999 | Northwest | MHHS-Cypress | CY-OR | Or | 11/1/19 | 11/1/20 |  |  | MONITORS, PHYSIOLOGIC, VITAL SIGNS | Module, Multi-Parameter | MODULEMULTIPARAMETER-Philips-M3012A | MODULEMULTIPARAMETER | M3012A |  |  |  | Philips | Module, Multi-Parameter |  | MODULEMULTIPARAMETER-Philips-M3012A |  | 12/22/16 |  | MMP-A | Covered PM Repair - Biomedical | MHHS-Cypress | [8 empty] | MODULEMULTIPARAMETER | Module, Multi-Parameter | Philips
NO | YES |  |  |  | 151-02000 | 151-02000 | Philips Medical Systems Cardiac and Monitoring Syste | M3012A |  | DE45280090 | CY-OR | MHHS-Cypress |  | Module, Multi-Parameter |  | 151-02000 | 151-02000 | Northwest | MHHS-Cypress | CY-OR | O R 7 | 11/1/19 | 11/1/20 |  |  | MONITORS, PHYSIOLOGIC, VITAL SIGNS | Module, Multi-Parameter | MODULEMULTIPARAMETER-Philips-M3012A | MODULEMULTIPARAMETER | M3012A |  |  |  | Philips | Module, Multi-Parameter |  | MODULEMULTIPARAMETER-Philips-M3012A |  | 12/22/16 |  | MMP-A | Covered PM Repair - Biomedical | MHHS-Cypress | [8 empty] | MODULEMULTIPARAMETER | Module, Multi-Parameter | Philips
NO | YES |  |  |  | 151-02001 | 151-02001 | Philips Medical Systems Cardiac and Monitoring Syste | M3012A |  | DE45280098 | CY-OR | MHHS-Cypress |  | Module, Multi-Parameter |  | 151-02001 | 151-02001 | Northwest | MHHS-Cypress | CY-OR | Or 8 | 11/1/19 | 5/1/20 |  |  | MONITORS, PHYSIOLOGIC, VITAL SIGNS | Module, Multi-Parameter | MODULEMULTIPARAMETER-Philips-M3012A | MODULEMULTIPARAMETER | M3012A |  |  |  | Philips | Module, Multi-Parameter |  | MODULEMULTIPARAMETER-Philips-M3012A |  | 12/22/16 |  | MMP-A | Covered PM Repair - Biomedical | MHHS-Cypress | [8 empty] | MODULEMULTIPARAMETER | Module, Multi-Parameter | Philips
NO | YES |  |  |  | 009-06594 | 009-06594 | Philips Medical Systems Cardiac and Monitoring Syste | M3012A |  | DE34704898 | GH - OR ANESTHESIA | MHHS-Greater Heights |  | Module, Multi-Parameter |  | 009-06594 | 009-06594 | Central | GH OR | GH - OR ANESTHESIA | GH - OR ANESTHESIA |  |  |  |  | MONITORS, PHYSIOLOGIC, VITAL SIGNS |  | MODULEMULTIPARAMETER-Philips-M3012A | MODULEMULTIPARAMETER | M3012A |  |  |  | Philips | Module, Multi-Parameter |  | MODULEMULTIPARAMETER-Philips-M3012A |  |  |  |  | Covered PM Repair - Biomedical | MHHS-Greater Heights
NO | YES |  |  |  | 009-06598 | 009-06598 | Philips Medical Systems Cardiac and Monitoring Syste | M3012A |  | DE34704897 | GH - OR ANESTHESIA | MHHS-Greater Heights |  | Module, Multi-Parameter |  | 009-06598 | 009-06598 | Central | GH OR | GH - OR ANESTHESIA | GH - OR ANESTHESIA |  |  |  |  | MONITORS, PHYSIOLOGIC, VITAL SIGNS |  | MODULEMULTIPARAMETER-Philips-M3012A | MODULEMULTIPARAMETER | M3012A |  |  |  | Philips | Module, Multi-Parameter |  | MODULEMULTIPARAMETER-Philips-M3012A |  |  |  |  | Covered PM Repair - Biomedical | MHHS-Greater Heights
NO | YES |  |  |  | 009-06599 | 009-06599 | Philips Medical Systems Cardiac and Monitoring Syste | M3012A |  | DE34704905 | GH - OR ANESTHESIA | MHHS-Greater Heights |  | Module, Multi-Parameter |  | 009-06599 | 009-06599 | Central | GH OR | GH - OR ANESTHESIA | GH - OR ANESTHESIA |  |  |  |  | MONITORS, PHYSIOLOGIC, VITAL SIGNS |  | MODULEMULTIPARAMETER-Philips-M3012A | MODULEMULTIPARAMETER | M3012A |  |  |  | Philips | Module, Multi-Parameter |  | MODULEMULTIPARAMETER-Philips-M3012A |  |  |  |  | Covered PM Repair - Biomedical | MHHS-Greater Heights
NO | YES |  |  |  | 009-09740 | 009-09740 | Philips Medical Systems Cardiac and Monitoring Syste | M3012A |  | DE34704896 | GH - OR ANESTHESIA | MHHS-Greater Heights |  | Module, Multi-Parameter |  | 009-09740 | 009-09740 | Central | GH OR | GH - OR ANESTHESIA | GH - OR ANESTHESIA |  |  |  |  | MONITORS, PHYSIOLOGIC, VITAL SIGNS |  | MODULEMULTIPARAMETER-Philips-M3012A | MODULEMULTIPARAMETER | M3012A |  |  |  | Philips | Module, Multi-Parameter |  | MODULEMULTIPARAMETER-Philips-M3012A |  |  |  |  | Not Covered Vendor Only - Biomedical | MHHS-Greater Heights
NO | YES |  |  |  | 009-10071 | 009-10071 | Philips Medical Systems Cardiac and Monitoring Syste | M3012A |  | DE34704894 | GH - OR ANESTHESIA | MHHS-Greater Heights |  | Module, Multi-Parameter |  | 009-10071 | 009-10071 | Central | GH OR | GH - OR ANESTHESIA | GH - OR ANESTHESIA |  |  |  |  | MONITORS, PHYSIOLOGIC, VITAL SIGNS |  | MODULEMULTIPARAMETER-Philips-M3012A | MODULEMULTIPARAMETER | M3012A |  |  |  | Philips | Module, Multi-Parameter |  | MODULEMULTIPARAMETER-Philips-M3012A |  |  |  |  | Covered PM Repair - Biomedical | MHHS-Greater Heights
NO | YES | Asset Tag 009-10787 |  |  | 009-10787 | 009-10787 | Philips Medical Systems Cardiac and Monitoring Syste | M3012A |  | DE34704899 | GH-CV ICU | MHHS-Greater Heights |  | Module, Multi-Parameter |  | 009-10787 | 009-10787 | Central & Greater Heights | MHHS-Greater Heights | GH-CV ICU |  | 3/4/19 |  |  |  | MONITORS, PHYSIOLOGIC, VITAL SIGNS | Module, Multi-Parameter | MODULEMULTIPARAMETER-Philips-M3012A | MODULEMULTIPARAMETER | M3012A |  |  |  | Philips | Module, Multi-Parameter |  | MODULEMULTIPARAMETER-Philips-M3012A |  | 12/14/16 | Finished from Script 3/27/2020 12:11:52pm (Central) | MMP-A | Covered PM Repair - Biomedical | MHHS-Greater Heights | [8 empty] | MODULEMULTIPARAMETER | Module, Multi-Parameter | Philips
NO | YES |  |  |  |  | 009-06600 | Philips Medical Systems Cardiac and Monitoring Syste | M3012A |  | DE34705010 | GH-CV ICU | MHHS-Greater Heights |  | Module, Multi-Parameter |  |  | 009-06600 | Central | MHHS-Greater Heights | GH-CV ICU | GH-CV ICU | 3/1/19 |  | 3/1/21 |  | MONITORS, PHYSIOLOGIC, VITAL SIGNS | Module, Multi-Parameter | MODULEMULTIPARAMETER-Philips-M3012A | MODULEMULTIPARAMETER | M3012A |  |  |  | Philips | Module, Multi-Parameter |  | MODULEMULTIPARAMETER-Philips-M3012A |  | 12/14/16 |  | MMP-A | Covered PM Repair - Biomedical | MHHS-Greater Heights | [8 empty] | MODULEMULTIPARAMETER | Module, Multi-Parameter | Philips
NO | YES |  |  |  | 009-06595 | 009-06595 | Philips Medical Systems Cardiac and Monitoring Syste | M3012A |  | DE34705012 | GH-OR Anesthesia | MHHS-Greater Heights |  | Module, Multi-Parameter |  | 009-06595 | 009-06595 | Central | MHHS-Greater Heights | GH-OR Anesthesia | OR | 3/1/19 |  | 3/1/20 |  | MONITORS, PHYSIOLOGIC, VITAL SIGNS | Module, Multi-Parameter | MODULEMULTIPARAMETER-Philips-M3012A | MODULEMULTIPARAMETER | M3012A |  |  |  | Philips | Module, Multi-Parameter |  | MODULEMULTIPARAMETER-Philips-M3012A |  | 12/14/16 |  | MMP-A | Covered PM Repair - Biomedical | MHHS-Greater Heights | [8 empty] | MODULEMULTIPARAMETER | Module, Multi-Parameter | Philips
NO | YES |  |  |  | 009-10930 | 009-10930 | Philips Medical Systems Cardiac and Monitoring Syste | M3012A |  | DE45285192 | GH-OR Anesthesia | MHHS-Greater Heights |  | Module, Multi-Parameter |  | 009-10930 | 009-10930 | Central | MHHS-Greater Heights | GH-OR Anesthesia | OR | 3/1/19 |  | 3/1/20 |  | MONITORS, PHYSIOLOGIC, VITAL SIGNS | Module, Multi-Parameter | MODULEMULTIPARAMETER-Philips-M3012A | MODULEMULTIPARAMETER | M3012A |  |  |  | Philips | Module, Multi-Parameter |  | MODULEMULTIPARAMETER-Philips-M3012A |  | 3/1/19 |  | MMP-A | Covered PM Repair - Biomedical | MHHS-Greater Heights | [8 empty] | MODULEMULTIPARAMETER | Module, Multi-Parameter | Philips
NO | YES |  |  |  |  | 009-34225 | Philips Medical Systems Cardiac and Monitoring Syste | M3012A |  | DE34705009 | GH-OR Anesthesia | MHHS-Greater Heights |  | Module, Multi-Parameter |  |  | 009-34225 | Central | MHHS-Greater Heights | GH-OR Anesthesia | OR | 3/1/19 |  | 3/1/20 |  | MONITORS, PHYSIOLOGIC, VITAL SIGNS | Module, Multi-Parameter | MODULEMULTIPARAMETER-Philips-M3012A | MODULEMULTIPARAMETER | M3012A |  |  |  | Philips | Module, Multi-Parameter |  | MODULEMULTIPARAMETER-Philips-M3012A |  | 3/1/19 |  | MMP-A | Covered PM Repair - Biomedical | MHHS-Greater Heights | [8 empty] | MODULEMULTIPARAMETER | Module, Multi-Parameter | Philips
NO | YES |  |  |  | 133-09580 | 133-09580 | Philips Medical Systems Cardiac and Monitoring Syste | M3012A |  | DE83736602 | Katy-ICU | MHHS-Katy |  | Module, Multi-Parameter |  | 133-09580 | 133-09580 | Katy | MHHS-Katy | Katy-ICU |  | 11/1/19 |  |  |  | MONITORS, PHYSIOLOGIC, VITAL SIGNS | Module, Multi-Parameter | MODULEMULTIPARAMETER-Philips-M3012A | MODULEMULTIPARAMETER | M3012A |  |  |  | Philips | Module, Multi-Parameter |  | MODULEMULTIPARAMETER-Philips-M3012A |  | 12/21/16 |  | MMP-A | Covered PM Repair - Biomedical | MHHS-Katy | [8 empty] | MODULEMULTIPARAMETER | Module, Multi-Parameter | Philips
NO | YES |  |  |  | 133-09581 | 133-09581 | Philips Medical Systems Cardiac and Monitoring Syste | M3012A |  | DE83734642 | Katy-ICU | MHHS-Katy |  | Module, Multi-Parameter |  | 133-09581 | 133-09581 | Katy | MHHS-Katy | Katy-ICU | ICU 17 | 11/1/19 | 11/1/20 |  |  | MONITORS, PHYSIOLOGIC, VITAL SIGNS | Module, Multi-Parameter | MODULEMULTIPARAMETER-Philips-M3012A | MODULEMULTIPARAMETER | M3012A |  |  |  | Philips | Module, Multi-Parameter |  | MODULEMULTIPARAMETER-Philips-M3012A |  | 12/21/16 |  | MMP-A | Covered PM Repair - Biomedical | MHHS-Katy | [8 empty] | MODULEMULTIPARAMETER | Module, Multi-Parameter | Philips
NO | YES |  |  |  | 133-09582 | 133-09582 | Philips Medical Systems Cardiac and Monitoring Syste | M3012A |  | DE83738041 | Katy-ICU | MHHS-Katy |  | Module, Multi-Parameter |  | 133-09582 | 133-09582 | Katy | MHHS-Katy | Katy-ICU | ICU 15 | 11/1/19 |  |  | In use - Patient unstable | MONITORS, PHYSIOLOGIC, VITAL SIGNS | Module, Multi-Parameter | MODULEMULTIPARAMETER-Philips-M3012A | MODULEMULTIPARAMETER | M3012A |  |  |  | Philips | Module, Multi-Parameter |  | MODULEMULTIPARAMETER-Philips-M3012A |  | 1/3/17 |  | MMP-A | Covered PM Repair - Biomedical | MHHS-Katy | [8 empty] | MODULEMULTIPARAMETER | Module, Multi-Parameter | Philips
NO | YES |  |  |  | 133-09583 | 133-09583 | Philips Medical Systems Cardiac and Monitoring Syste | M3012A |  | DE83753501 | Katy-ICU | MHHS-Katy |  | Module, Multi-Parameter |  | 133-09583 | 133-09583 | Katy | MHHS-Katy | Katy-ICU | ICU 9 | 12/1/19 | 12/1/20 |  |  | MONITORS, PHYSIOLOGIC, VITAL SIGNS | Module, Multi-Parameter | MODULEMULTIPARAMETER-Philips-M3012A | MODULEMULTIPARAMETER | M3012A |  |  |  | Philips | Module, Multi-Parameter |  | MODULEMULTIPARAMETER-Philips-M3012A |  | 1/3/17 |  | MMP-A | Covered PM Repair - Biomedical | MHHS-Katy | [8 empty] | MODULEMULTIPARAMETER | Module, Multi-Parameter | Philips
NO | YES |  |  |  | 133-09584 | 133-09584 | Philips Medical Systems Cardiac and Monitoring Syste | M3012A |  | DE83753498 | Katy-ICU | MHHS-Katy |  | Module, Multi-Parameter |  | 133-09584 | 133-09584 | Katy | MHHS-Katy | Katy-ICU | Biomed shop |  |  |  |  | MONITORS, PHYSIOLOGIC, VITAL SIGNS | Module, Multi-Parameter | MODULEMULTIPARAMETER-Philips-M3012A | MODULEMULTIPARAMETER | M3012A |  |  |  | Philips | Module, Multi-Parameter |  | MODULEMULTIPARAMETER-Philips-M3012A |  | 9/6/18 |  | MMP-A | Clinical Miscellaneous | MHHS-Katy | [8 empty] | MODULEMULTIPARAMETER | Module, Multi-Parameter | Philips
NO | YES |  |  |  | 133-09585 | 133-09585 | Philips Medical Systems Cardiac and Monitoring Syste | M3012A |  | DE83753500 | Katy-Med/Surg 6th Floor | MHHS-Katy |  | Module, Multi-Parameter |  | 133-09585 | 133-09585 | Katy | MHHS-Katy | Katy-Med/Surg 6th Floor | ICU Clean Utility | 12/1/19 | 2/1/20 |  |  | MONITORS, PHYSIOLOGIC, VITAL SIGNS | Module, Multi-Parameter | MODULEMULTIPARAMETER-Philips-M3012A | MODULEMULTIPARAMETER | M3012A |  |  |  | Philips | Module, Multi-Parameter |  | MODULEMULTIPARAMETER-Philips-M3012A |  | 10/2/21 |  | MMP-A | Clinical Miscellaneous | MHHS-Katy | [8 empty] | MODULEMULTIPARAMETER | Module, Multi-Parameter | Philips
NO | YES |  |  |  | 133-09587 | 133-09587 | Philips Medical Systems Cardiac and Monitoring Syste | M3012A |  | DE83738107 | Katy-ICU | MHHS-Katy |  | Module, Multi-Parameter |  | 133-09587 | 133-09587 | Katy | MHHS-Katy | Katy-ICU | Room 6 | 12/1/19 | 12/1/20 |  |  | MONITORS, PHYSIOLOGIC, VITAL SIGNS | Module, Multi-Parameter | MODULEMULTIPARAMETER-Philips-M3012A | MODULEMULTIPARAMETER | M3012A |  |  |  | Philips | Module, Multi-Parameter |  | MODULEMULTIPARAMETER-Philips-M3012A |  | 3/1/18 |  | MMP-A | Not Covered Vendor Only - Biomedical | MHHS-Katy | [8 empty] | MODULEMULTIPARAMETER | Module, Multi-Parameter | Philips
NO | YES |  |  |  | 133-09588 | 133-09588 | Philips Medical Systems Cardiac and Monitoring Syste | M3012A |  | DE83738045 | Katy-ICU | MHHS-Katy |  | Module, Multi-Parameter |  | 133-09588 | 133-09588 | Katy | MHHS-Katy | Katy-ICU | ICU 8 | 11/1/19 | 11/1/20 |  |  | MONITORS, PHYSIOLOGIC, VITAL SIGNS | Module, Multi-Parameter | MODULEMULTIPARAMETER-Philips-M3012A | MODULEMULTIPARAMETER | M3012A |  |  |  | Philips | Module, Multi-Parameter |  | MODULEMULTIPARAMETER-Philips-M3012A |  | 2/15/17 |  | MMP-A | Covered PM Repair - Biomedical | MHHS-Katy | [8 empty] | MODULEMULTIPARAMETER | Module, Multi-Parameter | Philips
NO | YES |  |  |  | 133-09589 | 133-09589 | Philips Medical Systems Cardiac and Monitoring Syste | M3012A |  | DE83737729 | Katy-ICU | MHHS-Katy |  | Module, Multi-Parameter |  | 133-09589 | 133-09589 | Katy | MHHS-Katy | Katy-ICU | ICU 20 | 11/1/19 | 11/1/20 |  |  | MONITORS, PHYSIOLOGIC, VITAL SIGNS | Module, Multi-Parameter | MODULEMULTIPARAMETER-Philips-M3012A | MODULEMULTIPARAMETER | M3012A |  |  |  | Philips | Module, Multi-Parameter |  | MODULEMULTIPARAMETER-Philips-M3012A |  |  |  | MMP-A | Covered PM Repair - Biomedical | MHHS-Katy | [8 empty] | MODULEMULTIPARAMETER | Module, Multi-Parameter | Philips
NO | YES |  |  |  | 133-09240 | 133-09240 | Philips Medical Systems Cardiac and Monitoring Syste | M3012A |  | DE45270536 | Katy-OR | MHHS-Katy |  | Module, Multi-Parameter |  | 133-09240 | 133-09240 | Katy | MHHS-Katy | Katy-OR | OR10 | 11/1/19 | 11/1/20 |  | Damaged see pics | MONITORS, PHYSIOLOGIC, VITAL SIGNS | Module, Multi-Parameter | MODULEMULTIPARAMETER-Philips-M3012A | MODULEMULTIPARAMETER | M3012A |  |  |  | Philips | Module, Multi-Parameter |  | MODULEMULTIPARAMETER-Philips-M3012A |  | 12/14/16 |  | MMP-A | Covered PM Repair - Biomedical | MHHS-Katy | [8 empty] | MODULEMULTIPARAMETER | Module, Multi-Parameter | Philips
NO | YES |  |  |  | 133-09245 | 133-09245 | Philips Medical Systems Cardiac and Monitoring Syste | M3012A |  | DE45270535 | Katy-OR | MHHS-Katy |  | Module, Multi-Parameter |  | 133-09245 | 133-09245 | Katy | MHHS-Katy | Katy-OR | OR 9 | 11/1/19 | 11/1/20 |  |  | MONITORS, PHYSIOLOGIC, VITAL SIGNS | Module, Multi-Parameter | MODULEMULTIPARAMETER-Philips-M3012A | MODULEMULTIPARAMETER | M3012A |  |  |  | Philips | Module, Multi-Parameter |  | MODULEMULTIPARAMETER-Philips-M3012A |  |  |  | MMP-A | Covered PM Repair - Biomedical | MHHS-Katy | [8 empty] | MODULEMULTIPARAMETER | Module, Multi-Parameter | Philips
NO | YES |  |  |  | 133-09251 | 133-09251 | Philips Medical Systems Cardiac and Monitoring Syste | M3012A |  | DE45270532 | Katy-OR | MHHS-Katy |  | Module, Multi-Parameter |  | 133-09251 | 133-09251 | Katy | MHHS-Katy | Katy-OR | OR 7 | 11/1/19 | 11/1/20 |  |  | MONITORS, PHYSIOLOGIC, VITAL SIGNS | Module, Multi-Parameter | MODULEMULTIPARAMETER-Philips-M3012A | MODULEMULTIPARAMETER | M3012A |  |  |  | Philips | Module, Multi-Parameter |  | MODULEMULTIPARAMETER-Philips-M3012A |  |  |  | MMP-A | Covered PM Repair - Biomedical | MHHS-Katy | [8 empty] | MODULEMULTIPARAMETER | Module, Multi-Parameter | Philips
NO | YES |  |  |  | 133-09256 | 133-09256 | Philips Medical Systems Cardiac and Monitoring Syste | M3012A |  | DE45270542 | Katy-OR | MHHS-Katy |  | Module, Multi-Parameter |  | 133-09256 | 133-09256 | Katy | MHHS-Katy | Katy-OR | OR 8 | 11/1/19 | 11/1/20 |  |  | MONITORS, PHYSIOLOGIC, VITAL SIGNS | Module, Multi-Parameter | MODULEMULTIPARAMETER-Philips-M3012A | MODULEMULTIPARAMETER | M3012A |  |  |  | Philips | Module, Multi-Parameter |  | MODULEMULTIPARAMETER-Philips-M3012A |  | 9/22/16 |  | MMP-A | Covered PM Repair - Biomedical | MHHS-Katy | [8 empty] | MODULEMULTIPARAMETER | Module, Multi-Parameter | Philips
NO | YES |  |  |  | 041-32216 | 041-32216 | Philips Medical Systems Cardiac and Monitoring Syste | M3012A |  | DE45285677 | MEMORIAL CITY - CATH LAB | MHHS-Mem City |  | Module, Multi-Parameter |  | 041-32216 | 041-32216 | West | Heart | MEMORIAL CITY - CATH LAB | EP 215.1 Cath Lab 1 |  |  |  |  | MONITORS, PHYSIOLOGIC, VITAL SIGNS |  | MODULEMULTIPARAMETER-Philips-M3012A | MODULEMULTIPARAMETER | M3012A |  |  |  | Philips | Module, Multi-Parameter |  | MODULEMULTIPARAMETER-Philips-M3012A |  |  |  |  | Clinical Miscellaneous | MHHS-Mem City
NO | YES |  |  |  | 041-19290 | 041-19290 | Philips Medical Systems Cardiac and Monitoring Syste | M3012A |  | DE45270502 | MEMORIAL CITY - MHT - JHC OR | MHHS-Mem City |  | Module, Multi-Parameter |  | 041-19290 | 041-19290 | West | West | MEMORIAL CITY - MHT - JHC OR | MH11: 504 OR11 |  |  |  |  | MONITORS, PHYSIOLOGIC, VITAL SIGNS |  | MODULEMULTIPARAMETER-Philips-M3012A | MODULEMULTIPARAMETER | M3012A |  |  |  | Philips | Module, Multi-Parameter |  | MODULEMULTIPARAMETER-Philips-M3012A |  |  |  |  | Covered PM Repair - Biomedical | MHHS-Mem City
NO | YES |  |  |  | 041-19293 | 041-19293 | Philips Medical Systems Cardiac and Monitoring Syste | M3012A |  | DE45270512 | Memorial City - Surgery Dept. - Ortho | MHHS-Mem City |  | Module, Multi-Parameter |  | 041-19293 | 041-19293 | West | Memorial Hermann - Memorial City | Memorial City - Surgery Dept. - Ortho | 11th Floor OR Room 5 |  |  |  |  | MONITORS, PHYSIOLOGIC, VITAL SIGNS |  | MODULEMULTIPARAMETER-Philips-M3012A | MODULEMULTIPARAMETER | M3012A |  |  |  | Philips | Module, Multi-Parameter |  | MODULEMULTIPARAMETER-Philips-M3012A |  |  |  |  | Covered PM Repair - Biomedical | MHHS-Mem City
NO | YES |  |  |  | 041-19296 | 041-19296 | Philips Medical Systems Cardiac and Monitoring Syste | M3012A |  | DE45270510 | MEMORIAL CITY - MHT - JHC OR | MHHS-Mem City |  | Module, Multi-Parameter |  | 041-19296 | 041-19296 | West | Memorial Hermann Memorial City Medical Center | MEMORIAL CITY - MHT - JHC OR | MEMORIAL CITY - MHT - JHC OR |  |  |  |  | MONITORS, PHYSIOLOGIC, VITAL SIGNS |  | MODULEMULTIPARAMETER-Philips-M3012A | MODULEMULTIPARAMETER | M3012A |  |  |  | Philips | Module, Multi-Parameter |  | MODULEMULTIPARAMETER-Philips-M3012A |  |  |  |  | Covered PM Repair - Biomedical | MHHS-Mem City
NO | YES |  |  |  | 041-19299 | 041-19299 | Philips Medical Systems Cardiac and Monitoring Syste | M3012A |  | DE45270501 | MEMORIAL CITY - MHT - JHC OR | MHHS-Mem City |  | Module, Multi-Parameter |  | 041-19299 | 041-19299 | West | Weat | MEMORIAL CITY - MHT - JHC OR | MH11:507 OR7 |  |  |  |  | MONITORS, PHYSIOLOGIC, VITAL SIGNS |  | MODULEMULTIPARAMETER-Philips-M3012A | MODULEMULTIPARAMETER | M3012A |  |  |  | Philips | Module, Multi-Parameter |  | MODULEMULTIPARAMETER-Philips-M3012A |  |  |  |  | Covered PM Repair - Biomedical | MHHS-Mem City
NO | YES |  |  |  | 041-19302 | 041-19302 | Philips Medical Systems Cardiac and Monitoring Syste | M3012A |  | DE45270513 | MEMORIAL CITY - MHT - JHC OR | MHHS-Mem City |  | Module, Multi-Parameter |  | 041-19302 | 041-19302 | West | Memorial Hermann - Memorial City | MEMORIAL CITY - MHT - JHC OR | MH11 OR Room 3 |  |  |  |  | MONITORS, PHYSIOLOGIC, VITAL SIGNS |  | MODULEMULTIPARAMETER-Philips-M3012A | MODULEMULTIPARAMETER | M3012A |  |  |  | Philips | Module, Multi-Parameter |  | MODULEMULTIPARAMETER-Philips-M3012A |  |  |  |  | Covered PM Repair - Biomedical | MHHS-Mem City
NO | YES |  |  |  | 041-19365 | 041-19365 | Philips Medical Systems Cardiac and Monitoring Syste | M3012A |  | DE45270500 | MEMORIAL CITY - Orthopedics Surgery | MHHS-Mem City |  | Module, Multi-Parameter |  | 041-19365 | 041-19365 | West | Memorial City - Memorial Hermann Hospital | MEMORIAL CITY - Orthopedics Surgery | MH11 506 OR 6 |  |  |  |  | MONITORS, PHYSIOLOGIC, VITAL SIGNS |  | MODULEMULTIPARAMETER-Philips-M3012A | MODULEMULTIPARAMETER | M3012A |  |  |  | Philips | Module, Multi-Parameter |  | MODULEMULTIPARAMETER-Philips-M3012A |  |  |  |  | Covered PM Repair - Biomedical | MHHS-Mem City
NO | YES |  |  |  | 041-19368 | 041-19368 | Philips Medical Systems Cardiac and Monitoring Syste | M3012A |  | DE45270515 | MEMORIAL CITY - MHT - JHC OR | MHHS-Mem City |  | Module, Multi-Parameter |  | 041-19368 | 041-19368 | West | Memorial Hermann - Memorial City | MEMORIAL CITY - MHT - JHC OR | 11th Floor OR Room 8 |  |  |  |  | MONITORS, PHYSIOLOGIC, VITAL SIGNS |  | MODULEMULTIPARAMETER-Philips-M3012A | MODULEMULTIPARAMETER | M3012A |  |  |  | Philips | Module, Multi-Parameter |  | MODULEMULTIPARAMETER-Philips-M3012A |  |  |  |  | Clinical Miscellaneous | MHHS-Mem City
NO | YES |  |  |  | 041-13577 | 041-13577 | Philips Medical Systems Cardiac and Monitoring Syste | M3012A |  | DE83728920 | MEMORIAL CITY - OPERATING ROOM | MHHS-Mem City |  | Module, Multi-Parameter |  | 041-13577 | 041-13577 | West | West memorial hospital - memorial herman hospital | MEMORIAL CITY - OPERATING ROOM | Surgery room 2 |  |  |  |  | MONITORS, PHYSIOLOGIC, VITAL SIGNS |  | MODULEMULTIPARAMETER-Philips-M3012A | MODULEMULTIPARAMETER | M3012A |  |  |  | Philips | Module, Multi-Parameter |  | MODULEMULTIPARAMETER-Philips-M3012A |  |  |  |  | Clinical Miscellaneous | MHHS-Mem City
NO | YES |  |  |  | 041-20663 | 041-20663 | Philips Medical Systems Cardiac and Monitoring Syste | M3012A |  | DE83728181 | MEMORIAL CITY MOR | MHHS-Mem City |  | Module, Multi-Parameter |  | 041-20663 | 041-20663 | West | Memorial Hermann Memorial City Medical Center | MEMORIAL CITY MOR | MEMORIAL CITY MOR |  |  |  |  | MONITORS, PHYSIOLOGIC, VITAL SIGNS |  | MODULEMULTIPARAMETER-Philips-M3012A | MODULEMULTIPARAMETER | M3012A |  |  |  | Philips | Module, Multi-Parameter |  | MODULEMULTIPARAMETER-Philips-M3012A |  |  |  |  | Covered PM Repair - Biomedical | MHHS-Mem City
NO | YES |  |  |  | 145-00401 | 145-00401 | Philips Medical Systems Cardiac and Monitoring Syste | M3012A |  | DE45274990 | Pearland-ICU/IMCU | MHHS-Pearland Hospital |  | Module, Multi-Parameter |  | 145-00401 | 145-00401 | Pearland | MHHS-Pearland Hospital | Pearland-ICU/IMCU | In a cabinet in icu At the nurses station | 10/1/19 | 10/1/20 |  |  | MONITORS, PHYSIOLOGIC, VITAL SIGNS | Module, Multi-Parameter | MODULEMULTIPARAMETER-Philips-M3012A | MODULEMULTIPARAMETER | M3012A |  |  |  | Philips | Module, Multi-Parameter |  | MODULEMULTIPARAMETER-Philips-M3012A |  | 12/22/16 |  | MMP-A | Covered PM Repair - Biomedical | MHHS-Pearland Hospital | [8 empty] | MODULEMULTIPARAMETER | Module, Multi-Parameter | Philips
NO | YES |  |  |  | 145-00582 | 145-00582 | Philips Medical Systems Cardiac and Monitoring Syste | M3012A |  | DE45596561 | Pearland-ICU/IMCU | MHHS-Pearland Hospital |  | Module, Multi-Parameter |  | 145-00582 | 145-00582 | Pearland | MHHS-Pearland Hospital | Pearland-ICU/IMCU | In a cabinet in icu At the nurses station | 2/1/19 | 2/1/20 |  |  | MONITORS, PHYSIOLOGIC, VITAL SIGNS | Module, Multi-Parameter | MODULEMULTIPARAMETER-Philips-M3012A | MODULEMULTIPARAMETER | M3012A |  |  |  | Philips | Module, Multi-Parameter |  | MODULEMULTIPARAMETER-Philips-M3012A |  | 12/22/16 |  | MMP-A | Covered PM Repair - Biomedical | MHHS-Pearland Hospital | [8 empty] | MODULEMULTIPARAMETER | Module, Multi-Parameter | Philips
NO | YES |  |  |  | 145-00666 | 145-00666 | Philips Medical Systems Cardiac and Monitoring Syste | M3012A |  | DE45271709 | Pearland-ICU/IMCU | MHHS-Pearland Hospital |  | Module, Multi-Parameter |  | 145-00666 | 145-00666 | Pearland | MHHS-Pearland Hospital | Pearland-ICU/IMCU | Icu equipment cabinet | 3/1/19 | 3/1/20 |  |  | MONITORS, PHYSIOLOGIC, VITAL SIGNS | Module, Multi-Parameter | MODULEMULTIPARAMETER-Philips-M3012A | MODULEMULTIPARAMETER | M3012A |  |  |  | Philips | Module, Multi-Parameter |  | MODULEMULTIPARAMETER-Philips-M3012A |  | 12/22/16 |  | MMP-A | Covered PM Repair - Biomedical | MHHS-Pearland Hospital | [8 empty] | MODULEMULTIPARAMETER | Module, Multi-Parameter | Philips
NO | YES |  |  |  | 145-00668 | 145-00668 | Philips Medical Systems Cardiac and Monitoring Syste | M3012A |  | DE45274985 | Pearland-ICU/IMCU | MHHS-Pearland Hospital |  | Module, Multi-Parameter |  | 145-00668 | 145-00668 | Pearland | MHHS-Pearland Hospital | Pearland-ICU/IMCU | In a cabinet in icu At the nurses station | 3/1/19 | 3/1/20 |  |  | MONITORS, PHYSIOLOGIC, VITAL SIGNS | Module, Multi-Parameter | MODULEMULTIPARAMETER-Philips-M3012A | MODULEMULTIPARAMETER | M3012A |  |  |  | Philips | Module, Multi-Parameter |  | MODULEMULTIPARAMETER-Philips-M3012A |  | 12/22/16 |  | MMP-A | Covered PM Repair - Biomedical | MHHS-Pearland Hospital | [8 empty] | MODULEMULTIPARAMETER | Module, Multi-Parameter | Philips
NO | YES |  |  |  | 013-37357 | 013-37357 | Philips Medical Systems Cardiac and Monitoring Syste | M3012A |  | DE45270795 | SW-HVI-CV ICU | MHHS-Southwest |  | Module, Multi-Parameter |  | 013-37357 | 013-37357 | Southwest | MHHS-Southwest | SW-HVI-CV ICU | CVICU | 4/1/19 |  |  |  | MONITORS, PHYSIOLOGIC, VITAL SIGNS | Module, Multi-Parameter | MODULEMULTIPARAMETER-Philips-M3012A | MODULEMULTIPARAMETER | M3012A |  |  |  | Philips | Module, Multi-Parameter |  | MODULEMULTIPARAMETER-Philips-M3012A |  | 10/3/20 |  | MMP-A | Clinical Miscellaneous | MHHS-Southwest | [8 empty] | MODULEMULTIPARAMETER | Module, Multi-Parameter | Philips
NO | YES |  |  |  | 013-37365 | 013-37365 | Philips Medical Systems Cardiac and Monitoring Syste | M3012A |  | DE45270804 | SW-HVI-CV ICU | MHHS-Southwest |  | Module, Multi-Parameter |  | 013-37365 | 013-37365 | Southwest | MHHS-Southwest | SW-HVI-CV ICU | CVICU | 7/1/19 |  |  |  | MONITORS, PHYSIOLOGIC, VITAL SIGNS | Module, Multi-Parameter | MODULEMULTIPARAMETER-Philips-M3012A | MODULEMULTIPARAMETER | M3012A |  |  |  | Philips | Module, Multi-Parameter |  | MODULEMULTIPARAMETER-Philips-M3012A |  |  |  | MMP-A | Covered PM Repair - Biomedical | MHHS-Southwest | [8 empty] | MODULEMULTIPARAMETER | Module, Multi-Parameter | Philips
NO | YES |  |  |  | 013-37575 | 013-37575 | Philips Medical Systems Cardiac and Monitoring Syste | M3012A |  | DE45270793 | SW-HVI-CV ICU | MHHS-Southwest |  | Module, Multi-Parameter |  | 013-37575 | 013-37575 | Southwest | MHHS-Southwest | SW-HVI-CV ICU | Room 2 | 9/1/19 |  | 9/1/20 |  | MONITORS, PHYSIOLOGIC, VITAL SIGNS | Module, Multi-Parameter | MODULEMULTIPARAMETER-Philips-M3012A | MODULEMULTIPARAMETER | M3012A |  |  |  | Philips | Module, Multi-Parameter |  | MODULEMULTIPARAMETER-Philips-M3012A |  | 12/21/16 |  | MMP-A | Covered PM Repair - Biomedical | MHHS-Southwest | [8 empty] | MODULEMULTIPARAMETER | Module, Multi-Parameter | Philips
NO | YES |  |  |  | 013-37577 | 013-37577 | Philips Medical Systems Cardiac and Monitoring Syste | M3012A |  | DE45270808 | SW-HVI-CV ICU | MHHS-Southwest |  | Module, Multi-Parameter |  | 013-37577 | 013-37577 | Southwest | MHHS-Southwest | SW-HVI-CV ICU | CVICU7 | 11/1/18 |  |  |  | MONITORS, PHYSIOLOGIC, VITAL SIGNS | Module, Multi-Parameter | MODULEMULTIPARAMETER-Philips-M3012A | MODULEMULTIPARAMETER | M3012A |  |  |  | Philips | Module, Multi-Parameter |  | MODULEMULTIPARAMETER-Philips-M3012A |  | 12/21/16 |  | MMP-A | Covered PM Repair - Biomedical | MHHS-Southwest | [8 empty] | MODULEMULTIPARAMETER | Module, Multi-Parameter | Philips
NO | YES |  |  |  | 013-37420 | 013-37420 | Philips Medical Systems Cardiac and Monitoring Syste | M3012A |  | DE45271487 | SW-HVI-OR | MHHS-Southwest |  | Module, Multi-Parameter |  | 013-37420 | 013-37420 | Southwest | MHHS-Southwest | SW-HVI-OR | SW-HVI-OR | 1/1/19 |  | 1/1/21 |  | MONITORS, PHYSIOLOGIC, VITAL SIGNS | Module, Multi-Parameter | MODULEMULTIPARAMETER-Philips-M3012A | MODULEMULTIPARAMETER | M3012A |  |  |  | Philips | Module, Multi-Parameter |  | MODULEMULTIPARAMETER-Philips-M3012A |  | 12/21/16 |  | MMP-A | Covered PM Repair - Biomedical | MHHS-Southwest | [8 empty] | MODULEMULTIPARAMETER | Module, Multi-Parameter | Philips
NO | YES |  |  |  | 013-37430 | 013-37430 | Philips Medical Systems Cardiac and Monitoring Syste | M3012A |  | DE45271502 | SW-HVI-OR | MHHS-Southwest |  | Module, Multi-Parameter |  | 013-37430 | 013-37430 | Southwest | MHHS-Southwest | SW-HVI-OR | Hvi or 2 | 1/1/20 |  | 1/1/21 |  | MONITORS, PHYSIOLOGIC, VITAL SIGNS | Module, Multi-Parameter | MODULEMULTIPARAMETER-Philips-M3012A | MODULEMULTIPARAMETER | M3012A |  |  |  | Philips | Module, Multi-Parameter |  | MODULEMULTIPARAMETER-Philips-M3012A |  | 12/21/16 |  | MMP-A | Covered PM Repair - Biomedical | MHHS-Southwest | [8 empty] | MODULEMULTIPARAMETER | Module, Multi-Parameter | Philips
NO | YES |  |  |  | 013-37432 | 013-37432 | Philips Medical Systems Cardiac and Monitoring Syste | M3012A |  | DE45271501 | SW-HVI-OR | MHHS-Southwest |  | Module, Multi-Parameter |  | 013-37432 | 013-37432 | Southwest | MHHS-Southwest | SW-HVI-OR | CVOR1 | 1/1/20 |  | 3/1/21 |  | MONITORS, PHYSIOLOGIC, VITAL SIGNS | Module, Multi-Parameter | MODULEMULTIPARAMETER-Philips-M3012A | MODULEMULTIPARAMETER | M3012A |  |  |  | Philips | Module, Multi-Parameter |  | MODULEMULTIPARAMETER-Philips-M3012A |  | 12/21/16 |  | MMP-A | Covered PM Repair - Biomedical | MHHS-Southwest | [8 empty] | MODULEMULTIPARAMETER | Module, Multi-Parameter | Philips
NO | YES |  |  |  | 013-37436 | 013-37436 | Philips Medical Systems Cardiac and Monitoring Syste | M3012A |  | DE45271500 | SW-HVI-OR | MHHS-Southwest |  | Module, Multi-Parameter |  | 013-37436 | 013-37436 | Southwest | MHHS-Southwest | SW-HVI-OR | SW-HVI-OR | 1/1/19 |  | 1/1/21 |  | MONITORS, PHYSIOLOGIC, VITAL SIGNS | Module, Multi-Parameter | MODULEMULTIPARAMETER-Philips-M3012A | MODULEMULTIPARAMETER | M3012A |  |  |  | Philips | Module, Multi-Parameter |  | MODULEMULTIPARAMETER-Philips-M3012A |  | 12/21/16 |  | MMP-A | Covered PM Repair - Biomedical | MHHS-Southwest | [8 empty] | MODULEMULTIPARAMETER | Module, Multi-Parameter | Philips
NO | YES |  |  |  | 013-37710 | 013-37710 | Philips Medical Systems Cardiac and Monitoring Syste | M3012A |  | DE83749136 | SW-HVI-OR | MHHS-Southwest |  | Module, Multi-Parameter |  | 013-37710 | 013-37710 | Southwest | MHHS-Southwest | SW-HVI-OR | HVI OR Core | 9/1/19 |  | 9/1/20 |  | MONITORS, PHYSIOLOGIC, VITAL SIGNS | Module, Multi-Parameter | MODULEMULTIPARAMETER-Philips-M3012A | MODULEMULTIPARAMETER | M3012A |  |  |  | Philips | Module, Multi-Parameter |  | MODULEMULTIPARAMETER-Philips-M3012A |  | 12/21/16 |  | MMP-A | Covered PM Repair - Biomedical | MHHS-Southwest | [8 empty] | MODULEMULTIPARAMETER | Module, Multi-Parameter | Philips
NO | YES |  |  |  | 013-37711 | 013-37711 | Philips Medical Systems Cardiac and Monitoring Syste | M3012A |  | DE83748611 | SW-HVI-OR | MHHS-Southwest |  | Module, Multi-Parameter |  | 013-37711 | 013-37711 | Southwest | MHHS-Southwest | SW-HVI-OR | HVI OR Core | 9/1/19 |  | 9/1/20 |  | MONITORS, PHYSIOLOGIC, VITAL SIGNS | Module, Multi-Parameter | MODULEMULTIPARAMETER-Philips-M3012A | MODULEMULTIPARAMETER | M3012A |  |  |  | Philips | Module, Multi-Parameter |  | MODULEMULTIPARAMETER-Philips-M3012A |  | 12/21/16 |  | MMP-A | Covered PM Repair - Biomedical | MHHS-Southwest | [8 empty] | MODULEMULTIPARAMETER | Module, Multi-Parameter | Philips
NO | YES |  |  |  | 013-37382 | 013-37382 | Philips Medical Systems Cardiac and Monitoring Syste | M3012A |  | DE45271495 | SW-HVI-Preop | MHHS-Southwest |  | Module, Multi-Parameter |  | 013-37382 | 013-37382 | Southwest | MHHS-Southwest | SW-HVI-Preop | Bay 18 | 2/1/20 |  | 2/1/21 |  | MONITORS, PHYSIOLOGIC, VITAL SIGNS | Module, Multi-Parameter | MODULEMULTIPARAMETER-Philips-M3012A | MODULEMULTIPARAMETER | M3012A |  |  |  | Philips | Module, Multi-Parameter |  | MODULEMULTIPARAMETER-Philips-M3012A |  | 12/21/16 |  | MMP-A | Covered PM Repair - Biomedical | MHHS-Southwest | [8 empty] | MODULEMULTIPARAMETER | Module, Multi-Parameter | Philips
NO | YES |  |  |  | 013-37385 | 013-37385 | Philips Medical Systems Cardiac and Monitoring Syste | M3012A |  | DE45271496 | SW-HVI-Preop | MHHS-Southwest |  | Module, Multi-Parameter |  | 013-37385 | 013-37385 | Southwest | MHHS-Southwest | SW-HVI-Preop | Room 19 | 2/1/20 |  | 2/1/21 |  | MONITORS, PHYSIOLOGIC, VITAL SIGNS | Module, Multi-Parameter | MODULEMULTIPARAMETER-Philips-M3012A | MODULEMULTIPARAMETER | M3012A |  |  |  | Philips | Module, Multi-Parameter |  | MODULEMULTIPARAMETER-Philips-M3012A |  | 12/21/16 |  | MMP-A | Covered PM Repair - Biomedical | MHHS-Southwest | [8 empty] | MODULEMULTIPARAMETER | Module, Multi-Parameter | Philips
NO | YES |  |  |  | 013-37388 | 013-37388 | Philips Medical Systems Cardiac and Monitoring Syste | M3012A |  | DE45271488 | SW-HVI-Holding | MHHS-Southwest |  | Module, Multi-Parameter |  | 013-37388 | 013-37388 | Southwest | MHHS-Southwest | SW-HVI-Holding | HVI | 2/1/19 |  | 3/1/21 |  | MONITORS, PHYSIOLOGIC, VITAL SIGNS | Module, Multi-Parameter | MODULEMULTIPARAMETER-Philips-M3012A | MODULEMULTIPARAMETER | M3012A |  |  |  | Philips | Module, Multi-Parameter |  | MODULEMULTIPARAMETER-Philips-M3012A |  | 12/21/16 |  | MMP-A | Covered PM Repair - Biomedical | MHHS-Southwest | [8 empty] | MODULEMULTIPARAMETER | Module, Multi-Parameter | Philips
NO | YES |  |  |  | 013-37391 | 013-37391 | Philips Medical Systems Cardiac and Monitoring Syste | M3012A |  | DE45271494 | SW-HVI-Preop | MHHS-Southwest |  | Module, Multi-Parameter |  | 013-37391 | 013-37391 | Southwest | MHHS-Southwest | SW-HVI-Preop | Rm 21 | 2/1/20 |  | 2/1/21 |  | MONITORS, PHYSIOLOGIC, VITAL SIGNS | Module, Multi-Parameter | MODULEMULTIPARAMETER-Philips-M3012A | MODULEMULTIPARAMETER | M3012A |  |  |  | Philips | Module, Multi-Parameter |  | MODULEMULTIPARAMETER-Philips-M3012A |  | 12/21/16 |  | MMP-A | Covered PM Repair - Biomedical | MHHS-Southwest | [8 empty] | MODULEMULTIPARAMETER | Module, Multi-Parameter | Philips
NO | YES |  |  |  | 013-37394 | 013-37394 | Philips Medical Systems Cardiac and Monitoring Syste | M3012A |  | DE45271490 | SW-HVI-Preop | MHHS-Southwest |  | Module, Multi-Parameter |  | 013-37394 | 013-37394 | Southwest | MHHS-Southwest | SW-HVI-Preop | Bay 22 | 2/1/20 |  | 2/1/21 |  | MONITORS, PHYSIOLOGIC, VITAL SIGNS | Module, Multi-Parameter | MODULEMULTIPARAMETER-Philips-M3012A | MODULEMULTIPARAMETER | M3012A |  |  |  | Philips | Module, Multi-Parameter |  | MODULEMULTIPARAMETER-Philips-M3012A |  | 12/21/16 |  | MMP-A | Covered PM Repair - Biomedical | MHHS-Southwest | [8 empty] | MODULEMULTIPARAMETER | Module, Multi-Parameter | Philips
NO | YES |  |  |  | 013-37400 | 013-37400 | Philips Medical Systems Cardiac and Monitoring Syste | M3012A |  | DE45271489 | SW-HVI-Holding | MHHS-Southwest |  | Module, Multi-Parameter |  | 013-37400 | 013-37400 | Southwest | MHHS-Southwest | SW-HVI-Holding | PACU 24 | 2/1/20 |  | 2/1/21 |  | MONITORS, PHYSIOLOGIC, VITAL SIGNS | Module, Multi-Parameter | MODULEMULTIPARAMETER-Philips-M3012A | MODULEMULTIPARAMETER | M3012A |  |  |  | Philips | Module, Multi-Parameter |  | MODULEMULTIPARAMETER-Philips-M3012A |  | 12/21/16 |  | MMP-A | Covered PM Repair - Biomedical | MHHS-Southwest | [8 empty] | MODULEMULTIPARAMETER | Module, Multi-Parameter | Philips
NO | YES |  |  |  | 013-37403 | 013-37403 | Philips Medical Systems Cardiac and Monitoring Syste | M3012A |  | DE45271491 | SW-HVI-Holding | MHHS-Southwest |  | Module, Multi-Parameter |  | 013-37403 | 013-37403 | Southwest | MHHS-Southwest | SW-HVI-Holding | PACU 25 | 2/1/20 |  | 2/1/21 |  | MONITORS, PHYSIOLOGIC, VITAL SIGNS | Module, Multi-Parameter | MODULEMULTIPARAMETER-Philips-M3012A | MODULEMULTIPARAMETER | M3012A |  |  |  | Philips | Module, Multi-Parameter |  | MODULEMULTIPARAMETER-Philips-M3012A |  | 12/21/16 |  | MMP-A | Covered PM Repair - Biomedical | MHHS-Southwest | [8 empty] | MODULEMULTIPARAMETER | Module, Multi-Parameter | Philips
NO | YES |  |  |  | 013-37406 | 013-37406 | Philips Medical Systems Cardiac and Monitoring Syste | M3012A |  | DE45271503 | SW-HVI-Holding | MHHS-Southwest |  | Module, Multi-Parameter |  | 013-37406 | 013-37406 | Southwest | MHHS-Southwest | SW-HVI-Holding | HVI | 2/1/19 |  |  |  | MONITORS, PHYSIOLOGIC, VITAL SIGNS | Module, Multi-Parameter | MODULEMULTIPARAMETER-Philips-M3012A | MODULEMULTIPARAMETER | M3012A |  |  |  | Philips | Module, Multi-Parameter |  | MODULEMULTIPARAMETER-Philips-M3012A |  | 12/21/16 |  | MMP-A | Covered PM Repair - Biomedical | MHHS-Southwest | [8 empty] | MODULEMULTIPARAMETER | Module, Multi-Parameter | Philips
NO | YES |  |  |  | 013-37409 | 013-37409 | Philips Medical Systems Cardiac and Monitoring Syste | M3012A |  | DE45271497 | SW-HVI-Holding | MHHS-Southwest |  | Module, Multi-Parameter |  | 013-37409 | 013-37409 | Southwest | MHHS-Southwest | SW-HVI-Holding | HVI | 2/1/19 |  |  |  | MONITORS, PHYSIOLOGIC, VITAL SIGNS | Module, Multi-Parameter | MODULEMULTIPARAMETER-Philips-M3012A | MODULEMULTIPARAMETER | M3012A |  |  |  | Philips | Module, Multi-Parameter |  | MODULEMULTIPARAMETER-Philips-M3012A |  | 12/21/16 |  | MMP-A | Covered PM Repair - Biomedical | MHHS-Southwest | [8 empty] | MODULEMULTIPARAMETER | Module, Multi-Parameter | Philips
NO | YES |  |  |  | 013-37415 | 013-37415 | Philips Medical Systems Cardiac and Monitoring Syste | M3012A |  | DE45271493 | SW-HVI-Preop | MHHS-Southwest |  | Module, Multi-Parameter |  | 013-37415 | 013-37415 | Southwest | MHHS-Southwest | SW-HVI-Preop | Isolation Room - 17 | 2/1/20 |  | 2/1/21 |  | MONITORS, PHYSIOLOGIC, VITAL SIGNS | Module, Multi-Parameter | MODULEMULTIPARAMETER-Philips-M3012A | MODULEMULTIPARAMETER | M3012A |  |  |  | Philips | Module, Multi-Parameter |  | MODULEMULTIPARAMETER-Philips-M3012A |  | 12/21/16 |  | MMP-A | Covered PM Repair - Biomedical | MHHS-Southwest | [8 empty] | MODULEMULTIPARAMETER | Module, Multi-Parameter | Philips
NO | YES |  |  |  | 013-34034 | 013-34034 | Philips Medical Systems Cardiac and Monitoring Syste | M3012A |  | DE61424718 | SW-NICU | MHHS-Southwest |  | Module, Multi-Parameter |  | 013-34034 | 013-34034 | Southwest | MHHS-Southwest | SW-NICU | Rm 741 | 9/1/19 |  | 9/1/20 |  | MONITORS, PHYSIOLOGIC, VITAL SIGNS | Module, Multi-Parameter | MODULEMULTIPARAMETER-Philips-M3012A | MODULEMULTIPARAMETER | M3012A |  |  |  | Philips | Module, Multi-Parameter |  | MODULEMULTIPARAMETER-Philips-M3012A |  | 12/21/16 |  | MMP-A | Covered PM Repair - Biomedical | MHHS-Southwest | [8 empty] | MODULEMULTIPARAMETER | Module, Multi-Parameter | Philips
NO | YES |  |  |  | 013-34042 | 013-34042 | Philips Medical Systems Cardiac and Monitoring Syste | M3012A |  | DE61424568 | SW-ICU-Neuro & Stroke | MHHS-Southwest |  | Module, Multi-Parameter |  | 013-34042 | 013-34042 | Southwest | MHHS-Southwest | SW-ICU-Neuro & Stroke | Room H7 - ICU 47 | 9/1/19 |  | 9/1/20 |  | MONITORS, PHYSIOLOGIC, VITAL SIGNS | Module, Multi-Parameter | MODULEMULTIPARAMETER-Philips-M3012A | MODULEMULTIPARAMETER | M3012A |  |  |  | Philips | Module, Multi-Parameter |  | MODULEMULTIPARAMETER-Philips-M3012A |  | 12/21/16 |  | MMP-A | Covered PM Repair - Biomedical | MHHS-Southwest | [8 empty] | MODULEMULTIPARAMETER | Module, Multi-Parameter | Philips
NO | YES |  |  |  | 013-34045 | 013-34045 | Philips Medical Systems Cardiac and Monitoring Syste | M3012A |  | DE61424694 | SW-NICU | MHHS-Southwest |  | Module, Multi-Parameter |  | 013-34045 | 013-34045 | Southwest | MHHS-Southwest | SW-NICU | Rm 42 | 9/1/19 |  | 9/1/20 |  | MONITORS, PHYSIOLOGIC, VITAL SIGNS | Module, Multi-Parameter | MODULEMULTIPARAMETER-Philips-M3012A | MODULEMULTIPARAMETER | M3012A |  |  |  | Philips | Module, Multi-Parameter |  | MODULEMULTIPARAMETER-Philips-M3012A |  | 12/21/16 |  | MMP-A | Covered PM Repair - Biomedical | MHHS-Southwest | [8 empty] | MODULEMULTIPARAMETER | Module, Multi-Parameter | Philips
NO | YES |  |  |  | 013-34073 | 013-34073 | Philips Medical Systems Cardiac and Monitoring Syste | M3012A |  | DE61424266 | SW-ICU-Neuro & Stroke | MHHS-Southwest |  | Module, Multi-Parameter |  | 013-34073 | 013-34073 | Southwest | MHHS-Southwest | SW-ICU-Neuro & Stroke | ICU 43 | 9/1/19 | 9/1/20 |  |  | MONITORS, PHYSIOLOGIC, VITAL SIGNS | Module, Multi-Parameter | MODULEMULTIPARAMETER-Philips-M3012A | MODULEMULTIPARAMETER | M3012A |  |  |  | Philips | Module, Multi-Parameter |  | MODULEMULTIPARAMETER-Philips-M3012A |  | 12/21/16 |  | MMP-A | Covered PM Repair - Biomedical | MHHS-Southwest | [8 empty] | MODULEMULTIPARAMETER | Module, Multi-Parameter | Philips
NO | YES |  |  |  | 013-37619 | 013-37619 | Philips Medical Systems Cardiac and Monitoring Syste | M3012A |  | DE45277329 | SW-OR | MHHS-Southwest |  | Module, Multi-Parameter |  | 013-37619 | 013-37619 | Southwest | MHHS-Southwest | SW-OR | OR19 | 7/1/19 |  | 1/1/20 |  | MONITORS, PHYSIOLOGIC, VITAL SIGNS | Module, Multi-Parameter | MODULEMULTIPARAMETER-Philips-M3012A | MODULEMULTIPARAMETER | M3012A |  |  |  | Philips | Module, Multi-Parameter |  | MODULEMULTIPARAMETER-Philips-M3012A |  | 12/21/16 |  | MMP-A | Covered PM Repair - Biomedical | MHHS-Southwest | [8 empty] | MODULEMULTIPARAMETER | Module, Multi-Parameter | Philips
NO | YES |  |  |  | 013-37622 | 013-37622 | Philips Medical Systems Cardiac and Monitoring Syste | M3012A |  | DE45277330 | SW-OR | MHHS-Southwest |  | Module, Multi-Parameter |  | 013-37622 | 013-37622 | Southwest | MHHS-Southwest | SW-OR | OR19 | 12/1/19 |  | 12/1/20 |  | MONITORS, PHYSIOLOGIC, VITAL SIGNS | Module, Multi-Parameter | MODULEMULTIPARAMETER-Philips-M3012A | MODULEMULTIPARAMETER | M3012A |  |  |  | Philips | Module, Multi-Parameter |  | MODULEMULTIPARAMETER-Philips-M3012A |  | 12/21/16 |  | MMP-A | Covered PM Repair - Biomedical | MHHS-Southwest | [8 empty] | MODULEMULTIPARAMETER | Module, Multi-Parameter | Philips
NO | YES |  |  |  | 129-05644 | 129-05644 | Philips Medical Systems Cardiac and Monitoring Syste | M3012A |  | DE83761358 | OR | MHHS-Sugarland |  | Module, Multi-Parameter |  | 129-05644 | 129-05644 | Sugar Land | Memorial Hermann Sugar Land Hospital | OR | Anesthesia work room | 7/1/19 |  | 7/1/20 |  | MONITORS, PHYSIOLOGIC, VITAL SIGNS | Module, Multi-Parameter | MODULEMULTIPARAMETER-Philips-M3012A | MODULEMULTIPARAMETER | M3012A |  |  |  | Philips | Module, Multi-Parameter |  | MODULEMULTIPARAMETER-Philips-M3012A |  | 9/22/16 |  | MMP-A | Covered PM Repair - Biomedical | MHHS-Sugarland | [8 empty] | MODULEMULTIPARAMETER | Module, Multi-Parameter | Philips
YES | YES |  |  |  | 013-37353 | 013-37353 | Philips Medical Systems Cardiac and Monitoring Syste | M3012A |  |  | CVICU |  |  |  |  | 013-37353 | 013-37353 | Southwest | Memorial Hermann Southwest Hospital | CVICU | CVICU | [6 empty] | MODULEMULTIPARAMETER-Philips-M3012A
NO | YES |  |  |  | 041-32515 | 041-32515 | Philips Medical Systems Cardiac and Monitoring Syste | M3012A |  | DE45270492 | Memorial City - Orthopedics Surgery |  |  |  |  | 041-32515 | 041-32515 | West | Memorial City - Memorial Hermann Hospital | Memorial City - Orthopedics Surgery | Anesthesia Workroom |  |  |  |  | MONITORS, PHYSIOLOGIC, VITAL SIGNS
NO | NO |  |  |  | 151-02002 |  | Philips Medical Systems Cardiac and Monitoring Syste | M3012A |  | DE45280096 | CY - OR | MHHS-Cypress |  | Module, Multi-Parameter |  | 151-02002 |  | Northwest & Cypress |  | CY - OR | [5 empty] | MONITORS, PHYSIOLOGIC, VITAL SIGNS |  | MODULEMULTIPARAMETER-Philips-M3012A | MODULEMULTIPARAMETER | M3012A |  |  |  | Philips | Module, Multi-Parameter |  | MODULEMULTIPARAMETER-Philips-M3012A |  |  |  |  | Covered PM Repair - Biomedical | MHHS-Cypress
NO | NO |  |  |  | 009-06593 |  | Philips Medical Systems Cardiac and Monitoring Syste | M3012A |  | DE34704895 | GH - CV ICU | MHHS-Greater Heights |  | Module, Multi-Parameter |  | 009-06593 |  | Central & Greater Heights |  | GH - CV ICU | [5 empty] | MONITORS, PHYSIOLOGIC, VITAL SIGNS |  | MODULEMULTIPARAMETER-Philips-M3012A | MODULEMULTIPARAMETER | M3012A |  |  |  | Philips | Module, Multi-Parameter |  | MODULEMULTIPARAMETER-Philips-M3012A |  |  |  |  | Not Covered Vendor Only - Biomedical | MHHS-Greater Heights
NO | NO |  |  |  | 009-09739 |  | Philips Medical Systems Cardiac and Monitoring Syste | M3012A |  | DE34704900 | GH - CV ICU | MHHS-Greater Heights |  | Module, Multi-Parameter |  | 009-09739 |  | Central & Greater Heights |  | GH - CV ICU | [5 empty] | MONITORS, PHYSIOLOGIC, VITAL SIGNS |  | MODULEMULTIPARAMETER-Philips-M3012A | MODULEMULTIPARAMETER | M3012A |  |  |  | Philips | Module, Multi-Parameter |  | MODULEMULTIPARAMETER-Philips-M3012A |  |  |  |  | Covered PM Repair - Biomedical | MHHS-Greater Heights
NO | NO |  |  |  | 133-09586 |  | Philips Medical Systems Cardiac and Monitoring Syste | M3012A |  | DE83753499 | KATY - ICU | MHHS-Katy |  | Module, Multi-Parameter |  | 133-09586 |  | Katy |  | KATY - ICU | [5 empty] | MONITORS, PHYSIOLOGIC, VITAL SIGNS |  | MODULEMULTIPARAMETER-Philips-M3012A | MODULEMULTIPARAMETER | M3012A |  |  |  | Philips | Module, Multi-Parameter |  | MODULEMULTIPARAMETER-Philips-M3012A |  |  |  |  | Clinical Miscellaneous | MHHS-Katy
NO | NO | [5 empty] | Philips Medical Systems Cardiac and Monitoring Syste | M3012A |  | DE83728921 | MEMORIAL CITY - MOR | MHHS-Mem City |  | Module, Multi-Parameter |  |  |  | West & Memorial City |  | MEMORIAL CITY - MOR | [5 empty] | MONITORS, PHYSIOLOGIC, VITAL SIGNS |  | MODULEMULTIPARAMETER-Philips-M3012A | MODULEMULTIPARAMETER | M3012A |  |  |  | Philips | Module, Multi-Parameter |  | MODULEMULTIPARAMETER-Philips-M3012A |  |  |  |  | Covered PM Repair - Biomedical | MHHS-Mem City
NO | NO |  |  |  | 041-20110 |  | Philips Medical Systems Cardiac and Monitoring Syste | M3012A |  | DE45272825 | MEMORIAL CITY - MOR RECOVERY | MHHS-Mem City |  | Module, Multi-Parameter |  | 041-20110 |  | West & Memorial City |  | MEMORIAL CITY - MOR RECOVERY | [5 empty] | MONITORS, PHYSIOLOGIC, VITAL SIGNS |  | MODULEMULTIPARAMETER-Philips-M3012A | MODULEMULTIPARAMETER | M3012A |  |  |  | Philips | Module, Multi-Parameter |  | MODULEMULTIPARAMETER-Philips-M3012A |  |  |  |  | Clinical Miscellaneous | MHHS-Mem City
NO | NO |  |  |  | 041-20113 |  | Philips Medical Systems Cardiac and Monitoring Syste | M3012A |  | DE45272818 | MEMORIAL CITY - MOR RECOVERY | MHHS-Mem City |  | Module, Multi-Parameter |  | 041-20113 |  | West & Memorial City |  | MEMORIAL CITY - MOR RECOVERY | [5 empty] | MONITORS, PHYSIOLOGIC, VITAL SIGNS |  | MODULEMULTIPARAMETER-Philips-M3012A | MODULEMULTIPARAMETER | M3012A |  |  |  | Philips | Module, Multi-Parameter |  | MODULEMULTIPARAMETER-Philips-M3012A |  |  |  |  | Clinical Miscellaneous | MHHS-Mem City
NO | NO |  |  |  | 041-20116 |  | Philips Medical Systems Cardiac and Monitoring Syste | M3012A |  | DE45272823 | MEMORIAL CITY - MOR RECOVERY | MHHS-Mem City |  | Module, Multi-Parameter |  | 041-20116 |  | West & Memorial City |  | MEMORIAL CITY - MOR RECOVERY | [5 empty] | MONITORS, PHYSIOLOGIC, VITAL SIGNS |  | MODULEMULTIPARAMETER-Philips-M3012A | MODULEMULTIPARAMETER | M3012A |  |  |  | Philips | Module, Multi-Parameter |  | MODULEMULTIPARAMETER-Philips-M3012A |  |  |  |  | Clinical Miscellaneous | MHHS-Mem City
NO | NO |  |  |  | 041-20119 |  | Philips Medical Systems Cardiac and Monitoring Syste | M3012A |  | DE45272826 | MEMORIAL CITY - MOR RECOVERY | MHHS-Mem City |  | Module, Multi-Parameter |  | 041-20119 |  | West & Memorial City |  | MEMORIAL CITY - MOR RECOVERY | [5 empty] | MONITORS, PHYSIOLOGIC, VITAL SIGNS |  | MODULEMULTIPARAMETER-Philips-M3012A | MODULEMULTIPARAMETER | M3012A |  |  |  | Philips | Module, Multi-Parameter |  | MODULEMULTIPARAMETER-Philips-M3012A |  |  |  |  | Clinical Miscellaneous | MHHS-Mem City
NO | NO |  |  |  | 041-20122 |  | Philips Medical Systems Cardiac and Monitoring Syste | M3012A |  | DE45272829 | MEMORIAL CITY - MOR RECOVERY | MHHS-Mem City |  | Module, Multi-Parameter |  | 041-20122 |  | West & Memorial City |  | MEMORIAL CITY - MOR RECOVERY | [5 empty] | MONITORS, PHYSIOLOGIC, VITAL SIGNS |  | MODULEMULTIPARAMETER-Philips-M3012A | MODULEMULTIPARAMETER | M3012A |  |  |  | Philips | Module, Multi-Parameter |  | MODULEMULTIPARAMETER-Philips-M3012A |  |  |  |  | Clinical Miscellaneous | MHHS-Mem City
NO | NO |  |  |  | 041-20125 |  | Philips Medical Systems Cardiac and Monitoring Syste | M3012A |  | DE45272822 | MEMORIAL CITY - MOR RECOVERY | MHHS-Mem City |  | Module, Multi-Parameter |  | 041-20125 |  | West & Memorial City |  | MEMORIAL CITY - MOR RECOVERY | [5 empty] | MONITORS, PHYSIOLOGIC, VITAL SIGNS |  | MODULEMULTIPARAMETER-Philips-M3012A | MODULEMULTIPARAMETER | M3012A |  |  |  | Philips | Module, Multi-Parameter |  | MODULEMULTIPARAMETER-Philips-M3012A |  |  |  |  | No Coverage Specified | MHHS-Mem City
NO | NO |  |  |  | 041-20130 |  | Philips Medical Systems Cardiac and Monitoring Syste | M3012A |  | DE45272821 | MEMORIAL CITY - MOR RECOVERY | MHHS-Mem City |  | Module, Multi-Parameter |  | 041-20130 |  | West & Memorial City |  | MEMORIAL CITY - MOR RECOVERY | [5 empty] | MONITORS, PHYSIOLOGIC, VITAL SIGNS |  | MODULEMULTIPARAMETER-Philips-M3012A | MODULEMULTIPARAMETER | M3012A |  |  |  | Philips | Module, Multi-Parameter |  | MODULEMULTIPARAMETER-Philips-M3012A |  |  |  |  | No Coverage Specified | MHHS-Mem City
NO | NO |  |  |  | 041-20133 |  | Philips Medical Systems Cardiac and Monitoring Syste | M3012A |  | DE45272573 | MEMORIAL CITY - MOR RECOVERY | MHHS-Mem City |  | Module, Multi-Parameter |  | 041-20133 |  | West & Memorial City |  | MEMORIAL CITY - MOR RECOVERY | [5 empty] | MONITORS, PHYSIOLOGIC, VITAL SIGNS |  | MODULEMULTIPARAMETER-Philips-M3012A | MODULEMULTIPARAMETER | M3012A |  |  |  | Philips | Module, Multi-Parameter |  | MODULEMULTIPARAMETER-Philips-M3012A |  |  |  |  | No Coverage Specified | MHHS-Mem City
NO | NO |  |  |  | 145-00139 |  | Philips Medical Systems Cardiac and Monitoring Syste | M3012A |  | DE45271705 | PEARLAND - ICU/IMCU | MHHS-Pearland Hospital |  | Module, Multi-Parameter |  | 145-00139 |  | Pearland |  | PEARLAND - ICU/IMCU | [5 empty] | MONITORS, PHYSIOLOGIC, VITAL SIGNS |  | MODULEMULTIPARAMETER-Philips-M3012A | MODULEMULTIPARAMETER | M3012A |  |  |  | Philips | Module, Multi-Parameter |  | MODULEMULTIPARAMETER-Philips-M3012A |  |  |  |  | Covered PM Repair - Biomedical | MHHS-Pearland Hospital
NO | NO |  |  |  | 145-00726 |  | Philips Medical Systems Cardiac and Monitoring Syste | M3012A |  | DE45271664 | PEARLAND - ICU/IMCU | MHHS-Pearland Hospital |  | Module, Multi-Parameter |  | 145-00726 |  | Pearland |  | PEARLAND - ICU/IMCU | [5 empty] | MONITORS, PHYSIOLOGIC, VITAL SIGNS |  | MODULEMULTIPARAMETER-Philips-M3012A | MODULEMULTIPARAMETER | M3012A |  |  |  | Philips | Module, Multi-Parameter |  | MODULEMULTIPARAMETER-Philips-M3012A |  |  |  |  | Covered PM Repair - Biomedical | MHHS-Pearland Hospital
NO | NO |  |  |  | 145-00727 |  | Philips Medical Systems Cardiac and Monitoring Syste | M3012A |  | DE45271697 | PEARLAND - ICU/IMCU | MHHS-Pearland Hospital |  | Module, Multi-Parameter |  | 145-00727 |  | Pearland |  | PEARLAND - ICU/IMCU | [5 empty] | MONITORS, PHYSIOLOGIC, VITAL SIGNS |  | MODULEMULTIPARAMETER-Philips-M3012A | MODULEMULTIPARAMETER | M3012A |  |  |  | Philips | Module, Multi-Parameter |  | MODULEMULTIPARAMETER-Philips-M3012A |  |  |  |  | Covered PM Repair - Biomedical | MHHS-Pearland Hospital
NO | NO |  |  |  | 145-00728 |  | Philips Medical Systems Cardiac and Monitoring Syste | M3012A |  | DE45271713 | PEARLAND - ICU/IMCU | MHHS-Pearland Hospital |  | Module, Multi-Parameter |  | 145-00728 |  | Pearland |  | PEARLAND - ICU/IMCU | [5 empty] | MONITORS, PHYSIOLOGIC, VITAL SIGNS |  | MODULEMULTIPARAMETER-Philips-M3012A | MODULEMULTIPARAMETER | M3012A |  |  |  | Philips | Module, Multi-Parameter |  | MODULEMULTIPARAMETER-Philips-M3012A |  |  |  |  | Covered PM Repair - Biomedical | MHHS-Pearland Hospital
NO | NO |  |  |  | 145-00729 |  | Philips Medical Systems Cardiac and Monitoring Syste | M3012A |  | DE45271714 | PEARLAND - ICU/IMCU | MHHS-Pearland Hospital |  | Module, Multi-Parameter |  | 145-00729 |  | Pearland |  | PEARLAND - ICU/IMCU | [5 empty] | MONITORS, PHYSIOLOGIC, VITAL SIGNS |  | MODULEMULTIPARAMETER-Philips-M3012A | MODULEMULTIPARAMETER | M3012A |  |  |  | Philips | Module, Multi-Parameter |  | MODULEMULTIPARAMETER-Philips-M3012A |  |  |  |  | Covered PM Repair - Biomedical | MHHS-Pearland Hospital
NO | NO |  |  |  | 145-00730 |  | Philips Medical Systems Cardiac and Monitoring Syste | M3012A |  | DE45271712 | PEARLAND - ICU/IMCU | MHHS-Pearland Hospital |  | Module, Multi-Parameter |  | 145-00730 |  | Pearland |  | PEARLAND - ICU/IMCU | [5 empty] | MONITORS, PHYSIOLOGIC, VITAL SIGNS |  | MODULEMULTIPARAMETER-Philips-M3012A | MODULEMULTIPARAMETER | M3012A |  |  |  | Philips | Module, Multi-Parameter |  | MODULEMULTIPARAMETER-Philips-M3012A |  |  |  |  | Covered PM Repair - Biomedical | MHHS-Pearland Hospital
NO | NO |  |  |  | 005-33816 |  | Philips Medical Systems Cardiac and Monitoring Syste | M3012A |  | DE61405478 | SE - ICU - CVICU | MHHS-Southeast |  | Module, Multi-Parameter |  | 005-33816 |  | Southeast & Bay Area |  | SE - ICU - CVICU | [5 empty] | MONITORS, PHYSIOLOGIC, VITAL SIGNS |  | MODULEMULTIPARAMETER-Philips-M3012A | MODULEMULTIPARAMETER | M3012A |  |  |  | Philips | Module, Multi-Parameter |  | MODULEMULTIPARAMETER-Philips-M3012A |  |  |  |  | No Coverage Specified | MHHS-Southeast
NO | NO |  |  |  | 005-33817 |  | Philips Medical Systems Cardiac and Monitoring Syste | M3012A |  | DE61405482 | SE - ICU - CVICU | MHHS-Southeast |  | Module, Multi-Parameter |  | 005-33817 |  | Southeast & Bay Area |  | SE - ICU - CVICU | [5 empty] | MONITORS, PHYSIOLOGIC, VITAL SIGNS |  | MODULEMULTIPARAMETER-Philips-M3012A | MODULEMULTIPARAMETER | M3012A |  |  |  | Philips | Module, Multi-Parameter |  | MODULEMULTIPARAMETER-Philips-M3012A |  |  |  |  | No Coverage Specified | MHHS-Southeast
NO | NO |  |  |  | 005-33821 |  | Philips Medical Systems Cardiac and Monitoring Syste | M3012A |  | DE61405511 | SE - ICU - CVICU | MHHS-Southeast |  | Module, Multi-Parameter |  | 005-33821 |  | Southeast & Bay Area |  | SE - ICU - CVICU | [5 empty] | MONITORS, PHYSIOLOGIC, VITAL SIGNS |  | MODULEMULTIPARAMETER-Philips-M3012A | MODULEMULTIPARAMETER | M3012A |  |  |  | Philips | Module, Multi-Parameter |  | MODULEMULTIPARAMETER-Philips-M3012A |  |  |  |  | No Coverage Specified | MHHS-Southeast
NO | NO |  |  |  | 005-33823 |  | Philips Medical Systems Cardiac and Monitoring Syste | M3012A |  | DE61405502 | SE - ICU - CVICU | MHHS-Southeast |  | Module, Multi-Parameter |  | 005-33823 |  | Southeast & Bay Area |  | SE - ICU - CVICU | [5 empty] | MONITORS, PHYSIOLOGIC, VITAL SIGNS |  | MODULEMULTIPARAMETER-Philips-M3012A | MODULEMULTIPARAMETER | M3012A |  |  |  | Philips | Module, Multi-Parameter |  | MODULEMULTIPARAMETER-Philips-M3012A |  |  |  |  | No Coverage Specified | MHHS-Southeast
NO | NO |  |  |  | 005-33826 |  | Philips Medical Systems Cardiac and Monitoring Syste | M3012A |  | DE61405497 | SE - ICU - CVICU | MHHS-Southeast |  | Module, Multi-Parameter |  | 005-33826 |  | Southeast & Bay Area |  | SE - ICU - CVICU | [5 empty] | MONITORS, PHYSIOLOGIC, VITAL SIGNS |  | MODULEMULTIPARAMETER-Philips-M3012A | MODULEMULTIPARAMETER | M3012A |  |  |  | Philips | Module, Multi-Parameter |  | MODULEMULTIPARAMETER-Philips-M3012A |  |  |  |  | No Coverage Specified | MHHS-Southeast
NO | NO |  |  |  | 005-33830 |  | Philips Medical Systems Cardiac and Monitoring Syste | M3012A |  | DE61405485 | SE - ICU - CVICU | MHHS-Southeast |  | Module, Multi-Parameter |  | 005-33830 |  | Southeast & Bay Area |  | SE - ICU - CVICU | [5 empty] | MONITORS, PHYSIOLOGIC, VITAL SIGNS |  | MODULEMULTIPARAMETER-Philips-M3012A | MODULEMULTIPARAMETER | M3012A |  |  |  | Philips | Module, Multi-Parameter |  | MODULEMULTIPARAMETER-Philips-M3012A |  |  |  |  | No Coverage Specified | MHHS-Southeast
NO | NO |  |  |  | 005-33378 |  | Philips Medical Systems Cardiac and Monitoring Syste | M3012A |  | DE45285312 | SE - OR | MHHS-Southeast |  | Module, Multi-Parameter |  | 005-33378 |  | Southeast & Bay Area |  | SE - OR | [5 empty] | MONITORS, PHYSIOLOGIC, VITAL SIGNS |  | MODULEMULTIPARAMETER-Philips-M3012A | MODULEMULTIPARAMETER | M3012A |  |  |  | Philips | Module, Multi-Parameter |  | MODULEMULTIPARAMETER-Philips-M3012A |  |  |  |  | No Coverage Specified | MHHS-Southeast
NO | NO |  |  |  | 005-33379 |  | Philips Medical Systems Cardiac and Monitoring Syste | M3012A |  | DE45285305 | SE - OR | MHHS-Southeast |  | Module, Multi-Parameter |  | 005-33379 |  | Southeast & Bay Area |  | SE - OR | [5 empty] | MONITORS, PHYSIOLOGIC, VITAL SIGNS |  | MODULEMULTIPARAMETER-Philips-M3012A | MODULEMULTIPARAMETER | M3012A |  |  |  | Philips | Module, Multi-Parameter |  | MODULEMULTIPARAMETER-Philips-M3012A |  |  |  |  | No Coverage Specified | MHHS-Southeast
NO | NO |  |  |  | 005-33380 |  | Philips Medical Systems Cardiac and Monitoring Syste | M3012A |  | DE45285307 | SE - OR | MHHS-Southeast |  | Module, Multi-Parameter |  | 005-33380 |  | Southeast & Bay Area |  | SE - OR | [5 empty] | MONITORS, PHYSIOLOGIC, VITAL SIGNS |  | MODULEMULTIPARAMETER-Philips-M3012A | MODULEMULTIPARAMETER | M3012A |  |  |  | Philips | Module, Multi-Parameter |  | MODULEMULTIPARAMETER-Philips-M3012A |  |  |  |  | No Coverage Specified | MHHS-Southeast
NO | NO |  |  |  | 005-33381 |  | Philips Medical Systems Cardiac and Monitoring Syste | M3012A |  | DE45285313 | SE - OR | MHHS-Southeast |  | Module, Multi-Parameter |  | 005-33381 |  | Southeast & Bay Area |  | SE - OR | [5 empty] | MONITORS, PHYSIOLOGIC, VITAL SIGNS |  | MODULEMULTIPARAMETER-Philips-M3012A | MODULEMULTIPARAMETER | M3012A |  |  |  | Philips | Module, Multi-Parameter |  | MODULEMULTIPARAMETER-Philips-M3012A |  |  |  |  | No Coverage Specified | MHHS-Southeast
NO | NO |  |  |  | 013-11971 |  | Philips Medical Systems Cardiac and Monitoring Syste | M3012A |  | DE34707868 | SW - ENDOSCOPY | MHHS-Southwest |  | Module, Multi-Parameter |  | 013-11971 |  | Southwest |  | SW - ENDOSCOPY | [5 empty] | MONITORS, PHYSIOLOGIC, VITAL SIGNS |  | MODULEMULTIPARAMETER-Philips-M3012A | MODULEMULTIPARAMETER | M3012A |  |  |  | Philips | Module, Multi-Parameter |  | MODULEMULTIPARAMETER-Philips-M3012A |  |  |  |  | Clinical Miscellaneous | MHHS-Southwest
NO | NO |  |  |  | 013-37344 |  | Philips Medical Systems Cardiac and Monitoring Syste | M3012A |  | DE12347753 | SW - HVI - CV ICU | MHHS-Southwest |  | Module, Multi-Parameter |  | 013-37344 |  | Southwest |  | SW - HVI - CV ICU | [5 empty] | MONITORS, PHYSIOLOGIC, VITAL SIGNS |  | MODULEMULTIPARAMETER-Philips-M3012A | MODULEMULTIPARAMETER | M3012A |  |  |  | Philips | Module, Multi-Parameter |  | MODULEMULTIPARAMETER-Philips-M3012A |  |  |  |  | Clinical Miscellaneous | MHHS-Southwest
NO | NO |  |  |  | 013-37361 |  | Philips Medical Systems Cardiac and Monitoring Syste | M3012A |  | DE12347798 | SW - HVI - CV ICU | MHHS-Southwest |  | Module, Multi-Parameter |  | 013-37361 |  | Southwest |  | SW - HVI - CV ICU | [5 empty] | MONITORS, PHYSIOLOGIC, VITAL SIGNS |  | MODULEMULTIPARAMETER-Philips-M3012A | MODULEMULTIPARAMETER | M3012A |  |  |  | Philips | Module, Multi-Parameter |  | MODULEMULTIPARAMETER-Philips-M3012A |  |  |  |  | Covered PM Repair - Biomedical | MHHS-Southwest
NO | NO |  |  |  | 013-37376 |  | Philips Medical Systems Cardiac and Monitoring Syste | M3012A |  | DE45270805 | SW - HVI - CV ICU | MHHS-Southwest |  | Module, Multi-Parameter |  | 013-37376 |  | Southwest |  | SW - HVI - CV ICU | [5 empty] | MONITORS, PHYSIOLOGIC, VITAL SIGNS |  | MODULEMULTIPARAMETER-Philips-M3012A | MODULEMULTIPARAMETER | M3012A |  |  |  | Philips | Module, Multi-Parameter |  | MODULEMULTIPARAMETER-Philips-M3012A |  |  |  |  | Covered PM Repair - Biomedical | MHHS-Southwest
NO | NO |  |  |  | 013-37398 |  | Philips Medical Systems Cardiac and Monitoring Syste | M3012A |  | DE45271498 | SW - HVI - PREOP | MHHS-Southwest |  | Module, Multi-Parameter |  | 013-37398 |  | Southwest |  | SW - HVI - PREOP | [5 empty] | MONITORS, PHYSIOLOGIC, VITAL SIGNS |  | MODULEMULTIPARAMETER-Philips-M3012A | MODULEMULTIPARAMETER | M3012A |  |  |  | Philips | Module, Multi-Parameter |  | MODULEMULTIPARAMETER-Philips-M3012A |  |  |  |  | Covered PM Repair - Biomedical | MHHS-Southwest
NO | NO |  |  |  | 013-37412 |  | Philips Medical Systems Cardiac and Monitoring Syste | M3012A |  | DE45271492 | SW - HVI - PREOP | MHHS-Southwest |  | Module, Multi-Parameter |  | 013-37412 |  | Southwest |  | SW - HVI - PREOP | [5 empty] | MONITORS, PHYSIOLOGIC, VITAL SIGNS |  | MODULEMULTIPARAMETER-Philips-M3012A | MODULEMULTIPARAMETER | M3012A |  |  |  | Philips | Module, Multi-Parameter |  | MODULEMULTIPARAMETER-Philips-M3012A |  |  |  |  | Covered PM Repair - Biomedical | MHHS-Southwest
NO | NO |  |  |  | 013-37373 |  | Philips Medical Systems Cardiac and Monitoring Syste | M3012A |  | DE45270623 | SW - ICU - CCU | MHHS-Southwest |  | Module, Multi-Parameter |  | 013-37373 |  | Southwest |  | SW - ICU - CCU | [5 empty] | MONITORS, PHYSIOLOGIC, VITAL SIGNS |  | MODULEMULTIPARAMETER-Philips-M3012A | MODULEMULTIPARAMETER | M3012A |  |  |  | Philips | Module, Multi-Parameter |  | MODULEMULTIPARAMETER-Philips-M3012A |  |  |  |  | Covered PM Repair - Biomedical | MHHS-Southwest
NO | NO |  |  |  | 013-34038 |  | Philips Medical Systems Cardiac and Monitoring Syste | M3012A |  | DE61424554 | SW - ICU - NEURO & STROKE | MHHS-Southwest |  | Module, Multi-Parameter |  | 013-34038 |  | Southwest |  | SW - ICU - NEURO & STROKE | [5 empty] | MONITORS, PHYSIOLOGIC, VITAL SIGNS |  | MODULEMULTIPARAMETER-Philips-M3012A | MODULEMULTIPARAMETER | M3012A |  |  |  | Philips | Module, Multi-Parameter |  | MODULEMULTIPARAMETER-Philips-M3012A |  |  |  |  | Covered PM Repair - Biomedical | MHHS-Southwest
NO | NO |  |  |  | 013-34051 |  | Philips Medical Systems Cardiac and Monitoring Syste | M3012A |  | DE61424723 | SW - ICU - NEURO & STROKE | MHHS-Southwest |  | Module, Multi-Parameter |  | 013-34051 |  | Southwest |  | SW - ICU - NEURO & STROKE | [5 empty] | MONITORS, PHYSIOLOGIC, VITAL SIGNS |  | MODULEMULTIPARAMETER-Philips-M3012A | MODULEMULTIPARAMETER | M3012A |  |  |  | Philips | Module, Multi-Parameter |  | MODULEMULTIPARAMETER-Philips-M3012A |  |  |  |  | Covered PM Repair - Biomedical | MHHS-Southwest
NO | NO | [5 empty] | Philips Medical Systems Cardiac and Monitoring Syste | M3012A |  | DE34701051 | TMC - CHILDRENS - PICU (9HP) | MHHS-TMC |  | Module, Multi-Parameter |  |  |  | TMC |  | TMC - CHILDRENS - PICU (9HP) | [5 empty] | MONITORS, PHYSIOLOGIC, VITAL SIGNS |  | MODULEMULTIPARAMETER-Philips-M3012A | MODULEMULTIPARAMETER | M3012A |  |  |  | Philips | Module, Multi-Parameter |  | MODULEMULTIPARAMETER-Philips-M3012A |  |  |  |  | Covered PM Repair - Biomedical | MHHS-TMC
NO | NO | [5 empty] | Philips Medical Systems Cardiac and Monitoring Syste | M3012A |  | DE34701003 | TMC - CHILDRENS - PICU (9HP) | MHHS-TMC |  | Module, Multi-Parameter |  |  |  | TMC |  | TMC - CHILDRENS - PICU (9HP) | [5 empty] | MONITORS, PHYSIOLOGIC, VITAL SIGNS |  | MODULEMULTIPARAMETER-Philips-M3012A | MODULEMULTIPARAMETER | M3012A |  |  |  | Philips | Module, Multi-Parameter |  | MODULEMULTIPARAMETER-Philips-M3012A |  |  |  |  | Clinical Miscellaneous | MHHS-TMC
NO | NO | [5 empty] | Philips Medical Systems Cardiac and Monitoring Syste | M3012A |  | DE43514623 | TMC - CHILDRENS - PICU (9HP) | MHHS-TMC |  | Module, Multi-Parameter |  |  |  | TMC |  | TMC - CHILDRENS - PICU (9HP) | [5 empty] | MONITORS, PHYSIOLOGIC, VITAL SIGNS |  | MODULEMULTIPARAMETER-Philips-M3012A | MODULEMULTIPARAMETER | M3012A |  |  |  | Philips | Module, Multi-Parameter |  | MODULEMULTIPARAMETER-Philips-M3012A |  |  |  |  | Clinical Miscellaneous | MHHS-TMC
NO | NO | [5 empty] | Philips Medical Systems Cardiac and Monitoring Syste | M3012A |  | DE34704602 | TMC - CHILDRENS - PICU (9HP) | MHHS-TMC |  | Module, Multi-Parameter |  |  |  | TMC |  | TMC - CHILDRENS - PICU (9HP) | [5 empty] | MONITORS, PHYSIOLOGIC, VITAL SIGNS |  | MODULEMULTIPARAMETER-Philips-M3012A | MODULEMULTIPARAMETER | M3012A |  |  |  | Philips | Module, Multi-Parameter |  | MODULEMULTIPARAMETER-Philips-M3012A |  |  |  |  | Clinical Miscellaneous | MHHS-TMC
NO | NO | [5 empty] | Philips Medical Systems Cardiac and Monitoring Syste | M3012A |  | DE34701052 | TMC - CHILDRENS - PICU (9HP) | MHHS-TMC |  | Module, Multi-Parameter |  |  |  | TMC |  | TMC - CHILDRENS - PICU (9HP) | [5 empty] | MONITORS, PHYSIOLOGIC, VITAL SIGNS |  | MODULEMULTIPARAMETER-Philips-M3012A | MODULEMULTIPARAMETER | M3012A |  |  |  | Philips | Module, Multi-Parameter |  | MODULEMULTIPARAMETER-Philips-M3012A |  |  |  |  | Clinical Miscellaneous | MHHS-TMC
NO | NO | [5 empty] | Philips Medical Systems Cardiac and Monitoring Syste | M3012A |  | DE43514618 | TMC - CHILDRENS - PICU (9HP) | MHHS-TMC |  | Module, Multi-Parameter |  |  |  | TMC |  | TMC - CHILDRENS - PICU (9HP) | [5 empty] | MONITORS, PHYSIOLOGIC, VITAL SIGNS |  | MODULEMULTIPARAMETER-Philips-M3012A | MODULEMULTIPARAMETER | M3012A |  |  |  | Philips | Module, Multi-Parameter |  | MODULEMULTIPARAMETER-Philips-M3012A |  |  |  |  | Clinical Miscellaneous | MHHS-TMC
NO | NO | [5 empty] | Philips Medical Systems Cardiac and Monitoring Syste | M3012A |  | DE34702419 | TMC - CHILDRENS - PICU (9HP) | MHHS-TMC |  | Module, Multi-Parameter |  |  |  | TMC |  | TMC - CHILDRENS - PICU (9HP) | [5 empty] | MONITORS, PHYSIOLOGIC, VITAL SIGNS |  | MODULEMULTIPARAMETER-Philips-M3012A | MODULEMULTIPARAMETER | M3012A |  |  |  | Philips | Module, Multi-Parameter |  | MODULEMULTIPARAMETER-Philips-M3012A |  |  |  |  | Covered PM Repair - Biomedical | MHHS-TMC
NO | NO | [5 empty] | Philips Medical Systems Cardiac and Monitoring Syste | M3012A |  | DE34701141 | TMC - CHILDRENS - PICU (9HP) | MHHS-TMC |  | Module, Multi-Parameter |  |  |  | TMC |  | TMC - CHILDRENS - PICU (9HP) | [5 empty] | MONITORS, PHYSIOLOGIC, VITAL SIGNS |  | MODULEMULTIPARAMETER-Philips-M3012A | MODULEMULTIPARAMETER | M3012A |  |  |  | Philips | Module, Multi-Parameter |  | MODULEMULTIPARAMETER-Philips-M3012A |  |  |  |  | Clinical Miscellaneous | MHHS-TMC
NO | YES |  |  |  | 151-01687 | 151-01687 | Philips Medical Systems Cardiac and Monitoring Syste | M3015A |  | DE455A5584 | CY-OR | MHHS-Cypress |  | Module, End Tidal CO2 |  | 151-01687 | 151-01687 | Northwest | MHHS-Cypress | CY-OR | Endoscopy | 11/1/19 | 11/1/20 |  |  | MONITORS, BEDSIDE, RESPIRATION, EXHALED CARBON DIO | Module, End Tidal CO2 | MODULEENDTIDALCO2-Philips-M3015A | MODULEENDTIDALCO2 | M3015A |  |  |  | Philips | Module, End Tidal CO2 |  | MODULEENDTIDALCO2-Philips-M3015A |  | 2/26/19 |  | MOETC-A | Covered PM Repair - Biomedical | MHHS-Cypress | [8 empty] | MODULEENDTIDALCO2 | Module, End Tidal CO2 | Philips
NO | YES |  |  |  | 151-01691 | 151-01691 | Philips Medical Systems Cardiac and Monitoring Syste | M3015A |  | DE455A5591 | CY-Endoscopy | MHHS-Cypress |  | Module, End Tidal CO2 |  | 151-01691 | 151-01691 | Northwest | MHHS-Cypress | CY-Endoscopy | Endo 2 | 11/1/19 | 11/1/20 |  |  | MONITORS, BEDSIDE, RESPIRATION, EXHALED CARBON DIO | Module, End Tidal CO2 | MODULEENDTIDALCO2-Philips-M3015A | MODULEENDTIDALCO2 | M3015A |  |  |  | Philips | Module, End Tidal CO2 |  | MODULEENDTIDALCO2-Philips-M3015A |  | 2/26/19 |  | MOETC-A | Covered PM Repair - Biomedical | MHHS-Cypress | [8 empty] | MODULEENDTIDALCO2 | Module, End Tidal CO2 | Philips
NO | YES |  |  |  | 151-01247 | 151-01247 | Philips Medical Systems Cardiac and Monitoring Syste | M3015A |  | DE455A5408 | CY-ER | MHHS-Cypress |  | Module, End Tidal CO2 |  | 151-01247 | 151-01247 | Northwest | MHHS-Cypress | CY-ER | Treatment room er | 11/1/19 | 11/1/20 |  | Could not take pic | MONITORS, BEDSIDE, RESPIRATION, EXHALED CARBON DIO | Module, End Tidal CO2 | MODULEENDTIDALCO2-Philips-M3015A | MODULEENDTIDALCO2 | M3015A |  |  |  | Philips | Module, End Tidal CO2 |  | MODULEENDTIDALCO2-Philips-M3015A |  | 2/26/19 |  | MOETC-A | Covered PM Repair - Biomedical | MHHS-Cypress | [8 empty] | MODULEENDTIDALCO2 | Module, End Tidal CO2 | Philips
NO | YES |  |  |  | 151-02302 | 151-02302 | Philips Medical Systems Cardiac and Monitoring Syste | M3015A |  | DE45597017 | CY-ER | MHHS-Cypress |  | Module, End Tidal CO2 |  | 151-02302 | 151-02302 | Northwest | MHHS-Cypress | CY-ER | ER ROOM 16 | 11/1/19 | 11/1/20 |  |  | MONITORS, BEDSIDE, RESPIRATION, EXHALED CARBON DIO | Module, End Tidal CO2 | MODULEENDTIDALCO2-Philips-M3015A | MODULEENDTIDALCO2 | M3015A |  |  |  | Philips | Module, End Tidal CO2 |  | MODULEENDTIDALCO2-Philips-M3015A |  | 12/11/16 |  | MOETC-A | Covered PM Repair - Biomedical | MHHS-Cypress | [8 empty] | MODULEENDTIDALCO2 | Module, End Tidal CO2 | Philips
NO | YES |  |  |  | 151-01117 | 151-01117 | Philips Medical Systems Cardiac and Monitoring Syste | M3015A |  | DE45615228 | CY-ICU | MHHS-Cypress |  | Module, End Tidal CO2 |  | 151-01117 | 151-01117 | Northwest | MHHS-Cypress | CY-ICU | ICU 1 |  |  |  |  | MONITORS, BEDSIDE, RESPIRATION, EXHALED CARBON DIO | Module, End Tidal CO2 | MODULEENDTIDALCO2-Philips-M3015A | MODULEENDTIDALCO2 | M3015A |  |  |  | Philips | Module, End Tidal CO2 |  | MODULEENDTIDALCO2-Philips-M3015A |  |  |  | MOETC-A | Covered PM Repair - Biomedical | MHHS-Cypress | [8 empty] | MODULEENDTIDALCO2 | Module, End Tidal CO2 | Philips
NO | YES |  |  |  | 151-01118 | 151-01118 | Philips Medical Systems Cardiac and Monitoring Syste | M3015A |  | DE45615212 | CY-ICU | MHHS-Cypress |  | Module, End Tidal CO2 |  | 151-01118 | 151-01118 | Northwest | MHHS-Cypress | CY-ICU | ICU 10 | 12/1/19 | 12/1/20 |  |  | MONITORS, BEDSIDE, RESPIRATION, EXHALED CARBON DIO | Module, End Tidal CO2 | MODULEENDTIDALCO2-Philips-M3015A | MODULEENDTIDALCO2 | M3015A |  |  |  | Philips | Module, End Tidal CO2 |  | MODULEENDTIDALCO2-Philips-M3015A |  | 12/27/17 |  | MOETC-A | Covered PM Repair - Biomedical | MHHS-Cypress | [8 empty] | MODULEENDTIDALCO2 | Module, End Tidal CO2 | Philips
NO | YES |  |  |  | 151-01120 | 151-01120 | Philips Medical Systems Cardiac and Monitoring Syste | M3015A |  | DE45615227 | CY-ICU | MHHS-Cypress |  | Module, End Tidal CO2 |  | 151-01120 | 151-01120 | Northwest | MHHS-Cypress | CY-ICU | ICU 20 | 11/1/19 | 11/1/20 |  |  | MONITORS, BEDSIDE, RESPIRATION, EXHALED CARBON DIO | Module, End Tidal CO2 | MODULEENDTIDALCO2-Philips-M3015A | MODULEENDTIDALCO2 | M3015A |  |  |  | Philips | Module, End Tidal CO2 |  | MODULEENDTIDALCO2-Philips-M3015A |  | 1/5/17 |  | MOETC-A | Covered PM Repair - Biomedical | MHHS-Cypress | [8 empty] | MODULEENDTIDALCO2 | Module, End Tidal CO2 | Philips
NO | YES |  |  |  | 151-01121 | 151-01121 | Philips Medical Systems Cardiac and Monitoring Syste | M3015A |  | DE45615230 | CY-ICU | MHHS-Cypress |  | Module, End Tidal CO2 |  | 151-01121 | 151-01121 | Northwest | MHHS-Cypress | CY-ICU | ICU 3 | 11/1/19 | 11/1/20 |  |  | MONITORS, BEDSIDE, RESPIRATION, EXHALED CARBON DIO | Module, End Tidal CO2 | MODULEENDTIDALCO2-Philips-M3015A | MODULEENDTIDALCO2 | M3015A |  |  |  | Philips | Module, End Tidal CO2 |  | MODULEENDTIDALCO2-Philips-M3015A |  | 12/1/17 |  | MOETC-A | Covered PM Repair - Biomedical | MHHS-Cypress | [8 empty] | MODULEENDTIDALCO2 | Module, End Tidal CO2 | Philips
NO | YES |  |  |  | 151-01123 | 151-01123 | Philips Medical Systems Cardiac and Monitoring Syste | M3015A |  | DE45615248 | CY-ICU | MHHS-Cypress |  | Module, End Tidal CO2 |  | 151-01123 | 151-01123 | Northwest | MHHS-Cypress | CY-ICU | ICU 13 | 11/1/19 | 11/1/20 |  |  | MONITORS, BEDSIDE, RESPIRATION, EXHALED CARBON DIO | Module, End Tidal CO2 | MODULEENDTIDALCO2-Philips-M3015A | MODULEENDTIDALCO2 | M3015A |  |  |  | Philips | Module, End Tidal CO2 |  | MODULEENDTIDALCO2-Philips-M3015A |  | 1/1/17 |  | MOETC-A | Covered PM Repair - Biomedical | MHHS-Cypress | [8 empty] | MODULEENDTIDALCO2 | Module, End Tidal CO2 | Philips
NO | YES |  |  |  | 151-01124 | 151-01124 | Philips Medical Systems Cardiac and Monitoring Syste | M3015A |  | DE45615214 | CY-Central Supply | MHHS-Cypress |  | Module, End Tidal CO2 |  | 151-01124 | 151-01124 | Northwest | MHHS-Cypress | CY-Central Supply | ICU 14 |  |  |  |  | MONITORS, BEDSIDE, RESPIRATION, EXHALED CARBON DIO | Module, End Tidal CO2 | MODULEENDTIDALCO2-Philips-M3015A | MODULEENDTIDALCO2 | M3015A |  |  |  | Philips | Module, End Tidal CO2 |  | MODULEENDTIDALCO2-Philips-M3015A |  | 1/1/17 |  | MOETC-A | Covered PM Repair - Biomedical | MHHS-Cypress | [8 empty] | MODULEENDTIDALCO2 | Module, End Tidal CO2 | Philips
NO | YES |  |  |  | 151-01125 | 151-01125 | Philips Medical Systems Cardiac and Monitoring Syste | M3015A |  | DE45615225 | CY-ICU | MHHS-Cypress |  | Module, End Tidal CO2 |  | 151-01125 | 151-01125 | Northwest | MHHS-Cypress | CY-ICU | ICU 9 |  |  |  |  | MONITORS, BEDSIDE, RESPIRATION, EXHALED CARBON DIO | Module, End Tidal CO2 | MODULEENDTIDALCO2-Philips-M3015A | MODULEENDTIDALCO2 | M3015A |  |  |  | Philips | Module, End Tidal CO2 |  | MODULEENDTIDALCO2-Philips-M3015A |  | 1/1/17 |  | MOETC-A | Covered PM Repair - Biomedical | MHHS-Cypress | [8 empty] | MODULEENDTIDALCO2 | Module, End Tidal CO2 | Philips
NO | YES |  |  |  | 151-01126 | 151-01126 | Philips Medical Systems Cardiac and Monitoring Syste | M3015A |  | DE45615229 | CY-ICU | MHHS-Cypress |  | Module, End Tidal CO2 |  | 151-01126 | 151-01126 | Northwest | MHHS-Cypress | CY-ICU | ICU nursing | 11/1/19 | 11/1/20 |  |  | MONITORS, BEDSIDE, RESPIRATION, EXHALED CARBON DIO | Module, End Tidal CO2 | MODULEENDTIDALCO2-Philips-M3015A | MODULEENDTIDALCO2 | M3015A |  |  |  | Philips | Module, End Tidal CO2 |  | MODULEENDTIDALCO2-Philips-M3015A |  | 12/11/16 |  | MOETC-A | Covered PM Repair - Biomedical | MHHS-Cypress | [8 empty] | MODULEENDTIDALCO2 | Module, End Tidal CO2 | Philips
NO | YES |  |  |  | 151-01127 | 151-01127 | Philips Medical Systems Cardiac and Monitoring Syste | M3015A |  | DE45615211 | CY-ICU | MHHS-Cypress |  | Module, End Tidal CO2 |  | 151-01127 | 151-01127 | Northwest | MHHS-Cypress | CY-ICU | ICU 11 | 11/1/18 | 11/1/19 |  |  | MONITORS, BEDSIDE, RESPIRATION, EXHALED CARBON DIO | Module, End Tidal CO2 | MODULEENDTIDALCO2-Philips-M3015A | MODULEENDTIDALCO2 | M3015A |  |  |  | Philips | Module, End Tidal CO2 |  | MODULEENDTIDALCO2-Philips-M3015A |  | 1/1/17 |  | MOETC-A | Covered PM Repair - Biomedical | MHHS-Cypress | [8 empty] | MODULEENDTIDALCO2 | Module, End Tidal CO2 | Philips
NO | YES |  |  |  | 151-01128 | 151-01128 | Philips Medical Systems Cardiac and Monitoring Syste | M3015A |  | DE45615226 | CY-ICU | MHHS-Cypress |  | Module, End Tidal CO2 |  | 151-01128 | 151-01128 | Northwest | MHHS-Cypress | CY-ICU | ICU12 | 11/1/19 | 11/1/20 |  |  | MONITORS, BEDSIDE, RESPIRATION, EXHALED CARBON DIO | Module, End Tidal CO2 | MODULEENDTIDALCO2-Philips-M3015A | MODULEENDTIDALCO2 | M3015A |  |  |  | Philips | Module, End Tidal CO2 |  | MODULEENDTIDALCO2-Philips-M3015A |  | 8/26/22 |  | MOETC-A | Clinical Miscellaneous | MHHS-Cypress | [8 empty] | MODULEENDTIDALCO2 | Module, End Tidal CO2 | Philips
NO | YES |  |  |  | 151-02844 | 151-02844 | Philips Medical Systems Cardiac and Monitoring Syste | M3015A |  | DE45621110 | CY-Central Supply | MHHS-Cypress |  | Module, End Tidal CO2 |  | 151-02844 | 151-02844 | Northwest | MHHS-Cypress | CY-Central Supply | ICU 16 |  |  |  |  | MONITORS, BEDSIDE, RESPIRATION, EXHALED CARBON DIO | Module, End Tidal CO2 | MODULEENDTIDALCO2-Philips-M3015A | MODULEENDTIDALCO2 | M3015A |  |  |  | Philips | Module, End Tidal CO2 |  | MODULEENDTIDALCO2-Philips-M3015A |  | 10/11/20 |  | MOETC-A | Clinical Miscellaneous | MHHS-Cypress | [8 empty] | MODULEENDTIDALCO2 | Module, End Tidal CO2 | Philips
NO | YES |  |  |  | 151-01141 | 151-01141 | Philips Medical Systems Cardiac and Monitoring Syste | M3015A |  | DE455A5480 | CY-NICU | MHHS-Cypress |  | Module, End Tidal CO2 |  | 151-01141 | 151-01141 | Northwest | MHHS-Cypress | CY-NICU | NICU 4 | 11/1/19 | 11/1/20 |  |  | MONITORS, BEDSIDE, RESPIRATION, EXHALED CARBON DIO | Module, End Tidal CO2 | MODULEENDTIDALCO2-Philips-M3015A | MODULEENDTIDALCO2 | M3015A |  |  |  | Philips | Module, End Tidal CO2 |  | MODULEENDTIDALCO2-Philips-M3015A |  | 10/21/22 |  | MOETC-A | Covered PM Repair - Biomedical | MHHS-Cypress | [8 empty] | MODULEENDTIDALCO2 | Module, End Tidal CO2 | Philips
NO | YES |  |  |  | 151-01142 | 151-01142 | Philips Medical Systems Cardiac and Monitoring Syste | M3015A |  | DE455A5483 | CY-NICU | MHHS-Cypress |  | Module, End Tidal CO2 |  | 151-01142 | 151-01142 | Northwest | MHHS-Cypress | CY-NICU | Nicu 3 | 11/1/18 | 11/1/19 |  |  | MONITORS, BEDSIDE, RESPIRATION, EXHALED CARBON DIO | Module, End Tidal CO2 | MODULEENDTIDALCO2-Philips-M3015A | MODULEENDTIDALCO2 | M3015A |  |  |  | Philips | Module, End Tidal CO2 |  | MODULEENDTIDALCO2-Philips-M3015A |  | 10/21/22 |  | MOETC-A | Covered PM Repair - Biomedical | MHHS-Cypress | [8 empty] | MODULEENDTIDALCO2 | Module, End Tidal CO2 | Philips
NO | YES |  |  |  | 151-01143 | 151-01143 | Philips Medical Systems Cardiac and Monitoring Syste | M3015A |  | DE455A5487 | CY-NICU | MHHS-Cypress |  | Module, End Tidal CO2 |  | 151-01143 | 151-01143 | Northwest | MHHS-Cypress | CY-NICU | Nicu 3 | 11/1/19 | 11/1/20 |  |  | MONITORS, BEDSIDE, RESPIRATION, EXHALED CARBON DIO | Module, End Tidal CO2 | MODULEENDTIDALCO2-Philips-M3015A | MODULEENDTIDALCO2 | M3015A |  |  |  | Philips | Module, End Tidal CO2 |  | MODULEENDTIDALCO2-Philips-M3015A |  | 7/18/20 |  | MOETC-A | Not Covered Vendor Only - Biomedical | MHHS-Cypress | [8 empty] | MODULEENDTIDALCO2 | Module, End Tidal CO2 | Philips
NO | YES |  |  |  | 151-01144 | 151-01144 | Philips Medical Systems Cardiac and Monitoring Syste | M3015A |  | DE455A5469 | CY-NICU | MHHS-Cypress |  | Module, End Tidal CO2 |  | 151-01144 | 151-01144 | Northwest | MHHS-Cypress | CY-NICU | NICU 2 | 11/1/19 | 11/1/20 |  |  | MONITORS, BEDSIDE, RESPIRATION, EXHALED CARBON DIO | Module, End Tidal CO2 | MODULEENDTIDALCO2-Philips-M3015A | MODULEENDTIDALCO2 | M3015A |  |  |  | Philips | Module, End Tidal CO2 |  | MODULEENDTIDALCO2-Philips-M3015A |  | 7/18/20 |  | MOETC-A | Not Covered Vendor Only - Biomedical | MHHS-Cypress | [8 empty] | MODULEENDTIDALCO2 | Module, End Tidal CO2 | Philips
NO | YES |  |  |  | 151-01214 | 151-01214 | Philips Medical Systems Cardiac and Monitoring Syste | M3015A |  | DE455A5443 | CY-PACU | MHHS-Cypress |  | Module, End Tidal CO2 |  | 151-01214 | 151-01214 | Northwest | MHHS-Cypress | CY-PACU | Bay 10 | 11/1/19 | 11/1/20 |  |  | MONITORS, BEDSIDE, RESPIRATION, EXHALED CARBON DIO | Module, End Tidal CO2 | MODULEENDTIDALCO2-Philips-M3015A | MODULEENDTIDALCO2 | M3015A |  |  |  | Philips | Module, End Tidal CO2 |  | MODULEENDTIDALCO2-Philips-M3015A |  | 9/6/20 |  | MOETC-A | Not Covered Vendor Only - Biomedical | MHHS-Cypress | [8 empty] | MODULEENDTIDALCO2 | Module, End Tidal CO2 | Philips
NO | YES |  |  |  | 151-01217 | 151-01217 | Philips Medical Systems Cardiac and Monitoring Syste | M3015A |  | DE455A5445 | CY-PACU | MHHS-Cypress |  | Module, End Tidal CO2 |  | 151-01217 | 151-01217 | Northwest | MHHS-Cypress | CY-PACU | Bed 6 | 11/1/19 | 11/1/20 |  |  | MONITORS, BEDSIDE, RESPIRATION, EXHALED CARBON DIO | Module, End Tidal CO2 | MODULEENDTIDALCO2-Philips-M3015A | MODULEENDTIDALCO2 | M3015A |  |  |  | Philips | Module, End Tidal CO2 |  | MODULEENDTIDALCO2-Philips-M3015A |  |  |  | MOETC-A | Covered PM Repair - Biomedical | MHHS-Cypress | [8 empty] | MODULEENDTIDALCO2 | Module, End Tidal CO2 | Philips
NO | YES |  |  |  | 151-01220 | 151-01220 | Philips Medical Systems Cardiac and Monitoring Syste | M3015A |  | DE455A5412 | CY-PACU | MHHS-Cypress |  | Module, End Tidal CO2 |  | 151-01220 | 151-01220 | Northwest | MHHS-Cypress | CY-PACU | Bay 2 | 11/1/19 | 11/1/20 |  |  | MONITORS, BEDSIDE, RESPIRATION, EXHALED CARBON DIO | Module, End Tidal CO2 | MODULEENDTIDALCO2-Philips-M3015A | MODULEENDTIDALCO2 | M3015A |  |  |  | Philips | Module, End Tidal CO2 |  | MODULEENDTIDALCO2-Philips-M3015A |  |  |  | MOETC-A | Covered PM Repair - Biomedical | MHHS-Cypress | [8 empty] | MODULEENDTIDALCO2 | Module, End Tidal CO2 | Philips
NO | YES |  |  |  | 151-01223 | 151-01223 | Philips Medical Systems Cardiac and Monitoring Syste | M3015A |  | DE455A5440 | CY-Central Supply | MHHS-Cypress |  | Module, End Tidal CO2 |  | 151-01223 | 151-01223 | Northwest | MHHS-Cypress | CY-Central Supply | Pacu | 11/1/19 | 11/1/20 |  |  | MONITORS, BEDSIDE, RESPIRATION, EXHALED CARBON DIO | Module, End Tidal CO2 | MODULEENDTIDALCO2-Philips-M3015A | MODULEENDTIDALCO2 | M3015A |  |  |  | Philips | Module, End Tidal CO2 |  | MODULEENDTIDALCO2-Philips-M3015A |  |  |  | MOETC-A | Not Covered Vendor Only - Biomedical | MHHS-Cypress | [8 empty] | MODULEENDTIDALCO2 | Module, End Tidal CO2 | Philips
NO | YES |  |  |  | 151-01226 | 151-01226 | Philips Medical Systems Cardiac and Monitoring Syste | M3015A |  | DE455A5407 | CY-Central Supply | MHHS-Cypress |  | Module, End Tidal CO2 |  | 151-01226 | 151-01226 | Northwest | MHHS-Cypress | CY-Central Supply | PACU 1 | 11/1/19 | 11/1/20 |  |  | MONITORS, BEDSIDE, RESPIRATION, EXHALED CARBON DIO | Module, End Tidal CO2 | MODULEENDTIDALCO2-Philips-M3015A | MODULEENDTIDALCO2 | M3015A |  |  |  | Philips | Module, End Tidal CO2 |  | MODULEENDTIDALCO2-Philips-M3015A |  |  |  | MOETC-A | Not Covered Vendor Only - Biomedical | MHHS-Cypress | [8 empty] | MODULEENDTIDALCO2 | Module, End Tidal CO2 | Philips
NO | YES |  |  |  | 151-01229 | 151-0122 | Philips Medical Systems Cardiac and Monitoring Syste | M3015A |  | DE455A5444 | CY-Central Supply | MHHS-Cypress |  | Module, End Tidal CO2 |  | 151-01229 | 151-0122 | Northwest | MHHS-Cypress | CY-Central Supply | Pacu | 11/1/19 | 11/1/20 |  |  | MONITORS, BEDSIDE, RESPIRATION, EXHALED CARBON DIO | Module, End Tidal CO2 | MODULEENDTIDALCO2-Philips-M3015A | MODULEENDTIDALCO2 | M3015A |  |  |  | Philips | Module, End Tidal CO2 |  | MODULEENDTIDALCO2-Philips-M3015A |  | 1/22/20 |  | MOETC-A | Not Covered Vendor Only - Lab Ana/Anes | MHHS-Cypress | [8 empty] | MODULEENDTIDALCO2 | Module, End Tidal CO2 | Philips
NO | YES |  |  |  | 151-01232 | 151-01232 | Philips Medical Systems Cardiac and Monitoring Syste | M3015A |  | DE455A5437 | CY-PACU | MHHS-Cypress |  | Module, End Tidal CO2 |  | 151-01232 | 151-01232 | Northwest | MHHS-Cypress | CY-PACU | Bay 9 | 11/1/19 | 11/1/20 |  |  | MONITORS, BEDSIDE, RESPIRATION, EXHALED CARBON DIO | Module, End Tidal CO2 | MODULEENDTIDALCO2-Philips-M3015A | MODULEENDTIDALCO2 | M3015A |  |  |  | Philips | Module, End Tidal CO2 |  | MODULEENDTIDALCO2-Philips-M3015A |  |  |  | MOETC-A | Covered PM Repair - Biomedical | MHHS-Cypress | [8 empty] | MODULEENDTIDALCO2 | Module, End Tidal CO2 | Philips
NO | YES |  |  |  | 151-01235 | 151-01235 | Philips Medical Systems Cardiac and Monitoring Syste | M3015A |  | DE455A5436 | CY-PACU | MHHS-Cypress |  | Module, End Tidal CO2 |  | 151-01235 | 151-01235 | Northwest | MHHS-Cypress | CY-PACU | Pacu 21 | 11/1/19 | 11/1/20 |  |  | MONITORS, BEDSIDE, RESPIRATION, EXHALED CARBON DIO | Module, End Tidal CO2 | MODULEENDTIDALCO2-Philips-M3015A | MODULEENDTIDALCO2 | M3015A |  |  |  | Philips | Module, End Tidal CO2 |  | MODULEENDTIDALCO2-Philips-M3015A |  |  |  | MOETC-A | Covered PM Repair - Biomedical | MHHS-Cypress | [8 empty] | MODULEENDTIDALCO2 | Module, End Tidal CO2 | Philips
NO | YES |  |  |  | 151-01241 | 151-01241 | Philips Medical Systems Cardiac and Monitoring Syste | M3015A |  | DE455A5400 | CY-PACU | MHHS-Cypress |  | Module, End Tidal CO2 |  | 151-01241 | 151-01241 | Northwest | MHHS-Cypress | CY-PACU | Bed 8 | 11/1/19 | 11/1/20 |  |  | MONITORS, BEDSIDE, RESPIRATION, EXHALED CARBON DIO | Module, End Tidal CO2 | MODULEENDTIDALCO2-Philips-M3015A | MODULEENDTIDALCO2 | M3015A |  |  |  | Philips | Module, End Tidal CO2 |  | MODULEENDTIDALCO2-Philips-M3015A |  |  |  | MOETC-A | Not Covered Vendor Only - Lab Ana/Anes | MHHS-Cypress | [8 empty] | MODULEENDTIDALCO2 | Module, End Tidal CO2 | Philips
NO | YES |  |  |  | 151-01244 | 151-01244 | Philips Medical Systems Cardiac and Monitoring Syste | M3015A |  | DE455A5439 | CY-PACU | MHHS-Cypress |  | Module, End Tidal CO2 |  | 151-01244 | 151-01244 | Northwest | MHHS-Cypress | CY-PACU | Bed 5 | 11/1/19 | 11/1/20 |  |  | MONITORS, BEDSIDE, RESPIRATION, EXHALED CARBON DIO | Module, End Tidal CO2 | MODULEENDTIDALCO2-Philips-M3015A | MODULEENDTIDALCO2 | M3015A |  |  |  | Philips | Module, End Tidal CO2 |  | MODULEENDTIDALCO2-Philips-M3015A |  | 7/10/21 |  | MOETC-A | Not Covered Vendor Only - Biomedical | MHHS-Cypress | [8 empty] | MODULEENDTIDALCO2 | Module, End Tidal CO2 | Philips
NO | YES |  |  |  | 151-01250 | 151-01250 | Philips Medical Systems Cardiac and Monitoring Syste | M3015A |  | DE455A5442 | CY-PACU | MHHS-Cypress |  | Module, End Tidal CO2 |  | 151-01250 | 151-01250 | Northwest | MHHS-Cypress | CY-PACU | Pacu bay 15 | 11/1/19 | 11/1/20 |  |  | MONITORS, BEDSIDE, RESPIRATION, EXHALED CARBON DIO | Module, End Tidal CO2 | MODULEENDTIDALCO2-Philips-M3015A | MODULEENDTIDALCO2 | M3015A |  |  |  | Philips | Module, End Tidal CO2 |  | MODULEENDTIDALCO2-Philips-M3015A |  | 5/11/18 |  | MOETC-A | Covered PM Repair - Biomedical | MHHS-Cypress | [8 empty] | MODULEENDTIDALCO2 | Module, End Tidal CO2 | Philips
NO | YES |  |  |  | 151-01253 | 151-01253 | Philips Medical Systems Cardiac and Monitoring Syste | M3015A |  | DE455A5405 | CY-PACU | MHHS-Cypress |  | Module, End Tidal CO2 |  | 151-01253 | 151-01253 | Northwest | MHHS-Cypress | CY-PACU | Pacu 14 | 11/1/19 | 11/1/20 |  |  | MONITORS, BEDSIDE, RESPIRATION, EXHALED CARBON DIO | Module, End Tidal CO2 | MODULEENDTIDALCO2-Philips-M3015A | MODULEENDTIDALCO2 | M3015A |  |  |  | Philips | Module, End Tidal CO2 |  | MODULEENDTIDALCO2-Philips-M3015A |  | 3/5/22 |  | MOETC-A | Clinical Miscellaneous | MHHS-Cypress | [8 empty] | MODULEENDTIDALCO2 | Module, End Tidal CO2 | Philips
NO | YES |  |  |  | 151-01256 | 151-01256 | Philips Medical Systems Cardiac and Monitoring Syste | M3015A |  | DE455A5404 | CY-PACU | MHHS-Cypress |  | Module, End Tidal CO2 |  | 151-01256 | 151-01256 | Northwest | MHHS-Cypress | CY-PACU | M3 322 | 11/1/19 | 11/1/20 |  |  | MONITORS, BEDSIDE, RESPIRATION, EXHALED CARBON DIO | Module, End Tidal CO2 | MODULEENDTIDALCO2-Philips-M3015A | MODULEENDTIDALCO2 | M3015A |  |  |  | Philips | Module, End Tidal CO2 |  | MODULEENDTIDALCO2-Philips-M3015A |  |  |  | MOETC-A | Not Covered Vendor Only - Biomedical | MHHS-Cypress | [8 empty] | MODULEENDTIDALCO2 | Module, End Tidal CO2 | Philips
NO | YES |  |  |  | 151-02787 | 151-02787 | Philips Medical Systems Cardiac and Monitoring Syste | M3015A |  | DE61408710 | CY-PACU | MHHS-Cypress |  | Module, End Tidal CO2 |  | 151-02787 | 151-02787 | Northwest | MHHS-Cypress | CY-PACU | Bay 11 | 12/1/19 | 12/1/20 |  |  | MONITORS, BEDSIDE, RESPIRATION, EXHALED CARBON DIO | Module, End Tidal CO2 | MODULEENDTIDALCO2-Philips-M3015A | MODULEENDTIDALCO2 | M3015A |  |  |  | Philips | Module, End Tidal CO2 |  | MODULEENDTIDALCO2-Philips-M3015A |  |  |  | MOETC-A | Not Covered Vendor Only - Biomedical | MHHS-Cypress | [8 empty] | MODULEENDTIDALCO2 | Module, End Tidal CO2 | Philips
NO | YES |  |  |  | 151-02788 | 151-02788 | Philips Medical Systems Cardiac and Monitoring Syste | M3015A |  | DE61408647 | CY-PACU | MHHS-Cypress |  | Module, End Tidal CO2 |  | 151-02788 | 151-02788 | Northwest | MHHS-Cypress | CY-PACU | Bay 13 | 12/1/19 | 12/1/20 |  |  | MONITORS, BEDSIDE, RESPIRATION, EXHALED CARBON DIO | Module, End Tidal CO2 | MODULEENDTIDALCO2-Philips-M3015A | MODULEENDTIDALCO2 | M3015A |  |  |  | Philips | Module, End Tidal CO2 |  | MODULEENDTIDALCO2-Philips-M3015A |  |  |  | MOETC-A | Not Covered Vendor Only - Biomedical | MHHS-Cypress | [8 empty] | MODULEENDTIDALCO2 | Module, End Tidal CO2 | Philips
NO | YES |  |  |  | 151-02789 | 151-02789 | Philips Medical Systems Cardiac and Monitoring Syste | M3015A |  | DE61408632 | CY-PACU | MHHS-Cypress |  | Module, End Tidal CO2 |  | 151-02789 | 151-02789 | Northwest | MHHS-Cypress | CY-PACU | Pacu 20 | 12/1/19 | 12/1/20 |  |  | MONITORS, BEDSIDE, RESPIRATION, EXHALED CARBON DIO | Module, End Tidal CO2 | MODULEENDTIDALCO2-Philips-M3015A | MODULEENDTIDALCO2 | M3015A |  |  |  | Philips | Module, End Tidal CO2 |  | MODULEENDTIDALCO2-Philips-M3015A |  |  |  | MOETC-A | Not Covered Vendor Only - Biomedical | MHHS-Cypress | [8 empty] | MODULEENDTIDALCO2 | Module, End Tidal CO2 | Philips
NO | YES |  |  |  | 151-02790 | 151-02790 | Philips Medical Systems Cardiac and Monitoring Syste | M3015A |  | DE61408623 | CY-PACU | MHHS-Cypress |  | Module, End Tidal CO2 |  | 151-02790 | 151-02790 | Northwest | MHHS-Cypress | CY-PACU | Bay 25 | 12/1/19 | 12/1/20 |  |  | MONITORS, BEDSIDE, RESPIRATION, EXHALED CARBON DIO | Module, End Tidal CO2 | MODULEENDTIDALCO2-Philips-M3015A | MODULEENDTIDALCO2 | M3015A |  |  |  | Philips | Module, End Tidal CO2 |  | MODULEENDTIDALCO2-Philips-M3015A |  | 10/1/15 |  | MOETC-A | Not Covered Vendor Only - Biomedical | MHHS-Cypress | [8 empty] | MODULEENDTIDALCO2 | Module, End Tidal CO2 | Philips
NO | YES |  |  |  | 151-02791 | 151-02791 | Philips Medical Systems Cardiac and Monitoring Syste | M3015A |  | DE61408723 | CY-PACU | MHHS-Cypress |  | Module, End Tidal CO2 |  | 151-02791 | 151-02791 | Northwest | MHHS-Cypress | CY-PACU | Pacu 17 | 12/1/19 | 12/1/20 |  |  | MONITORS, BEDSIDE, RESPIRATION, EXHALED CARBON DIO | Module, End Tidal CO2 | MODULEENDTIDALCO2-Philips-M3015A | MODULEENDTIDALCO2 | M3015A |  |  |  | Philips | Module, End Tidal CO2 |  | MODULEENDTIDALCO2-Philips-M3015A |  | 6/6/16 |  | MOETC-A | Not Covered Vendor Only - Biomedical | MHHS-Cypress | [8 empty] | MODULEENDTIDALCO2 | Module, End Tidal CO2 | Philips
NO | YES |  |  |  | 151-02792 | 151-02792 | Philips Medical Systems Cardiac and Monitoring Syste | M3015A |  | DE61408616 | CY-PACU | MHHS-Cypress |  | Module, End Tidal CO2 |  | 151-02792 | 151-02792 | Northwest | MHHS-Cypress | CY-PACU | Bay 16 | 12/1/19 | 12/1/20 |  |  | MONITORS, BEDSIDE, RESPIRATION, EXHALED CARBON DIO | Module, End Tidal CO2 | MODULEENDTIDALCO2-Philips-M3015A | MODULEENDTIDALCO2 | M3015A |  |  |  | Philips | Module, End Tidal CO2 |  | MODULEENDTIDALCO2-Philips-M3015A |  | 2/13/20 |  | MOETC-A | Not Covered Vendor Only - Biomedical | MHHS-Cypress | [8 empty] | MODULEENDTIDALCO2 | Module, End Tidal CO2 | Philips
NO | YES |  |  |  | 151-02793 | 151-02793 | Philips Medical Systems Cardiac and Monitoring Syste | M3015A |  | DE61408631 | CY-PACU | MHHS-Cypress |  | Module, End Tidal CO2 |  | 151-02793 | 151-02793 | Northwest | MHHS-Cypress | CY-PACU | Pacu Bay 24 | 12/1/19 | 12/1/20 |  |  | MONITORS, BEDSIDE, RESPIRATION, EXHALED CARBON DIO | Module, End Tidal CO2 | MODULEENDTIDALCO2-Philips-M3015A | MODULEENDTIDALCO2 | M3015A |  |  |  | Philips | Module, End Tidal CO2 |  | MODULEENDTIDALCO2-Philips-M3015A |  | 2/16/18 |  | MOETC-A | Clinical Miscellaneous | MHHS-Cypress | [8 empty] | MODULEENDTIDALCO2 | Module, End Tidal CO2 | Philips
NO | YES |  |  |  | 151-02794 | 151-02794 | Philips Medical Systems Cardiac and Monitoring Syste | M3015A |  | DE61408655 | CY-Central Supply | MHHS-Cypress |  | Module, End Tidal CO2 |  | 151-02794 | 151-02794 | Northwest | MHHS-Cypress | CY-Central Supply | Pacu | 12/1/19 | 2/1/20 |  |  | MONITORS, BEDSIDE, RESPIRATION, EXHALED CARBON DIO | Module, End Tidal CO2 | MODULEENDTIDALCO2-Philips-M3015A | MODULEENDTIDALCO2 | M3015A |  |  |  | Philips | Module, End Tidal CO2 |  | MODULEENDTIDALCO2-Philips-M3015A |  |  |  | MOETC-A | Covered PM Repair - Biomedical | MHHS-Cypress | [8 empty] | MODULEENDTIDALCO2 | Module, End Tidal CO2 | Philips
NO | YES |  |  |  | 151-02795 | 151-02795 | Philips Medical Systems Cardiac and Monitoring Syste | M3015A |  | DE61408645 | CY-PACU | MHHS-Cypress |  | Module, End Tidal CO2 |  | 151-02795 | 151-02795 | Northwest | MHHS-Cypress | CY-PACU | Pacu | 12/1/19 | 12/1/20 |  |  | MONITORS, BEDSIDE, RESPIRATION, EXHALED CARBON DIO | Module, End Tidal CO2 | MODULEENDTIDALCO2-Philips-M3015A | MODULEENDTIDALCO2 | M3015A |  |  |  | Philips | Module, End Tidal CO2 |  | MODULEENDTIDALCO2-Philips-M3015A |  |  |  | MOETC-A | Covered PM Repair - Biomedical | MHHS-Cypress | [8 empty] | MODULEENDTIDALCO2 | Module, End Tidal CO2 | Philips
NO | YES |  |  |  | 009-08441 | 009-08441 | Philips Medical Systems Cardiac and Monitoring Syste | M3015A |  | DE13871657 | GH-Preop | MHHS-Greater Heights |  | Module, End Tidal CO2 |  | 009-08441 | 009-08441 | Central | MHHS-Greater Heights | GH-Preop | Room 5 | 3/1/20 |  | 3/1/21 |  | MONITORS, BEDSIDE, RESPIRATION, EXHALED CARBON DIO | Module, End Tidal CO2 | MODULEENDTIDALCO2-Philips-M3015A | MODULEENDTIDALCO2 | M3015A |  |  |  | Philips | Module, End Tidal CO2 |  | MODULEENDTIDALCO2-Philips-M3015A |  | 1/1/13 |  | MOETC-A | Covered PM Repair - Biomedical | MHHS-Greater Heights | [8 empty] | MODULEENDTIDALCO2 | Module, End Tidal CO2 | Philips
NO | YES |  |  |  | 009-33411 | 009-33411 | Philips Medical Systems Cardiac and Monitoring Syste | M3015A |  | DE455B9340 | GH-OR Endoscopy | MHHS-Greater Heights |  | Module, End Tidal CO2 |  | 009-33411 | 009-33411 | Central | MHHS-Greater Heights | GH-OR Endoscopy | Endoscopy | 3/1/19 |  | 3/1/21 |  | MONITORS, BEDSIDE, RESPIRATION, EXHALED CARBON DIO | Module, End Tidal CO2 | MODULEENDTIDALCO2-Philips-M3015A | MODULEENDTIDALCO2 | M3015A |  |  |  | Philips | Module, End Tidal CO2 |  | MODULEENDTIDALCO2-Philips-M3015A |  | 12/22/16 |  | MOETC-A | Covered PM Repair - Biomedical | MHHS-Greater Heights | [8 empty] | MODULEENDTIDALCO2 | Module, End Tidal CO2 | Philips
NO | YES |  |  |  | 133-08696 | 133-08696 | Philips Medical Systems Cardiac and Monitoring Syste | M3015A |  | DE13861446 | Katy-ER | MHHS-Katy |  | Module, End Tidal CO2 |  | 133-08696 | 133-08696 | Katy | MHHS-Katy | Katy-ER | EC 11 | 5/1/19 | 5/1/20 |  |  | MONITORS, BEDSIDE, RESPIRATION, EXHALED CARBON DIO | Module, End Tidal CO2 | MODULEENDTIDALCO2-Philips-M3015A | MODULEENDTIDALCO2 | M3015A |  |  |  | Philips | Module, End Tidal CO2 |  | MODULEENDTIDALCO2-Philips-M3015A |  | 12/11/16 |  | MOETC-A | Covered PM Repair - Biomedical | MHHS-Katy | [8 empty] | MODULEENDTIDALCO2 | Module, End Tidal CO2 | Philips
NO | YES |  |  |  | 133-08694 | 133-08694 | Philips Medical Systems Cardiac and Monitoring Syste | M3015A |  | DE13861447 | Katy-ER | MHHS-Katy |  | Module, End Tidal CO2 |  | 133-08694 | 133-08694 | Katy | MHHS-Katy | Katy-ER | Katy - ER | 4/1/19 |  |  |  | MONITORS, BEDSIDE, RESPIRATION, EXHALED CARBON DIO | Module, End Tidal CO2 | MODULEENDTIDALCO2-Philips-M3015A | MODULEENDTIDALCO2 | M3015A |  |  |  | Philips | Module, End Tidal CO2 |  | MODULEENDTIDALCO2-Philips-M3015A |  | 12/14/16 |  | MOETC-A | Covered PM Repair - Biomedical | MHHS-Katy | [8 empty] | MODULEENDTIDALCO2 | Module, End Tidal CO2 | Philips
NO | YES |  |  |  | 133-08700 | 133-08700 | Philips Medical Systems Cardiac and Monitoring Syste | M3015A |  | DE13861449 | Katy-PACU | MHHS-Katy |  | Module, End Tidal CO2 |  | 133-08700 | 133-08700 | Katy | MHHS-Katy | Katy-PACU | PacU Nurses station clean storage room 2058C | 3/1/19 | 3/1/20 |  |  | MONITORS, BEDSIDE, RESPIRATION, EXHALED CARBON DIO | Module, End Tidal CO2 | MODULEENDTIDALCO2-Philips-M3015A | MODULEENDTIDALCO2 | M3015A |  |  |  | Philips | Module, End Tidal CO2 |  | MODULEENDTIDALCO2-Philips-M3015A |  | 6/25/18 |  | MOETC-A | Covered PM Repair - Radiology, Low End | MHHS-Katy | [8 empty] | MODULEENDTIDALCO2 | Module, End Tidal CO2 | Philips
NO | YES |  |  |  | 133-08710 | 133-08710 | Philips Medical Systems Cardiac and Monitoring Syste | M3015A |  | DE13861438 | Katy-OR | MHHS-Katy |  | Module, End Tidal CO2 |  | 133-08710 | 133-08710 | Katy | MHHS-Katy | Katy-OR | Bronchoscopy | 3/1/19 | 3/1/20 |  |  | MONITORS, BEDSIDE, RESPIRATION, EXHALED CARBON DIO | Module, End Tidal CO2 | MODULEENDTIDALCO2-Philips-M3015A | MODULEENDTIDALCO2 | M3015A |  |  |  | Philips | Module, End Tidal CO2 |  | MODULEENDTIDALCO2-Philips-M3015A |  |  |  | MOETC-A | Covered PM Repair - Biomedical | MHHS-Katy | [8 empty] | MODULEENDTIDALCO2 | Module, End Tidal CO2 | Philips
NO | YES |  |  |  | 133-08695 | 133-08695 | Philips Medical Systems Cardiac and Monitoring Syste | M3015A |  | DE13861441 | Katy-ER | MHHS-Katy |  | Module, End Tidal CO2 |  | 133-08695 | 133-08695 | Katy | MHHS-Katy | Katy-ER | EC 17 | 3/1/19 | 3/1/20 |  |  | MONITORS, BEDSIDE, RESPIRATION, EXHALED CARBON DIO | Module, End Tidal CO2 | MODULEENDTIDALCO2-Philips-M3015A | MODULEENDTIDALCO2 | M3015A |  |  |  | Philips | Module, End Tidal CO2 |  | MODULEENDTIDALCO2-Philips-M3015A |  | 12/21/16 |  | MOETC-A | Covered PM Repair - Biomedical | MHHS-Katy | [8 empty] | MODULEENDTIDALCO2 | Module, End Tidal CO2 | Philips
NO | YES |  |  |  | 133-08711 | 133-08711 | Philips Medical Systems Cardiac and Monitoring Syste | M3015A |  | DE13861435 | Katy-Central Supply | MHHS-Katy |  | Module, End Tidal CO2 |  | 133-08711 | 133-08711 | Katy | MHHS-Katy | Katy-Central Supply | Biomed shop | 8/1/19 | 8/1/20 |  |  | MONITORS, BEDSIDE, RESPIRATION, EXHALED CARBON DIO | Module, End Tidal CO2 | MODULEENDTIDALCO2-Philips-M3015A | MODULEENDTIDALCO2 | M3015A |  |  |  | Philips | Module, End Tidal CO2 |  | MODULEENDTIDALCO2-Philips-M3015A |  | 12/21/16 |  | MOETC-A | Covered PM Repair - Biomedical | MHHS-Katy | [8 empty] | MODULEENDTIDALCO2 | Module, End Tidal CO2 | Philips
NO | YES |  |  |  | 133-08853 | 133-08853 | Philips Medical Systems Cardiac and Monitoring Syste | M3015A |  | DE45590147 | Katy-ER | MHHS-Katy |  | Module, End Tidal CO2 |  | 133-08853 | 133-08853 | Katy | MHHS-Katy | Katy-ER | Room 2 | 1/1/19 | 1/1/20 |  |  | MONITORS, BEDSIDE, RESPIRATION, EXHALED CARBON DIO | Module, End Tidal CO2 | MODULEENDTIDALCO2-Philips-M3015A | MODULEENDTIDALCO2 | M3015A |  |  |  | Philips | Module, End Tidal CO2 |  | MODULEENDTIDALCO2-Philips-M3015A |  | 12/21/16 |  | MOETC-A | Covered PM Repair - Biomedical | MHHS-Katy | [8 empty] | MODULEENDTIDALCO2 | Module, End Tidal CO2 | Philips
NO | YES |  |  |  | 133-08856 | 133-08856 | Philips Medical Systems Cardiac and Monitoring Syste | M3015A |  | DE45589931 | Katy-Med/Surg 6th Floor | MHHS-Katy |  | Module, End Tidal CO2 |  | 133-08856 | 133-08856 | Katy | MHHS-Katy | Katy-Med/Surg 6th Floor | Biomed | 10/1/19 | 10/1/20 |  |  | MONITORS, BEDSIDE, RESPIRATION, EXHALED CARBON DIO | Module, End Tidal CO2 | MODULEENDTIDALCO2-Philips-M3015A | MODULEENDTIDALCO2 | M3015A |  |  |  | Philips | Module, End Tidal CO2 |  | MODULEENDTIDALCO2-Philips-M3015A |  | 12/21/16 |  | MOETC-A | Covered PM Repair - Biomedical | MHHS-Katy | [8 empty] | MODULEENDTIDALCO2 | Module, End Tidal CO2 | Philips
NO | YES |  |  |  | 133-03031 | 133-03031 | Philips Medical Systems Cardiac and Monitoring Syste | M3015A |  | DE43520413 | Katy-Med/Surg 6th Floor | MHHS-Katy |  | Module, End Tidal CO2 |  | 133-03031 | 133-03031 | Katy | MHHS-Katy | Katy-Med/Surg 6th Floor | ICU Clean Utility | 12/1/19 | 12/1/20 |  |  | MONITORS, BEDSIDE, RESPIRATION, EXHALED CARBON DIO | Module, End Tidal CO2 | MODULEENDTIDALCO2-Philips-M3015A | MODULEENDTIDALCO2 | M3015A |  |  |  | Philips | Module, End Tidal CO2 |  | MODULEENDTIDALCO2-Philips-M3015A |  |  |  | MOETC-A | Clinical Miscellaneous | MHHS-Katy | [8 empty] | MODULEENDTIDALCO2 | Module, End Tidal CO2 | Philips
NO | YES |  |  |  | 133-03993 | 133-03993 | Philips Medical Systems Cardiac and Monitoring Syste | M3015A |  | DE43521496 | Katy-ICU | MHHS-Katy |  | Module, End Tidal CO2 |  | 133-03993 | 133-03993 | Katy | MHHS-Katy | Katy-ICU | ICU Clean Utility | 4/1/19 | 4/1/20 |  |  | MONITORS, BEDSIDE, RESPIRATION, EXHALED CARBON DIO | Module, End Tidal CO2 | MODULEENDTIDALCO2-Philips-M3015A | MODULEENDTIDALCO2 | M3015A |  |  |  | Philips | Module, End Tidal CO2 |  | MODULEENDTIDALCO2-Philips-M3015A |  | 1/25/17 |  | MOETC-A | Covered PM Repair - Biomedical | MHHS-Katy | [8 empty] | MODULEENDTIDALCO2 | Module, End Tidal CO2 | Philips
NO | YES |  |  |  | 133-05933 | 133-05933 | Philips Medical Systems Cardiac and Monitoring Syste | M3015A |  | DE43521505 | Katy-ICU | MHHS-Katy |  | Module, End Tidal CO2 |  | 133-05933 | 133-05933 | Katy | MHHS-Katy | Katy-ICU | ICU 5 | 1/1/20 | 1/1/21 |  |  | MONITORS, BEDSIDE, RESPIRATION, EXHALED CARBON DIO | Module, End Tidal CO2 | MODULEENDTIDALCO2-Philips-M3015A | MODULEENDTIDALCO2 | M3015A |  |  |  | Philips | Module, End Tidal CO2 |  | MODULEENDTIDALCO2-Philips-M3015A |  | 1/24/18 |  | MOETC-A | Covered PM Repair - Biomedical | MHHS-Katy | [8 empty] | MODULEENDTIDALCO2 | Module, End Tidal CO2 | Philips
NO | YES |  |  |  | 133-08691 | 133-08691 | Philips Medical Systems Cardiac and Monitoring Syste | M3015A |  | DE13861444 | Katy-Med/Surg 6th Floor | MHHS-Katy |  | Module, End Tidal CO2 |  | 133-08691 | 133-08691 | Katy | MHHS-Katy | Katy-Med/Surg 6th Floor | ICU Clean Utility |  |  |  |  | MONITORS, BEDSIDE, RESPIRATION, EXHALED CARBON DIO | Module, End Tidal CO2 | MODULEENDTIDALCO2-Philips-M3015A | MODULEENDTIDALCO2 | M3015A |  |  |  | Philips | Module, End Tidal CO2 |  | MODULEENDTIDALCO2-Philips-M3015A |  | 1/24/18 |  | MOETC-A | Covered PM Repair - Biomedical | MHHS-Katy | [8 empty] | MODULEENDTIDALCO2 | Module, End Tidal CO2 | Philips
NO | YES |  |  |  | 133-08692 | 133-08692 | Philips Medical Systems Cardiac and Monitoring Syste | M3015A |  | DE13861439 | Katy-ICU | MHHS-Katy |  | Module, End Tidal CO2 |  | 133-08692 | 133-08692 | Katy | MHHS-Katy | Katy-ICU | PACU ROOM1 | 2/1/19 | 2/1/20 |  |  | MONITORS, BEDSIDE, RESPIRATION, EXHALED CARBON DIO | Module, End Tidal CO2 | MODULEENDTIDALCO2-Philips-M3015A | MODULEENDTIDALCO2 | M3015A |  |  |  | Philips | Module, End Tidal CO2 |  | MODULEENDTIDALCO2-Philips-M3015A |  | 1/24/18 |  | MOETC-A | Covered PM Repair - Biomedical | MHHS-Katy | [8 empty] | MODULEENDTIDALCO2 | Module, End Tidal CO2 | Philips
NO | YES |  |  |  | 133-08693 | 133-08693 | Philips Medical Systems Cardiac and Monitoring Syste | M3015A |  | DE13861443 | Katy-Med/Surg 6th Floor | MHHS-Katy |  | Module, End Tidal CO2 |  | 133-08693 | 133-08693 | Katy | MHHS-Katy | Katy-Med/Surg 6th Floor | ICU Clean Utility | 11/1/19 | 11/1/20 |  |  | MONITORS, BEDSIDE, RESPIRATION, EXHALED CARBON DIO | Module, End Tidal CO2 | MODULEENDTIDALCO2-Philips-M3015A | MODULEENDTIDALCO2 | M3015A |  |  |  | Philips | Module, End Tidal CO2 |  | MODULEENDTIDALCO2-Philips-M3015A |  | 1/24/18 |  | MOETC-A | Covered PM Repair - Biomedical | MHHS-Katy | [8 empty] | MODULEENDTIDALCO2 | Module, End Tidal CO2 | Philips
NO | YES |  |  |  | 133-09570 | 133-09570 | Philips Medical Systems Cardiac and Monitoring Syste | M3015A |  | DE45611867 | Katy-Med/Surg 6th Floor | MHHS-Katy |  | Module, End Tidal CO2 |  | 133-09570 | 133-09570 | Katy | MHHS-Katy | Katy-Med/Surg 6th Floor | ICU Clean Utility | 11/1/19 | 11/1/20 |  |  | MONITORS, BEDSIDE, RESPIRATION, EXHALED CARBON DIO | Module, End Tidal CO2 | MODULEENDTIDALCO2-Philips-M3015A | MODULEENDTIDALCO2 | M3015A |  |  |  | Philips | Module, End Tidal CO2 |  | MODULEENDTIDALCO2-Philips-M3015A |  | 1/25/18 |  | MOETC-A | Covered PM Repair - Biomedical | MHHS-Katy | [8 empty] | MODULEENDTIDALCO2 | Module, End Tidal CO2 | Philips
NO | YES |  |  |  | 133-09571 | 133-09571 | Philips Medical Systems Cardiac and Monitoring Syste | M3015A |  | DE45611871 | Katy-ICU | MHHS-Katy |  | Module, End Tidal CO2 |  | 133-09571 | 133-09571 | Katy | MHHS-Katy | Katy-ICU | ICU 1 | 11/1/19 | 11/1/20 |  |  | MONITORS, BEDSIDE, RESPIRATION, EXHALED CARBON DIO | Module, End Tidal CO2 | MODULEENDTIDALCO2-Philips-M3015A | MODULEENDTIDALCO2 | M3015A |  |  |  | Philips | Module, End Tidal CO2 |  | MODULEENDTIDALCO2-Philips-M3015A |  | 1/24/18 |  | MOETC-A | Covered PM Repair - Biomedical | MHHS-Katy | [8 empty] | MODULEENDTIDALCO2 | Module, End Tidal CO2 | Philips
NO | YES |  |  |  | 133-09572 | 133-09572 | Philips Medical Systems Cardiac and Monitoring Syste | M3015A |  | DE45611845 | Katy-ICU | MHHS-Katy |  | Module, End Tidal CO2 |  | 133-09572 | 133-09572 | Katy | MHHS-Katy | Katy-ICU | Icu -19 | 1/1/19 |  |  |  | MONITORS, BEDSIDE, RESPIRATION, EXHALED CARBON DIO | Module, End Tidal CO2 | MODULEENDTIDALCO2-Philips-M3015A | MODULEENDTIDALCO2 | M3015A |  |  |  | Philips | Module, End Tidal CO2 |  | MODULEENDTIDALCO2-Philips-M3015A |  | 1/24/18 |  | MOETC-A | Covered PM Repair - Biomedical | MHHS-Katy | [8 empty] | MODULEENDTIDALCO2 | Module, End Tidal CO2 | Philips
NO | YES |  |  |  | 133-09573 | 133-09573 | Philips Medical Systems Cardiac and Monitoring Syste | M3015A |  | DE45611862 | Katy-ICU | MHHS-Katy |  | Module, End Tidal CO2 |  | 133-09573 | 133-09573 | Katy | MHHS-Katy | Katy-ICU | ICU | 11/1/19 | 11/1/20 |  |  | MONITORS, BEDSIDE, RESPIRATION, EXHALED CARBON DIO | Module, End Tidal CO2 | MODULEENDTIDALCO2-Philips-M3015A | MODULEENDTIDALCO2 | M3015A |  |  |  | Philips | Module, End Tidal CO2 |  | MODULEENDTIDALCO2-Philips-M3015A |  | 1/24/18 |  | MOETC-A | Covered PM Repair - Biomedical | MHHS-Katy | [8 empty] | MODULEENDTIDALCO2 | Module, End Tidal CO2 | Philips
NO | YES |  |  |  | 133-09574 | 133-09574 | Philips Medical Systems Cardiac and Monitoring Syste | M3015A |  | DE45611864 | Katy-ICU | MHHS-Katy |  | Module, End Tidal CO2 |  | 133-09574 | 133-09574 | Katy | MHHS-Katy | Katy-ICU | ICU Clean Utility | 11/1/19 | 11/1/20 |  |  | MONITORS, BEDSIDE, RESPIRATION, EXHALED CARBON DIO | Module, End Tidal CO2 | MODULEENDTIDALCO2-Philips-M3015A | MODULEENDTIDALCO2 | M3015A |  |  |  | Philips | Module, End Tidal CO2 |  | MODULEENDTIDALCO2-Philips-M3015A |  | 1/24/18 |  | MOETC-A | Covered PM Repair - Biomedical | MHHS-Katy | [8 empty] | MODULEENDTIDALCO2 | Module, End Tidal CO2 | Philips
NO | YES |  |  |  | 133-09575 | 133-09575 | Philips Medical Systems Cardiac and Monitoring Syste | M3015A |  | DE45611865 | Katy-Med/Surg 6th Floor | MHHS-Katy |  | Module, End Tidal CO2 |  | 133-09575 | 133-09575 | Katy | MHHS-Katy | Katy-Med/Surg 6th Floor | ICU Clean Utility | 1/1/19 | 1/1/20 |  |  | MONITORS, BEDSIDE, RESPIRATION, EXHALED CARBON DIO | Module, End Tidal CO2 | MODULEENDTIDALCO2-Philips-M3015A | MODULEENDTIDALCO2 | M3015A |  |  |  | Philips | Module, End Tidal CO2 |  | MODULEENDTIDALCO2-Philips-M3015A |  | 1/24/18 |  | MOETC-A | Covered PM Repair - Biomedical | MHHS-Katy | [8 empty] | MODULEENDTIDALCO2 | Module, End Tidal CO2 | Philips
NO | YES |  |  |  | 133-09576 | 133-09576 | Philips Medical Systems Cardiac and Monitoring Syste | M3015A |  | DE45611868 | Katy-OR | MHHS-Katy |  | Module, End Tidal CO2 |  | 133-09576 | 133-09576 | Katy | MHHS-Katy | Katy-OR | Bio med shop | 11/1/19 | 11/1/20 |  |  | MONITORS, BEDSIDE, RESPIRATION, EXHALED CARBON DIO | Module, End Tidal CO2 | MODULEENDTIDALCO2-Philips-M3015A | MODULEENDTIDALCO2 | M3015A |  |  |  | Philips | Module, End Tidal CO2 |  | MODULEENDTIDALCO2-Philips-M3015A |  | 1/24/18 |  | MOETC-A | Covered PM Repair - Biomedical | MHHS-Katy | [8 empty] | MODULEENDTIDALCO2 | Module, End Tidal CO2 | Philips
NO | YES |  |  |  | 133-09577 | 133-09577 | Philips Medical Systems Cardiac and Monitoring Syste | M3015A |  | DE45611870 | Katy-IMU | MHHS-Katy |  | Module, End Tidal CO2 |  | 133-09577 | 133-09577 | Katy | MHHS-Katy | Katy-IMU | Room 17 | 11/1/19 | 11/1/20 |  |  | MONITORS, BEDSIDE, RESPIRATION, EXHALED CARBON DIO | Module, End Tidal CO2 | MODULEENDTIDALCO2-Philips-M3015A | MODULEENDTIDALCO2 | M3015A |  |  |  | Philips | Module, End Tidal CO2 |  | MODULEENDTIDALCO2-Philips-M3015A |  | 1/24/18 |  | MOETC-A | Covered PM Repair - Biomedical | MHHS-Katy | [8 empty] | MODULEENDTIDALCO2 | Module, End Tidal CO2 | Philips
NO | YES |  |  |  | 133-09578 | 133-09578 | Philips Medical Systems Cardiac and Monitoring Syste | M3015A |  | DE45611872 | Katy-Med/Surg 6th Floor | MHHS-Katy |  | Module, End Tidal CO2 |  | 133-09578 | 133-09578 | Katy | MHHS-Katy | Katy-Med/Surg 6th Floor | ICU Clean Utility |  |  |  |  | MONITORS, BEDSIDE, RESPIRATION, EXHALED CARBON DIO | Module, End Tidal CO2 | MODULEENDTIDALCO2-Philips-M3015A | MODULEENDTIDALCO2 | M3015A |  |  |  | Philips | Module, End Tidal CO2 |  | MODULEENDTIDALCO2-Philips-M3015A |  | 1/24/18 |  | MOETC-A | Covered PM Repair - Biomedical | MHHS-Katy | [8 empty] | MODULEENDTIDALCO2 | Module, End Tidal CO2 | Philips
NO | YES |  |  |  | 133-09579 | 133-09579 | Philips Medical Systems Cardiac and Monitoring Syste | M3015A |  | DE45611873 | Katy-Med/Surg 6th Floor | MHHS-Katy |  | Module, End Tidal CO2 |  | 133-09579 | 133-09579 | Katy | MHHS-Katy | Katy-Med/Surg 6th Floor | ICU Clean Utility | 11/1/19 | 11/1/20 |  |  | MONITORS, BEDSIDE, RESPIRATION, EXHALED CARBON DIO | Module, End Tidal CO2 | MODULEENDTIDALCO2-Philips-M3015A | MODULEENDTIDALCO2 | M3015A |  |  |  | Philips | Module, End Tidal CO2 |  | MODULEENDTIDALCO2-Philips-M3015A |  | 2/26/19 |  | MOETC-A | Covered PM Repair - Biomedical | MHHS-Katy | [8 empty] | MODULEENDTIDALCO2 | Module, End Tidal CO2 | Philips
NO | YES |  |  |  | 133-02989 | 133-02989 | Philips Medical Systems Cardiac and Monitoring Syste | M3015A |  | DE43520415 | Katy-Postpartum-2W | MHHS-Katy |  | Module, End Tidal CO2 |  | 133-02989 | 133-02989 | Katy | MHHS-Katy | Katy-Postpartum-2W | C-Section 1 | 3/1/19 | 3/1/20 |  |  | MONITORS, BEDSIDE, RESPIRATION, EXHALED CARBON DIO | Module, End Tidal CO2 | MODULEENDTIDALCO2-Philips-M3015A | MODULEENDTIDALCO2 | M3015A |  |  |  | Philips | Module, End Tidal CO2 |  | MODULEENDTIDALCO2-Philips-M3015A |  |  |  | MOETC-A | Covered PM Repair - Biomedical | MHHS-Katy | [8 empty] | MODULEENDTIDALCO2 | Module, End Tidal CO2 | Philips
NO | YES |  |  |  | 133-02747 | 133-02747 | Philips Medical Systems Cardiac and Monitoring Syste | M3015A |  | DE43518227 | Katy-ER | MHHS-Katy |  | Module, End Tidal CO2 |  | 133-02747 | 133-02747 | Katy | MHHS-Katy | Katy-ER | Biomed shop | 2/1/20 | 2/1/21 |  |  | MONITORS, BEDSIDE, RESPIRATION, EXHALED CARBON DIO | Module, End Tidal CO2 | MODULEENDTIDALCO2-Philips-M3015A | MODULEENDTIDALCO2 | M3015A |  |  |  | Philips | Module, End Tidal CO2 |  | MODULEENDTIDALCO2-Philips-M3015A |  | 12/14/16 |  | MOETC-A | Covered PM Repair - Biomedical | MHHS-Katy | [8 empty] | MODULEENDTIDALCO2 | Module, End Tidal CO2 | Philips
NO | YES |  |  |  | 133-08701 | 133-08701 | Philips Medical Systems Cardiac and Monitoring Syste | M3015A |  | DE13861430 | Katy-PACU | MHHS-Katy |  | Module, End Tidal CO2 |  | 133-08701 | 133-08701 | Katy | MHHS-Katy | Katy-PACU | Bay 24 | 1/1/19 | 1/1/20 |  |  | MONITORS, BEDSIDE, RESPIRATION, EXHALED CARBON DIO | Module, End Tidal CO2 | MODULEENDTIDALCO2-Philips-M3015A | MODULEENDTIDALCO2 | M3015A |  |  |  | Philips | Module, End Tidal CO2 |  | MODULEENDTIDALCO2-Philips-M3015A |  | 12/14/16 |  | MOETC-A | Covered PM Repair - Biomedical | MHHS-Katy | [8 empty] | MODULEENDTIDALCO2 | Module, End Tidal CO2 | Philips
NO | YES |  |  |  | 133-08702 | 133-08702 | Philips Medical Systems Cardiac and Monitoring Syste | M3015A |  | DE13861437 | Katy-PACU | MHHS-Katy |  | Module, End Tidal CO2 |  | 133-08702 | 133-08702 | Katy | MHHS-Katy | Katy-PACU | PacU8 | 3/1/19 | 3/1/20 |  |  | MONITORS, BEDSIDE, RESPIRATION, EXHALED CARBON DIO | Module, End Tidal CO2 | MODULEENDTIDALCO2-Philips-M3015A | MODULEENDTIDALCO2 | M3015A |  |  |  | Philips | Module, End Tidal CO2 |  | MODULEENDTIDALCO2-Philips-M3015A |  | 12/21/16 |  | MOETC-A | Covered PM Repair - Biomedical | MHHS-Katy | [8 empty] | MODULEENDTIDALCO2 | Module, End Tidal CO2 | Philips
NO | YES |  |  |  | 133-08703 | 133-08703 | Philips Medical Systems Cardiac and Monitoring Syste | M3015A |  | DE13861432 | Katy-PACU | MHHS-Katy |  | Module, End Tidal CO2 |  | 133-08703 | 133-08703 | Katy | MHHS-Katy | Katy-PACU | Bay 4 | 3/1/19 | 3/1/20 |  |  | MONITORS, BEDSIDE, RESPIRATION, EXHALED CARBON DIO | Module, End Tidal CO2 | MODULEENDTIDALCO2-Philips-M3015A | MODULEENDTIDALCO2 | M3015A |  |  |  | Philips | Module, End Tidal CO2 |  | MODULEENDTIDALCO2-Philips-M3015A |  | 1/3/17 |  | MOETC-A | Covered PM Repair - Biomedical | MHHS-Katy | [8 empty] | MODULEENDTIDALCO2 | Module, End Tidal CO2 | Philips
NO | YES |  |  |  | 133-08705 | 133-08705 | Philips Medical Systems Cardiac and Monitoring Syste | M3015A |  | DE13861428 | Katy-PACU | MHHS-Katy |  | Module, End Tidal CO2 |  | 133-08705 | 133-08705 | Katy | MHHS-Katy | Katy-PACU | Pacu | 3/1/19 | 3/1/20 |  |  | MONITORS, BEDSIDE, RESPIRATION, EXHALED CARBON DIO | Module, End Tidal CO2 | MODULEENDTIDALCO2-Philips-M3015A | MODULEENDTIDALCO2 | M3015A |  |  |  | Philips | Module, End Tidal CO2 |  | MODULEENDTIDALCO2-Philips-M3015A |  | 1/3/17 |  | MOETC-A | Covered PM Repair - Biomedical | MHHS-Katy | [8 empty] | MODULEENDTIDALCO2 | Module, End Tidal CO2 | Philips
NO | YES |  |  |  | 133-08707 | 133-08707 | Philips Medical Systems Cardiac and Monitoring Syste | M3015A |  | DE13861431 | Katy-PACU | MHHS-Katy |  | Module, End Tidal CO2 |  | 133-08707 | 133-08707 | Katy | MHHS-Katy | Katy-PACU | PACU Room 2 | 3/1/19 | 3/1/20 |  |  | MONITORS, BEDSIDE, RESPIRATION, EXHALED CARBON DIO | Module, End Tidal CO2 | MODULEENDTIDALCO2-Philips-M3015A | MODULEENDTIDALCO2 | M3015A |  |  |  | Philips | Module, End Tidal CO2 |  | MODULEENDTIDALCO2-Philips-M3015A |  | 2/26/19 |  | MOETC-A | Covered PM Repair - Biomedical | MHHS-Katy | [8 empty] | MODULEENDTIDALCO2 | Module, End Tidal CO2 | Philips
NO | YES |  |  |  | 133-08708 | 133-08708 | Philips Medical Systems Cardiac and Monitoring Syste | M3015A |  | DE13861434 | Katy-PACU | MHHS-Katy |  | Module, End Tidal CO2 |  | 133-08708 | 133-08708 | Katy | MHHS-Katy | Katy-PACU | Pacu | 3/1/19 | 3/1/20 |  |  | MONITORS, BEDSIDE, RESPIRATION, EXHALED CARBON DIO | Module, End Tidal CO2 | MODULEENDTIDALCO2-Philips-M3015A | MODULEENDTIDALCO2 | M3015A |  |  |  | Philips | Module, End Tidal CO2 |  | MODULEENDTIDALCO2-Philips-M3015A |  | 2/26/19 |  | MOETC-A | Covered PM Repair - Biomedical | MHHS-Katy | [8 empty] | MODULEENDTIDALCO2 | Module, End Tidal CO2 | Philips
NO | YES |  |  |  | 133-08829 | 133-08829 | Philips Medical Systems Cardiac and Monitoring Syste | M3015A |  | DE13869739 | Katy-PACU | MHHS-Katy |  | Module, End Tidal CO2 |  | 133-08829 | 133-08829 | Katy | MHHS-Katy | Katy-PACU | Bay 3 | 3/1/19 | 3/1/20 |  |  | MONITORS, BEDSIDE, RESPIRATION, EXHALED CARBON DIO | Module, End Tidal CO2 | MODULEENDTIDALCO2-Philips-M3015A | MODULEENDTIDALCO2 | M3015A |  |  |  | Philips | Module, End Tidal CO2 |  | MODULEENDTIDALCO2-Philips-M3015A |  |  |  | MOETC-A | Covered PM Repair - Biomedical | MHHS-Katy | [8 empty] | MODULEENDTIDALCO2 | Module, End Tidal CO2 | Philips
NO | YES |  |  |  | 133-08928 | 133-08928 | Philips Medical Systems Cardiac and Monitoring Syste | M3015A |  | DE45590014 | Katy-PACU | MHHS-Katy |  | Module, End Tidal CO2 |  | 133-08928 | 133-08928 | Katy | MHHS-Katy | Katy-PACU | Pacu | 6/1/19 | 6/1/20 |  |  | MONITORS, BEDSIDE, RESPIRATION, EXHALED CARBON DIO | Module, End Tidal CO2 | MODULEENDTIDALCO2-Philips-M3015A | MODULEENDTIDALCO2 | M3015A |  |  |  | Philips | Module, End Tidal CO2 |  | MODULEENDTIDALCO2-Philips-M3015A |  |  |  | MOETC-A | Covered PM Repair - Biomedical | MHHS-Katy | [8 empty] | MODULEENDTIDALCO2 | Module, End Tidal CO2 | Philips
NO | YES |  |  |  | 133-08929 | 133-08929 | Philips Medical Systems Cardiac and Monitoring Syste | M3015A |  | DE45589995 | Katy-PACU | MHHS-Katy |  | Module, End Tidal CO2 |  | 133-08929 | 133-08929 | Katy | MHHS-Katy | Katy-PACU | Pacu | 6/1/19 | 6/1/20 |  |  | MONITORS, BEDSIDE, RESPIRATION, EXHALED CARBON DIO | Module, End Tidal CO2 | MODULEENDTIDALCO2-Philips-M3015A | MODULEENDTIDALCO2 | M3015A |  |  |  | Philips | Module, End Tidal CO2 |  | MODULEENDTIDALCO2-Philips-M3015A |  |  |  | MOETC-A | Covered PM Repair - Biomedical | MHHS-Katy | [8 empty] | MODULEENDTIDALCO2 | Module, End Tidal CO2 | Philips
NO | YES |  |  |  | 133-08930 | 133-08930 | Philips Medical Systems Cardiac and Monitoring Syste | M3015A |  | DE45589928 | Katy-PACU | MHHS-Katy |  | Module, End Tidal CO2 |  | 133-08930 | 133-08930 | Katy | MHHS-Katy | Katy-PACU | PACU BAY 15 | 6/1/19 | 6/1/20 |  |  | MONITORS, BEDSIDE, RESPIRATION, EXHALED CARBON DIO | Module, End Tidal CO2 | MODULEENDTIDALCO2-Philips-M3015A | MODULEENDTIDALCO2 | M3015A |  |  |  | Philips | Module, End Tidal CO2 |  | MODULEENDTIDALCO2-Philips-M3015A |  |  |  | MOETC-A | Covered PM Repair - Biomedical | MHHS-Katy | [8 empty] | MODULEENDTIDALCO2 | Module, End Tidal CO2 | Philips
NO | YES |  |  |  | 133-08931 | 133-08931 | Philips Medical Systems Cardiac and Monitoring Syste | M3015A |  | DE45590019 | Katy-PACU | MHHS-Katy |  | Module, End Tidal CO2 |  | 133-08931 | 133-08931 | Katy | MHHS-Katy | Katy-PACU | PACU BAY 21 | 5/1/19 | 5/1/20 |  |  | MONITORS, BEDSIDE, RESPIRATION, EXHALED CARBON DIO | Module, End Tidal CO2 | MODULEENDTIDALCO2-Philips-M3015A | MODULEENDTIDALCO2 | M3015A |  |  |  | Philips | Module, End Tidal CO2 |  | MODULEENDTIDALCO2-Philips-M3015A |  |  |  | MOETC-A | Covered PM Repair - Biomedical | MHHS-Katy | [8 empty] | MODULEENDTIDALCO2 | Module, End Tidal CO2 | Philips
NO | YES |  |  |  | 133-08932 | 133-08932 | Philips Medical Systems Cardiac and Monitoring Syste | M3015A |  | DE45589923 | Katy-PACU | MHHS-Katy |  | Module, End Tidal CO2 |  | 133-08932 | 133-08932 | Katy | MHHS-Katy | Katy-PACU | Recovery 21 | 5/1/19 | 5/1/20 |  |  | MONITORS, BEDSIDE, RESPIRATION, EXHALED CARBON DIO | Module, End Tidal CO2 | MODULEENDTIDALCO2-Philips-M3015A | MODULEENDTIDALCO2 | M3015A |  |  |  | Philips | Module, End Tidal CO2 |  | MODULEENDTIDALCO2-Philips-M3015A |  | 6/22/13 |  | MOETC-A | Covered PM Repair - Biomedical | MHHS-Katy | [8 empty] | MODULEENDTIDALCO2 | Module, End Tidal CO2 | Philips
NO | YES |  |  |  | 133-08933 | 133-08933 | Philips Medical Systems Cardiac and Monitoring Syste | M3015A |  | DE45589907 | Katy-PACU | MHHS-Katy |  | Module, End Tidal CO2 |  | 133-08933 | 133-08933 | Katy | MHHS-Katy | Katy-PACU |  | 5/1/19 | 5/1/20 |  |  | MONITORS, BEDSIDE, RESPIRATION, EXHALED CARBON DIO | Module, End Tidal CO2 | MODULEENDTIDALCO2-Philips-M3015A | MODULEENDTIDALCO2 | M3015A |  |  |  | Philips | Module, End Tidal CO2 |  | MODULEENDTIDALCO2-Philips-M3015A |  | 6/22/13 |  | MOETC-A | Covered PM Repair - Biomedical | MHHS-Katy | [8 empty] | MODULEENDTIDALCO2 | Module, End Tidal CO2 | Philips
NO | YES |  |  |  | 133-08934 | 133-08934 | Philips Medical Systems Cardiac and Monitoring Syste | M3015A |  | DE45589887 | Katy-PACU | MHHS-Katy |  | Module, End Tidal CO2 |  | 133-08934 | 133-08934 | Katy | MHHS-Katy | Katy-PACU | Bay 19 | 6/1/19 | 6/1/20 |  |  | MONITORS, BEDSIDE, RESPIRATION, EXHALED CARBON DIO | Module, End Tidal CO2 | MODULEENDTIDALCO2-Philips-M3015A | MODULEENDTIDALCO2 | M3015A |  |  |  | Philips | Module, End Tidal CO2 |  | MODULEENDTIDALCO2-Philips-M3015A |  | 6/22/13 |  | MOETC-A | Covered PM Repair - Biomedical | MHHS-Katy | [8 empty] | MODULEENDTIDALCO2 | Module, End Tidal CO2 | Philips
NO | YES |  |  |  | 133-08935 | 133-08935 | Philips Medical Systems Cardiac and Monitoring Syste | M3015A |  | DE45590015 | Katy-PACU | MHHS-Katy |  | Module, End Tidal CO2 |  | 133-08935 | 133-08935 | Katy | MHHS-Katy | Katy-PACU | PACU Room 23 | 5/1/19 | 5/1/20 |  |  | MONITORS, BEDSIDE, RESPIRATION, EXHALED CARBON DIO | Module, End Tidal CO2 | MODULEENDTIDALCO2-Philips-M3015A | MODULEENDTIDALCO2 | M3015A |  |  |  | Philips | Module, End Tidal CO2 |  | MODULEENDTIDALCO2-Philips-M3015A |  | 11/1/16 |  | MOETC-A | Covered PM Repair - Biomedical | MHHS-Katy | [8 empty] | MODULEENDTIDALCO2 | Module, End Tidal CO2 | Philips
NO | YES |  |  |  | 133-08936 | 133-08936 | Philips Medical Systems Cardiac and Monitoring Syste | M3015A |  | DE45590018 | Katy-PACU | MHHS-Katy |  | Module, End Tidal CO2 |  | 133-08936 | 133-08936 | Katy | MHHS-Katy | Katy-PACU | Bay 16 | 6/1/19 | 6/1/20 |  |  | MONITORS, BEDSIDE, RESPIRATION, EXHALED CARBON DIO | Module, End Tidal CO2 | MODULEENDTIDALCO2-Philips-M3015A | MODULEENDTIDALCO2 | M3015A |  |  |  | Philips | Module, End Tidal CO2 |  | MODULEENDTIDALCO2-Philips-M3015A |  | 11/1/16 |  | MOETC-A | Covered PM Repair - Biomedical | MHHS-Katy | [8 empty] | MODULEENDTIDALCO2 | Module, End Tidal CO2 | Philips
NO | YES |  |  |  | 133-08937 | 133-08937 | Philips Medical Systems Cardiac and Monitoring Syste | M3015A |  | DE45590011 | Katy-PACU | MHHS-Katy |  | Module, End Tidal CO2 |  | 133-08937 | 133-08937 | Katy | MHHS-Katy | Katy-PACU | PACU BAY 17 | 6/1/19 | 6/1/20 |  |  | MONITORS, BEDSIDE, RESPIRATION, EXHALED CARBON DIO | Module, End Tidal CO2 | MODULEENDTIDALCO2-Philips-M3015A | MODULEENDTIDALCO2 | M3015A |  |  |  | Philips | Module, End Tidal CO2 |  | MODULEENDTIDALCO2-Philips-M3015A |  | 11/1/16 |  | MOETC-A | Covered PM Repair - Biomedical | MHHS-Katy | [8 empty] | MODULEENDTIDALCO2 | Module, End Tidal CO2 | Philips
NO | YES |  |  |  | 133-08938 | 133-08938 | Philips Medical Systems Cardiac and Monitoring Syste | M3015A |  | DE45590013 | Katy-PACU | MHHS-Katy |  | Module, End Tidal CO2 |  | 133-08938 | 133-08938 | Katy | MHHS-Katy | Katy-PACU | Recovery 25 | 6/1/19 | 6/1/20 |  |  | MONITORS, BEDSIDE, RESPIRATION, EXHALED CARBON DIO | Module, End Tidal CO2 | MODULEENDTIDALCO2-Philips-M3015A | MODULEENDTIDALCO2 | M3015A |  |  |  | Philips | Module, End Tidal CO2 |  | MODULEENDTIDALCO2-Philips-M3015A |  | 5/12/16 |  | MOETC-A | Covered PM Repair - Biomedical | MHHS-Katy | [8 empty] | MODULEENDTIDALCO2 | Module, End Tidal CO2 | Philips
NO | YES |  |  |  | 133-08697 | 133-08697 | Philips Medical Systems Cardiac and Monitoring Syste | M3015A |  | DE13861448 | Katy-Postpartum-2W | MHHS-Katy |  | Module, End Tidal CO2 |  | 133-08697 | 133-08697 | Katy | MHHS-Katy | Katy-Postpartum-2W | OR 2 | 3/1/19 | 3/1/20 |  |  | MONITORS, BEDSIDE, RESPIRATION, EXHALED CARBON DIO | Module, End Tidal CO2 | MODULEENDTIDALCO2-Philips-M3015A | MODULEENDTIDALCO2 | M3015A |  |  |  | Philips | Module, End Tidal CO2 |  | MODULEENDTIDALCO2-Philips-M3015A |  | 5/7/19 |  | MOETC-A | Covered PM Repair - Biomedical | MHHS-Katy | [8 empty] | MODULEENDTIDALCO2 | Module, End Tidal CO2 | Philips
NO | YES |  |  |  | 133-08698 | 133-08698 | Philips Medical Systems Cardiac and Monitoring Syste | M3015A |  | DE13861442 | Katy-Postpartum-2W | MHHS-Katy |  | Module, End Tidal CO2 |  | 133-08698 | 133-08698 | Katy | MHHS-Katy | Katy-Postpartum-2W | L | 3/1/19 | 3/1/20 |  |  | MONITORS, BEDSIDE, RESPIRATION, EXHALED CARBON DIO | Module, End Tidal CO2 | MODULEENDTIDALCO2-Philips-M3015A | MODULEENDTIDALCO2 | M3015A |  |  |  | Philips | Module, End Tidal CO2 |  | MODULEENDTIDALCO2-Philips-M3015A |  | 5/7/19 |  | MOETC-A | Covered PM Repair - Biomedical | MHHS-Katy | [8 empty] | MODULEENDTIDALCO2 | Module, End Tidal CO2 | Philips
NO | YES |  |  |  | 041-16079 | 041-16079 | Philips Medical Systems Cardiac and Monitoring Syste | M3015A |  | DE13869615 | Memorial city digestive disease center | MHHS-Mem City |  | Module, End Tidal CO2 |  | 041-16079 | 041-16079 | West Memorial city | Herman memorial city medical center | Memorial city digestive disease center | Procedure room 4 |  |  |  |  | MONITORS, BEDSIDE, RESPIRATION, EXHALED CARBON DIO |  | MODULEENDTIDALCO2-Philips-M3015A | MODULEENDTIDALCO2 | M3015A |  |  |  | Philips | Module, End Tidal CO2 |  | MODULEENDTIDALCO2-Philips-M3015A |  |  |  |  | Covered PM Repair - Biomedical | MHHS-Mem City
NO | YES |  |  |  | 041-16083 | 041-16083 | Philips Medical Systems Cardiac and Monitoring Syste | M3015A |  | DE13869612 | MEMORIAL CITY - Endoscopy | MHHS-Mem City |  | Module, End Tidal CO2 |  | 041-16083 | 041-16083 | West | MEMORIAL CITY - MEMORIAL HERMANN HOSPITAL WEST TOWER | MEMORIAL CITY - Endoscopy | Bay 16 |  |  |  | No PM sticker | MONITORS, BEDSIDE, RESPIRATION, EXHALED CARBON DIO |  | MODULEENDTIDALCO2-Philips-M3015A | MODULEENDTIDALCO2 | M3015A |  |  |  | Philips | Module, End Tidal CO2 |  | MODULEENDTIDALCO2-Philips-M3015A |  |  |  |  | Covered PM Repair - Biomedical | MHHS-Mem City
NO | YES |  |  |  | 041-17042 | 041-17042 | Philips Medical Systems Cardiac and Monitoring Syste | M3015A |  | DE13860165 | MEMORIAL CITY - DIGESTIVE DISEASE CENTER | MHHS-Mem City |  | Module, End Tidal CO2 |  | 041-17042 | 041-17042 | West | Memorial Hermann Memorial City Medical Center | MEMORIAL CITY - DIGESTIVE DISEASE CENTER | MEMORIAL CITY - DIGESTIVE |  |  |  |  | MONITORS, BEDSIDE, RESPIRATION, EXHALED CARBON DIO |  | MODULEENDTIDALCO2-Philips-M3015A | MODULEENDTIDALCO2 | M3015A |  |  |  | Philips | Module, End Tidal CO2 |  | MODULEENDTIDALCO2-Philips-M3015A |  |  |  |  | Covered PM Repair - Biomedical | MHHS-Mem City
NO | YES | Asset Tag 041-18645 |  |  | 041-18645 | 041-18645 | Philips Medical Systems Cardiac and Monitoring Syste | M3015A |  | DE13860166 | (null) | MHHS-Mem City |  | Module, End Tidal CO2 |  | 041-18645 | 041-18645 | (null) | (null) | (null) | (null) | (null) | (null) | (null) | (null) | MONITORS, BEDSIDE, RESPIRATION, EXHALED CARBON DIO |  | MODULEENDTIDALCO2-Philips-M3015A | MODULEENDTIDALCO2 | M3015A |  |  |  | Philips | Module, End Tidal CO2 |  | MODULEENDTIDALCO2-Philips-M3015A |  |  |  |  | Covered PM Repair - Biomedical | MHHS-Mem City
NO | YES |  |  |  | 041-17476 | 041-17476 | Philips Medical Systems Cardiac and Monitoring Syste | M3015A |  | DE13860160 | MEMORIAL CITY - Endo | MHHS-Mem City |  | Module, End Tidal CO2 |  | 041-17476 | 041-17476 | West | MEMORIAL CITY - MEMORIAL HERMANN WEST TOWER | MEMORIAL CITY - Endo | 148 Procedure Room 5 |  |  |  | No pm sticker | MONITORS, BEDSIDE, RESPIRATION, EXHALED CARBON DIO |  | MODULEENDTIDALCO2-Philips-M3015A | MODULEENDTIDALCO2 | M3015A |  |  |  | Philips | Module, End Tidal CO2 |  | MODULEENDTIDALCO2-Philips-M3015A |  |  |  |  | Covered PM Repair - Biomedical | MHHS-Mem City
NO | YES |  |  |  | 041-34134 | 041-34134 | Philips Medical Systems Cardiac and Monitoring Syste | M3015A |  | DE02009019 | MEMORIAL CITY - DIGESTIVE DISEASE CENTER | MHHS-Mem City |  | Module, End Tidal CO2 |  | 041-34134 | 041-34134 | West | Endoscopy | MEMORIAL CITY - DIGESTIVE DISEASE CENTER | Procedure room 2 |  |  |  |  | MONITORS, BEDSIDE, RESPIRATION, EXHALED CARBON DIO |  | MODULEENDTIDALCO2-Philips-M3015A | MODULEENDTIDALCO2 | M3015A |  |  |  | Philips | Module, End Tidal CO2 |  | MODULEENDTIDALCO2-Philips-M3015A |  |  |  |  | Covered PM Repair - Biomedical | MHHS-Mem City
NO | YES |  |  |  | 041-34135 | 041-34135 | Philips Medical Systems Cardiac and Monitoring Syste | M3015A |  | DE13869327 | MEMORIAL CITY - DIGESTIVE DISEASE CENTER | MHHS-Mem City |  | Module, End Tidal CO2 |  | 041-34135 | 041-34135 | West | Memorial Hermann Memorial City Medical Center | MEMORIAL CITY - DIGESTIVE DISEASE CENTER | Endo procedure room 6 |  |  |  |  | MONITORS, BEDSIDE, RESPIRATION, EXHALED CARBON DIO |  | MODULEENDTIDALCO2-Philips-M3015A | MODULEENDTIDALCO2 | M3015A |  |  |  | Philips | Module, End Tidal CO2 |  | MODULEENDTIDALCO2-Philips-M3015A |  |  |  |  | Covered PM Repair - Biomedical | MHHS-Mem City
NO | YES |  |  |  | 041-34136 | 041-34136 | Philips Medical Systems Cardiac and Monitoring Syste | M3015A |  | DE02001785 | MEMORIAL CITY - Endoscopy | MHHS-Mem City |  | Module, End Tidal CO2 |  | 041-34136 | 041-34136 | West | MEMORIAL CITY - MEMORIAL HERMANN HOSPITAL WEST TOWER | MEMORIAL CITY - Endoscopy | Bay 15 |  |  |  |  | MONITORS, BEDSIDE, RESPIRATION, EXHALED CARBON DIO |  | MODULEENDTIDALCO2-Philips-M3015A | MODULEENDTIDALCO2 | M3015A |  |  |  | Philips | Module, End Tidal CO2 |  | MODULEENDTIDALCO2-Philips-M3015A |  |  |  |  | Covered PM Repair - Biomedical | MHHS-Mem City
NO | YES |  |  |  |  | 041-174774 | Philips Medical Systems Cardiac and Monitoring Syste | M3015A |  | DE13860163 | MEMORIAL CITY - DIGESTIVE DISEASE CENTER | MHHS-Mem City |  | Module, End Tidal CO2 |  |  | 041-174774 | West | Memorial city - memorial herman hospital | MEMORIAL CITY - DIGESTIVE DISEASE CENTER | Biomed |  |  |  |  | MONITORS, BEDSIDE, RESPIRATION, EXHALED CARBON DIO |  | MODULEENDTIDALCO2-Philips-M3015A | MODULEENDTIDALCO2 | M3015A |  |  |  | Philips | Module, End Tidal CO2 |  | MODULEENDTIDALCO2-Philips-M3015A |  |  |  |  | Covered PM Repair - Biomedical | MHHS-Mem City
NO | YES |  |  |  | 041-13048 | 041-13048 | Philips Medical Systems Cardiac and Monitoring Syste | M3015A |  | DE43536502 | MEMORIAL CITY - ER - PEDS | MHHS-Mem City |  | Module, End Tidal CO2 |  | 041-13048 | 041-13048 | West | Memorial Hermann - Memorial City | MEMORIAL CITY - ER - PEDS | [5 empty] | MONITORS, BEDSIDE, RESPIRATION, EXHALED CARBON DIO |  | MODULEENDTIDALCO2-Philips-M3015A | MODULEENDTIDALCO2 | M3015A |  |  |  | Philips | Module, End Tidal CO2 |  | MODULEENDTIDALCO2-Philips-M3015A |  |  |  |  | Covered PM Repair - Biomedical | MHHS-Mem City
NO | YES |  |  |  | 041-19191 | 041-19191 | Philips Medical Systems Cardiac and Monitoring Syste | M3015A |  | DE45595204 | MEMORIAL CITY - MHT - JHC RECOVER | MHHS-Mem City |  | Module, End Tidal CO2 |  | 041-19191 | 041-19191 | West | Memorial Hermann Memorial City Medical Center | MEMORIAL CITY - MHT - JHC RECOVER | MEMORIAL CITY - MHT - JHC RECOVER |  |  |  |  | MONITORS, BEDSIDE, RESPIRATION, EXHALED CARBON DIO |  | MODULEENDTIDALCO2-Philips-M3015A | MODULEENDTIDALCO2 | M3015A |  |  |  | Philips | Module, End Tidal CO2 |  | MODULEENDTIDALCO2-Philips-M3015A |  |  |  |  | Covered PM Repair - Biomedical | MHHS-Mem City
NO | YES |  |  |  | 041-19235 | 041-19235 | Philips Medical Systems Cardiac and Monitoring Syste | M3015A |  | DE45595104 | Memorial city - out patient surgery | MHHS-Mem City |  | Module, End Tidal CO2 |  | 041-19235 | 041-19235 | West and memorial city | Memorial city - memorial herman hospital | Memorial city - out patient surgery | Recovery |  |  |  |  | MONITORS, BEDSIDE, RESPIRATION, EXHALED CARBON DIO |  | MODULEENDTIDALCO2-Philips-M3015A | MODULEENDTIDALCO2 | M3015A |  |  |  | Philips | Module, End Tidal CO2 |  | MODULEENDTIDALCO2-Philips-M3015A |  |  |  |  | Covered PM Repair - Biomedical | MHHS-Mem City
NO | YES |  |  |  | 041-19241 | 041-19241 | Philips Medical Systems Cardiac and Monitoring Syste | M3015A |  | DE45595203 | Memorial city - out patient surgery | MHHS-Mem City |  | Module, End Tidal CO2 |  | 041-19241 | 041-19241 | West and memorial city | Memorial city - memorial herman hospital | Memorial city - out patient surgery | Recovery |  |  |  |  | MONITORS, BEDSIDE, RESPIRATION, EXHALED CARBON DIO |  | MODULEENDTIDALCO2-Philips-M3015A | MODULEENDTIDALCO2 | M3015A |  |  |  | Philips | Module, End Tidal CO2 |  | MODULEENDTIDALCO2-Philips-M3015A |  |  |  |  | Covered PM Repair - Biomedical | MHHS-Mem City
NO | YES |  |  |  | 041-19288 | 041-19288 | Philips Medical Systems Cardiac and Monitoring Syste | M3015A |  | DE45595228 | MEMORIAL CITY - MHT - JHC RECOVER | MHHS-Mem City |  | Module, End Tidal CO2 |  | 041-19288 | 041-19288 | West | Memorial Hermann Memorial City Medical Center | MEMORIAL CITY - MHT - JHC RECOVER | MEMORIAL CITY - MHT - JHC RECOVER |  |  |  |  | MONITORS, BEDSIDE, RESPIRATION, EXHALED CARBON DIO |  | MODULEENDTIDALCO2-Philips-M3015A | MODULEENDTIDALCO2 | M3015A |  |  |  | Philips | Module, End Tidal CO2 |  | MODULEENDTIDALCO2-Philips-M3015A |  |  |  |  | Covered PM Repair - Biomedical | MHHS-Mem City
NO | YES |  |  |  | 041-19179 | 041-19179 | Philips Medical Systems Cardiac and Monitoring Syste | M3015A |  | DE45595230 | MEMORIAL CITY - Outpatient | MHHS-Mem City |  | Module, End Tidal CO2 |  | 041-19179 | 041-19179 | West | Memorial City - Memorial Hermann Hospital West | MEMORIAL CITY - Outpatient | West Recovery |  |  |  |  | MONITORS, BEDSIDE, RESPIRATION, EXHALED CARBON DIO |  | MODULEENDTIDALCO2-Philips-M3015A | MODULEENDTIDALCO2 | M3015A |  |  |  | Philips | Module, End Tidal CO2 |  | MODULEENDTIDALCO2-Philips-M3015A |  |  |  |  | Covered PM Repair - Biomedical | MHHS-Mem City
NO | YES |  |  |  | 041-19182 | 041-19182 | Philips Medical Systems Cardiac and Monitoring Syste | M3015A |  | DE45595200 | MEMORIAL CITY - MHT - JHC PO | MHHS-Mem City |  | Module, End Tidal CO2 |  | 041-19182 | 041-19182 | West | Memorial Hermann Memorial City Medical Center | MEMORIAL CITY - MHT - JHC PO | MEMORIAL CITY - MHT - JHC PO |  |  |  |  | MONITORS, BEDSIDE, RESPIRATION, EXHALED CARBON DIO |  | MODULEENDTIDALCO2-Philips-M3015A | MODULEENDTIDALCO2 | M3015A |  |  |  | Philips | Module, End Tidal CO2 |  | MODULEENDTIDALCO2-Philips-M3015A |  |  |  |  | Covered PM Repair - Biomedical | MHHS-Mem City
NO | YES |  |  |  | 041-19185 | 041-19185 | Philips Medical Systems Cardiac and Monitoring Syste | M3015A |  | DE45595201 | MEMORIAL CITY - MHT - JHC PACU | MHHS-Mem City |  | Module, End Tidal CO2 |  | 041-19185 | 041-19185 | West | Memorial City - Memorial Hermann Hospital West | MEMORIAL CITY - MHT - JHC PACU | West Recovery 15 |  |  |  |  | MONITORS, BEDSIDE, RESPIRATION, EXHALED CARBON DIO |  | MODULEENDTIDALCO2-Philips-M3015A | MODULEENDTIDALCO2 | M3015A |  |  |  | Philips | Module, End Tidal CO2 |  | MODULEENDTIDALCO2-Philips-M3015A |  |  |  |  | Covered PM Repair - Biomedical | MHHS-Mem City
NO | YES |  |  |  | 041-19188 | 041-19188 | Philips Medical Systems Cardiac and Monitoring Syste | M3015A |  | DE45595231 | Memorial city - out patient surgery | MHHS-Mem City |  | Module, End Tidal CO2 |  | 041-19188 | 041-19188 | West and memorial city | Memorial city - memorial herman hospital | Memorial city - out patient surgery | Recovery |  |  |  |  | MONITORS, BEDSIDE, RESPIRATION, EXHALED CARBON DIO |  | MODULEENDTIDALCO2-Philips-M3015A | MODULEENDTIDALCO2 | M3015A |  |  |  | Philips | Module, End Tidal CO2 |  | MODULEENDTIDALCO2-Philips-M3015A |  |  |  |  | Covered PM Repair - Biomedical | MHHS-Mem City
NO | YES |  |  |  | 041-19229 | 041-19229 | Philips Medical Systems Cardiac and Monitoring Syste | M3015A |  | DE45595189 | MEMORIAL CITY - MHT - JHC Recovery | MHHS-Mem City |  | Module, End Tidal CO2 |  | 041-19229 | 041-19229 | West | Memorial Hermann Memorial City Medical Center | MEMORIAL CITY - MHT - JHC Recovery | MH11 Recovery Bay 3 |  |  |  |  | MONITORS, BEDSIDE, RESPIRATION, EXHALED CARBON DIO |  | MODULEENDTIDALCO2-Philips-M3015A | MODULEENDTIDALCO2 | M3015A |  |  |  | Philips | Module, End Tidal CO2 |  | MODULEENDTIDALCO2-Philips-M3015A |  |  |  |  | Covered PM Repair - Biomedical | MHHS-Mem City
NO | YES |  |  |  | 041-19232 | 041-19232 | Philips Medical Systems Cardiac and Monitoring Syste | M3015A |  | DE45595221 | Memorial city - out patient surgery | MHHS-Mem City |  | Module, End Tidal CO2 |  | 041-19232 | 041-19232 | West and memorial city | Memorial city - memorial herman hospital | Memorial city - out patient surgery | Recovery |  |  |  |  | MONITORS, BEDSIDE, RESPIRATION, EXHALED CARBON DIO |  | MODULEENDTIDALCO2-Philips-M3015A | MODULEENDTIDALCO2 | M3015A |  |  |  | Philips | Module, End Tidal CO2 |  | MODULEENDTIDALCO2-Philips-M3015A |  |  |  |  | Covered PM Repair - Biomedical | MHHS-Mem City
NO | YES |  |  |  | 041-19238 | 041-19238 | Philips Medical Systems Cardiac and Monitoring Syste | M3015A |  | DE45595193 | MEMORIAL CITY - MHT - JHC PACU | MHHS-Mem City |  | Module, End Tidal CO2 |  | 041-19238 | 041-19238 | West | Memorial City - Memorial Hermann Hospital West | MEMORIAL CITY - MHT - JHC PACU | West Recovery 14 |  |  |  |  | MONITORS, BEDSIDE, RESPIRATION, EXHALED CARBON DIO |  | MODULEENDTIDALCO2-Philips-M3015A | MODULEENDTIDALCO2 | M3015A |  |  |  | Philips | Module, End Tidal CO2 |  | MODULEENDTIDALCO2-Philips-M3015A |  |  |  |  | Covered PM Repair - Biomedical | MHHS-Mem City
NO | YES |  |  |  | 041-19244 | 041-19244 | Philips Medical Systems Cardiac and Monitoring Syste | M3015A |  | DE45595196 | MEMORIAL CITY - MHT - JHC Recovery | MHHS-Mem City |  | Module, End Tidal CO2 |  | 041-19244 | 041-19244 | West | Memorial Hermann Memorial City Medical Center | MEMORIAL CITY - MHT - JHC Recovery | MH11 Recovery Bay 2 |  |  |  |  | MONITORS, BEDSIDE, RESPIRATION, EXHALED CARBON DIO |  | MODULEENDTIDALCO2-Philips-M3015A | MODULEENDTIDALCO2 | M3015A |  |  |  | Philips | Module, End Tidal CO2 |  | MODULEENDTIDALCO2-Philips-M3015A |  |  |  |  | Covered PM Repair - Biomedical | MHHS-Mem City
NO | YES |  |  |  | 041-19247 | 041-19247 | Philips Medical Systems Cardiac and Monitoring Syste | M3015A |  | DE45595199 | MEMORIAL CITY - MHT - JHC PACU | MHHS-Mem City |  | Module, End Tidal CO2 |  | 041-19247 | 041-19247 | West | Memorial City - Memorial Hermann Hospital West | MEMORIAL CITY - MHT - JHC PACU | West Recovery 17 |  |  |  |  | MONITORS, BEDSIDE, RESPIRATION, EXHALED CARBON DIO |  | MODULEENDTIDALCO2-Philips-M3015A | MODULEENDTIDALCO2 | M3015A |  |  |  | Philips | Module, End Tidal CO2 |  | MODULEENDTIDALCO2-Philips-M3015A |  |  |  |  | Covered PM Repair - Biomedical | MHHS-Mem City
NO | YES |  |  |  | 041-19250 | 041-19250 | Philips Medical Systems Cardiac and Monitoring Syste | M3015A |  | DE45595206 | MEMORIAL CITY - MHT - JHC PACU | MHHS-Mem City |  | Module, End Tidal CO2 |  | 041-19250 | 041-19250 | West | Memorial City - Memorial Hermann Hospital West | MEMORIAL CITY - MHT - JHC PACU | West Recovery 16 |  |  |  |  | MONITORS, BEDSIDE, RESPIRATION, EXHALED CARBON DIO |  | MODULEENDTIDALCO2-Philips-M3015A | MODULEENDTIDALCO2 | M3015A |  |  |  | Philips | Module, End Tidal CO2 |  | MODULEENDTIDALCO2-Philips-M3015A |  |  |  |  | Covered PM Repair - Biomedical | MHHS-Mem City
NO | YES |  |  |  | 041-19285 | 041-19285 | Philips Medical Systems Cardiac and Monitoring Syste | M3015A |  | DE45595192 | MEMORIAL CITY - MHT - JHC Recovery | MHHS-Mem City |  | Module, End Tidal CO2 |  | 041-19285 | 041-19285 | West | Memorial Hermann Memorial City Medical Center | MEMORIAL CITY - MHT - JHC Recovery | MH11 Recovery Bay 4 |  |  |  |  | MONITORS, BEDSIDE, RESPIRATION, EXHALED CARBON DIO |  | MODULEENDTIDALCO2-Philips-M3015A | MODULEENDTIDALCO2 | M3015A |  |  |  | Philips | Module, End Tidal CO2 |  | MODULEENDTIDALCO2-Philips-M3015A |  |  |  |  | Covered PM Repair - Biomedical | MHHS-Mem City
NO | YES |  |  |  | 145-00195 | 145-00195 | Philips Medical Systems Cardiac and Monitoring Syste | M3015A |  | DE13877303 | Pearland-Emergency Center | MHHS-Pearland Hospital |  | Module, End Tidal CO2 |  | 145-00195 | 145-00195 | Pearland | MHHS-Pearland Hospital | Pearland-Emergency Center | Trauma 3 | 2/1/20 | 2/1/21 |  |  | MONITORS, BEDSIDE, RESPIRATION, EXHALED CARBON DIO | Module, End Tidal CO2 | MODULEENDTIDALCO2-Philips-M3015A | MODULEENDTIDALCO2 | M3015A |  |  |  | Philips | Module, End Tidal CO2 |  | MODULEENDTIDALCO2-Philips-M3015A |  | 4/2/13 |  | MOETC-A | Covered PM Repair - Biomedical | MHHS-Pearland Hospital | [8 empty] | MODULEENDTIDALCO2 | Module, End Tidal CO2 | Philips
NO | YES |  |  |  | 145-00210 | 145-00210 | Philips Medical Systems Cardiac and Monitoring Syste | M3015A |  | DE13871280 | Pearland-Emergency Center | MHHS-Pearland Hospital |  | Module, End Tidal CO2 |  | 145-00210 | 145-00210 | Pearland | MHHS-Pearland Hospital | Pearland-Emergency Center | IR-2 | 2/1/20 | 2/1/21 |  |  | MONITORS, BEDSIDE, RESPIRATION, EXHALED CARBON DIO | Module, End Tidal CO2 | MODULEENDTIDALCO2-Philips-M3015A | MODULEENDTIDALCO2 | M3015A |  |  |  | Philips | Module, End Tidal CO2 |  | MODULEENDTIDALCO2-Philips-M3015A |  | 2/15/17 |  | MOETC-A | Covered PM Repair - Biomedical | MHHS-Pearland Hospital | [8 empty] | MODULEENDTIDALCO2 | Module, End Tidal CO2 | Philips
NO | YES |  |  |  | 145-00219 | 145-00219 | Philips Medical Systems Cardiac and Monitoring Syste | M3015A |  | DE13877307 | Pearland-Emergency Center | MHHS-Pearland Hospital |  | Module, End Tidal CO2 |  | 145-00219 | 145-00219 | Pearland | MHHS-Pearland Hospital | Pearland-Emergency Center | Trauma 2 |  |  |  |  | MONITORS, BEDSIDE, RESPIRATION, EXHALED CARBON DIO | Module, End Tidal CO2 | MODULEENDTIDALCO2-Philips-M3015A | MODULEENDTIDALCO2 | M3015A |  |  |  | Philips | Module, End Tidal CO2 |  | MODULEENDTIDALCO2-Philips-M3015A |  | 10/20/15 |  | MOETC-A | Covered PM Repair - Biomedical | MHHS-Pearland Hospital | [8 empty] | MODULEENDTIDALCO2 | Module, End Tidal CO2 | Philips
NO | YES |  |  |  | 145-00143 | 145-00143 | Philips Medical Systems Cardiac and Monitoring Syste | M3015A |  | DE45599545 | Pearland-ICU/IMCU | MHHS-Pearland Hospital |  | Module, End Tidal CO2 |  | 145-00143 | 145-00143 | Pearland | MHHS-Pearland Hospital | Pearland-ICU/IMCU | Icu equipment cabinet | 3/1/19 | 3/1/20 |  |  | MONITORS, BEDSIDE, RESPIRATION, EXHALED CARBON DIO | Module, End Tidal CO2 | MODULEENDTIDALCO2-Philips-M3015A | MODULEENDTIDALCO2 | M3015A |  |  |  | Philips | Module, End Tidal CO2 |  | MODULEENDTIDALCO2-Philips-M3015A |  | 10/20/15 |  | MOETC-A | Covered PM Repair - Biomedical | MHHS-Pearland Hospital | [8 empty] | MODULEENDTIDALCO2 | Module, End Tidal CO2 | Philips
NO | YES |  |  |  | 145-00144 | 145-00144 | Philips Medical Systems Cardiac and Monitoring Syste | M3015A |  | DE45599551 | Pearland-4N-Med/Surg | MHHS-Pearland Hospital |  | Module, End Tidal CO2 |  | 145-00144 | 145-00144 | Pearland | MHHS-Pearland Hospital | Pearland-4N-Med/Surg | Icu 10 | 1/1/20 | 1/1/21 |  |  | MONITORS, BEDSIDE, RESPIRATION, EXHALED CARBON DIO | Module, End Tidal CO2 | MODULEENDTIDALCO2-Philips-M3015A | MODULEENDTIDALCO2 | M3015A |  |  |  | Philips | Module, End Tidal CO2 |  | MODULEENDTIDALCO2-Philips-M3015A |  |  |  | MOETC-A | Covered PM Repair - Biomedical | MHHS-Pearland Hospital | [8 empty] | MODULEENDTIDALCO2 | Module, End Tidal CO2 | Philips
NO | YES |  |  |  | 145-00145 | 145-00145 | Philips Medical Systems Cardiac and Monitoring Syste | M3015A |  | DE45599547 | Pearland-OR | MHHS-Pearland Hospital |  | Module, End Tidal CO2 |  | 145-00145 | 145-00145 | Pearland | MHHS-Pearland Hospital | Pearland-OR | OR C SECTION | 3/1/19 | 3/1/20 |  |  | MONITORS, BEDSIDE, RESPIRATION, EXHALED CARBON DIO | Module, End Tidal CO2 | MODULEENDTIDALCO2-Philips-M3015A | MODULEENDTIDALCO2 | M3015A |  |  |  | Philips | Module, End Tidal CO2 |  | MODULEENDTIDALCO2-Philips-M3015A |  |  |  | MOETC-A | Covered PM Repair - Biomedical | MHHS-Pearland Hospital | [8 empty] | MODULEENDTIDALCO2 | Module, End Tidal CO2 | Philips
NO | YES |  |  |  | 145-00146 | 145-00146 | Philips Medical Systems Cardiac and Monitoring Syste | M3015A |  | DE45599543 | Pearland-ICU/IMCU | MHHS-Pearland Hospital |  | Module, End Tidal CO2 |  | 145-00146 | 145-00146 | Pearland | MHHS-Pearland Hospital | Pearland-ICU/IMCU |  | 1/1/20 | 1/1/21 |  |  | MONITORS, BEDSIDE, RESPIRATION, EXHALED CARBON DIO | Module, End Tidal CO2 | MODULEENDTIDALCO2-Philips-M3015A | MODULEENDTIDALCO2 | M3015A |  |  |  | Philips | Module, End Tidal CO2 |  | MODULEENDTIDALCO2-Philips-M3015A |  |  |  | MOETC-A | Covered PM Repair - Biomedical | MHHS-Pearland Hospital | [8 empty] | MODULEENDTIDALCO2 | Module, End Tidal CO2 | Philips
NO | YES |  |  |  | 145-00148 | 145-00148 | Philips Medical Systems Cardiac and Monitoring Syste | M3015A |  | DE45599548 | Pearland-ICU/IMCU | MHHS-Pearland Hospital |  | Module, End Tidal CO2 |  | 145-00148 | 145-00148 | Pearland | MHHS-Pearland Hospital | Pearland-ICU/IMCU | Icu equipment cabinet | 1/1/20 | 1/1/21 |  |  | MONITORS, BEDSIDE, RESPIRATION, EXHALED CARBON DIO | Module, End Tidal CO2 | MODULEENDTIDALCO2-Philips-M3015A | MODULEENDTIDALCO2 | M3015A |  |  |  | Philips | Module, End Tidal CO2 |  | MODULEENDTIDALCO2-Philips-M3015A |  | 1/1/06 |  | MOETC-A | Covered PM Repair - Biomedical | MHHS-Pearland Hospital | [8 empty] | MODULEENDTIDALCO2 | Module, End Tidal CO2 | Philips
NO | YES |  |  |  | 145-00714 | 145-00714 | Philips Medical Systems Cardiac and Monitoring Syste | M3015A |  | DE45271706 | Pearland-ICU/IMCU | MHHS-Pearland Hospital |  | Module, End Tidal CO2 |  | 145-00714 | 145-00714 | Pearland | MHHS-Pearland Hospital | Pearland-ICU/IMCU | Icu equipment cabinet | 10/1/19 | 10/1/20 |  |  | MONITORS, BEDSIDE, RESPIRATION, EXHALED CARBON DIO | Module, End Tidal CO2 | MODULEENDTIDALCO2-Philips-M3015A | MODULEENDTIDALCO2 | M3015A |  |  |  | Philips | Module, End Tidal CO2 |  | MODULEENDTIDALCO2-Philips-M3015A |  | 6/1/17 |  | MOETC-A | Not Covered Vendor Only - Biomedical | MHHS-Pearland Hospital | [8 empty] | MODULEENDTIDALCO2 | Module, End Tidal CO2 | Philips
NO | YES |  |  |  | 583-00820 | 583-00820 | Philips Medical Systems Cardiac and Monitoring Syste | M3015A |  | DE45591809 | KT CCC-(KY)-Emergency Room | MHHS-South Katy CCC |  | Module, End Tidal CO2 |  | 583-00820 | 583-00820 | Katy | MHHS-Others | KT CCC-(KY)-Emergency Room | Ex 6 | 5/1/19 | 5/1/20 |  |  | MONITORS, BEDSIDE, RESPIRATION, EXHALED CARBON DIO | Module, End Tidal CO2 | MODULEENDTIDALCO2-Philips-M3015A | MODULEENDTIDALCO2 | M3015A |  |  |  | Philips | Module, End Tidal CO2 |  | MODULEENDTIDALCO2-Philips-M3015A |  | 5/7/19 |  | MOETC-A | Covered PM Repair - Biomedical | MHHS-South Katy CCC | [8 empty] | MODULEENDTIDALCO2 | Module, End Tidal CO2 | Philips
NO | YES |  |  |  | 583-00821 | 583-00821 | Philips Medical Systems Cardiac and Monitoring Syste | M3015A |  | DE45591787 | KT CCC-(KY)-Emergency Room | MHHS-South Katy CCC |  | Module, End Tidal CO2 |  | 583-00821 | 583-00821 | Katy | MHHS-Others | KT CCC-(KY)-Emergency Room | Exam 6 | 5/1/19 | 5/1/20 |  |  | MONITORS, BEDSIDE, RESPIRATION, EXHALED CARBON DIO | Module, End Tidal CO2 | MODULEENDTIDALCO2-Philips-M3015A | MODULEENDTIDALCO2 | M3015A |  |  |  | Philips | Module, End Tidal CO2 |  | MODULEENDTIDALCO2-Philips-M3015A |  | 5/7/19 |  | MOETC-A | Covered PM Repair - Biomedical | MHHS-South Katy CCC | [8 empty] | MODULEENDTIDALCO2 | Module, End Tidal CO2 | Philips
NO | YES |  |  |  | 013-36828 | 013-36828 | Philips Medical Systems Cardiac and Monitoring Syste | M3015A |  | DE45593453 | SW-ER | MHHS-Southwest |  | Module, End Tidal CO2 |  | 013-36828 | 013-36828 | Southwest | MHHS-Southwest | SW-ER | Trauma 2 |  |  |  |  | MONITORS, BEDSIDE, RESPIRATION, EXHALED CARBON DIO | Module, End Tidal CO2 | MODULEENDTIDALCO2-Philips-M3015A | MODULEENDTIDALCO2 | M3015A |  |  |  | Philips | Module, End Tidal CO2 |  | MODULEENDTIDALCO2-Philips-M3015A |  | 11/7/19 |  | MOETC-A | Not Covered Vendor Only - Biomedical | MHHS-Southwest | [8 empty] | MODULEENDTIDALCO2 | Module, End Tidal CO2 | Philips
NO | YES |  |  |  | 013-37912 | 013-37912 | Philips Medical Systems Cardiac and Monitoring Syste | M3015A |  | DE455A4705 | SW-ICU-Neuro & Stroke | MHHS-Southwest |  | Module, End Tidal CO2 |  | 013-37912 | 013-37912 | Southwest | MHHS-Southwest | SW-ICU-Neuro & Stroke | ICU B - Room 10 | 1/1/19 |  |  |  | MONITORS, BEDSIDE, RESPIRATION, EXHALED CARBON DIO | Module, End Tidal CO2 | MODULEENDTIDALCO2-Philips-M3015A | MODULEENDTIDALCO2 | M3015A |  |  |  | Philips | Module, End Tidal CO2 |  | MODULEENDTIDALCO2-Philips-M3015A |  |  |  | MOETC-A | Covered PM Repair - Biomedical | MHHS-Southwest | [8 empty] | MODULEENDTIDALCO2 | Module, End Tidal CO2 | Philips
NO | YES |  |  |  | 013-37915 | 013-37915 | Philips Medical Systems Cardiac and Monitoring Syste | M3015A |  | DE455A4571 | SW-ICU-Neuro & Stroke | MHHS-Southwest |  | Module, End Tidal CO2 |  | 013-37915 | 013-37915 | Southwest | MHHS-Southwest | SW-ICU-Neuro & Stroke | Room H7 - ICU49 | 7/1/19 |  | 1/1/20 |  | MONITORS, BEDSIDE, RESPIRATION, EXHALED CARBON DIO | Module, End Tidal CO2 | MODULEENDTIDALCO2-Philips-M3015A | MODULEENDTIDALCO2 | M3015A |  |  |  | Philips | Module, End Tidal CO2 |  | MODULEENDTIDALCO2-Philips-M3015A |  |  |  | MOETC-A | Covered PM Repair - Biomedical | MHHS-Southwest | [8 empty] | MODULEENDTIDALCO2 | Module, End Tidal CO2 | Philips
NO | YES |  |  |  | 129-05693 | 129-05693 | Philips Medical Systems Cardiac and Monitoring Syste | M3015A |  | DE45582183 | Sugar Land-ER | MHHS-Sugarland |  | Module, End Tidal CO2 |  | 129-05693 | 129-05693 | Sugar Land | MHHS-Sugarland | Sugar Land-ER | ER | 10/1/19 |  | 10/1/20 |  | MONITORS, BEDSIDE, RESPIRATION, EXHALED CARBON DIO | Module, End Tidal CO2 | MODULEENDTIDALCO2-Philips-M3015A | MODULEENDTIDALCO2 | M3015A |  |  |  | Philips | Module, End Tidal CO2 |  | MODULEENDTIDALCO2-Philips-M3015A |  | 2/26/19 |  | MOETC-A | Covered PM Repair - Biomedical | MHHS-Sugarland | [8 empty] | MODULEENDTIDALCO2 | Module, End Tidal CO2 | Philips
NO | YES |  |  |  | 129-05699 | 129-05699 | Philips Medical Systems Cardiac and Monitoring Syste | M3015A |  |  | Sugar Land-ER | MHHS-Sugarland |  | Module, End Tidal CO2 |  | 129-05699 | 129-05699 | Sugar Land | MHHS-Sugarland | Sugar Land-ER | Room 6 | 9/1/19 |  |  |  | MONITORS, BEDSIDE, RESPIRATION, EXHALED CARBON DIO | Module, End Tidal CO2 | MODULEENDTIDALCO2-Philips-M3015A | MODULEENDTIDALCO2 | M3015A |  |  |  | Philips | Module, End Tidal CO2 |  | MODULEENDTIDALCO2-Philips-M3015A |  | 2/26/19 |  | MOETC-A | Covered PM Repair - Biomedical | MHHS-Sugarland | [8 empty] | MODULEENDTIDALCO2 | Module, End Tidal CO2 | Philips
NO | YES | Asset Tag 129-05715 |  |  | 129-05715 | 129-05715 | Philips Medical Systems Cardiac and Monitoring Syste | M3015A |  | DE45582184 | Sugar Land-ER | MHHS-Sugarland |  | Module, End Tidal CO2 |  | 129-05715 | 129-05715 | Sugar Land | MHHS-Sugarland | Sugar Land-ER |  | 9/17/19 |  |  |  | MONITORS, BEDSIDE, RESPIRATION, EXHALED CARBON DIO | Module, End Tidal CO2 | MODULEENDTIDALCO2-Philips-M3015A | MODULEENDTIDALCO2 | M3015A |  |  |  | Philips | Module, End Tidal CO2 |  | MODULEENDTIDALCO2-Philips-M3015A |  | 5/7/19 | Finished from Script 3/27/2020 12:11:52pm (Central) | MOETC-A | Covered PM Repair - Biomedical | MHHS-Sugarland | [8 empty] | MODULEENDTIDALCO2 | Module, End Tidal CO2 | Philips
NO | YES |  |  |  | 129-05718 | 129-05718 | Philips Medical Systems Cardiac and Monitoring Syste | M3015A |  | DE45582180 | Sugar Land-ER | MHHS-Sugarland |  | Module, End Tidal CO2 |  | 129-05718 | 129-05718 | Sugar Land | MHHS-Sugarland | Sugar Land-ER | Room 15 | 10/1/19 | 10/1/20 |  |  | MONITORS, BEDSIDE, RESPIRATION, EXHALED CARBON DIO | Module, End Tidal CO2 | MODULEENDTIDALCO2-Philips-M3015A | MODULEENDTIDALCO2 | M3015A |  |  |  | Philips | Module, End Tidal CO2 |  | MODULEENDTIDALCO2-Philips-M3015A |  | 5/7/19 |  | MOETC-A | Covered PM Repair - Biomedical | MHHS-Sugarland | [8 empty] | MODULEENDTIDALCO2 | Module, End Tidal CO2 | Philips
NO | YES |  |  |  | 129-05722 | 129-05722 | Philips Medical Systems Cardiac and Monitoring Syste | M3015A |  | DE45582181 | Sugar Land-ER | MHHS-Sugarland |  | Module, End Tidal CO2 |  | 129-05722 | 129-05722 | Sugar Land | MHHS-Sugarland | Sugar Land-ER | ER | 9/1/18 |  | 9/1/19 |  | MONITORS, BEDSIDE, RESPIRATION, EXHALED CARBON DIO | Module, End Tidal CO2 | MODULEENDTIDALCO2-Philips-M3015A | MODULEENDTIDALCO2 | M3015A |  |  |  | Philips | Module, End Tidal CO2 |  | MODULEENDTIDALCO2-Philips-M3015A |  | 5/7/19 |  | MOETC-A | Covered PM Repair - Biomedical | MHHS-Sugarland | [8 empty] | MODULEENDTIDALCO2 | Module, End Tidal CO2 | Philips
NO | YES |  |  |  | 129-05725 | 129-05725 | Philips Medical Systems Cardiac and Monitoring Syste | M3015A |  | DE45582187 | Sugar Land-ER | MHHS-Sugarland |  | Module, End Tidal CO2 |  | 129-05725 | 129-05725 | Sugar Land | MHHS-Sugarland | Sugar Land-ER | Room 1 | 10/1/19 | 10/1/20 |  |  | MONITORS, BEDSIDE, RESPIRATION, EXHALED CARBON DIO | Module, End Tidal CO2 | MODULEENDTIDALCO2-Philips-M3015A | MODULEENDTIDALCO2 | M3015A |  |  |  | Philips | Module, End Tidal CO2 |  | MODULEENDTIDALCO2-Philips-M3015A |  |  |  | MOETC-A | Covered PM Repair - Biomedical | MHHS-Sugarland | [8 empty] | MODULEENDTIDALCO2 | Module, End Tidal CO2 | Philips
NO | YES |  |  |  | 129-07425 | 129-07425 | Philips Medical Systems Cardiac and Monitoring Syste | M3015A |  | DE455B1367 | Sugar Land-ER | MHHS-Sugarland |  | Module, End Tidal CO2 |  | 129-07425 | 129-07425 | Sugar Land | MHHS-Sugarland | Sugar Land-ER | ER Pedi 3 | 10/1/19 |  | 10/1/20 |  | MONITORS, BEDSIDE, RESPIRATION, EXHALED CARBON DIO | Module, End Tidal CO2 | MODULEENDTIDALCO2-Philips-M3015A | MODULEENDTIDALCO2 | M3015A |  |  |  | Philips | Module, End Tidal CO2 |  | MODULEENDTIDALCO2-Philips-M3015A |  | 5/1/12 |  | MOETC-A | Covered PM Repair - Biomedical | MHHS-Sugarland | [8 empty] | MODULEENDTIDALCO2 | Module, End Tidal CO2 | Philips
NO | YES |  |  |  | 129-07428 | 129-07428 | Philips Medical Systems Cardiac and Monitoring Syste | M3015A |  | DE45181366 | Sugar Land-ER | MHHS-Sugarland |  | Module, End Tidal CO2 |  | 129-07428 | 129-07428 | Sugar Land | MHHS-Sugarland | Sugar Land-ER | ER | 9/1/19 |  | 9/1/20 |  | MONITORS, BEDSIDE, RESPIRATION, EXHALED CARBON DIO | Module, End Tidal CO2 | MODULEENDTIDALCO2-Philips-M3015A | MODULEENDTIDALCO2 | M3015A |  |  |  | Philips | Module, End Tidal CO2 |  | MODULEENDTIDALCO2-Philips-M3015A |  | 8/1/08 |  | MOETC-A | Covered PM Repair - Biomedical | MHHS-Sugarland | [8 empty] | MODULEENDTIDALCO2 | Module, End Tidal CO2 | Philips
NO | YES |  |  |  | 129-05676 | 129-05676 | Philips Medical Systems Cardiac and Monitoring Syste | M3015A |  | DE45582072 | Sugar Land-ICU | MHHS-Sugarland |  | Module, End Tidal CO2 |  | 129-05676 | 129-05676 | Sugar Land | MHHS-Sugarland | Sugar Land-ICU | RM E321 | 8/1/19 |  | 8/1/20 |  | MONITORS, BEDSIDE, RESPIRATION, EXHALED CARBON DIO | Module, End Tidal CO2 | MODULEENDTIDALCO2-Philips-M3015A | MODULEENDTIDALCO2 | M3015A |  |  |  | Philips | Module, End Tidal CO2 |  | MODULEENDTIDALCO2-Philips-M3015A |  | 7/1/08 |  | MOETC-A | Covered PM Repair - Biomedical | MHHS-Sugarland | [8 empty] | MODULEENDTIDALCO2 | Module, End Tidal CO2 | Philips
NO | YES |  |  |  | 129-05690 | 129-05690 | Philips Medical Systems Cardiac and Monitoring Syste | M3015A |  | DE45582068 | Sugar Land-ICU | MHHS-Sugarland |  | Module, End Tidal CO2 |  | 129-05690 | 129-05690 | Sugar Land | MHHS-Sugarland | Sugar Land-ICU |  | 12/1/19 | 12/1/20 |  |  | MONITORS, BEDSIDE, RESPIRATION, EXHALED CARBON DIO | Module, End Tidal CO2 | MODULEENDTIDALCO2-Philips-M3015A | MODULEENDTIDALCO2 | M3015A |  |  |  | Philips | Module, End Tidal CO2 |  | MODULEENDTIDALCO2-Philips-M3015A |  |  |  | MOETC-A | Covered PM Repair - Biomedical | MHHS-Sugarland | [8 empty] | MODULEENDTIDALCO2 | Module, End Tidal CO2 | Philips
NO | YES |  |  |  | 129-07074 | 129-07074 | Philips Medical Systems Cardiac and Monitoring Syste | M3015A |  | DE455A2192 | Sugar Land-ICU | MHHS-Sugarland |  | Module, End Tidal CO2 |  | 129-07074 | 129-07074 | Sugar Land | MHHS-Sugarland | Sugar Land-ICU | ICU | 9/1/18 |  | 9/1/19 |  | MONITORS, BEDSIDE, RESPIRATION, EXHALED CARBON DIO | Module, End Tidal CO2 | MODULEENDTIDALCO2-Philips-M3015A | MODULEENDTIDALCO2 | M3015A |  |  |  | Philips | Module, End Tidal CO2 |  | MODULEENDTIDALCO2-Philips-M3015A |  | 5/7/19 |  | MOETC-A | Covered PM Repair - Biomedical | MHHS-Sugarland | [8 empty] | MODULEENDTIDALCO2 | Module, End Tidal CO2 | Philips
NO | YES |  |  |  | 129-07520 | 129-07520 | Philips Medical Systems Cardiac and Monitoring Syste | M3015A |  | DE455A8607 | Sugar Land-Pedi IMU | MHHS-Sugarland |  | Module, End Tidal CO2 |  | 129-07520 | 129-07520 | Sugar Land | MHHS-Sugarland | Sugar Land-Pedi IMU | Pedi IMU 528 | 5/1/19 |  |  |  | MONITORS, BEDSIDE, RESPIRATION, EXHALED CARBON DIO | Module, End Tidal CO2 | MODULEENDTIDALCO2-Philips-M3015A | MODULEENDTIDALCO2 | M3015A |  |  |  | Philips | Module, End Tidal CO2 |  | MODULEENDTIDALCO2-Philips-M3015A |  | 5/7/19 |  | MOETC-A | Covered PM Repair - Biomedical | MHHS-Sugarland | [8 empty] | MODULEENDTIDALCO2 | Module, End Tidal CO2 | Philips
NO | YES |  |  |  | 129-07523 | 129-07523 | Philips Medical Systems Cardiac and Monitoring Syste | M3015A |  | DE455A8606 | Sugar Land-Pedi IMU | MHHS-Sugarland |  | Module, End Tidal CO2 |  | 129-07523 | 129-07523 | Sugar Land | MHHS-Sugarland | Sugar Land-Pedi IMU | Suite 525 | 5/1/19 |  |  |  | MONITORS, BEDSIDE, RESPIRATION, EXHALED CARBON DIO | Module, End Tidal CO2 | MODULEENDTIDALCO2-Philips-M3015A | MODULEENDTIDALCO2 | M3015A |  |  |  | Philips | Module, End Tidal CO2 |  | MODULEENDTIDALCO2-Philips-M3015A |  | 5/7/19 |  | MOETC-A | Covered PM Repair - Biomedical | MHHS-Sugarland | [8 empty] | MODULEENDTIDALCO2 | Module, End Tidal CO2 | Philips
NO | YES |  |  |  | 129-06174 | 129-06174 | Philips Medical Systems Cardiac and Monitoring Syste | M3015A |  | DE45592370 | SP CCC - (SL) - EMERGENCY ROOM | MHHS-Sienna Plantation CCC |  | Module, End Tidal CO2 |  | 129-06174 | 129-06174 | Sugar Land | MHHS-Others | SP CCC - (SL) - EMERGENCY ROOM | Exam room 7 | 5/1/19 |  | 5/1/20 |  | MONITORS, BEDSIDE, RESPIRATION, EXHALED CARBON DIO | Module, End Tidal CO2 | MODULEENDTIDALCO2-Philips-M3015A | MODULEENDTIDALCO2 | M3015A |  |  |  | Philips | Module, End Tidal CO2 |  | MODULEENDTIDALCO2-Philips-M3015A |  | 2/26/19 |  | MOETC-A | Covered PM Repair - Biomedical | MHHS-Sienna Plantation CCC | [8 empty] | MODULEENDTIDALCO2 | Module, End Tidal CO2 | Philips
NO | YES |  |  |  | 151-04712 | 151-04712 | Philips Medical Systems Cardiac and Monitoring Syste | M3015A |  | De61419194 | CY-Labor & Delivery |  |  |  |  | 151-04712 | 151-04712 | Northwest | MHHS-Cypress | CY-Labor & Delivery | S5108 | 6/1/19 | 6/1/20 |  |  |  | Module, End Tidal CO2 | MODULEENDTIDALCO2-Philips-M3015A | [12 empty] | MOETC-A | [10 empty] | MODULEENDTIDALCO2 | Module, End Tidal CO2 | Philips
NO | NO |  |  |  | 151-02304 |  | Philips Medical Systems Cardiac and Monitoring Syste | M3015A |  | DE45597019 | CY - ER | MHHS-Cypress |  | Module, End Tidal CO2 |  | 151-02304 |  | Northwest & Cypress |  | CY - ER | [5 empty] | MONITORS, BEDSIDE, RESPIRATION, EXHALED CARBON DIO |  | MODULEENDTIDALCO2-Philips-M3015A | MODULEENDTIDALCO2 | M3015A |  |  |  | Philips | Module, End Tidal CO2 |  | MODULEENDTIDALCO2-Philips-M3015A |  |  |  |  | Covered PM Repair - Biomedical | MHHS-Cypress
NO | NO |  |  |  | 151-01119 |  | Philips Medical Systems Cardiac and Monitoring Syste | M3015A |  | DE45615243 | CY - ICU | MHHS-Cypress |  | Module, End Tidal CO2 |  | 151-01119 |  | Northwest & Cypress |  | CY - ICU | [5 empty] | MONITORS, BEDSIDE, RESPIRATION, EXHALED CARBON DIO |  | MODULEENDTIDALCO2-Philips-M3015A | MODULEENDTIDALCO2 | M3015A |  |  |  | Philips | Module, End Tidal CO2 |  | MODULEENDTIDALCO2-Philips-M3015A |  |  |  |  | Covered PM Repair - Biomedical | MHHS-Cypress
NO | NO |  |  |  | 151-01122 |  | Philips Medical Systems Cardiac and Monitoring Syste | M3015A |  | DE45615210 | CY - ICU | MHHS-Cypress |  | Module, End Tidal CO2 |  | 151-01122 |  | Northwest & Cypress |  | CY - ICU | [5 empty] | MONITORS, BEDSIDE, RESPIRATION, EXHALED CARBON DIO |  | MODULEENDTIDALCO2-Philips-M3015A | MODULEENDTIDALCO2 | M3015A |  |  |  | Philips | Module, End Tidal CO2 |  | MODULEENDTIDALCO2-Philips-M3015A |  |  |  |  | Covered PM Repair - Biomedical | MHHS-Cypress
NO | NO |  |  |  | 151-01238 |  | Philips Medical Systems Cardiac and Monitoring Syste | M3015A |  | DE455A5413 | CY - PACU | MHHS-Cypress |  | Module, End Tidal CO2 |  | 151-01238 |  | Northwest & Cypress |  | CY - PACU | [5 empty] | MONITORS, BEDSIDE, RESPIRATION, EXHALED CARBON DIO |  | MODULEENDTIDALCO2-Philips-M3015A | MODULEENDTIDALCO2 | M3015A |  |  |  | Philips | Module, End Tidal CO2 |  | MODULEENDTIDALCO2-Philips-M3015A |  |  |  |  | Not Covered Vendor Only - Biomedical | MHHS-Cypress
NO | NO |  |  |  | 009-08446 |  | Philips Medical Systems Cardiac and Monitoring Syste | M3015A |  | DE13871668 | GH - CV ICU | MHHS-Greater Heights |  | Module, End Tidal CO2 |  | 009-08446 |  | Central & Greater Heights |  | GH - CV ICU | [5 empty] | MONITORS, BEDSIDE, RESPIRATION, EXHALED CARBON DIO |  | MODULEENDTIDALCO2-Philips-M3015A | MODULEENDTIDALCO2 | M3015A |  |  |  | Philips | Module, End Tidal CO2 |  | MODULEENDTIDALCO2-Philips-M3015A |  |  |  |  | Covered PM Repair - Biomedical | MHHS-Greater Heights
NO | NO |  |  |  | 009-08442 |  | Philips Medical Systems Cardiac and Monitoring Syste | M3015A |  | DE13871658 | GH - ER | MHHS-Greater Heights |  | Module, End Tidal CO2 |  | 009-08442 |  | Central & Greater Heights |  | GH - ER | [5 empty] | MONITORS, BEDSIDE, RESPIRATION, EXHALED CARBON DIO |  | MODULEENDTIDALCO2-Philips-M3015A | MODULEENDTIDALCO2 | M3015A |  |  |  | Philips | Module, End Tidal CO2 |  | MODULEENDTIDALCO2-Philips-M3015A |  |  |  |  | Covered PM Repair - Biomedical | MHHS-Greater Heights
NO | NO |  |  |  | 009-08444 |  | Philips Medical Systems Cardiac and Monitoring Syste | M3015A |  | DE13871666 | GH - ER | MHHS-Greater Heights |  | Module, End Tidal CO2 |  | 009-08444 |  | Central & Greater Heights |  | GH - ER | [5 empty] | MONITORS, BEDSIDE, RESPIRATION, EXHALED CARBON DIO |  | MODULEENDTIDALCO2-Philips-M3015A | MODULEENDTIDALCO2 | M3015A |  |  |  | Philips | Module, End Tidal CO2 |  | MODULEENDTIDALCO2-Philips-M3015A |  |  |  |  | Covered PM Repair - Biomedical | MHHS-Greater Heights
NO | NO |  |  |  | 009-08443 |  | Philips Medical Systems Cardiac and Monitoring Syste | M3015A |  | DE13871659 | GH - ICU | MHHS-Greater Heights |  | Module, End Tidal CO2 |  | 009-08443 |  | Central & Greater Heights |  | GH - ICU | [5 empty] | MONITORS, BEDSIDE, RESPIRATION, EXHALED CARBON DIO |  | MODULEENDTIDALCO2-Philips-M3015A | MODULEENDTIDALCO2 | M3015A |  |  |  | Philips | Module, End Tidal CO2 |  | MODULEENDTIDALCO2-Philips-M3015A |  |  |  |  | Covered PM Repair - Biomedical | MHHS-Greater Heights
NO | NO |  |  |  | 009-08445 |  | Philips Medical Systems Cardiac and Monitoring Syste | M3015A |  | DE13871667 | GH - ICU | MHHS-Greater Heights |  | Module, End Tidal CO2 |  | 009-08445 |  | Central & Greater Heights |  | GH - ICU | [5 empty] | MONITORS, BEDSIDE, RESPIRATION, EXHALED CARBON DIO |  | MODULEENDTIDALCO2-Philips-M3015A | MODULEENDTIDALCO2 | M3015A |  |  |  | Philips | Module, End Tidal CO2 |  | MODULEENDTIDALCO2-Philips-M3015A |  |  |  |  | Covered PM Repair - Biomedical | MHHS-Greater Heights
NO | NO |  |  |  | 133-08704 |  | Philips Medical Systems Cardiac and Monitoring Syste | M3015A |  | DE13861429 | KATY - ENDOSCOPY | MHHS-Katy |  | Module, End Tidal CO2 |  | 133-08704 |  | Katy |  | KATY - ENDOSCOPY | [5 empty] | MONITORS, BEDSIDE, RESPIRATION, EXHALED CARBON DIO |  | MODULEENDTIDALCO2-Philips-M3015A | MODULEENDTIDALCO2 | M3015A |  |  |  | Philips | Module, End Tidal CO2 |  | MODULEENDTIDALCO2-Philips-M3015A |  |  |  |  | Covered PM Repair - Biomedical | MHHS-Katy
NO | NO |  |  |  | 133-08751 |  | Philips Medical Systems Cardiac and Monitoring Syste | M3015A |  | DE13865954 | KATY - ER | MHHS-Katy |  | Module, End Tidal CO2 |  | 133-08751 |  | Katy |  | KATY - ER | [5 empty] | MONITORS, BEDSIDE, RESPIRATION, EXHALED CARBON DIO |  | MODULEENDTIDALCO2-Philips-M3015A | MODULEENDTIDALCO2 | M3015A |  |  |  | Philips | Module, End Tidal CO2 |  | MODULEENDTIDALCO2-Philips-M3015A |  |  |  |  | Covered PM Repair - Biomedical | MHHS-Katy
NO | NO |  |  |  | 133-08125 |  | Philips Medical Systems Cardiac and Monitoring Syste | M3015A |  | DE13877961 | KATY - NICU | MHHS-Katy |  | Module, End Tidal CO2 |  | 133-08125 |  | Katy |  | KATY - NICU | [5 empty] | MONITORS, BEDSIDE, RESPIRATION, EXHALED CARBON DIO |  | MODULEENDTIDALCO2-Philips-M3015A | MODULEENDTIDALCO2 | M3015A |  |  |  | Philips | Module, End Tidal CO2 |  | MODULEENDTIDALCO2-Philips-M3015A |  |  |  |  | Covered PM Repair - Biomedical | MHHS-Katy
NO | NO |  |  |  | 133-08126 |  | Philips Medical Systems Cardiac and Monitoring Syste | M3015A |  | DE13877964 | KATY - NICU | MHHS-Katy |  | Module, End Tidal CO2 |  | 133-08126 |  | Katy |  | KATY - NICU | [5 empty] | MONITORS, BEDSIDE, RESPIRATION, EXHALED CARBON DIO |  | MODULEENDTIDALCO2-Philips-M3015A | MODULEENDTIDALCO2 | M3015A |  |  |  | Philips | Module, End Tidal CO2 |  | MODULEENDTIDALCO2-Philips-M3015A |  |  |  |  | Clinical Miscellaneous | MHHS-Katy
NO | NO |  |  |  | 133-08127 |  | Philips Medical Systems Cardiac and Monitoring Syste | M3015A |  | DE13877963 | KATY - NICU | MHHS-Katy |  | Module, End Tidal CO2 |  | 133-08127 |  | Katy |  | KATY - NICU | [5 empty] | MONITORS, BEDSIDE, RESPIRATION, EXHALED CARBON DIO |  | MODULEENDTIDALCO2-Philips-M3015A | MODULEENDTIDALCO2 | M3015A |  |  |  | Philips | Module, End Tidal CO2 |  | MODULEENDTIDALCO2-Philips-M3015A |  |  |  |  | Covered PM Repair - Biomedical | MHHS-Katy
NO | NO |  |  |  | 133-08690 |  | Philips Medical Systems Cardiac and Monitoring Syste | M3015A |  | DE13861440 | KATY - NICU | MHHS-Katy |  | Module, End Tidal CO2 |  | 133-08690 |  | Katy |  | KATY - NICU | [5 empty] | MONITORS, BEDSIDE, RESPIRATION, EXHALED CARBON DIO |  | MODULEENDTIDALCO2-Philips-M3015A | MODULEENDTIDALCO2 | M3015A |  |  |  | Philips | Module, End Tidal CO2 |  | MODULEENDTIDALCO2-Philips-M3015A |  |  |  |  | Covered PM Repair - Biomedical | MHHS-Katy
NO | NO |  |  |  | 133-08709 |  | Philips Medical Systems Cardiac and Monitoring Syste | M3015A |  | DE13861427 | KATY - PACU | MHHS-Katy |  | Module, End Tidal CO2 |  | 133-08709 |  | Katy |  | KATY - PACU | [5 empty] | MONITORS, BEDSIDE, RESPIRATION, EXHALED CARBON DIO |  | MODULEENDTIDALCO2-Philips-M3015A | MODULEENDTIDALCO2 | M3015A |  |  |  | Philips | Module, End Tidal CO2 |  | MODULEENDTIDALCO2-Philips-M3015A |  |  |  |  | Covered PM Repair - Biomedical | MHHS-Katy
NO | NO |  |  |  | 041-17477 |  | Philips Medical Systems Cardiac and Monitoring Syste | M3015A |  | DE13860161 | MEMORIAL CITY - DIGESTIVE DISEASE CENTER | MHHS-Mem City |  | Module, End Tidal CO2 |  | 041-17477 |  | West & Memorial City |  | MEMORIAL CITY - DIGESTIVE DISEASE CENTER | [5 empty] | MONITORS, BEDSIDE, RESPIRATION, EXHALED CARBON DIO |  | MODULEENDTIDALCO2-Philips-M3015A | MODULEENDTIDALCO2 | M3015A |  |  |  | Philips | Module, End Tidal CO2 |  | MODULEENDTIDALCO2-Philips-M3015A |  |  |  |  | Covered PM Repair - Biomedical | MHHS-Mem City
NO | NO |  |  |  | 041-13044 |  | Philips Medical Systems Cardiac and Monitoring Syste | M3015A |  | DE43536515 | MEMORIAL CITY - ER | MHHS-Mem City |  | Module, End Tidal CO2 |  | 041-13044 |  | West & Memorial City |  | MEMORIAL CITY - ER | [5 empty] | MONITORS, BEDSIDE, RESPIRATION, EXHALED CARBON DIO |  | MODULEENDTIDALCO2-Philips-M3015A | MODULEENDTIDALCO2 | M3015A |  |  |  | Philips | Module, End Tidal CO2 |  | MODULEENDTIDALCO2-Philips-M3015A |  |  |  |  | Covered PM Repair - Biomedical | MHHS-Mem City
NO | NO |  |  |  | 041-13046 |  | Philips Medical Systems Cardiac and Monitoring Syste | M3015A |  | DE43536270 | MEMORIAL CITY - ER | MHHS-Mem City |  | Module, End Tidal CO2 |  | 041-13046 |  | West & Memorial City |  | MEMORIAL CITY - ER | [5 empty] | MONITORS, BEDSIDE, RESPIRATION, EXHALED CARBON DIO |  | MODULEENDTIDALCO2-Philips-M3015A | MODULEENDTIDALCO2 | M3015A |  |  |  | Philips | Module, End Tidal CO2 |  | MODULEENDTIDALCO2-Philips-M3015A |  |  |  |  | Covered PM Repair - Biomedical | MHHS-Mem City
NO | NO |  |  |  | 041-13047 |  | Philips Medical Systems Cardiac and Monitoring Syste | M3015A |  | DE43536513 | MEMORIAL CITY - ER | MHHS-Mem City |  | Module, End Tidal CO2 |  | 041-13047 |  | West & Memorial City |  | MEMORIAL CITY - ER | [5 empty] | MONITORS, BEDSIDE, RESPIRATION, EXHALED CARBON DIO |  | MODULEENDTIDALCO2-Philips-M3015A | MODULEENDTIDALCO2 | M3015A |  |  |  | Philips | Module, End Tidal CO2 |  | MODULEENDTIDALCO2-Philips-M3015A |  |  |  |  | Covered PM Repair - Biomedical | MHHS-Mem City
NO | NO |  |  |  | 005-09988 |  | Philips Medical Systems Cardiac and Monitoring Syste | M3015A |  | DE13877311 | PEARLAND - EMERGENCY CENTER | MHHS-Pearland Hospital |  | Module, End Tidal CO2 |  | 005-09988 |  | Pearland |  | PEARLAND - EMERGENCY CENTER | [5 empty] | MONITORS, BEDSIDE, RESPIRATION, EXHALED CARBON DIO |  | MODULEENDTIDALCO2-Philips-M3015A | MODULEENDTIDALCO2 | M3015A |  |  |  | Philips | Module, End Tidal CO2 |  | MODULEENDTIDALCO2-Philips-M3015A |  |  |  |  | Covered PM Repair - Lab Analyzers/Anesth | MHHS-Pearland Hospital
NO | NO |  |  |  | 145-00147 |  | Philips Medical Systems Cardiac and Monitoring Syste | M3015A |  | DE45599546 | PEARLAND - EMERGENCY CENTER | MHHS-Pearland Hospital |  | Module, End Tidal CO2 |  | 145-00147 |  | Pearland |  | PEARLAND - EMERGENCY CENTER | [5 empty] | MONITORS, BEDSIDE, RESPIRATION, EXHALED CARBON DIO |  | MODULEENDTIDALCO2-Philips-M3015A | MODULEENDTIDALCO2 | M3015A |  |  |  | Philips | Module, End Tidal CO2 |  | MODULEENDTIDALCO2-Philips-M3015A |  |  |  |  | Covered PM Repair - Biomedical | MHHS-Pearland Hospital
NO | NO |  |  |  | 005-10813 |  | Philips Medical Systems Cardiac and Monitoring Syste | M3015A |  | DE13863124 | SE - EMERGENCY CENTER | MHHS-Southeast |  | Module, End Tidal CO2 |  | 005-10813 |  | Southeast & Bay Area |  | SE - EMERGENCY CENTER | [5 empty] | MONITORS, BEDSIDE, RESPIRATION, EXHALED CARBON DIO |  | MODULEENDTIDALCO2-Philips-M3015A | MODULEENDTIDALCO2 | M3015A |  |  |  | Philips | Module, End Tidal CO2 |  | MODULEENDTIDALCO2-Philips-M3015A |  |  |  |  | Covered PM Repair - Biomedical | MHHS-Southeast
NO | NO |  |  |  | 005-10147 |  | Philips Medical Systems Cardiac and Monitoring Syste | M3015A |  | DE13863111 | SE - ICU | MHHS-Southeast |  | Module, End Tidal CO2 |  | 005-10147 |  | Southeast & Bay Area |  | SE - ICU | [5 empty] | MONITORS, BEDSIDE, RESPIRATION, EXHALED CARBON DIO |  | MODULEENDTIDALCO2-Philips-M3015A | MODULEENDTIDALCO2 | M3015A |  |  |  | Philips | Module, End Tidal CO2 |  | MODULEENDTIDALCO2-Philips-M3015A |  |  |  |  | Covered PM Repair - Biomedical | MHHS-Southeast
NO | NO |  |  |  | 005-33843 |  | Philips Medical Systems Cardiac and Monitoring Syste | M3015A |  | DE13863123 | SE - ICU | MHHS-Southeast |  | Module, End Tidal CO2 |  | 005-33843 |  | Southeast & Bay Area |  | SE - ICU | [5 empty] | MONITORS, BEDSIDE, RESPIRATION, EXHALED CARBON DIO |  | MODULEENDTIDALCO2-Philips-M3015A | MODULEENDTIDALCO2 | M3015A |  |  |  | Philips | Module, End Tidal CO2 |  | MODULEENDTIDALCO2-Philips-M3015A |  |  |  |  | Covered PM Repair - Biomedical | MHHS-Southeast
NO | NO |  |  |  | 005-33844 |  | Philips Medical Systems Cardiac and Monitoring Syste | M3015A |  | DE13863120 | SE - ICU | MHHS-Southeast |  | Module, End Tidal CO2 |  | 005-33844 |  | Southeast & Bay Area |  | SE - ICU | [5 empty] | MONITORS, BEDSIDE, RESPIRATION, EXHALED CARBON DIO |  | MODULEENDTIDALCO2-Philips-M3015A | MODULEENDTIDALCO2 | M3015A |  |  |  | Philips | Module, End Tidal CO2 |  | MODULEENDTIDALCO2-Philips-M3015A |  |  |  |  | Covered PM Repair - Biomedical | MHHS-Southeast
NO | NO |  |  |  | 005-33847 |  | Philips Medical Systems Cardiac and Monitoring Syste | M3015A |  | DE13863116 | SE - ICU | MHHS-Southeast |  | Module, End Tidal CO2 |  | 005-33847 |  | Southeast & Bay Area |  | SE - ICU | [5 empty] | MONITORS, BEDSIDE, RESPIRATION, EXHALED CARBON DIO |  | MODULEENDTIDALCO2-Philips-M3015A | MODULEENDTIDALCO2 | M3015A |  |  |  | Philips | Module, End Tidal CO2 |  | MODULEENDTIDALCO2-Philips-M3015A |  |  |  |  | Covered PM Repair - Biomedical | MHHS-Southeast
NO | NO |  |  |  | 013-36034 |  | Philips Medical Systems Cardiac and Monitoring Syste | M3015A |  | DE43554217 | SW - ER | MHHS-Southwest |  | Module, End Tidal CO2 |  | 013-36034 |  | Southwest |  | SW - ER | [5 empty] | MONITORS, BEDSIDE, RESPIRATION, EXHALED CARBON DIO |  | MODULEENDTIDALCO2-Philips-M3015A | MODULEENDTIDALCO2 | M3015A |  |  |  | Philips | Module, End Tidal CO2 |  | MODULEENDTIDALCO2-Philips-M3015A |  |  |  |  | Covered PM Repair - Biomedical | MHHS-Southwest
NO | NO |  |  |  | 013-36586 |  | Philips Medical Systems Cardiac and Monitoring Syste | M3015A |  | DE13863363 | SW - ER | MHHS-Southwest |  | Module, End Tidal CO2 |  | 013-36586 |  | Southwest |  | SW - ER | [5 empty] | MONITORS, BEDSIDE, RESPIRATION, EXHALED CARBON DIO |  | MODULEENDTIDALCO2-Philips-M3015A | MODULEENDTIDALCO2 | M3015A |  |  |  | Philips | Module, End Tidal CO2 |  | MODULEENDTIDALCO2-Philips-M3015A |  |  |  |  | Covered PM Repair - Biomedical | MHHS-Southwest
NO | NO |  |  |  | 013-36836 |  | Philips Medical Systems Cardiac and Monitoring Syste | M3015A |  | DE13863361 | SW - ER | MHHS-Southwest |  | Module, End Tidal CO2 |  | 013-36836 |  | Southwest |  | SW - ER | [5 empty] | MONITORS, BEDSIDE, RESPIRATION, EXHALED CARBON DIO |  | MODULEENDTIDALCO2-Philips-M3015A | MODULEENDTIDALCO2 | M3015A |  |  |  | Philips | Module, End Tidal CO2 |  | MODULEENDTIDALCO2-Philips-M3015A |  |  |  |  | Covered PM Repair - Biomedical | MHHS-Southwest
NO | NO |  |  |  | 013-36837 |  | Philips Medical Systems Cardiac and Monitoring Syste | M3015A |  | DE453564293881 | SW - ER | MHHS-Southwest |  | Module, End Tidal CO2 |  | 013-36837 |  | Southwest |  | SW - ER | [5 empty] | MONITORS, BEDSIDE, RESPIRATION, EXHALED CARBON DIO |  | MODULEENDTIDALCO2-Philips-M3015A | MODULEENDTIDALCO2 | M3015A |  |  |  | Philips | Module, End Tidal CO2 |  | MODULEENDTIDALCO2-Philips-M3015A |  |  |  |  | Covered PM Repair - Biomedical | MHHS-Southwest
NO | NO |  |  |  | 013-37458 |  | Philips Medical Systems Cardiac and Monitoring Syste | M3015A |  | DE13863358 | SW - ER | MHHS-Southwest |  | Module, End Tidal CO2 |  | 013-37458 |  | Southwest |  | SW - ER | [5 empty] | MONITORS, BEDSIDE, RESPIRATION, EXHALED CARBON DIO |  | MODULEENDTIDALCO2-Philips-M3015A | MODULEENDTIDALCO2 | M3015A |  |  |  | Philips | Module, End Tidal CO2 |  | MODULEENDTIDALCO2-Philips-M3015A |  |  |  |  | Covered PM Repair - Biomedical | MHHS-Southwest
NO | NO |  |  |  | 013-37495 |  | Philips Medical Systems Cardiac and Monitoring Syste | M3015A |  | DE45583416 | SW - ER | MHHS-Southwest |  | Module, End Tidal CO2 |  | 013-37495 |  | Southwest |  | SW - ER | [5 empty] | MONITORS, BEDSIDE, RESPIRATION, EXHALED CARBON DIO |  | MODULEENDTIDALCO2-Philips-M3015A | MODULEENDTIDALCO2 | M3015A |  |  |  | Philips | Module, End Tidal CO2 |  | MODULEENDTIDALCO2-Philips-M3015A |  |  |  |  | Covered PM Repair - Biomedical | MHHS-Southwest
NO | NO |  |  |  | 013-37496 |  | Philips Medical Systems Cardiac and Monitoring Syste | M3015A |  | DE45583355 | SW - ER | MHHS-Southwest |  | Module, End Tidal CO2 |  | 013-37496 |  | Southwest |  | SW - ER | [5 empty] | MONITORS, BEDSIDE, RESPIRATION, EXHALED CARBON DIO |  | MODULEENDTIDALCO2-Philips-M3015A | MODULEENDTIDALCO2 | M3015A |  |  |  | Philips | Module, End Tidal CO2 |  | MODULEENDTIDALCO2-Philips-M3015A |  |  |  |  | Covered PM Repair - Biomedical | MHHS-Southwest
NO | NO |  |  |  | 013-37499 |  | Philips Medical Systems Cardiac and Monitoring Syste | M3015A |  | DE45583346 | SW - ER | MHHS-Southwest |  | Module, End Tidal CO2 |  | 013-37499 |  | Southwest |  | SW - ER | [5 empty] | MONITORS, BEDSIDE, RESPIRATION, EXHALED CARBON DIO |  | MODULEENDTIDALCO2-Philips-M3015A | MODULEENDTIDALCO2 | M3015A |  |  |  | Philips | Module, End Tidal CO2 |  | MODULEENDTIDALCO2-Philips-M3015A |  |  |  |  | Covered PM Repair - Biomedical | MHHS-Southwest
NO | NO |  |  |  | 013-36399 |  | Philips Medical Systems Cardiac and Monitoring Syste | M3015A |  | DE43543930 | SW - ICU | MHHS-Southwest |  | Module, End Tidal CO2 |  | 013-36399 |  | Southwest |  | SW - ICU | [5 empty] | MONITORS, BEDSIDE, RESPIRATION, EXHALED CARBON DIO |  | MODULEENDTIDALCO2-Philips-M3015A | MODULEENDTIDALCO2 | M3015A |  |  |  | Philips | Module, End Tidal CO2 |  | MODULEENDTIDALCO2-Philips-M3015A |  |  |  |  | Covered PM Repair - Biomedical | MHHS-Southwest
NO | NO |  |  |  | 013-36827 |  | Philips Medical Systems Cardiac and Monitoring Syste | M3015A |  | DE45593400 | SW - ICU | MHHS-Southwest |  | Module, End Tidal CO2 |  | 013-36827 |  | Southwest |  | SW - ICU | [5 empty] | MONITORS, BEDSIDE, RESPIRATION, EXHALED CARBON DIO |  | MODULEENDTIDALCO2-Philips-M3015A | MODULEENDTIDALCO2 | M3015A |  |  |  | Philips | Module, End Tidal CO2 |  | MODULEENDTIDALCO2-Philips-M3015A |  |  |  |  | Covered PM Repair - Biomedical | MHHS-Southwest
NO | NO |  |  |  | 013-36829 |  | Philips Medical Systems Cardiac and Monitoring Syste | M3015A |  | DE45593451 | SW - ICU | MHHS-Southwest |  | Module, End Tidal CO2 |  | 013-36829 |  | Southwest |  | SW - ICU | [5 empty] | MONITORS, BEDSIDE, RESPIRATION, EXHALED CARBON DIO |  | MODULEENDTIDALCO2-Philips-M3015A | MODULEENDTIDALCO2 | M3015A |  |  |  | Philips | Module, End Tidal CO2 |  | MODULEENDTIDALCO2-Philips-M3015A |  |  |  |  | Covered PM Repair - Radiology, Low End | MHHS-Southwest
NO | NO |  |  |  | 013-36830 |  | Philips Medical Systems Cardiac and Monitoring Syste | M3015A |  | DE45593450 | SW - ICU | MHHS-Southwest |  | Module, End Tidal CO2 |  | 013-36830 |  | Southwest |  | SW - ICU | [5 empty] | MONITORS, BEDSIDE, RESPIRATION, EXHALED CARBON DIO |  | MODULEENDTIDALCO2-Philips-M3015A | MODULEENDTIDALCO2 | M3015A |  |  |  | Philips | Module, End Tidal CO2 |  | MODULEENDTIDALCO2-Philips-M3015A |  |  |  |  | Not Covered Vendor Only - Rad, Low End | MHHS-Southwest
NO | NO |  |  |  | 013-36831 |  | Philips Medical Systems Cardiac and Monitoring Syste | M3015A |  | DE45593452 | SW - ICU | MHHS-Southwest |  | Module, End Tidal CO2 |  | 013-36831 |  | Southwest |  | SW - ICU | [5 empty] | MONITORS, BEDSIDE, RESPIRATION, EXHALED CARBON DIO |  | MODULEENDTIDALCO2-Philips-M3015A | MODULEENDTIDALCO2 | M3015A |  |  |  | Philips | Module, End Tidal CO2 |  | MODULEENDTIDALCO2-Philips-M3015A |  |  |  |  | Covered PM Repair - Biomedical | MHHS-Southwest
NO | NO |  |  |  | 013-37330 |  | Philips Medical Systems Cardiac and Monitoring Syste | M3015A |  | DE455A0698 | SW - ICU - NEURO & STROKE | MHHS-Southwest |  | Module, End Tidal CO2 |  | 013-37330 |  | Southwest |  | SW - ICU - NEURO & STROKE | [5 empty] | MONITORS, BEDSIDE, RESPIRATION, EXHALED CARBON DIO |  | MODULEENDTIDALCO2-Philips-M3015A | MODULEENDTIDALCO2 | M3015A |  |  |  | Philips | Module, End Tidal CO2 |  | MODULEENDTIDALCO2-Philips-M3015A |  |  |  |  | Covered PM Repair - Biomedical | MHHS-Southwest
NO | NO |  |  |  | 013-37336 |  | Philips Medical Systems Cardiac and Monitoring Syste | M3015A |  | DE455A0689 | SW - ICU - NEURO & STROKE | MHHS-Southwest |  | Module, End Tidal CO2 |  | 013-37336 |  | Southwest |  | SW - ICU - NEURO & STROKE | [5 empty] | MONITORS, BEDSIDE, RESPIRATION, EXHALED CARBON DIO |  | MODULEENDTIDALCO2-Philips-M3015A | MODULEENDTIDALCO2 | M3015A |  |  |  | Philips | Module, End Tidal CO2 |  | MODULEENDTIDALCO2-Philips-M3015A |  |  |  |  | Covered PM Repair - Biomedical | MHHS-Southwest
NO | NO |  |  |  | 013-37342 |  | Philips Medical Systems Cardiac and Monitoring Syste | M3015A |  | DE455A0695 | SW - ICU - NEURO & STROKE | MHHS-Southwest |  | Module, End Tidal CO2 |  | 013-37342 |  | Southwest |  | SW - ICU - NEURO & STROKE | [5 empty] | MONITORS, BEDSIDE, RESPIRATION, EXHALED CARBON DIO |  | MODULEENDTIDALCO2-Philips-M3015A | MODULEENDTIDALCO2 | M3015A |  |  |  | Philips | Module, End Tidal CO2 |  | MODULEENDTIDALCO2-Philips-M3015A |  |  |  |  | Covered PM Repair - Biomedical | MHHS-Southwest
NO | NO |  |  |  | 013-37681 |  | Philips Medical Systems Cardiac and Monitoring Syste | M3015A |  | DE455A0686 | SW - ICU - NEURO & STROKE | MHHS-Southwest |  | Module, End Tidal CO2 |  | 013-37681 |  | Southwest |  | SW - ICU - NEURO & STROKE | [5 empty] | MONITORS, BEDSIDE, RESPIRATION, EXHALED CARBON DIO |  | MODULEENDTIDALCO2-Philips-M3015A | MODULEENDTIDALCO2 | M3015A |  |  |  | Philips | Module, End Tidal CO2 |  | MODULEENDTIDALCO2-Philips-M3015A |  |  |  |  | Covered PM Repair - Biomedical | MHHS-Southwest
NO | NO |  |  |  | 013-37682 |  | Philips Medical Systems Cardiac and Monitoring Syste | M3015A |  | De455A0687 | SW - ICU - NEURO & STROKE | MHHS-Southwest |  | Module, End Tidal CO2 |  | 013-37682 |  | Southwest |  | SW - ICU - NEURO & STROKE | [5 empty] | MONITORS, BEDSIDE, RESPIRATION, EXHALED CARBON DIO |  | MODULEENDTIDALCO2-Philips-M3015A | MODULEENDTIDALCO2 | M3015A |  |  |  | Philips | Module, End Tidal CO2 |  | MODULEENDTIDALCO2-Philips-M3015A |  |  |  |  | Covered PM Repair - Biomedical | MHHS-Southwest
NO | NO |  |  |  | 013-37897 |  | Philips Medical Systems Cardiac and Monitoring Syste | M3015A |  | DE455A4704 | SW - ICU - NEURO & STROKE | MHHS-Southwest |  | Module, End Tidal CO2 |  | 013-37897 |  | Southwest |  | SW - ICU - NEURO & STROKE | [5 empty] | MONITORS, BEDSIDE, RESPIRATION, EXHALED CARBON DIO |  | MODULEENDTIDALCO2-Philips-M3015A | MODULEENDTIDALCO2 | M3015A |  |  |  | Philips | Module, End Tidal CO2 |  | MODULEENDTIDALCO2-Philips-M3015A |  |  |  |  | Not Covered Vendor Only - Biomedical | MHHS-Southwest
NO | NO |  |  |  | 013-37900 |  | Philips Medical Systems Cardiac and Monitoring Syste | M3015A |  | DE455A4697 | SW - ICU - NEURO & STROKE | MHHS-Southwest |  | Module, End Tidal CO2 |  | 013-37900 |  | Southwest |  | SW - ICU - NEURO & STROKE | [5 empty] | MONITORS, BEDSIDE, RESPIRATION, EXHALED CARBON DIO |  | MODULEENDTIDALCO2-Philips-M3015A | MODULEENDTIDALCO2 | M3015A |  |  |  | Philips | Module, End Tidal CO2 |  | MODULEENDTIDALCO2-Philips-M3015A |  |  |  |  | Not Covered Vendor Only - Biomedical | MHHS-Southwest
NO | NO |  |  |  | 013-37904 |  | Philips Medical Systems Cardiac and Monitoring Syste | M3015A |  | DE455A4694 | SW - ICU - NEURO & STROKE | MHHS-Southwest |  | Module, End Tidal CO2 |  | 013-37904 |  | Southwest |  | SW - ICU - NEURO & STROKE | [5 empty] | MONITORS, BEDSIDE, RESPIRATION, EXHALED CARBON DIO |  | MODULEENDTIDALCO2-Philips-M3015A | MODULEENDTIDALCO2 | M3015A |  |  |  | Philips | Module, End Tidal CO2 |  | MODULEENDTIDALCO2-Philips-M3015A |  |  |  |  | Not Covered Vendor Only - Biomedical | MHHS-Southwest
NO | NO |  |  |  | 013-37906 |  | Philips Medical Systems Cardiac and Monitoring Syste | M3015A |  |  | SW - ICU - NEURO & STROKE | MHHS-Southwest |  | Module, End Tidal CO2 |  | 013-37906 |  | Southwest |  | SW - ICU - NEURO & STROKE | [5 empty] | MONITORS, BEDSIDE, RESPIRATION, EXHALED CARBON DIO |  | MODULEENDTIDALCO2-Philips-M3015A | MODULEENDTIDALCO2 | M3015A |  |  |  | Philips | Module, End Tidal CO2 |  | MODULEENDTIDALCO2-Philips-M3015A |  |  |  |  | Not Covered Vendor Only - Biomedical | MHHS-Southwest
NO | NO |  |  |  | 013-37909 |  | Philips Medical Systems Cardiac and Monitoring Syste | M3015A |  | DE455A4703 | SW - ICU - NEURO & STROKE | MHHS-Southwest |  | Module, End Tidal CO2 |  | 013-37909 |  | Southwest |  | SW - ICU - NEURO & STROKE | [5 empty] | MONITORS, BEDSIDE, RESPIRATION, EXHALED CARBON DIO |  | MODULEENDTIDALCO2-Philips-M3015A | MODULEENDTIDALCO2 | M3015A |  |  |  | Philips | Module, End Tidal CO2 |  | MODULEENDTIDALCO2-Philips-M3015A |  |  |  |  | Not Covered Vendor Only - Biomedical | MHHS-Southwest
NO | NO |  |  |  | 013-37918 |  | Philips Medical Systems Cardiac and Monitoring Syste | M3015A |  | DE455A4702 | SW - ICU - NEURO & STROKE | MHHS-Southwest |  | Module, End Tidal CO2 |  | 013-37918 |  | Southwest |  | SW - ICU - NEURO & STROKE | [5 empty] | MONITORS, BEDSIDE, RESPIRATION, EXHALED CARBON DIO |  | MODULEENDTIDALCO2-Philips-M3015A | MODULEENDTIDALCO2 | M3015A |  |  |  | Philips | Module, End Tidal CO2 |  | MODULEENDTIDALCO2-Philips-M3015A |  |  |  |  | Covered PM Repair - Biomedical | MHHS-Southwest
NO | NO |  |  |  | 013-37996 |  | Philips Medical Systems Cardiac and Monitoring Syste | M3015A |  | DE455A0690 | SW - ICU - NEURO & STROKE | MHHS-Southwest |  | Module, End Tidal CO2 |  | 013-37996 |  | Southwest |  | SW - ICU - NEURO & STROKE | [5 empty] | MONITORS, BEDSIDE, RESPIRATION, EXHALED CARBON DIO |  | MODULEENDTIDALCO2-Philips-M3015A | MODULEENDTIDALCO2 | M3015A |  |  |  | Philips | Module, End Tidal CO2 |  | MODULEENDTIDALCO2-Philips-M3015A |  |  |  |  | Covered PM Repair - Biomedical | MHHS-Southwest
NO | NO |  |  |  | 013-37999 |  | Philips Medical Systems Cardiac and Monitoring Syste | M3015A |  | DE455A0685 | SW - ICU - NEURO & STROKE | MHHS-Southwest |  | Module, End Tidal CO2 |  | 013-37999 |  | Southwest |  | SW - ICU - NEURO & STROKE | [5 empty] | MONITORS, BEDSIDE, RESPIRATION, EXHALED CARBON DIO |  | MODULEENDTIDALCO2-Philips-M3015A | MODULEENDTIDALCO2 | M3015A |  |  |  | Philips | Module, End Tidal CO2 |  | MODULEENDTIDALCO2-Philips-M3015A |  |  |  |  | Covered PM Repair - Biomedical | MHHS-Southwest
NO | NO |  |  |  | 129-05728 |  | Philips Medical Systems Cardiac and Monitoring Syste | M3015A |  | DE45582186 | SUGAR LAND - ER | MHHS-Sugarland |  | Module, End Tidal CO2 |  | 129-05728 |  | Sugar Land |  | SUGAR LAND - ER | [5 empty] | MONITORS, BEDSIDE, RESPIRATION, EXHALED CARBON DIO |  | MODULEENDTIDALCO2-Philips-M3015A | MODULEENDTIDALCO2 | M3015A |  |  |  | Philips | Module, End Tidal CO2 |  | MODULEENDTIDALCO2-Philips-M3015A |  |  |  |  | Covered PM Repair - Biomedical | MHHS-Sugarland
NO | NO |  |  |  | 129-05711 |  | Philips Medical Systems Cardiac and Monitoring Syste | M3015A |  | DE45582074 | SUGAR LAND - ICU | MHHS-Sugarland |  | Module, End Tidal CO2 |  | 129-05711 |  | Sugar Land |  | SUGAR LAND - ICU | [5 empty] | MONITORS, BEDSIDE, RESPIRATION, EXHALED CARBON DIO |  | MODULEENDTIDALCO2-Philips-M3015A | MODULEENDTIDALCO2 | M3015A |  |  |  | Philips | Module, End Tidal CO2 |  | MODULEENDTIDALCO2-Philips-M3015A |  |  |  |  | Covered PM Repair - Biomedical | MHHS-Sugarland
NO | NO |  |  |  | 129-05712 |  | Philips Medical Systems Cardiac and Monitoring Syste | M3015A |  | DE45582066 | SUGAR LAND - ICU | MHHS-Sugarland |  | Module, End Tidal CO2 |  | 129-05712 |  | Sugar Land |  | SUGAR LAND - ICU | [5 empty] | MONITORS, BEDSIDE, RESPIRATION, EXHALED CARBON DIO |  | MODULEENDTIDALCO2-Philips-M3015A | MODULEENDTIDALCO2 | M3015A |  |  |  | Philips | Module, End Tidal CO2 |  | MODULEENDTIDALCO2-Philips-M3015A |  |  |  |  | Covered PM Repair - Biomedical | MHHS-Sugarland
NO | NO |  |  |  | 129-07061 |  | Philips Medical Systems Cardiac and Monitoring Syste | M3015A |  | DE455A2193 | SUGAR LAND - ICU | MHHS-Sugarland |  | Module, End Tidal CO2 |  | 129-07061 |  | Sugar Land |  | SUGAR LAND - ICU | [5 empty] | MONITORS, BEDSIDE, RESPIRATION, EXHALED CARBON DIO |  | MODULEENDTIDALCO2-Philips-M3015A | MODULEENDTIDALCO2 | M3015A |  |  |  | Philips | Module, End Tidal CO2 |  | MODULEENDTIDALCO2-Philips-M3015A |  |  |  |  | Covered PM Repair - Biomedical | MHHS-Sugarland
NO | NO |  |  |  | 129-07064 |  | Philips Medical Systems Cardiac and Monitoring Syste | M3015A |  | DE455A2195 | SUGAR LAND - ICU | MHHS-Sugarland |  | Module, End Tidal CO2 |  | 129-07064 |  | Sugar Land |  | SUGAR LAND - ICU | [5 empty] | MONITORS, BEDSIDE, RESPIRATION, EXHALED CARBON DIO |  | MODULEENDTIDALCO2-Philips-M3015A | MODULEENDTIDALCO2 | M3015A |  |  |  | Philips | Module, End Tidal CO2 |  | MODULEENDTIDALCO2-Philips-M3015A |  |  |  |  | Covered PM Repair - Biomedical | MHHS-Sugarland
NO | NO |  |  |  | 129-07067 |  | Philips Medical Systems Cardiac and Monitoring Syste | M3015A |  | DE455A2197 | SUGAR LAND - ICU | MHHS-Sugarland |  | Module, End Tidal CO2 |  | 129-07067 |  | Sugar Land |  | SUGAR LAND - ICU | [5 empty] | MONITORS, BEDSIDE, RESPIRATION, EXHALED CARBON DIO |  | MODULEENDTIDALCO2-Philips-M3015A | MODULEENDTIDALCO2 | M3015A |  |  |  | Philips | Module, End Tidal CO2 |  | MODULEENDTIDALCO2-Philips-M3015A |  |  |  |  | Covered PM Repair - Biomedical | MHHS-Sugarland
NO | NO |  |  |  | 129-07070 |  | Philips Medical Systems Cardiac and Monitoring Syste | M3015A |  | DE455A2196 | SUGAR LAND - ICU | MHHS-Sugarland |  | Module, End Tidal CO2 |  | 129-07070 |  | Sugar Land |  | SUGAR LAND - ICU | [5 empty] | MONITORS, BEDSIDE, RESPIRATION, EXHALED CARBON DIO |  | MODULEENDTIDALCO2-Philips-M3015A | MODULEENDTIDALCO2 | M3015A |  |  |  | Philips | Module, End Tidal CO2 |  | MODULEENDTIDALCO2-Philips-M3015A |  |  |  |  | Covered PM Repair - Biomedical | MHHS-Sugarland
NO | NO |  |  |  | 077-09213 |  | Philips Medical Systems Cardiac and Monitoring Syste | M3015A |  | DE45595417 | TMC - CHILDRENS - PICU (9HP) | MHHS-TMC |  | Module, End Tidal CO2 |  | 077-09213 |  | TMC |  | TMC - CHILDRENS - PICU (9HP) | [5 empty] | MONITORS, BEDSIDE, RESPIRATION, EXHALED CARBON DIO |  | MODULEENDTIDALCO2-Philips-M3015A | MODULEENDTIDALCO2 | M3015A |  |  |  | Philips | Module, End Tidal CO2 |  | MODULEENDTIDALCO2-Philips-M3015A |  |  |  |  | Covered PM Repair - Biomedical | MHHS-TMC
NO | NO |  |  |  | 077-09214 |  | Philips Medical Systems Cardiac and Monitoring Syste | M3015A |  | DE45595412 | TMC - CHILDRENS - PICU (9HP) | MHHS-TMC |  | Module, End Tidal CO2 |  | 077-09214 |  | TMC |  | TMC - CHILDRENS - PICU (9HP) | [5 empty] | MONITORS, BEDSIDE, RESPIRATION, EXHALED CARBON DIO |  | MODULEENDTIDALCO2-Philips-M3015A | MODULEENDTIDALCO2 | M3015A |  |  |  | Philips | Module, End Tidal CO2 |  | MODULEENDTIDALCO2-Philips-M3015A |  |  |  |  | Covered PM Repair - Biomedical | MHHS-TMC
NO | NO |  |  |  | 077-09215 |  | Philips Medical Systems Cardiac and Monitoring Syste | M3015A |  | DE45595414 | TMC - CHILDRENS - PICU (9HP) | MHHS-TMC |  | Module, End Tidal CO2 |  | 077-09215 |  | TMC |  | TMC - CHILDRENS - PICU (9HP) | [5 empty] | MONITORS, BEDSIDE, RESPIRATION, EXHALED CARBON DIO |  | MODULEENDTIDALCO2-Philips-M3015A | MODULEENDTIDALCO2 | M3015A |  |  |  | Philips | Module, End Tidal CO2 |  | MODULEENDTIDALCO2-Philips-M3015A |  |  |  |  | Covered PM Repair - Biomedical | MHHS-TMC
NO | NO |  |  |  | 077-09216 |  | Philips Medical Systems Cardiac and Monitoring Syste | M3015A |  | DE45595425 | TMC - CHILDRENS - PICU (9HP) | MHHS-TMC |  | Module, End Tidal CO2 |  | 077-09216 |  | TMC |  | TMC - CHILDRENS - PICU (9HP) | [5 empty] | MONITORS, BEDSIDE, RESPIRATION, EXHALED CARBON DIO |  | MODULEENDTIDALCO2-Philips-M3015A | MODULEENDTIDALCO2 | M3015A |  |  |  | Philips | Module, End Tidal CO2 |  | MODULEENDTIDALCO2-Philips-M3015A |  |  |  |  | Covered PM Repair - Biomedical | MHHS-TMC
NO | NO |  |  |  | 077-09217 |  | Philips Medical Systems Cardiac and Monitoring Syste | M3015A |  | DE45595413 | TMC - CHILDRENS - PICU (9HP) | MHHS-TMC |  | Module, End Tidal CO2 |  | 077-09217 |  | TMC |  | TMC - CHILDRENS - PICU (9HP) | [5 empty] | MONITORS, BEDSIDE, RESPIRATION, EXHALED CARBON DIO |  | MODULEENDTIDALCO2-Philips-M3015A | MODULEENDTIDALCO2 | M3015A |  |  |  | Philips | Module, End Tidal CO2 |  | MODULEENDTIDALCO2-Philips-M3015A |  |  |  |  | Covered PM Repair - Biomedical | MHHS-TMC
NO | NO |  |  |  | 077-09236 |  | Philips Medical Systems Cardiac and Monitoring Syste | M3015A |  | DE45595416 | TMC - CHILDRENS - PICU (9HP) | MHHS-TMC |  | Module, End Tidal CO2 |  | 077-09236 |  | TMC |  | TMC - CHILDRENS - PICU (9HP) | [5 empty] | MONITORS, BEDSIDE, RESPIRATION, EXHALED CARBON DIO |  | MODULEENDTIDALCO2-Philips-M3015A | MODULEENDTIDALCO2 | M3015A |  |  |  | Philips | Module, End Tidal CO2 |  | MODULEENDTIDALCO2-Philips-M3015A |  |  |  |  | Covered PM Repair - Biomedical | MHHS-TMC
NO | NO |  |  |  | 077-09237 |  | Philips Medical Systems Cardiac and Monitoring Syste | M3015A |  | DE45595380 | TMC - CHILDRENS - PICU (9HP) | MHHS-TMC |  | Module, End Tidal CO2 |  | 077-09237 |  | TMC |  | TMC - CHILDRENS - PICU (9HP) | [5 empty] | MONITORS, BEDSIDE, RESPIRATION, EXHALED CARBON DIO |  | MODULEENDTIDALCO2-Philips-M3015A | MODULEENDTIDALCO2 | M3015A |  |  |  | Philips | Module, End Tidal CO2 |  | MODULEENDTIDALCO2-Philips-M3015A |  |  |  |  | Covered PM Repair - Biomedical | MHHS-TMC
NO | NO |  |  |  | 077-09238 |  | Philips Medical Systems Cardiac and Monitoring Syste | M3015A |  | DE45595418 | TMC - CHILDRENS - PICU (9HP) | MHHS-TMC |  | Module, End Tidal CO2 |  | 077-09238 |  | TMC |  | TMC - CHILDRENS - PICU (9HP) | [5 empty] | MONITORS, BEDSIDE, RESPIRATION, EXHALED CARBON DIO |  | MODULEENDTIDALCO2-Philips-M3015A | MODULEENDTIDALCO2 | M3015A |  |  |  | Philips | Module, End Tidal CO2 |  | MODULEENDTIDALCO2-Philips-M3015A |  |  |  |  | Covered PM Repair - Biomedical | MHHS-TMC
NO | NO |  |  |  | 077-09239 |  | Philips Medical Systems Cardiac and Monitoring Syste | M3015A |  | DE45595382 | TMC - CHILDRENS - PICU (9HP) | MHHS-TMC |  | Module, End Tidal CO2 |  | 077-09239 |  | TMC |  | TMC - CHILDRENS - PICU (9HP) | [5 empty] | MONITORS, BEDSIDE, RESPIRATION, EXHALED CARBON DIO |  | MODULEENDTIDALCO2-Philips-M3015A | MODULEENDTIDALCO2 | M3015A |  |  |  | Philips | Module, End Tidal CO2 |  | MODULEENDTIDALCO2-Philips-M3015A |  |  |  |  | Covered PM Repair - Biomedical | MHHS-TMC
NO | NO |  |  |  | 077-09240 |  | Philips Medical Systems Cardiac and Monitoring Syste | M3015A |  | DE45595381 | TMC - CHILDRENS - PICU (9HP) | MHHS-TMC |  | Module, End Tidal CO2 |  | 077-09240 |  | TMC |  | TMC - CHILDRENS - PICU (9HP) | [5 empty] | MONITORS, BEDSIDE, RESPIRATION, EXHALED CARBON DIO |  | MODULEENDTIDALCO2-Philips-M3015A | MODULEENDTIDALCO2 | M3015A |  |  |  | Philips | Module, End Tidal CO2 |  | MODULEENDTIDALCO2-Philips-M3015A |  |  |  |  | Covered PM Repair - Biomedical | MHHS-TMC
NO | YES |  |  |  | 151-02876 | 151-02876 | Philips Medical Systems Cardiac and Monitoring Syste | M3015B |  | DE61411025 | CY-Cardiac Cath Lab | MHHS-Cypress |  | Module, End Tidal CO2 |  | 151-02876 | 151-02876 | Northwest | MHHS-Cypress | CY-Cardiac Cath Lab | CVR 1 | 2/22/19 |  |  |  | PHYSIOLOGIC MONITOR MODULES, EXHALED CARBON DIOXID | Module, End Tidal CO2 | MODULEENDTIDALCO2-Philips-M3015B | MODULEENDTIDALCO2 | M3015B |  |  |  | Philips | Module, End Tidal CO2 |  | MODULEENDTIDALCO2-Philips-M3015B |  | 7/1/16 |  | MOETC-A | Not Covered Vendor Only - Lab Ana/Anes | MHHS-Cypress | [8 empty] | MODULEENDTIDALCO2 | Module, End Tidal CO2 | Philips
NO | YES |  |  |  | 151-02877 | 151-02877 | Philips Medical Systems Cardiac and Monitoring Syste | M3015B |  | DE61411038 | CY-Cardiac Cath Lab | MHHS-Cypress |  | Module, End Tidal CO2 |  | 151-02877 | 151-02877 | Northwest | MHHS-Cypress | CY-Cardiac Cath Lab | Cvr 2 | 2/22/19 |  |  |  | PHYSIOLOGIC MONITOR MODULES, EXHALED CARBON DIOXID | Module, End Tidal CO2 | MODULEENDTIDALCO2-Philips-M3015B | MODULEENDTIDALCO2 | M3015B |  |  |  | Philips | Module, End Tidal CO2 |  | MODULEENDTIDALCO2-Philips-M3015B |  | 7/1/16 |  | MOETC-A | Not Covered Vendor Only - Lab Ana/Anes | MHHS-Cypress | [8 empty] | MODULEENDTIDALCO2 | Module, End Tidal CO2 | Philips
NO | YES |  |  |  | 151-02878 | 151-02878 | Philips Medical Systems Cardiac and Monitoring Syste | M3015B |  | DE61411028 | CY-Cardiac Cath Lab | MHHS-Cypress |  | Module, End Tidal CO2 |  | 151-02878 | 151-02878 | Northwest | MHHS-Cypress | CY-Cardiac Cath Lab | Rm 1 | 2/22/19 |  |  |  | PHYSIOLOGIC MONITOR MODULES, EXHALED CARBON DIOXID | Module, End Tidal CO2 | MODULEENDTIDALCO2-Philips-M3015B | MODULEENDTIDALCO2 | M3015B |  |  |  | Philips | Module, End Tidal CO2 |  | MODULEENDTIDALCO2-Philips-M3015B |  | 3/21/19 |  | MOETC-A | Covered PM Repair - Biomedical | MHHS-Cypress | [8 empty] | MODULEENDTIDALCO2 | Module, End Tidal CO2 | Philips
NO | YES |  |  |  | 151-02879 | 151-02879 | Philips Medical Systems Cardiac and Monitoring Syste | M3015B |  | DE61411029 | CY-Cardiac Cath Lab | MHHS-Cypress |  | Module, End Tidal CO2 |  | 151-02879 | 151-02879 | Northwest | MHHS-Cypress | CY-Cardiac Cath Lab | Cvr 7 | 2/1/19 | 2/1/20 |  |  | PHYSIOLOGIC MONITOR MODULES, EXHALED CARBON DIOXID | Module, End Tidal CO2 | MODULEENDTIDALCO2-Philips-M3015B | MODULEENDTIDALCO2 | M3015B |  |  |  | Philips | Module, End Tidal CO2 |  | MODULEENDTIDALCO2-Philips-M3015B |  | 8/6/21 |  | MOETC-A | Not Covered Vendor Only - Biomedical | MHHS-Cypress | [8 empty] | MODULEENDTIDALCO2 | Module, End Tidal CO2 | Philips
NO | YES |  |  |  | 151-02880 | 151-02880 | Philips Medical Systems Cardiac and Monitoring Syste | M3015B |  | DE61410982 | CY-Cardiac Cath Lab | MHHS-Cypress |  | Module, End Tidal CO2 |  | 151-02880 | 151-02880 | Northwest | MHHS-Cypress | CY-Cardiac Cath Lab | Cardiac imaging | 2/25/19 |  |  |  | PHYSIOLOGIC MONITOR MODULES, EXHALED CARBON DIOXID | Module, End Tidal CO2 | MODULEENDTIDALCO2-Philips-M3015B | MODULEENDTIDALCO2 | M3015B |  |  |  | Philips | Module, End Tidal CO2 |  | MODULEENDTIDALCO2-Philips-M3015B |  | 8/6/20 |  | MOETC-A | Not Covered Vendor Only - Biomedical | MHHS-Cypress | [8 empty] | MODULEENDTIDALCO2 | Module, End Tidal CO2 | Philips
NO | YES |  |  |  | 151-02886 | 151-02886 | Philips Medical Systems Cardiac and Monitoring Syste | M3015B |  | DE61411033 | CY-Cardiac Cath Lab | MHHS-Cypress |  | Module, End Tidal CO2 |  | 151-02886 | 151-02886 | Northwest | MHHS-Cypress | CY-Cardiac Cath Lab | CV 3 | 2/25/19 |  |  |  | PHYSIOLOGIC MONITOR MODULES, EXHALED CARBON DIOXID | Module, End Tidal CO2 | MODULEENDTIDALCO2-Philips-M3015B | MODULEENDTIDALCO2 | M3015B |  |  |  | Philips | Module, End Tidal CO2 |  | MODULEENDTIDALCO2-Philips-M3015B |  |  |  | MOETC-A | Not Covered Vendor Only - Lab Ana/Anes | MHHS-Cypress | [8 empty] | MODULEENDTIDALCO2 | Module, End Tidal CO2 | Philips
NO | YES |  |  |  | 151-02887 | 151-02887 | Philips Medical Systems Cardiac and Monitoring Syste | M3015B |  | DE61411034 | CY-Cardiac Cath Lab | MHHS-Cypress |  | Module, End Tidal CO2 |  | 151-02887 | 151-02887 | Northwest | MHHS-Cypress | CY-Cardiac Cath Lab | CY - ICU | 2/1/19 | 2/1/20 |  |  | PHYSIOLOGIC MONITOR MODULES, EXHALED CARBON DIOXID | Module, End Tidal CO2 | MODULEENDTIDALCO2-Philips-M3015B | MODULEENDTIDALCO2 | M3015B |  |  |  | Philips | Module, End Tidal CO2 |  | MODULEENDTIDALCO2-Philips-M3015B |  | 4/13/18 |  | MOETC-A | Not Covered Vendor Only - Lab Ana/Anes | MHHS-Cypress | [8 empty] | MODULEENDTIDALCO2 | Module, End Tidal CO2 | Philips
NO | YES |  |  |  | 151-02888 | 151-02888 | Philips Medical Systems Cardiac and Monitoring Syste | M3015B |  | DE61411042 | CY-Cardiac Cath Lab | MHHS-Cypress |  | Module, End Tidal CO2 |  | 151-02888 | 151-02888 | Northwest | MHHS-Cypress | CY-Cardiac Cath Lab | CVR 5 | 2/25/19 |  |  |  | PHYSIOLOGIC MONITOR MODULES, EXHALED CARBON DIOXID | Module, End Tidal CO2 | MODULEENDTIDALCO2-Philips-M3015B | MODULEENDTIDALCO2 | M3015B |  |  |  | Philips | Module, End Tidal CO2 |  | MODULEENDTIDALCO2-Philips-M3015B |  | 4/13/18 |  | MOETC-A | Not Covered Vendor Only - Lab Ana/Anes | MHHS-Cypress | [8 empty] | MODULEENDTIDALCO2 | Module, End Tidal CO2 | Philips
NO | YES |  |  |  | 151-02889 | 151-02889 | Philips Medical Systems Cardiac and Monitoring Syste | M3015B |  | DE61410968 | CY-Cardiac Cath Lab | MHHS-Cypress |  | Module, End Tidal CO2 |  | 151-02889 | 151-02889 | Northwest | MHHS-Cypress | CY-Cardiac Cath Lab | Cvr 6 |  |  |  | Patient in room cant take pm date | PHYSIOLOGIC MONITOR MODULES, EXHALED CARBON DIOXID | Module, End Tidal CO2 | MODULEENDTIDALCO2-Philips-M3015B | MODULEENDTIDALCO2 | M3015B |  |  |  | Philips | Module, End Tidal CO2 |  | MODULEENDTIDALCO2-Philips-M3015B |  |  |  | MOETC-A | Covered PM Repair - Biomedical | MHHS-Cypress | [8 empty] | MODULEENDTIDALCO2 | Module, End Tidal CO2 | Philips
NO | YES |  |  |  | 151-02890 | 151-02890 | Philips Medical Systems Cardiac and Monitoring Syste | M3015B |  | DE61411006 | CY-Cardiac Cath Lab | MHHS-Cypress |  | Module, End Tidal CO2 |  | 151-02890 | 151-02890 | Northwest | MHHS-Cypress | CY-Cardiac Cath Lab | Cardiac imaging | 2/25/19 |  |  |  | PHYSIOLOGIC MONITOR MODULES, EXHALED CARBON DIOXID | Module, End Tidal CO2 | MODULEENDTIDALCO2-Philips-M3015B | MODULEENDTIDALCO2 | M3015B |  |  |  | Philips | Module, End Tidal CO2 |  | MODULEENDTIDALCO2-Philips-M3015B |  |  |  | MOETC-A | Covered PM Repair - Biomedical | MHHS-Cypress | [8 empty] | MODULEENDTIDALCO2 | Module, End Tidal CO2 | Philips
NO | YES |  |  |  | 151-03580 | 151-03580 | Philips Medical Systems Cardiac and Monitoring Syste | M3015B |  | DE61419177 | CY-ER | MHHS-Cypress |  | Module, End Tidal CO2 |  | 151-03580 | 151-03580 | Northwest | MHHS-Cypress | CY-ER | ER | 6/1/19 | 6/1/20 |  |  | PHYSIOLOGIC MONITOR MODULES, EXHALED CARBON DIOXID | Module, End Tidal CO2 | MODULEENDTIDALCO2-Philips-M3015B | MODULEENDTIDALCO2 | M3015B |  |  |  | Philips | Module, End Tidal CO2 |  | MODULEENDTIDALCO2-Philips-M3015B |  |  |  | MOETC-A | Not Covered Vendor Only - Biomedical | MHHS-Cypress | [8 empty] | MODULEENDTIDALCO2 | Module, End Tidal CO2 | Philips
NO | YES |  |  |  | 151-03584 | 151-03584 | Philips Medical Systems Cardiac and Monitoring Syste | M3015B |  | DE61419203 | CY-ER | MHHS-Cypress |  | Module, End Tidal CO2 |  | 151-03584 | 151-03584 | Northwest | MHHS-Cypress | CY-ER | M1 405 Treatment |  |  |  |  | PHYSIOLOGIC MONITOR MODULES, EXHALED CARBON DIOXID | Module, End Tidal CO2 | MODULEENDTIDALCO2-Philips-M3015B | MODULEENDTIDALCO2 | M3015B |  |  |  | Philips | Module, End Tidal CO2 |  | MODULEENDTIDALCO2-Philips-M3015B |  | 1/20/17 |  | MOETC-A | Not Covered Vendor Only - Biomedical | MHHS-Cypress | [8 empty] | MODULEENDTIDALCO2 | Module, End Tidal CO2 | Philips
NO | YES |  |  |  | 151-03585 | 151-03585 | Philips Medical Systems Cardiac and Monitoring Syste | M3015B |  | DE61419205 | CY-ER | MHHS-Cypress |  | Module, End Tidal CO2 |  | 151-03585 | 151-03585 | Northwest | MHHS-Cypress | CY-ER | Trauma 3 | 6/1/19 | 6/1/20 |  |  | PHYSIOLOGIC MONITOR MODULES, EXHALED CARBON DIOXID | Module, End Tidal CO2 | MODULEENDTIDALCO2-Philips-M3015B | MODULEENDTIDALCO2 | M3015B |  |  |  | Philips | Module, End Tidal CO2 |  | MODULEENDTIDALCO2-Philips-M3015B |  |  |  | MOETC-A | Covered PM Repair - Biomedical | MHHS-Cypress | [8 empty] | MODULEENDTIDALCO2 | Module, End Tidal CO2 | Philips
NO | YES |  |  |  | 151-03587 | 151-03587 | Philips Medical Systems Cardiac and Monitoring Syste | M3015B |  | DE61419198 | CY-ER | MHHS-Cypress |  | Module, End Tidal CO2 |  | 151-03587 | 151-03587 | Northwest | MHHS-Cypress | CY-ER | Treatment 11 | 6/1/19 | 6/1/20 |  |  | PHYSIOLOGIC MONITOR MODULES, EXHALED CARBON DIOXID | Module, End Tidal CO2 | MODULEENDTIDALCO2-Philips-M3015B | MODULEENDTIDALCO2 | M3015B |  |  |  | Philips | Module, End Tidal CO2 |  | MODULEENDTIDALCO2-Philips-M3015B |  |  |  | MOETC-A | Covered PM Repair - Biomedical | MHHS-Cypress | [8 empty] | MODULEENDTIDALCO2 | Module, End Tidal CO2 | Philips
NO | YES |  |  |  | 151-03589 | 151-03589 | Philips Medical Systems Cardiac and Monitoring Syste | M3015B |  | DE61419186 | CY-ER | MHHS-Cypress |  | Module, End Tidal CO2 |  | 151-03589 | 151-03589 | Northwest | MHHS-Cypress | CY-ER | Rm 9 | 6/1/19 | 6/1/20 |  |  | PHYSIOLOGIC MONITOR MODULES, EXHALED CARBON DIOXID | Module, End Tidal CO2 | MODULEENDTIDALCO2-Philips-M3015B | MODULEENDTIDALCO2 | M3015B |  |  |  | Philips | Module, End Tidal CO2 |  | MODULEENDTIDALCO2-Philips-M3015B |  |  |  | MOETC-A | Covered PM Repair - Biomedical | MHHS-Cypress | [8 empty] | MODULEENDTIDALCO2 | Module, End Tidal CO2 | Philips
NO | YES |  |  |  | 151-03590 | 151-03590 | Philips Medical Systems Cardiac and Monitoring Syste | M3015B |  | DE61419141 | CY-ER | MHHS-Cypress |  | Module, End Tidal CO2 |  | 151-03590 | 151-03590 | Northwest | MHHS-Cypress | CY-ER | Trauma 2 | 6/1/19 |  |  |  | PHYSIOLOGIC MONITOR MODULES, EXHALED CARBON DIOXID | Module, End Tidal CO2 | MODULEENDTIDALCO2-Philips-M3015B | MODULEENDTIDALCO2 | M3015B |  |  |  | Philips | Module, End Tidal CO2 |  | MODULEENDTIDALCO2-Philips-M3015B |  |  |  | MOETC-A | Covered PM Repair - Biomedical | MHHS-Cypress | [8 empty] | MODULEENDTIDALCO2 | Module, End Tidal CO2 | Philips
NO | YES |  |  |  | 151-03592 | 151-03592 | Philips Medical Systems Cardiac and Monitoring Syste | M3015B |  | DE61419195 | CY-ER | MHHS-Cypress |  | Module, End Tidal CO2 |  | 151-03592 | 151-03592 | Northwest | MHHS-Cypress | CY-ER | Trauma 1 | 6/1/19 | 6/1/20 |  |  | PHYSIOLOGIC MONITOR MODULES, EXHALED CARBON DIOXID | Module, End Tidal CO2 | MODULEENDTIDALCO2-Philips-M3015B | MODULEENDTIDALCO2 | M3015B |  |  |  | Philips | Module, End Tidal CO2 |  | MODULEENDTIDALCO2-Philips-M3015B |  |  |  | MOETC-A | Covered PM Repair - Biomedical | MHHS-Cypress | [8 empty] | MODULEENDTIDALCO2 | Module, End Tidal CO2 | Philips
NO | YES |  |  |  | 151-03596 | 151-03596 | Philips Medical Systems Cardiac and Monitoring Syste | M3015B |  | DE61419187 | CY-ER | MHHS-Cypress |  | Module, End Tidal CO2 |  | 151-03596 | 151-03596 | Northwest | MHHS-Cypress | CY-ER | Room 12 | 6/1/19 | 6/1/20 |  |  | PHYSIOLOGIC MONITOR MODULES, EXHALED CARBON DIOXID | Module, End Tidal CO2 | MODULEENDTIDALCO2-Philips-M3015B | MODULEENDTIDALCO2 | M3015B |  |  |  | Philips | Module, End Tidal CO2 |  | MODULEENDTIDALCO2-Philips-M3015B |  |  |  | MOETC-A | Covered PM Repair - Biomedical | MHHS-Cypress | [8 empty] | MODULEENDTIDALCO2 | Module, End Tidal CO2 | Philips
NO | YES |  |  |  | 151-03597 | 151-03597 | Philips Medical Systems Cardiac and Monitoring Syste | M3015B |  | DE61419176 | CY-ER | MHHS-Cypress |  | Module, End Tidal CO2 |  | 151-03597 | 151-03597 | Northwest | MHHS-Cypress | CY-ER | Treatment 8 | 6/1/19 | 6/1/20 |  |  | PHYSIOLOGIC MONITOR MODULES, EXHALED CARBON DIOXID | Module, End Tidal CO2 | MODULEENDTIDALCO2-Philips-M3015B | MODULEENDTIDALCO2 | M3015B |  |  |  | Philips | Module, End Tidal CO2 |  | MODULEENDTIDALCO2-Philips-M3015B |  |  |  | MOETC-A | Covered PM Repair - Biomedical | MHHS-Cypress | [8 empty] | MODULEENDTIDALCO2 | Module, End Tidal CO2 | Philips
NO | YES |  |  |  | 151-03271 | 151-03271 | Philips Medical Systems Cardiac and Monitoring Syste | M3015B |  | DE61419842 | CY-Cardiac Cath Lab | MHHS-Cypress |  | Module, End Tidal CO2 |  | 151-03271 | 151-03271 | Northwest | MHHS-Cypress | CY-Cardiac Cath Lab | CV 4 | 6/25/19 |  |  | No pm found | PHYSIOLOGIC MONITOR MODULES, EXHALED CARBON DIOXID | Module, End Tidal CO2 | MODULEENDTIDALCO2-Philips-M3015B | MODULEENDTIDALCO2 | M3015B |  |  |  | Philips | Module, End Tidal CO2 |  | MODULEENDTIDALCO2-Philips-M3015B |  | 5/15/15 |  | MOETC-A | Covered PM Repair - Biomedical | MHHS-Cypress | [8 empty] | MODULEENDTIDALCO2 | Module, End Tidal CO2 | Philips
NO | YES |  |  |  | 151-03277 | 151-03277 | Philips Medical Systems Cardiac and Monitoring Syste | M3015B |  | DE61419838 | CY-Central Supply | MHHS-Cypress |  | Module, End Tidal CO2 |  | 151-03277 | 151-03277 | Northwest | MHHS-Cypress | CY-Central Supply | ICU 18 |  |  |  |  | PHYSIOLOGIC MONITOR MODULES, EXHALED CARBON DIOXID | Module, End Tidal CO2 | MODULEENDTIDALCO2-Philips-M3015B | MODULEENDTIDALCO2 | M3015B |  |  |  | Philips | Module, End Tidal CO2 |  | MODULEENDTIDALCO2-Philips-M3015B |  | 5/30/16 |  | MOETC-A | Covered PM Repair - Biomedical | MHHS-Cypress | [8 empty] | MODULEENDTIDALCO2 | Module, End Tidal CO2 | Philips
NO | YES |  |  |  | 151-03280 | 151-03280 | Philips Medical Systems Cardiac and Monitoring Syste | M3015B |  | DE61419919 | CY-ICU | MHHS-Cypress |  | Module, End Tidal CO2 |  | 151-03280 | 151-03280 | Northwest | MHHS-Cypress | CY-ICU | ICU 2 | 12/1/19 | 12/1/20 |  |  | PHYSIOLOGIC MONITOR MODULES, EXHALED CARBON DIOXID | Module, End Tidal CO2 | MODULEENDTIDALCO2-Philips-M3015B | MODULEENDTIDALCO2 | M3015B |  |  |  | Philips | Module, End Tidal CO2 |  | MODULEENDTIDALCO2-Philips-M3015B |  |  |  | MOETC-A | Covered PM Repair - Biomedical | MHHS-Cypress | [8 empty] | MODULEENDTIDALCO2 | Module, End Tidal CO2 | Philips
NO | YES |  |  |  | 151-03576 | 151-02734 | Philips Medical Systems Cardiac and Monitoring Syste | M3015B |  | DE45621102 | CY-ICU | MHHS-Cypress |  | Module, End Tidal CO2 |  | 151-03576 | 151-02734 | Northwest | MHHS-Cypress | CY-ICU | ICU 5 | 12/1/19 | 12/1/20 |  |  | PHYSIOLOGIC MONITOR MODULES, EXHALED CARBON DIOXID | Module, End Tidal CO2 | MODULEENDTIDALCO2-Philips-M3015B | MODULEENDTIDALCO2 | M3015B |  |  |  | Philips | Module, End Tidal CO2 |  | MODULEENDTIDALCO2-Philips-M3015B |  |  |  | MOETC-A | Not Covered Vendor Only - Biomedical | MHHS-Cypress | [8 empty] | MODULEENDTIDALCO2 | Module, End Tidal CO2 | Philips
NO | YES |  |  |  | 151-03322 | 151-03322 | Philips Medical Systems Cardiac and Monitoring Syste | M3015B |  | DE61419178 | CY-Labor & Delivery | MHHS-Cypress |  | Module, End Tidal CO2 |  | 151-03322 | 151-03322 | Northwest | MHHS-Cypress | CY-Labor & Delivery | LDR 5 | 6/1/19 | 6/1/20 |  |  | PHYSIOLOGIC MONITOR MODULES, EXHALED CARBON DIOXID | Module, End Tidal CO2 | MODULEENDTIDALCO2-Philips-M3015B | MODULEENDTIDALCO2 | M3015B |  |  |  | Philips | Module, End Tidal CO2 |  | MODULEENDTIDALCO2-Philips-M3015B |  | 4/2/19 |  | MOETC-A | Not Covered Vendor Only - Lab Ana/Anes | MHHS-Cypress | [8 empty] | MODULEENDTIDALCO2 | Module, End Tidal CO2 | Philips
NO | YES | Asset Tag 151-03324 |  |  | 151-03324 | 151-03324 | Philips Medical Systems Cardiac and Monitoring Syste | M3015B |  | DE61419179 | CY-Labor & Delivery | MHHS-Cypress |  | Module, End Tidal CO2 |  | 151-03324 | 151-03324 | Northwest & Cypress | MHHS-Cypress | CY-Labor & Delivery |  | 6/13/19 |  |  |  | PHYSIOLOGIC MONITOR MODULES, EXHALED CARBON DIOXID | Module, End Tidal CO2 | MODULEENDTIDALCO2-Philips-M3015B | MODULEENDTIDALCO2 | M3015B |  |  |  | Philips | Module, End Tidal CO2 |  | MODULEENDTIDALCO2-Philips-M3015B |  |  | Finished from Script 3/27/2020 12:11:52pm (Central) | MOETC-A | Not Covered Vendor Only - Lab Ana/Anes | MHHS-Cypress | [8 empty] | MODULEENDTIDALCO2 | Module, End Tidal CO2 | Philips
NO | YES |  |  |  | 151-03326 | 151-03326 | Philips Medical Systems Cardiac and Monitoring Syste | M3015B |  | DE61419184 | CY-Labor & Delivery | MHHS-Cypress |  | Module, End Tidal CO2 |  | 151-03326 | 151-03326 | Northwest | MHHS-Cypress | CY-Labor & Delivery | LDR 2 | 6/1/19 | 6/1/20 |  |  | PHYSIOLOGIC MONITOR MODULES, EXHALED CARBON DIOXID | Module, End Tidal CO2 | MODULEENDTIDALCO2-Philips-M3015B | MODULEENDTIDALCO2 | M3015B |  |  |  | Philips | Module, End Tidal CO2 |  | MODULEENDTIDALCO2-Philips-M3015B |  |  |  | MOETC-A | Not Covered Vendor Only - Lab Ana/Anes | MHHS-Cypress | [8 empty] | MODULEENDTIDALCO2 | Module, End Tidal CO2 | Philips
NO | YES |  |  |  | 151-03328 | 151-03328 | Philips Medical Systems Cardiac and Monitoring Syste | M3015B |  | DE61419209 | CY-Labor & Delivery | MHHS-Cypress |  | Module, End Tidal CO2 |  | 151-03328 | 151-03328 | Northwest | MHHS-Cypress | CY-Labor & Delivery | LDR 1 | 6/1/19 | 6/1/20 |  |  | PHYSIOLOGIC MONITOR MODULES, EXHALED CARBON DIOXID | Module, End Tidal CO2 | MODULEENDTIDALCO2-Philips-M3015B | MODULEENDTIDALCO2 | M3015B |  |  |  | Philips | Module, End Tidal CO2 |  | MODULEENDTIDALCO2-Philips-M3015B |  | 8/13/19 |  | MOETC-A | Not Covered Vendor Only - Lab Ana/Anes | MHHS-Cypress | [8 empty] | MODULEENDTIDALCO2 | Module, End Tidal CO2 | Philips
NO | YES |  |  |  | 151-05107 | 151-05107 | Philips Medical Systems Cardiac and Monitoring Syste | M3015B |  | DE61419201 | CY-Labor & Delivery | MHHS-Cypress |  | Module, End Tidal CO2 |  | 151-05107 | 151-05107 | Northwest | MHHS-Cypress | CY-Labor & Delivery | Ldrp 7 | 6/1/19 | 6/1/20 |  |  | PHYSIOLOGIC MONITOR MODULES, EXHALED CARBON DIOXID | Module, End Tidal CO2 | MODULEENDTIDALCO2-Philips-M3015B | MODULEENDTIDALCO2 | M3015B |  |  |  | Philips | Module, End Tidal CO2 |  | MODULEENDTIDALCO2-Philips-M3015B |  |  |  | MOETC-A | Not Covered Vendor Only - Biomedical | MHHS-Cypress | [8 empty] | MODULEENDTIDALCO2 | Module, End Tidal CO2 | Philips
NO | YES |  |  |  | 151-02893 | 151-02893 | Philips Medical Systems Cardiac and Monitoring Syste | M3015B |  | DE61412780 | CY-NICU | MHHS-Cypress |  | Module, End Tidal CO2 |  | 151-02893 | 151-02893 | Northwest | MHHS-Cypress | CY-NICU | NICU 2 | 3/1/19 |  |  |  | PHYSIOLOGIC MONITOR MODULES, EXHALED CARBON DIOXID | Module, End Tidal CO2 | MODULEENDTIDALCO2-Philips-M3015B | MODULEENDTIDALCO2 | M3015B |  |  |  | Philips | Module, End Tidal CO2 |  | MODULEENDTIDALCO2-Philips-M3015B |  |  |  | MOETC-A | Covered PM Repair - Biomedical | MHHS-Cypress | [8 empty] | MODULEENDTIDALCO2 | Module, End Tidal CO2 | Philips
NO | YES |  |  |  | 151-02894 | 151-02894 | Philips Medical Systems Cardiac and Monitoring Syste | M3015B |  | DE61412819 | CY-NICU | MHHS-Cypress |  | Module, End Tidal CO2 |  | 151-02894 | 151-02894 | Northwest | MHHS-Cypress | CY-NICU | NICU 1 | 3/1/19 |  |  |  | PHYSIOLOGIC MONITOR MODULES, EXHALED CARBON DIOXID | Module, End Tidal CO2 | MODULEENDTIDALCO2-Philips-M3015B | MODULEENDTIDALCO2 | M3015B |  |  |  | Philips | Module, End Tidal CO2 |  | MODULEENDTIDALCO2-Philips-M3015B |  |  |  | MOETC-A | Covered PM Repair - Biomedical | MHHS-Cypress | [8 empty] | MODULEENDTIDALCO2 | Module, End Tidal CO2 | Philips
NO | YES |  |  |  | 151-02895 | 151-02895 | Philips Medical Systems Cardiac and Monitoring Syste | M3015B |  | DE61412797 | CY-NICU | MHHS-Cypress |  | Module, End Tidal CO2 |  | 151-02895 | 151-02895 | Northwest | MHHS-Cypress | CY-NICU | Nursery | 3/1/19 |  |  |  | PHYSIOLOGIC MONITOR MODULES, EXHALED CARBON DIOXID | Module, End Tidal CO2 | MODULEENDTIDALCO2-Philips-M3015B | MODULEENDTIDALCO2 | M3015B |  |  |  | Philips | Module, End Tidal CO2 |  | MODULEENDTIDALCO2-Philips-M3015B |  | 3/20/13 |  | MOETC-A | Covered PM Repair - Lab Analyzers/Anesth | MHHS-Cypress | [8 empty] | MODULEENDTIDALCO2 | Module, End Tidal CO2 | Philips
NO | YES |  |  |  | 151-02897 | 151-02897 | Philips Medical Systems Cardiac and Monitoring Syste | M3015B |  | DE61412839 | CY-NICU | MHHS-Cypress |  | Module, End Tidal CO2 |  | 151-02897 | 151-02897 | Northwest | MHHS-Cypress | CY-NICU | NICU 1 | 3/1/19 | 3/1/20 |  |  | PHYSIOLOGIC MONITOR MODULES, EXHALED CARBON DIOXID | Module, End Tidal CO2 | MODULEENDTIDALCO2-Philips-M3015B | MODULEENDTIDALCO2 | M3015B |  |  |  | Philips | Module, End Tidal CO2 |  | MODULEENDTIDALCO2-Philips-M3015B |  | 2/12/14 |  | MOETC-A | Covered PM Repair - Biomedical | MHHS-Cypress | [8 empty] | MODULEENDTIDALCO2 | Module, End Tidal CO2 | Philips
NO | YES |  |  |  | 151-02898 | 151-02898 | Philips Medical Systems Cardiac and Monitoring Syste | M3015B |  | DE61412826 | CY-NICU | MHHS-Cypress |  | Module, End Tidal CO2 |  | 151-02898 | 151-02898 | Northwest | MHHS-Cypress | CY-NICU | NICU 4 | 3/1/19 |  |  |  | PHYSIOLOGIC MONITOR MODULES, EXHALED CARBON DIOXID | Module, End Tidal CO2 | MODULEENDTIDALCO2-Philips-M3015B | MODULEENDTIDALCO2 | M3015B |  |  |  | Philips | Module, End Tidal CO2 |  | MODULEENDTIDALCO2-Philips-M3015B |  | 2/14/14 |  | MOETC-A | Covered PM Repair - Biomedical | MHHS-Cypress | [8 empty] | MODULEENDTIDALCO2 | Module, End Tidal CO2 | Philips
NO | YES |  |  |  | 151-03395 | 151-03395 | Philips Medical Systems Cardiac and Monitoring Syste | M3015B |  | DE61419182 | CY-Preop | MHHS-Cypress |  | Module, End Tidal CO2 |  | 151-03395 | 151-03395 | Northwest | MHHS-Cypress | CY-Preop | Preop 14 | 6/1/19 | 6/1/20 |  |  | PHYSIOLOGIC MONITOR MODULES, EXHALED CARBON DIOXID | Module, End Tidal CO2 | MODULEENDTIDALCO2-Philips-M3015B | MODULEENDTIDALCO2 | M3015B |  |  |  | Philips | Module, End Tidal CO2 |  | MODULEENDTIDALCO2-Philips-M3015B |  | 9/22/17 |  | MOETC-A | Covered PM Repair - Biomedical | MHHS-Cypress | [8 empty] | MODULEENDTIDALCO2 | Module, End Tidal CO2 | Philips
NO | YES |  |  |  | 151-03399 | 151-03399 | Philips Medical Systems Cardiac and Monitoring Syste | M3015B |  | DE61419208 | CY-Preop | MHHS-Cypress |  | Module, End Tidal CO2 |  | 151-03399 | 151-03399 | Northwest | MHHS-Cypress | CY-Preop | M3 402 | 6/1/19 | 6/1/20 |  |  | PHYSIOLOGIC MONITOR MODULES, EXHALED CARBON DIOXID | Module, End Tidal CO2 | MODULEENDTIDALCO2-Philips-M3015B | MODULEENDTIDALCO2 | M3015B |  |  |  | Philips | Module, End Tidal CO2 |  | MODULEENDTIDALCO2-Philips-M3015B |  |  |  | MOETC-A | Covered PM Repair - Biomedical | MHHS-Cypress | [8 empty] | MODULEENDTIDALCO2 | Module, End Tidal CO2 | Philips
NO | YES |  |  |  | 151-03401 | 151-03401 | Philips Medical Systems Cardiac and Monitoring Syste | M3015B |  | DE61419189 | CY-Preop | MHHS-Cypress |  | Module, End Tidal CO2 |  | 151-03401 | 151-03401 | Northwest | MHHS-Cypress | CY-Preop | M3 404 | 6/1/19 | 6/1/20 |  |  | PHYSIOLOGIC MONITOR MODULES, EXHALED CARBON DIOXID | Module, End Tidal CO2 | MODULEENDTIDALCO2-Philips-M3015B | MODULEENDTIDALCO2 | M3015B |  |  |  | Philips | Module, End Tidal CO2 |  | MODULEENDTIDALCO2-Philips-M3015B |  |  |  | MOETC-A | Covered PM Repair - Biomedical | MHHS-Cypress | [8 empty] | MODULEENDTIDALCO2 | Module, End Tidal CO2 | Philips
NO | YES |  |  |  | 151-03403 | 151-03403 | Philips Medical Systems Cardiac and Monitoring Syste | M3015B |  | DE61419199 | CY-Preop | MHHS-Cypress |  | Module, End Tidal CO2 |  | 151-03403 | 151-03403 | Northwest | MHHS-Cypress | CY-Preop | M3406 | 6/1/19 | 6/1/20 |  |  | PHYSIOLOGIC MONITOR MODULES, EXHALED CARBON DIOXID | Module, End Tidal CO2 | MODULEENDTIDALCO2-Philips-M3015B | MODULEENDTIDALCO2 | M3015B |  |  |  | Philips | Module, End Tidal CO2 |  | MODULEENDTIDALCO2-Philips-M3015B |  |  |  | MOETC-A | Covered PM Repair - Biomedical | MHHS-Cypress | [8 empty] | MODULEENDTIDALCO2 | Module, End Tidal CO2 | Philips
NO | YES |  |  |  | 151-03405 | 151-03405 | Philips Medical Systems Cardiac and Monitoring Syste | M3015B |  | DE61419180 | CY-Preop | MHHS-Cypress |  | Module, End Tidal CO2 |  | 151-03405 | 151-03405 | Northwest | MHHS-Cypress | CY-Preop | Pre op 7 | 6/1/19 | 6/1/20 |  |  | PHYSIOLOGIC MONITOR MODULES, EXHALED CARBON DIOXID | Module, End Tidal CO2 | MODULEENDTIDALCO2-Philips-M3015B | MODULEENDTIDALCO2 | M3015B |  |  |  | Philips | Module, End Tidal CO2 |  | MODULEENDTIDALCO2-Philips-M3015B |  | 8/6/20 |  | MOETC-A | Not Covered Vendor Only - Biomedical | MHHS-Cypress | [8 empty] | MODULEENDTIDALCO2 | Module, End Tidal CO2 | Philips
NO | YES |  |  |  | 151-03407 | 151-03407 | Philips Medical Systems Cardiac and Monitoring Syste | M3015B |  | DE61419190 | CY-Preop | MHHS-Cypress |  | Module, End Tidal CO2 |  | 151-03407 | 151-03407 | Northwest | MHHS-Cypress | CY-Preop | Preop eight | 6/1/19 | 6/1/20 |  |  | PHYSIOLOGIC MONITOR MODULES, EXHALED CARBON DIOXID | Module, End Tidal CO2 | MODULEENDTIDALCO2-Philips-M3015B | MODULEENDTIDALCO2 | M3015B |  |  |  | Philips | Module, End Tidal CO2 |  | MODULEENDTIDALCO2-Philips-M3015B |  | 11/28/20 |  | MOETC-A | Not Covered Vendor Only - Biomedical | MHHS-Cypress | [8 empty] | MODULEENDTIDALCO2 | Module, End Tidal CO2 | Philips
NO | YES |  |  |  | 151-03409 | 151-03409 | Philips Medical Systems Cardiac and Monitoring Syste | M3015B |  | DE61419211 | CY-Preop | MHHS-Cypress |  | Module, End Tidal CO2 |  | 151-03409 | 151-03409 | Northwest | MHHS-Cypress | CY-Preop | Pre op 9 | 6/1/19 | 6/1/20 |  |  | PHYSIOLOGIC MONITOR MODULES, EXHALED CARBON DIOXID | Module, End Tidal CO2 | MODULEENDTIDALCO2-Philips-M3015B | MODULEENDTIDALCO2 | M3015B |  |  |  | Philips | Module, End Tidal CO2 |  | MODULEENDTIDALCO2-Philips-M3015B |  |  |  | MOETC-A | Covered PM Repair - Biomedical | MHHS-Cypress | [8 empty] | MODULEENDTIDALCO2 | Module, End Tidal CO2 | Philips
NO | YES |  |  |  | 151-03411 | 151-03411 | Philips Medical Systems Cardiac and Monitoring Syste | M3015B |  | DE61419207 | CY-Preop | MHHS-Cypress |  | Module, End Tidal CO2 |  | 151-03411 | 151-03411 | Northwest | MHHS-Cypress | CY-Preop | Preop 10 | 6/1/19 | 6/1/20 |  |  | PHYSIOLOGIC MONITOR MODULES, EXHALED CARBON DIOXID | Module, End Tidal CO2 | MODULEENDTIDALCO2-Philips-M3015B | MODULEENDTIDALCO2 | M3015B |  |  |  | Philips | Module, End Tidal CO2 |  | MODULEENDTIDALCO2-Philips-M3015B |  | 5/12/17 |  | MOETC-A | Covered PM Repair - Biomedical | MHHS-Cypress | [8 empty] | MODULEENDTIDALCO2 | Module, End Tidal CO2 | Philips
NO | YES |  |  |  | 151-03413 | 151-03413 | Philips Medical Systems Cardiac and Monitoring Syste | M3015B |  | DE61419191 | CY-Preop | MHHS-Cypress |  | Module, End Tidal CO2 |  | 151-03413 | 151-03413 | Northwest | MHHS-Cypress | CY-Preop | Preop 11 | 6/1/19 | 6/1/20 |  |  | PHYSIOLOGIC MONITOR MODULES, EXHALED CARBON DIOXID | Module, End Tidal CO2 | MODULEENDTIDALCO2-Philips-M3015B | MODULEENDTIDALCO2 | M3015B |  |  |  | Philips | Module, End Tidal CO2 |  | MODULEENDTIDALCO2-Philips-M3015B |  | 2/15/17 |  | MOETC-A | Covered PM Repair - Biomedical | MHHS-Cypress | [8 empty] | MODULEENDTIDALCO2 | Module, End Tidal CO2 | Philips
NO | YES |  |  |  | 151-03415 | 151-03415 | Philips Medical Systems Cardiac and Monitoring Syste | M3015B |  | DE61419206 | CY-Preop | MHHS-Cypress |  | Module, End Tidal CO2 |  | 151-03415 | 151-03415 | Northwest | MHHS-Cypress | CY-Preop | Pre op room 12 | 6/1/19 | 6/1/20 |  |  | PHYSIOLOGIC MONITOR MODULES, EXHALED CARBON DIOXID | Module, End Tidal CO2 | MODULEENDTIDALCO2-Philips-M3015B | MODULEENDTIDALCO2 | M3015B |  |  |  | Philips | Module, End Tidal CO2 |  | MODULEENDTIDALCO2-Philips-M3015B |  | 8/1/12 |  | MOETC-A | Covered PM Repair - Biomedical | MHHS-Cypress | [8 empty] | MODULEENDTIDALCO2 | Module, End Tidal CO2 | Philips
NO | YES |  |  |  | 151-03417 | 151-03417 | Philips Medical Systems Cardiac and Monitoring Syste | M3015B |  | DE61419200 | CY-Central Supply | MHHS-Cypress |  | Module, End Tidal CO2 |  | 151-03417 | 151-03417 | Northwest | MHHS-Cypress | CY-Central Supply | Preop 3 | 6/1/19 | 6/1/20 |  |  | PHYSIOLOGIC MONITOR MODULES, EXHALED CARBON DIOXID | Module, End Tidal CO2 | MODULEENDTIDALCO2-Philips-M3015B | MODULEENDTIDALCO2 | M3015B |  |  |  | Philips | Module, End Tidal CO2 |  | MODULEENDTIDALCO2-Philips-M3015B |  | 1/10/15 |  | MOETC-A | Covered PM Repair - Biomedical | MHHS-Cypress | [8 empty] | MODULEENDTIDALCO2 | Module, End Tidal CO2 | Philips
NO | YES |  |  |  | 151-03419 | 151-03419 | Philips Medical Systems Cardiac and Monitoring Syste | M3015B |  | DE61419193 | CY-Preop | MHHS-Cypress |  | Module, End Tidal CO2 |  | 151-03419 | 151-03419 | Northwest | MHHS-Cypress | CY-Preop | Preop 5 | 6/1/19 | 6/1/20 |  |  | PHYSIOLOGIC MONITOR MODULES, EXHALED CARBON DIOXID | Module, End Tidal CO2 | MODULEENDTIDALCO2-Philips-M3015B | MODULEENDTIDALCO2 | M3015B |  |  |  | Philips | Module, End Tidal CO2 |  | MODULEENDTIDALCO2-Philips-M3015B |  | 10/17/15 |  | MOETC-A | Covered PM Repair - Biomedical | MHHS-Cypress | [8 empty] | MODULEENDTIDALCO2 | Module, End Tidal CO2 | Philips
NO | NO |  |  |  | 151-03582 |  | Philips Medical Systems Cardiac and Monitoring Syste | M3015B |  | DE61419197 | CY - ER | MHHS-Cypress |  | Module, End Tidal CO2 |  | 151-03582 |  | Northwest & Cypress |  | CY - ER | [5 empty] | PHYSIOLOGIC MONITOR MODULES, EXHALED CARBON DIOXID |  | MODULEENDTIDALCO2-Philips-M3015B | MODULEENDTIDALCO2 | M3015B |  |  |  | Philips | Module, End Tidal CO2 |  | MODULEENDTIDALCO2-Philips-M3015B |  |  |  |  | Not Covered Vendor Only - Lab Ana/Anes | MHHS-Cypress
NO | NO |  |  |  | 151-03274 |  | Philips Medical Systems Cardiac and Monitoring Syste | M3015B |  | DE61419823 | CY - ICU | MHHS-Cypress |  | Module, End Tidal CO2 |  | 151-03274 |  | Northwest & Cypress |  | CY - ICU | [5 empty] | PHYSIOLOGIC MONITOR MODULES, EXHALED CARBON DIOXID |  | MODULEENDTIDALCO2-Philips-M3015B | MODULEENDTIDALCO2 | M3015B |  |  |  | Philips | Module, End Tidal CO2 |  | MODULEENDTIDALCO2-Philips-M3015B |  |  |  |  | Covered PM Repair - Biomedical | MHHS-Cypress
NO | NO |  |  |  | 151-03320 |  | Philips Medical Systems Cardiac and Monitoring Syste | M3015B |  | DE61419210 | CY - L&D | MHHS-Cypress |  | Module, End Tidal CO2 |  | 151-03320 |  | Northwest & Cypress |  | CY - L&D | [5 empty] | PHYSIOLOGIC MONITOR MODULES, EXHALED CARBON DIOXID |  | MODULEENDTIDALCO2-Philips-M3015B | MODULEENDTIDALCO2 | M3015B |  |  |  | Philips | Module, End Tidal CO2 |  | MODULEENDTIDALCO2-Philips-M3015B |  |  |  |  | Covered PM Repair - Biomedical | MHHS-Cypress
NO | NO |  |  |  | 151-02896 |  | Philips Medical Systems Cardiac and Monitoring Syste | M3015B |  | DE61412802 | CY - NICU | MHHS-Cypress |  | Module, End Tidal CO2 |  | 151-02896 |  | Northwest & Cypress |  | CY - NICU | [5 empty] | PHYSIOLOGIC MONITOR MODULES, EXHALED CARBON DIOXID |  | MODULEENDTIDALCO2-Philips-M3015B | MODULEENDTIDALCO2 | M3015B |  |  |  | Philips | Module, End Tidal CO2 |  | MODULEENDTIDALCO2-Philips-M3015B |  |  |  |  | Covered PM Repair - Biomedical | MHHS-Cypress
NO | NO |  |  |  | 151-03397 |  | Philips Medical Systems Cardiac and Monitoring Syste | M3015B |  | DE61419188 | CY - PREOP | MHHS-Cypress |  | Module, End Tidal CO2 |  | 151-03397 |  | Northwest & Cypress |  | CY - PREOP | [5 empty] | PHYSIOLOGIC MONITOR MODULES, EXHALED CARBON DIOXID |  | MODULEENDTIDALCO2-Philips-M3015B | MODULEENDTIDALCO2 | M3015B |  |  |  | Philips | Module, End Tidal CO2 |  | MODULEENDTIDALCO2-Philips-M3015B |  |  |  |  | Not Covered Vendor Only - Biomedical | MHHS-Cypress
NO | YES |  |  |  | 133-02694 | 133-02694 | Philips Medical Systems Cardiac and Monitoring Syste | M3046A |  | DE00854877 | Katy-Nursery | MHHS-Katy |  | Monitor, Cardiac, Fixed |  | 133-02694 | 133-02694 | Katy | MHHS-Katy | Katy-Nursery | Blood gas room | 9/1/19 | 9/1/20 |  |  | MONITORS, PHYSIOLOGIC, VITAL SIGNS | Monitor, Cardiac, Fixed | MONITORCARDIACFIXED-Philips-M3046A | MONITORCARDIACFIXED | M3046A |  |  |  | Philips | Monitor, Cardiac, Fixed |  | MONITORCARDIACFIXED-Philips-M3046A |  |  |  | MCH-A | Covered PM Repair - Biomedical | MHHS-Katy | [8 empty] | MONITORCARDIACFIXED | Monitor, Cardiac, Fixed | Philips
NO | NO | [5 empty] | Philips Medical Systems Cardiac and Monitoring Syste | M3046A |  | DE00830339 | TMC - CHILDRENS - CCN (10HP) | MHHS-TMC |  | Monitor, Cardiac, Fixed |  |  |  | TMC |  | TMC - CHILDRENS - CCN (10HP) | [5 empty] | MONITORS, PHYSIOLOGIC, VITAL SIGNS |  | MONITORCARDIACFIXED-Philips-M3046A | MONITORCARDIACFIXED | M3046A |  |  |  | Philips | Monitor, Cardiac, Fixed |  | MONITORCARDIACFIXED-Philips-M3046A |  |  |  |  | Covered PM Repair - Biomedical | MHHS-TMC
NO | NO | [5 empty] | Philips Medical Systems Cardiac and Monitoring Syste | M3046A |  | DE00830314 | TMC - CHILDRENS - CCN (10HP) | MHHS-TMC |  | Monitor, Cardiac, Fixed |  |  |  | TMC |  | TMC - CHILDRENS - CCN (10HP) | [5 empty] | MONITORS, PHYSIOLOGIC, VITAL SIGNS |  | MONITORCARDIACFIXED-Philips-M3046A | MONITORCARDIACFIXED | M3046A |  |  |  | Philips | Monitor, Cardiac, Fixed |  | MONITORCARDIACFIXED-Philips-M3046A |  |  |  |  | Covered PM Repair - Biomedical | MHHS-TMC
NO | NO |  |  |  | 077-03474 |  | Philips Medical Systems Cardiac and Monitoring Syste | M3046A |  | NEED | TMC - RADIOLOGY - CHILDRENS HOSPITAL | MHHS-TMC |  | Monitor, Cardiac, Fixed |  | 077-03474 |  | TMC |  | TMC - RADIOLOGY - CHILDRENS HOSPITAL | [5 empty] | MONITORS, PHYSIOLOGIC, VITAL SIGNS |  | MONITORCARDIACFIXED-Philips-M3046A | MONITORCARDIACFIXED | M3046A |  |  |  | Philips | Monitor, Cardiac, Fixed |  | MONITORCARDIACFIXED-Philips-M3046A |  |  |  |  | Not Covered Vendor Only - Biomedical | MHHS-TMC
NO | YES |  |  |  | 133-07955 | 133-07955 | Philips Medical Systems Cardiac and Monitoring Syste | M3150 |  | 5135A02341 | Katy-ER | MHHS-Katy |  | Computer, Data Management |  | 133-07955 | 133-07955 | Katy | MHHS-Katy | Katy-ER | ER | 12/1/19 | 12/1/20 |  |  | MONITORS, CENTRAL STATION | Computer, Data Management | COMPUTERDATAMANAGEMENT-Philips-M3150 | COMPUTERDATAMANAGEMENT | M3150 |  |  |  | Philips | Computer, Data Management |  | COMPUTERDATAMANAGEMENT-Philips-M3150 |  | 11/14/14 |  |  | Covered PM Repair - Biomedical | MHHS-Katy | [8 empty] | COMPUTERDATAMANAGEMENT | Computer, Data Management | Philips
NO | YES |  |  |  | 133-08958 | 133-08958 | Philips Medical Systems Cardiac and Monitoring Syste | M3150 |  | 5417A08539 | Katy-PACU | MHHS-Katy |  | Computer, Data Management |  | 133-08958 | 133-08958 | Katy | MHHS-Katy | Katy-PACU | PacU Nurses station | 4/1/19 | 4/1/20 |  |  | MONITORS, CENTRAL STATION | Computer, Data Management | COMPUTERDATAMANAGEMENT-Philips-M3150 | COMPUTERDATAMANAGEMENT | M3150 |  |  |  | Philips | Computer, Data Management |  | COMPUTERDATAMANAGEMENT-Philips-M3150 |  | 3/1/18 |  |  | Clinical Miscellaneous | MHHS-Katy | [8 empty] | COMPUTERDATAMANAGEMENT | Computer, Data Management | Philips
NO | YES |  |  |  | 133-09691 | 133-09691 | Philips Medical Systems Cardiac and Monitoring Syste | M3150 |  | 2UA546187W | Katy-Postpartum-2W | MHHS-Katy |  | Computer, Data Management |  | 133-09691 | 133-09691 | Katy | MHHS-Katy | Katy-Postpartum-2W | Labor | 11/1/19 | 5/1/20 |  |  | MONITORS, CENTRAL STATION | Computer, Data Management | COMPUTERDATAMANAGEMENT-Philips-M3150 | COMPUTERDATAMANAGEMENT | M3150 |  |  |  | Philips | Computer, Data Management |  | COMPUTERDATAMANAGEMENT-Philips-M3150 |  |  |  |  | Covered PM Repair - Radiology, Low End | MHHS-Katy | [8 empty] | COMPUTERDATAMANAGEMENT | Computer, Data Management | Philips
NO | YES |  |  |  | 005-09284 | 005-09284 | Philips Medical Systems Cardiac and Monitoring Syste | M3150 |  | 5214A07171 | SE-Emergency Center | MHHS-Southeast |  | Computer, Data Management |  | 005-09284 | 005-09284 | Southeast | MHHS-Southeast | SE-Emergency Center | Nurse Station | 11/1/19 |  |  |  | MONITORS, CENTRAL STATION |  | COMPUTERDATAMANAGEMENT-Philips-M3150 | COMPUTERDATAMANAGEMENT | M3150 |  |  |  | Philips | Computer, Data Management |  | COMPUTERDATAMANAGEMENT-Philips-M3150 |  |  |  |  | Covered PM Repair - Biomedical | MHHS-Southeast
NO | NO |  |  |  | 041-13498 |  | Philips Medical Systems Cardiac and Monitoring Syste | M3150 |  | 4834A10872 | MEMORIAL CITY - LABOR & DELIVERY | MHHS-Mem City |  | Computer, Data Management |  | 041-13498 |  | West & Memorial City |  | MEMORIAL CITY - LABOR & DELIVERY | [5 empty] | MONITORS, CENTRAL STATION |  | COMPUTERDATAMANAGEMENT-Philips-M3150 | COMPUTERDATAMANAGEMENT | M3150 |  |  |  | Philips | Computer, Data Management |  | COMPUTERDATAMANAGEMENT-Philips-M3150 |  |  |  |  | Covered PM Repair - Biomedical | MHHS-Mem City
NO | NO |  |  |  | 041-17606 |  | Philips Medical Systems Cardiac and Monitoring Syste | M3150 |  | 4744A02466 | MEMORIAL CITY - MOR PREOP | MHHS-Mem City |  | Computer, Data Management |  | 041-17606 |  | West & Memorial City |  | MEMORIAL CITY - MOR PREOP | [5 empty] | MONITORS, CENTRAL STATION |  | COMPUTERDATAMANAGEMENT-Philips-M3150 | COMPUTERDATAMANAGEMENT | M3150 |  |  |  | Philips | Computer, Data Management |  | COMPUTERDATAMANAGEMENT-Philips-M3150 |  |  |  |  | Covered PM Repair - Biomedical | MHHS-Mem City
NO | NO |  |  |  | 041-11559 |  | Philips Medical Systems Cardiac and Monitoring Syste | M3150 |  | 4744A02467 | MEMORIAL CITY - OUTPATIENT SURGERY RECOVERY | MHHS-Mem City |  | Computer, Data Management |  | 041-11559 |  | West & Memorial City |  | MEMORIAL CITY - OUTPATIENT SURGERY RECOVERY | [5 empty] | MONITORS, CENTRAL STATION |  | COMPUTERDATAMANAGEMENT-Philips-M3150 | COMPUTERDATAMANAGEMENT | M3150 |  |  |  | Philips | Computer, Data Management |  | COMPUTERDATAMANAGEMENT-Philips-M3150 |  |  |  |  | Not Covered Vendor Only - Lab Ana/Anes | MHHS-Mem City
NO | NO |  |  |  | 005-08559 |  | Philips Medical Systems Cardiac and Monitoring Syste | M3150 |  | NEED | SE - EMERGENCY CENTER | MHHS-Southeast |  | Computer, Data Management |  | 005-08559 |  | Southeast & Bay Area |  | SE - EMERGENCY CENTER | [5 empty] | MONITORS, CENTRAL STATION |  | COMPUTERDATAMANAGEMENT-Philips-M3150 | COMPUTERDATAMANAGEMENT | M3150 |  |  |  | Philips | Computer, Data Management |  | COMPUTERDATAMANAGEMENT-Philips-M3150 |  |  |  |  | Covered PM Repair - Biomedical | MHHS-Southeast
NO | YES |  |  |  | 133-08769 | 133-08769 | Philips Medical Systems Cardiac and Monitoring Syste | M3150A |  | 5305A15648 | Katy-PACU | MHHS-Katy |  | Computer, Data Management |  | 133-08769 | 133-08769 | Katy | MHHS-Katy | Katy-PACU | PacU Nurses station | 10/1/19 | 4/1/20 |  |  | MONITORS, CENTRAL STATION | Computer, Data Management | COMPUTERDATAMANAGEMENT-Philips-M3150A | COMPUTERDATAMANAGEMENT | M3150A |  |  |  | Philips | Computer, Data Management |  | COMPUTERDATAMANAGEMENT-Philips-M3150A |  | 6/22/18 |  |  | Covered PM Repair - Radiology, Low End | MHHS-Katy | [8 empty] | COMPUTERDATAMANAGEMENT | Computer, Data Management | Philips
NO | YES |  |  |  | 133-09612 | 133-09612 | Philips Medical Systems Cardiac and Monitoring Syste | M3150B |  | 423K-46MR-F | Katy-Central Supply | MHHS-Katy |  | Computer, Data Management |  | 133-09612 | 133-09612 | Katy | MHHS-Katy | Katy-Central Supply | Telemetry IMU | 12/1/19 | 6/1/20 |  |  | MONITORS, CENTRAL STATION | Computer, Data Management | COMPUTERDATAMANAGEMENT-Philips-M3150B | COMPUTERDATAMANAGEMENT | M3150B |  |  |  | Philips | Computer, Data Management |  | COMPUTERDATAMANAGEMENT-Philips-M3150B |  |  |  |  | Covered PM Repair - Biomedical | MHHS-Katy | [8 empty] | COMPUTERDATAMANAGEMENT | Computer, Data Management | Philips
NO | NO |  |  |  | 133-09611 |  | Philips Medical Systems Cardiac and Monitoring Syste | M3150B |  | 500V-7AHH-T | KATY - CTU | MHHS-Katy |  | Computer, Data Management |  | 133-09611 |  | Katy |  | KATY - CTU | [5 empty] | MONITORS, CENTRAL STATION |  | COMPUTERDATAMANAGEMENT-Philips-M3150B | COMPUTERDATAMANAGEMENT | M3150B |  |  |  | Philips | Computer, Data Management |  | COMPUTERDATAMANAGEMENT-Philips-M3150B |  |  |  |  | Not Covered Vendor Only - Resp/Ster | MHHS-Katy
NO | NO |  |  |  | 013-15813 |  | Philips Medical Systems Cardiac and Monitoring Syste | M3150B |  | 4401A00352 | SW - MED/SURG FLOORS | MHHS-Southwest |  | Computer, Data Management |  | 013-15813 |  | Southwest |  | SW - MED/SURG FLOORS | [5 empty] | COMPUTERS |  | COMPUTERDATAMANAGEMENT-Philips-M3150B | COMPUTERDATAMANAGEMENT | M3150B |  |  |  | Philips | Computer, Data Management |  | COMPUTERDATAMANAGEMENT-Philips-M3150B |  |  |  |  | Not Covered Vendor Only - Rad, Low End | MHHS-Southwest
NO | YES |  |  |  | 133-07956 | 133-07956 | Philips Medical Systems Cardiac and Monitoring Syste | M3151A |  | 5135A02342 | Katy-ER | MHHS-Katy |  | Computer, Data Management |  | 133-07956 | 133-07956 | Katy | MHHS-Katy | Katy-ER | ER | 12/1/19 |  |  |  | MONITORS, CENTRAL STATION | Computer, Data Management | COMPUTERDATAMANAGEMENT-Philips-M3151A | COMPUTERDATAMANAGEMENT | M3151A |  |  |  | Philips | Computer, Data Management |  | COMPUTERDATAMANAGEMENT-Philips-M3151A |  |  |  |  | Covered PM Repair - Biomedical | MHHS-Katy | [8 empty] | COMPUTERDATAMANAGEMENT | Computer, Data Management | Philips
NO | YES |  |  |  | 133-08802 | 133-08802 | Philips Medical Systems Cardiac and Monitoring Syste | M3155 |  | 5305A15646 | Katy-PACU | MHHS-Katy |  | Computer, Data Management |  | 133-08802 | 133-08802 | Katy | MHHS-Katy | Katy-PACU | PacU Nurses station | 4/1/19 | 4/1/20 |  |  | MONITORS, CENTRAL STATION | Computer, Data Management | COMPUTERDATAMANAGEMENT-Philips-M3155 | COMPUTERDATAMANAGEMENT | M3155 |  |  |  | Philips | Computer, Data Management |  | COMPUTERDATAMANAGEMENT-Philips-M3155 |  | 2/7/16 |  |  | Covered PM Repair - Biomedical | MHHS-Katy | [8 empty] | COMPUTERDATAMANAGEMENT | Computer, Data Management | Philips
NO | YES |  |  |  | 133-08790 | 133-08790 | Philips Medical Systems Cardiac and Monitoring Syste | M3155 |  | 5305A15650 | Katy-Postpartum-2W | MHHS-Katy |  | Computer, Data Management |  | 133-08790 | 133-08790 | Katy | MHHS-Katy | Katy-Postpartum-2W | Labor | 11/1/19 | 5/1/20 |  |  | MONITORS, CENTRAL STATION | Computer, Data Management | COMPUTERDATAMANAGEMENT-Philips-M3155 | COMPUTERDATAMANAGEMENT | M3155 |  |  |  | Philips | Computer, Data Management |  | COMPUTERDATAMANAGEMENT-Philips-M3155 |  | 2/12/16 |  |  | Covered PM Repair - Biomedical | MHHS-Katy | [8 empty] | COMPUTERDATAMANAGEMENT | Computer, Data Management | Philips
NO | YES |  |  |  | 005-09277 | 005-09277 | Philips Medical Systems Cardiac and Monitoring Syste | M3155 |  | 5214A07150 | SE-Emergency Center | MHHS-Southeast |  | Computer, Data Management |  | 005-09277 | 005-09277 | Southeast | MHHS-Southeast | SE-Emergency Center |  | 11/1/19 |  |  |  | MONITORS, CENTRAL STATION |  | COMPUTERDATAMANAGEMENT-Philips-M3155 | COMPUTERDATAMANAGEMENT | M3155 |  |  |  | Philips | Computer, Data Management |  | COMPUTERDATAMANAGEMENT-Philips-M3155 |  | 6/20/12 |  |  | Covered PM Repair - Biomedical | MHHS-Southeast
NO | YES |  |  |  | 005-09278 | 005-09278 | Philips Medical Systems Cardiac and Monitoring Syste | M3155 |  | 5214A07151 | SE-Emergency Center | MHHS-Southeast |  | Computer, Data Management |  | 005-09278 | 005-09278 | Southeast | MHHS-Southeast | SE-Emergency Center | Nurse Station | 11/1/19 |  |  |  | MONITORS, CENTRAL STATION |  | COMPUTERDATAMANAGEMENT-Philips-M3155 | COMPUTERDATAMANAGEMENT | M3155 |  |  |  | Philips | Computer, Data Management |  | COMPUTERDATAMANAGEMENT-Philips-M3155 |  |  |  |  | Clinical Miscellaneous | MHHS-Southeast
NO | YES |  |  |  | 005-09821 | 005-09821 | Philips Medical Systems Cardiac and Monitoring Syste | M3155 |  | 5214A07222 | SE-OR-PACU | MHHS-Southeast |  | Computer, Data Management |  | 005-09821 | 005-09821 | Southeast | MHHS-Southeast | SE-OR-PACU | Nurses Station | 1/1/20 |  | 1/1/21 |  | MONITORS, CENTRAL STATION |  | COMPUTERDATAMANAGEMENT-Philips-M3155 | COMPUTERDATAMANAGEMENT | M3155 |  |  |  | Philips | Computer, Data Management |  | COMPUTERDATAMANAGEMENT-Philips-M3155 |  |  |  |  | Covered PM Repair - Biomedical | MHHS-Southeast
NO | YES |  |  |  | 077-08110 | 077-08110 | Philips Medical Systems Cardiac and Monitoring Syste | M3155 |  | 24L-10GT-1 | TMC-Children's-CCN (10Hp) | MHHS-TMC |  | Computer, Data Management |  | 077-08110 | 077-08110 | TMC | MHHS-TMC | TMC-Children's-CCN (10Hp) |  | 10/10/19 |  |  |  | MONITORS, CENTRAL STATION |  | COMPUTERDATAMANAGEMENT-Philips-M3155 | COMPUTERDATAMANAGEMENT | M3155 |  |  |  | Philips | Computer, Data Management |  | COMPUTERDATAMANAGEMENT-Philips-M3155 |  | 11/9/28 | Verified 3/29/2020 11:26:am (Central) |  | Clinical Miscellaneous | MHHS-TMC
NO | YES |  |  |  | 077-09828 | 077-09828 | Philips Medical Systems Cardiac and Monitoring Syste | M3155 |  | 2UA8392BP2 | TMC-Children's-CCN (10Hp) | MHHS-TMC |  | Computer, Data Management |  | 077-09828 | 077-09828 | TMC | MHHS-TMC | TMC-Children's-CCN (10Hp) |  | 10/10/19 |  |  |  | MONITORS, CENTRAL STATION |  | COMPUTERDATAMANAGEMENT-Philips-M3155 | COMPUTERDATAMANAGEMENT | M3155 |  |  |  | Philips | Computer, Data Management |  | COMPUTERDATAMANAGEMENT-Philips-M3155 |  | 11/9/28 | Verified 3/29/2020 11:26:am (Central) |  | Clinical Miscellaneous | MHHS-TMC
NO | YES | [5 empty] | Philips Medical Systems Cardiac and Monitoring Syste | M3155 |  | 2UA74618LM | TMC-Children's-NICU (7Hp) | MHHS-TMC |  | Computer, Data Management |  |  |  | TMC | MHHS-TMC | TMC-Children's-NICU (7Hp) |  | 8/7/19 |  |  |  | MONITORS, CENTRAL STATION |  | COMPUTERDATAMANAGEMENT-Philips-M3155 | COMPUTERDATAMANAGEMENT | M3155 |  |  |  | Philips | Computer, Data Management |  | COMPUTERDATAMANAGEMENT-Philips-M3155 |  | 11/9/28 | Verified 3/30/2020 4:07pm (Central) |  | Clinical Miscellaneous | MHHS-TMC
NO | YES |  |  |  | 077-09151 | 077-09151 | Philips Medical Systems Cardiac and Monitoring Syste | M3155 |  | 2UA5422BXT | TMC-Children's-PICU (9Hp) | MHHS-TMC |  | Computer, Data Management |  | 077-09151 | 077-09151 | TMC | MHHS-TMC | TMC-Children's-PICU (9Hp) |  | 10/10/19 |  |  |  | MONITORS, CENTRAL STATION |  | COMPUTERDATAMANAGEMENT-Philips-M3155 | COMPUTERDATAMANAGEMENT | M3155 |  |  |  | Philips | Computer, Data Management |  | COMPUTERDATAMANAGEMENT-Philips-M3155 |  | 11/9/28 | Verified 3/30/2020 4:07pm (Central) |  | Clinical Miscellaneous | MHHS-TMC
NO | YES |  |  |  | 077-09154 | 077-09154 | Philips Medical Systems Cardiac and Monitoring Syste | M3155 |  | 2UA5432KGX | TMC-Children's-PICU (9Hp) | MHHS-TMC |  | Computer, Data Management |  | 077-09154 | 077-09154 | TMC | MHHS-TMC | TMC-Children's-PICU (9Hp) |  | 10/11/19 |  |  |  | MONITORS, CENTRAL STATION |  | COMPUTERDATAMANAGEMENT-Philips-M3155 | COMPUTERDATAMANAGEMENT | M3155 |  |  |  | Philips | Computer, Data Management |  | COMPUTERDATAMANAGEMENT-Philips-M3155 |  | 11/9/28 | Verified 3/30/2020 4:07pm (Central) |  | Clinical Miscellaneous | MHHS-TMC
NO | YES |  |  |  | 077-09155 | 077-09155 | Philips Medical Systems Cardiac and Monitoring Syste | M3155 |  | 2UA5432KFS | TMC-Children's-PICU (9Hp) | MHHS-TMC |  | Computer, Data Management |  | 077-09155 | 077-09155 | TMC | MHHS-TMC | TMC-Children's-PICU (9Hp) |  | 10/11/19 |  |  |  | MONITORS, CENTRAL STATION |  | COMPUTERDATAMANAGEMENT-Philips-M3155 | COMPUTERDATAMANAGEMENT | M3155 |  |  |  | Philips | Computer, Data Management |  | COMPUTERDATAMANAGEMENT-Philips-M3155 |  | 11/9/28 | Verified 3/30/2020 4:07pm (Central) |  | Clinical Miscellaneous | MHHS-TMC
NO | YES | [5 empty] | Philips Medical Systems Cardiac and Monitoring Syste | M3155 |  | 24A2022441 | TMC-Children's-RCW (8Hp) | MHHS-TMC |  | Computer, Data Management |  |  |  | TMC | MHHS-TMC | TMC-Children's-RCW (8Hp) |  | 10/10/19 |  |  |  | MONITORS, CENTRAL STATION |  | COMPUTERDATAMANAGEMENT-Philips-M3155 | COMPUTERDATAMANAGEMENT | M3155 |  |  |  | Philips | Computer, Data Management |  | COMPUTERDATAMANAGEMENT-Philips-M3155 |  | 11/9/28 | Verified 3/29/2020 11:26:am (Central) |  | Clinical Miscellaneous | MHHS-TMC
NO | NO |  |  |  | 133-08782 |  | Philips Medical Systems Cardiac and Monitoring Syste | M3155 |  | 5305A15638 | KATY - POSTPARTUM - 2W | MHHS-Katy |  | Computer, Data Management |  | 133-08782 |  | Katy |  | KATY - POSTPARTUM - 2W | [5 empty] | MONITORS, CENTRAL STATION |  | COMPUTERDATAMANAGEMENT-Philips-M3155 | COMPUTERDATAMANAGEMENT | M3155 |  |  |  | Philips | Computer, Data Management |  | COMPUTERDATAMANAGEMENT-Philips-M3155 |  |  |  |  | Covered PM Repair - Biomedical | MHHS-Katy
NO | NO |  |  |  | 041-13493 |  | Philips Medical Systems Cardiac and Monitoring Syste | M3155 |  | 2UA8400LJ6 | MEMORIAL CITY - CARDIOLOGY | MHHS-Mem City |  | Computer, Data Management |  | 041-13493 |  | West & Memorial City |  | MEMORIAL CITY - CARDIOLOGY | [5 empty] | MONITORS, CENTRAL STATION |  | COMPUTERDATAMANAGEMENT-Philips-M3155 | COMPUTERDATAMANAGEMENT | M3155 |  |  |  | Philips | Computer, Data Management |  | COMPUTERDATAMANAGEMENT-Philips-M3155 |  |  |  |  | Clinical Miscellaneous | MHHS-Mem City
NO | NO | [5 empty] | Philips Medical Systems Cardiac and Monitoring Syste | M3155 |  | 4834A10903 | MEMORIAL CITY - CARDIOLOGY | MHHS-Mem City |  | Computer, Data Management |  |  |  | West & Memorial City |  | MEMORIAL CITY - CARDIOLOGY | [5 empty] | MONITORS, CENTRAL STATION |  | COMPUTERDATAMANAGEMENT-Philips-M3155 | COMPUTERDATAMANAGEMENT | M3155 |  |  |  | Philips | Computer, Data Management |  | COMPUTERDATAMANAGEMENT-Philips-M3155 |  |  |  |  | Covered PM Repair - Biomedical | MHHS-Mem City
NO | NO |  |  |  | 005-08962 |  | Philips Medical Systems Cardiac and Monitoring Syste | M3155 |  | 2UA202195L | SE - ICU | MHHS-Southeast |  | Computer, Data Management |  | 005-08962 |  | Southeast & Bay Area |  | SE - ICU | [5 empty] | MONITORS, CENTRAL STATION |  | COMPUTERDATAMANAGEMENT-Philips-M3155 | COMPUTERDATAMANAGEMENT | M3155 |  |  |  | Philips | Computer, Data Management |  | COMPUTERDATAMANAGEMENT-Philips-M3155 |  |  |  |  | Covered PM Repair - Biomedical | MHHS-Southeast
NO | NO |  |  |  | 005-09285 |  | Philips Medical Systems Cardiac and Monitoring Syste | M3155 |  | 2UA2032284 | SE - ICU | MHHS-Southeast |  | Computer, Data Management |  | 005-09285 |  | Southeast & Bay Area |  | SE - ICU | [5 empty] | MONITORS, CENTRAL STATION |  | COMPUTERDATAMANAGEMENT-Philips-M3155 | COMPUTERDATAMANAGEMENT | M3155 |  |  |  | Philips | Computer, Data Management |  | COMPUTERDATAMANAGEMENT-Philips-M3155 |  |  |  |  | Covered PM Repair - Biomedical | MHHS-Southeast
NO | NO |  |  |  | 005-09599 |  | Philips Medical Systems Cardiac and Monitoring Syste | M3155 |  | 2UA203228D | SE - ICU | MHHS-Southeast |  | Computer, Data Management |  | 005-09599 |  | Southeast & Bay Area |  | SE - ICU | [5 empty] | MONITORS, CENTRAL STATION |  | COMPUTERDATAMANAGEMENT-Philips-M3155 | COMPUTERDATAMANAGEMENT | M3155 |  |  |  | Philips | Computer, Data Management |  | COMPUTERDATAMANAGEMENT-Philips-M3155 |  |  |  |  | Covered PM Repair - Biomedical | MHHS-Southeast
NO | NO |  |  |  | 005-09822 |  | Philips Medical Systems Cardiac and Monitoring Syste | M3155 |  | 5214A7224 | SE - OR - PACU | MHHS-Southeast |  | Computer, Data Management |  | 005-09822 |  | Southeast & Bay Area |  | SE - OR - PACU | [5 empty] | MONITORS, CENTRAL STATION |  | COMPUTERDATAMANAGEMENT-Philips-M3155 | COMPUTERDATAMANAGEMENT | M3155 |  |  |  | Philips | Computer, Data Management |  | COMPUTERDATAMANAGEMENT-Philips-M3155 |  |  |  |  | Covered PM Repair - Biomedical | MHHS-Southeast
NO | NO |  |  |  | 013-17671 |  | Philips Medical Systems Cardiac and Monitoring Syste | M3155 |  | 2UA9431YF4 | SW - ICU | MHHS-Southwest |  | Computer, Data Management |  | 013-17671 |  | Southwest |  | SW - ICU | [5 empty] | MONITORS, CENTRAL STATION |  | COMPUTERDATAMANAGEMENT-Philips-M3155 | COMPUTERDATAMANAGEMENT | M3155 |  |  |  | Philips | Computer, Data Management |  | COMPUTERDATAMANAGEMENT-Philips-M3155 |  |  |  |  | Covered PM Repair - Biomedical | MHHS-Southwest
NO | NO |  |  |  | 013-18041 |  | Philips Medical Systems Cardiac and Monitoring Syste | M3155 |  | 2UA9431YFG | SW - ICU | MHHS-Southwest |  | Computer, Data Management |  | 013-18041 |  | Southwest |  | SW - ICU | [5 empty] | MONITORS, CENTRAL STATION |  | COMPUTERDATAMANAGEMENT-Philips-M3155 | COMPUTERDATAMANAGEMENT | M3155 |  |  |  | Philips | Computer, Data Management |  | COMPUTERDATAMANAGEMENT-Philips-M3155 |  |  |  |  | Covered PM Repair - Biomedical | MHHS-Southwest
NO | NO |  |  |  | 013-18058 |  | Philips Medical Systems Cardiac and Monitoring Syste | M3155 |  | 2UA9450CYQ | SW - ICU | MHHS-Southwest |  | Computer, Data Management |  | 013-18058 |  | Southwest |  | SW - ICU | [5 empty] | MONITORS, CENTRAL STATION |  | COMPUTERDATAMANAGEMENT-Philips-M3155 | COMPUTERDATAMANAGEMENT | M3155 |  |  |  | Philips | Computer, Data Management |  | COMPUTERDATAMANAGEMENT-Philips-M3155 |  |  |  |  | Covered PM Repair - Biomedical | MHHS-Southwest
NO | NO |  |  |  | 129-04829 |  | Philips Medical Systems Cardiac and Monitoring Syste | M3155 |  | 2UA3070JV6 | SUGAR LAND - ER | MHHS-Sugarland |  | Computer, Data Management |  | 129-04829 |  | Sugar Land |  | SUGAR LAND - ER | [5 empty] | MONITORS, CENTRAL STATION |  | COMPUTERDATAMANAGEMENT-Philips-M3155 | COMPUTERDATAMANAGEMENT | M3155 |  |  |  | Philips | Computer, Data Management |  | COMPUTERDATAMANAGEMENT-Philips-M3155 |  |  |  |  | Covered PM Repair - Biomedical | MHHS-Sugarland
NO | NO |  |  |  | 077-09391 |  | Philips Medical Systems Cardiac and Monitoring Syste | M3155 |  | 2UA60313ZW | TMC - CHILDRENS - CCN (10HP) | MHHS-TMC |  | Computer, Data Management |  | 077-09391 |  | TMC |  | TMC - CHILDRENS - CCN (10HP) | [5 empty] | MONITORS, CENTRAL STATION |  | COMPUTERDATAMANAGEMENT-Philips-M3155 | COMPUTERDATAMANAGEMENT | M3155 |  |  |  | Philips | Computer, Data Management |  | COMPUTERDATAMANAGEMENT-Philips-M3155 |  |  |  |  | Clinical Miscellaneous | MHHS-TMC
NO | NO |  |  |  | 077-09161 |  | Philips Medical Systems Cardiac and Monitoring Syste | M3155 |  | 2UA5422BR4 | TMC - CHILDRENS - CSC (9HP) | MHHS-TMC |  | Computer, Data Management |  | 077-09161 |  | TMC |  | TMC - CHILDRENS - CSC (9HP) | [5 empty] | MONITORS, CENTRAL STATION |  | COMPUTERDATAMANAGEMENT-Philips-M3155 | COMPUTERDATAMANAGEMENT | M3155 |  |  |  | Philips | Computer, Data Management |  | COMPUTERDATAMANAGEMENT-Philips-M3155 |  |  |  |  | Clinical Miscellaneous | MHHS-TMC
NO | NO | [5 empty] | Philips Medical Systems Cardiac and Monitoring Syste | M3155 |  | 2UA74618PP | TMC - CHILDRENS - NICU (7HP) | MHHS-TMC |  | Computer, Data Management |  |  |  | TMC |  | TMC - CHILDRENS - NICU (7HP) | [5 empty] | MONITORS, CENTRAL STATION |  | COMPUTERDATAMANAGEMENT-Philips-M3155 | COMPUTERDATAMANAGEMENT | M3155 |  |  |  | Philips | Computer, Data Management |  | COMPUTERDATAMANAGEMENT-Philips-M3155 |  |  |  |  | Clinical Miscellaneous | MHHS-TMC
NO | NO | [5 empty] | Philips Medical Systems Cardiac and Monitoring Syste | M3155 |  | 2UA74618LV | TMC - CHILDRENS - NICU (7HP) | MHHS-TMC |  | Computer, Data Management |  |  |  | TMC |  | TMC - CHILDRENS - NICU (7HP) | [5 empty] | MONITORS, CENTRAL STATION |  | COMPUTERDATAMANAGEMENT-Philips-M3155 | COMPUTERDATAMANAGEMENT | M3155 |  |  |  | Philips | Computer, Data Management |  | COMPUTERDATAMANAGEMENT-Philips-M3155 |  |  |  |  | Clinical Miscellaneous | MHHS-TMC
NO | NO | [5 empty] | Philips Medical Systems Cardiac and Monitoring Syste | M3155 |  | 4834A10628 | TMC - CHILDRENS - NICU/SCU (8HP) | MHHS-TMC |  | Computer, Data Management |  |  |  | TMC |  | TMC - CHILDRENS - NICU/SCU (8HP) | [5 empty] | MONITORS, CENTRAL STATION |  | COMPUTERDATAMANAGEMENT-Philips-M3155 | COMPUTERDATAMANAGEMENT | M3155 |  |  |  | Philips | Computer, Data Management |  | COMPUTERDATAMANAGEMENT-Philips-M3155 |  |  |  |  | Clinical Miscellaneous | MHHS-TMC
NO | NO |  |  |  | 077-09152 |  | Philips Medical Systems Cardiac and Monitoring Syste | M3155 |  | 2UA5432KGB | TMC - CHILDRENS - PICU (9HP) | MHHS-TMC |  | Computer, Data Management |  | 077-09152 |  | TMC |  | TMC - CHILDRENS - PICU (9HP) | [5 empty] | MONITORS, CENTRAL STATION |  | COMPUTERDATAMANAGEMENT-Philips-M3155 | COMPUTERDATAMANAGEMENT | M3155 |  |  |  | Philips | Computer, Data Management |  | COMPUTERDATAMANAGEMENT-Philips-M3155 |  |  |  |  | Clinical Miscellaneous | MHHS-TMC
NO | NO |  |  |  | 077-09153 |  | Philips Medical Systems Cardiac and Monitoring Syste | M3155 |  | 2UA5432KGV | TMC - CHILDRENS - PICU (9HP) | MHHS-TMC |  | Computer, Data Management |  | 077-09153 |  | TMC |  | TMC - CHILDRENS - PICU (9HP) | [5 empty] | MONITORS, CENTRAL STATION |  | COMPUTERDATAMANAGEMENT-Philips-M3155 | COMPUTERDATAMANAGEMENT | M3155 |  |  |  | Philips | Computer, Data Management |  | COMPUTERDATAMANAGEMENT-Philips-M3155 |  |  |  |  | Clinical Miscellaneous | MHHS-TMC
NO | NO |  |  |  | 077-05971 |  | Philips Medical Systems Cardiac and Monitoring Syste | M3155 |  | 2UA74618RH | TMC - CHILDRENS - RCW (8HP) | MHHS-TMC |  | Computer, Data Management |  | 077-05971 |  | TMC |  | TMC - CHILDRENS - RCW (8HP) | [5 empty] | MONITORS, CENTRAL STATION |  | COMPUTERDATAMANAGEMENT-Philips-M3155 | COMPUTERDATAMANAGEMENT | M3155 |  |  |  | Philips | Computer, Data Management |  | COMPUTERDATAMANAGEMENT-Philips-M3155 |  |  |  |  | Clinical Miscellaneous | MHHS-TMC
NO | NO | [5 empty] | Philips Medical Systems Cardiac and Monitoring Syste | M3167 |  | 2UA6230F5C | KATY - ER | MHHS-Katy |  | Computer, Data Management |  |  |  | Katy |  | KATY - ER | [5 empty] | COMPUTERS |  | COMPUTERDATAMANAGEMENT-Philips-M3167 | COMPUTERDATAMANAGEMENT | M3167 |  |  |  | Philips | Computer, Data Management |  | COMPUTERDATAMANAGEMENT-Philips-M3167 |  |  |  |  | Covered PM Repair - Biomedical | MHHS-Katy
NO | NO | [5 empty] | Philips Medical Systems Cardiac and Monitoring Syste | M3167 |  | 2UA52301QM | SW - NEUOROLOGY | MHHS-Southwest |  | Computer, Data Management |  |  |  | Southwest |  | SW - NEUOROLOGY | [5 empty] | COMPUTERS |  | COMPUTERDATAMANAGEMENT-Philips-M3167 | COMPUTERDATAMANAGEMENT | M3167 |  |  |  | Philips | Computer, Data Management |  | COMPUTERDATAMANAGEMENT-Philips-M3167 |  |  |  |  | Covered PM Repair - Biomedical | MHHS-Southwest
NO | NO |  |  |  | 013-12370 |  | Philips Medical Systems Cardiac and Monitoring Syste | M3167 |  | 2UA52301LW | SW - RESPIRATORY | MHHS-Southwest |  | Computer, Data Management |  | 013-12370 |  | Southwest |  | SW - RESPIRATORY | [5 empty] | COMPUTERS |  | COMPUTERDATAMANAGEMENT-Philips-M3167 | COMPUTERDATAMANAGEMENT | M3167 |  |  |  | Philips | Computer, Data Management |  | COMPUTERDATAMANAGEMENT-Philips-M3167 |  |  |  |  | Covered PM Repair - Biomedical | MHHS-Southwest
NO | YES |  |  |  | 009-06577 | 009-06577 | Philips Medical Systems Cardiac and Monitoring Syste | M3176C |  | US62913891 | GH-Cardiac Care Unit (CCU) 3N | MHHS-Greater Heights |  |  |  | 009-06577 | 009-06577 | Central | MHHS-Greater Heights | GH-Cardiac Care Unit (CCU) 3N | 3N | 2/1/19 |  | 2/1/20 |  | RECORDERS, GRAPHIC |  | .needs class | [5 empty] | Philips | [7 empty] | Covered PM Repair - Biomedical | MHHS-Greater Heights
NO | YES |  |  |  | 133-10379 | 133-10379 | Philips Medical Systems Cardiac and Monitoring Syste | M3176C |  | US41025543 | Katy-Cath Lab | MHHS-Katy |  |  |  | 133-10379 | 133-10379 | Katy | MHHS-Katy | Katy-Cath Lab | Cath lab 1 |  | 2/1/20 |  | No pm | RECORDERS, GRAPHIC |  | .needs class | [5 empty] | Philips | [7 empty] | Covered PM Repair - Biomedical | MHHS-Katy
NO | YES |  |  |  | 133-09964 | 133-09964 | Philips Medical Systems Cardiac and Monitoring Syste | M3176C |  | US4102373 | Katy-OR | MHHS-Katy |  |  |  | 133-09964 | 133-09964 | Katy | MHHS-Katy | Katy-OR | Nurse Station A | 11/1/17 |  |  |  | RECORDERS, GRAPHIC |  | .needs class | [5 empty] | Philips | [7 empty] | Covered PM Repair - Biomedical | MHHS-Katy
NO | YES |  |  |  | 133-07585 | 133-07585 | Philips Medical Systems Cardiac and Monitoring Syste | M3176C |  | US92607189 | Katy-ER | MHHS-Katy |  |  |  | 133-07585 | 133-07585 | Katy | MHHS-Katy | Katy-ER | ER | 12/1/18 | 12/1/20 |  |  | RECORDERS, GRAPHIC |  | .needs class | [5 empty] | Philips | [7 empty] | Covered PM Repair - Biomedical | MHHS-Katy
NO | YES |  |  |  | 133-08771 | 133-08771 | Philips Medical Systems Cardiac and Monitoring Syste | M3176C |  | US92612748 | Katy-ER | MHHS-Katy |  |  |  | 133-08771 | 133-08771 | Katy | MHHS-Katy | Katy-ER | ER | 12/1/18 |  |  |  | RECORDERS, GRAPHIC |  | .needs class | [5 empty] | Philips | [7 empty] | Covered PM Repair - Biomedical | MHHS-Katy
NO | YES |  |  |  | 133-08820 | 133-08820 | Philips Medical Systems Cardiac and Monitoring Syste | M3176C |  | US92613404 | Katy-Nursery | MHHS-Katy |  |  |  | 133-08820 | 133-08820 | Katy | MHHS-Katy | Katy-Nursery | NICU | 6/1/19 | 6/1/20 |  |  | RECORDERS, GRAPHIC |  | .needs class | [5 empty] | Philips | [7 empty] | Covered PM Repair - Biomedical | MHHS-Katy
NO | YES |  |  |  | 133-08804 | 133-08804 | Philips Medical Systems Cardiac and Monitoring Syste | M3176C |  | US92613438 | Katy-PACU | MHHS-Katy |  |  |  | 133-08804 | 133-08804 | Katy | MHHS-Katy | Katy-PACU | PacU Nurses station | 11/1/18 |  |  |  | RECORDERS, GRAPHIC |  | .needs class | [5 empty] | Philips | [7 empty] | Covered PM Repair - Biomedical | MHHS-Katy
NO | YES |  |  |  | 133-08819 | 133-08819 | Philips Medical Systems Cardiac and Monitoring Syste | M3176C |  | US92613383 | Katy-ICU | MHHS-Katy |  |  |  | 133-08819 | 133-08819 | Katy | MHHS-Katy | Katy-ICU | ICU | 6/1/19 | 6/1/20 |  |  | RECORDERS, GRAPHIC |  | .needs class | [5 empty] | Philips | [7 empty] | Covered PM Repair - Biomedical | MHHS-Katy
NO | YES |  |  |  | 129-31165 | 129-31165 | Philips Medical Systems Cardiac and Monitoring Syste | M3176C |  | GS41026226 | SUGAR LAND - DAY SURGERY | MHHS-Sugarland |  |  |  | 129-31165 | 129-31165 | Sugar Land | Memorial Hermann Sugar Land Hospital | SUGAR LAND - DAY SURGERY | Day Surgery | 3/1/19 |  |  |  | RECORDERS, GRAPHIC |  | .needs class | [5 empty] | Philips | [7 empty] | Covered PM Repair - Biomedical | MHHS-Sugarland
NO | YES |  |  |  | 129-06989 | 129-06989 | Philips Medical Systems Cardiac and Monitoring Syste | M3176C |  | US41021790 | Sugar Land-Endoscopy | MHHS-Sugarland |  |  |  | 129-06989 | 129-06989 | Sugar Land | MHHS-Sugarland | Sugar Land-Endoscopy |  | 11/1/17 | 11/1/18 |  |  | RECORDERS, GRAPHIC |  | .needs class | [5 empty] | Philips | [7 empty] | Covered PM Repair - Biomedical | MHHS-Sugarland
NO | NO |  |  |  | 133-08801 |  | Philips Medical Systems Cardiac and Monitoring Syste | M3176C |  | US92613401 | KATY - POSTPARTUM - 2W | MHHS-Katy |  |  |  | 133-08801 |  | Katy |  | KATY - POSTPARTUM - 2W | [5 empty] | RECORDERS, GRAPHIC |  | .needs class | [5 empty] | Philips | [7 empty] | Covered PM Repair - Biomedical | MHHS-Katy
NO | NO |  |  |  | 041-18382 |  | Philips Medical Systems Cardiac and Monitoring Syste | M3176C |  | US62906635 | MEMORIAL CITY - MICU | MHHS-Mem City |  |  |  | 041-18382 |  | West & Memorial City |  | MEMORIAL CITY - MICU | [5 empty] | RECORDERS, GRAPHIC |  | .needs class | [5 empty] | Philips | [7 empty] | Covered PM Repair - Biomedical | MHHS-Mem City
NO | YES |  |  |  | 041-17282 | 041-17282 | Philips Medical Systems Cardiac and Monitoring Syste | M4841A |  | US84134689 | Emergency center | MHHS-Mem City |  | Transmitter, Telemetry |  | 041-17282 | 041-17282 | West | Memorial Hermann Memorial city medical center emergency center | Emergency center | Nirse Station |  |  |  | No p.m. | MONITORS, TELEMETRIC |  | TRANSMITTERTELEMETRY-Philips-M4841A | TRANSMITTERTELEMETRY | M4841A |  |  |  | Philips | Transmitter, Telemetry |  | TRANSMITTERTELEMETRY-Philips-M4841A |  |  |  |  | Covered PM Repair - Biomedical | MHHS-Mem City
NO | YES |  |  |  | 041-32586 | 041-32586 | Philips Medical Systems Cardiac and Monitoring Syste | M4841A |  | US84134722 | Emergency center | MHHS-Mem City |  | Transmitter, Telemetry |  | 041-32586 | 041-32586 | West | Memorial Hermann Memorial city medical center emergency center | Emergency center | Nirse Station |  |  |  | No p.m. | MONITORS, TELEMETRIC |  | TRANSMITTERTELEMETRY-Philips-M4841A | TRANSMITTERTELEMETRY | M4841A |  |  |  | Philips | Transmitter, Telemetry |  | TRANSMITTERTELEMETRY-Philips-M4841A |  |  |  |  | Clinical Miscellaneous | MHHS-Mem City
YES | YES |  |  |  | 041-34338 | 041-34338 | Philips Medical Systems Cardiac and Monitoring Syste | M4841A |  |  | Emergency center |  |  |  |  | 041-34338 | 041-34338 | West | Memorial Hermann Memorial city medical center emergency center | Emergency center | Nirse Station |  |  |  | No p.m.
NO | NO |  |  |  | 041-12935 |  | Philips Medical Systems Cardiac and Monitoring Syste | M4841A |  | US84134725 | MEMORIAL CITY - TELEMETRY | MHHS-Mem City |  | Transmitter, Telemetry |  | 041-12935 |  | West & Memorial City |  | MEMORIAL CITY - TELEMETRY | [5 empty] | MONITORS, TELEMETRIC |  | TRANSMITTERTELEMETRY-Philips-M4841A | TRANSMITTERTELEMETRY | M4841A |  |  |  | Philips | Transmitter, Telemetry |  | TRANSMITTERTELEMETRY-Philips-M4841A |  |  |  |  | Covered PM Repair - Biomedical | MHHS-Mem City
NO | NO |  |  |  | 041-12941 |  | Philips Medical Systems Cardiac and Monitoring Syste | M4841A |  | US84134731 | MEMORIAL CITY - TELEMETRY | MHHS-Mem City |  | Transmitter, Telemetry |  | 041-12941 |  | West & Memorial City |  | MEMORIAL CITY - TELEMETRY | [5 empty] | MONITORS, TELEMETRIC |  | TRANSMITTERTELEMETRY-Philips-M4841A | TRANSMITTERTELEMETRY | M4841A |  |  |  | Philips | Transmitter, Telemetry |  | TRANSMITTERTELEMETRY-Philips-M4841A |  |  |  |  | Covered PM Repair - Biomedical | MHHS-Mem City
NO | NO |  |  |  | 041-12959 |  | Philips Medical Systems Cardiac and Monitoring Syste | M4841A |  | US84134711 | MEMORIAL CITY - TELEMETRY | MHHS-Mem City |  | Transmitter, Telemetry |  | 041-12959 |  | West & Memorial City |  | MEMORIAL CITY - TELEMETRY | [5 empty] | MONITORS, TELEMETRIC |  | TRANSMITTERTELEMETRY-Philips-M4841A | TRANSMITTERTELEMETRY | M4841A |  |  |  | Philips | Transmitter, Telemetry |  | TRANSMITTERTELEMETRY-Philips-M4841A |  |  |  |  | Covered PM Repair - Biomedical | MHHS-Mem City
NO | NO |  |  |  | 041-17092 TEL15 |  | Philips Medical Systems Cardiac and Monitoring Syste | M4841A |  | US84134747 | MEMORIAL CITY - TELEMETRY | MHHS-Mem City |  | Transmitter, Telemetry |  | 041-17092 TEL15 |  | West & Memorial City |  | MEMORIAL CITY - TELEMETRY | [5 empty] | MONITORS, TELEMETRIC |  | TRANSMITTERTELEMETRY-Philips-M4841A | TRANSMITTERTELEMETRY | M4841A |  |  |  | Philips | Transmitter, Telemetry |  | TRANSMITTERTELEMETRY-Philips-M4841A |  |  |  |  | Covered PM Repair - Biomedical | MHHS-Mem City
NO | NO |  |  |  | 041-17300 |  | Philips Medical Systems Cardiac and Monitoring Syste | M4841A |  | US84134723 | MEMORIAL CITY - TELEMETRY | MHHS-Mem City |  | Transmitter, Telemetry |  | 041-17300 |  | West & Memorial City |  | MEMORIAL CITY - TELEMETRY | [5 empty] | MONITORS, TELEMETRIC |  | TRANSMITTERTELEMETRY-Philips-M4841A | TRANSMITTERTELEMETRY | M4841A |  |  |  | Philips | Transmitter, Telemetry |  | TRANSMITTERTELEMETRY-Philips-M4841A |  |  |  |  | Covered PM Repair - Biomedical | MHHS-Mem City
NO | NO |  |  |  | 041-17406 TEL09 |  | Philips Medical Systems Cardiac and Monitoring Syste | M4841A |  | US00553885 | MEMORIAL CITY - TELEMETRY | MHHS-Mem City |  | Transmitter, Telemetry |  | 041-17406 TEL09 |  | West & Memorial City |  | MEMORIAL CITY - TELEMETRY | [5 empty] | MONITORS, TELEMETRIC |  | TRANSMITTERTELEMETRY-Philips-M4841A | TRANSMITTERTELEMETRY | M4841A |  |  |  | Philips | Transmitter, Telemetry |  | TRANSMITTERTELEMETRY-Philips-M4841A |  |  |  |  | Covered PM Repair - Biomedical | MHHS-Mem City
NO | NO |  |  |  | 041-17507 TEL19 |  | Philips Medical Systems Cardiac and Monitoring Syste | M4841A |  | US84134709 | MEMORIAL CITY - TELEMETRY | MHHS-Mem City |  | Transmitter, Telemetry |  | 041-17507 TEL19 |  | West & Memorial City |  | MEMORIAL CITY - TELEMETRY | [5 empty] | MONITORS, TELEMETRIC |  | TRANSMITTERTELEMETRY-Philips-M4841A | TRANSMITTERTELEMETRY | M4841A |  |  |  | Philips | Transmitter, Telemetry |  | TRANSMITTERTELEMETRY-Philips-M4841A |  |  |  |  | Covered PM Repair - Biomedical | MHHS-Mem City
NO | NO |  |  |  | 041-17508 |  | Philips Medical Systems Cardiac and Monitoring Syste | M4841A |  | US84134730 | MEMORIAL CITY - TELEMETRY | MHHS-Mem City |  | Transmitter, Telemetry |  | 041-17508 |  | West & Memorial City |  | MEMORIAL CITY - TELEMETRY | [5 empty] | MONITORS, TELEMETRIC |  | TRANSMITTERTELEMETRY-Philips-M4841A | TRANSMITTERTELEMETRY | M4841A |  |  |  | Philips | Transmitter, Telemetry |  | TRANSMITTERTELEMETRY-Philips-M4841A |  |  |  |  | Covered PM Repair - Biomedical | MHHS-Mem City
NO | NO |  |  |  | 041-17509 TEL34 |  | Philips Medical Systems Cardiac and Monitoring Syste | M4841A |  | US84134741 | MEMORIAL CITY - TELEMETRY | MHHS-Mem City |  | Transmitter, Telemetry |  | 041-17509 TEL34 |  | West & Memorial City |  | MEMORIAL CITY - TELEMETRY | [5 empty] | MONITORS, TELEMETRIC |  | TRANSMITTERTELEMETRY-Philips-M4841A | TRANSMITTERTELEMETRY | M4841A |  |  |  | Philips | Transmitter, Telemetry |  | TRANSMITTERTELEMETRY-Philips-M4841A |  |  |  |  | Covered PM Repair - Biomedical | MHHS-Mem City
NO | NO |  |  |  | 041-18687 |  | Philips Medical Systems Cardiac and Monitoring Syste | M4841A |  | US84134695 | MEMORIAL CITY - TELEMETRY | MHHS-Mem City |  | Transmitter, Telemetry |  | 041-18687 |  | West & Memorial City |  | MEMORIAL CITY - TELEMETRY | [5 empty] | MONITORS, TELEMETRIC |  | TRANSMITTERTELEMETRY-Philips-M4841A | TRANSMITTERTELEMETRY | M4841A |  |  |  | Philips | Transmitter, Telemetry |  | TRANSMITTERTELEMETRY-Philips-M4841A |  |  |  |  | Clinical Miscellaneous | MHHS-Mem City
NO | NO |  |  |  | 041-20103 TEL07 |  | Philips Medical Systems Cardiac and Monitoring Syste | M4841A |  | US84134701 | MEMORIAL CITY - TELEMETRY | MHHS-Mem City |  | Transmitter, Telemetry |  | 041-20103 TEL07 |  | West & Memorial City |  | MEMORIAL CITY - TELEMETRY | [5 empty] | MONITORS, TELEMETRIC |  | TRANSMITTERTELEMETRY-Philips-M4841A | TRANSMITTERTELEMETRY | M4841A |  |  |  | Philips | Transmitter, Telemetry |  | TRANSMITTERTELEMETRY-Philips-M4841A |  |  |  |  | Covered PM Repair - Biomedical | MHHS-Mem City
NO | NO |  |  |  | 041-20104 |  | Philips Medical Systems Cardiac and Monitoring Syste | M4841A |  | US84134729 | MEMORIAL CITY - TELEMETRY | MHHS-Mem City |  | Transmitter, Telemetry |  | 041-20104 |  | West & Memorial City |  | MEMORIAL CITY - TELEMETRY | [5 empty] | MONITORS, TELEMETRIC |  | TRANSMITTERTELEMETRY-Philips-M4841A | TRANSMITTERTELEMETRY | M4841A |  |  |  | Philips | Transmitter, Telemetry |  | TRANSMITTERTELEMETRY-Philips-M4841A |  |  |  |  | Covered PM Repair - Biomedical | MHHS-Mem City
NO | NO |  |  |  | 041-20105 TEL16 |  | Philips Medical Systems Cardiac and Monitoring Syste | M4841A |  | US84134702 | MEMORIAL CITY - TELEMETRY | MHHS-Mem City |  | Transmitter, Telemetry |  | 041-20105 TEL16 |  | West & Memorial City |  | MEMORIAL CITY - TELEMETRY | [5 empty] | MONITORS, TELEMETRIC |  | TRANSMITTERTELEMETRY-Philips-M4841A | TRANSMITTERTELEMETRY | M4841A |  |  |  | Philips | Transmitter, Telemetry |  | TRANSMITTERTELEMETRY-Philips-M4841A |  |  |  |  | Covered PM Repair - Biomedical | MHHS-Mem City
NO | NO |  |  |  | 041-20137 TEL30 |  | Philips Medical Systems Cardiac and Monitoring Syste | M4841A |  | US84134744 | MEMORIAL CITY - TELEMETRY | MHHS-Mem City |  | Transmitter, Telemetry |  | 041-20137 TEL30 |  | West & Memorial City |  | MEMORIAL CITY - TELEMETRY | [5 empty] | MONITORS, TELEMETRIC |  | TRANSMITTERTELEMETRY-Philips-M4841A | TRANSMITTERTELEMETRY | M4841A |  |  |  | Philips | Transmitter, Telemetry |  | TRANSMITTERTELEMETRY-Philips-M4841A |  |  |  |  | Covered PM Repair - Biomedical | MHHS-Mem City
NO | NO |  |  |  | 041-20618 |  | Philips Medical Systems Cardiac and Monitoring Syste | M4841A |  | US84134688 | MEMORIAL CITY - TELEMETRY | MHHS-Mem City |  | Transmitter, Telemetry |  | 041-20618 |  | West & Memorial City |  | MEMORIAL CITY - TELEMETRY | [5 empty] | MONITORS, TELEMETRIC |  | TRANSMITTERTELEMETRY-Philips-M4841A | TRANSMITTERTELEMETRY | M4841A |  |  |  | Philips | Transmitter, Telemetry |  | TRANSMITTERTELEMETRY-Philips-M4841A |  |  |  |  | Covered PM Repair - Biomedical | MHHS-Mem City
NO | NO |  |  |  | 041-20668 |  | Philips Medical Systems Cardiac and Monitoring Syste | M4841A |  | US84134748 | MEMORIAL CITY - TELEMETRY | MHHS-Mem City |  | Transmitter, Telemetry |  | 041-20668 |  | West & Memorial City |  | MEMORIAL CITY - TELEMETRY | [5 empty] | MONITORS, TELEMETRIC |  | TRANSMITTERTELEMETRY-Philips-M4841A | TRANSMITTERTELEMETRY | M4841A |  |  |  | Philips | Transmitter, Telemetry |  | TRANSMITTERTELEMETRY-Philips-M4841A |  |  |  |  | Covered PM Repair - Biomedical | MHHS-Mem City
NO | NO |  |  |  | 041-20982 TEL03 |  | Philips Medical Systems Cardiac and Monitoring Syste | M4841A |  | US84134715 | MEMORIAL CITY - TELEMETRY | MHHS-Mem City |  | Transmitter, Telemetry |  | 041-20982 TEL03 |  | West & Memorial City |  | MEMORIAL CITY - TELEMETRY | [5 empty] | MONITORS, TELEMETRIC |  | TRANSMITTERTELEMETRY-Philips-M4841A | TRANSMITTERTELEMETRY | M4841A |  |  |  | Philips | Transmitter, Telemetry |  | TRANSMITTERTELEMETRY-Philips-M4841A |  |  |  |  | Covered PM Repair - Biomedical | MHHS-Mem City
NO | NO |  |  |  | 041-32134 TEL22 |  | Philips Medical Systems Cardiac and Monitoring Syste | M4841A |  | US73730808 | MEMORIAL CITY - TELEMETRY | MHHS-Mem City |  | Transmitter, Telemetry |  | 041-32134 TEL22 |  | West & Memorial City |  | MEMORIAL CITY - TELEMETRY | [5 empty] | MONITORS, TELEMETRIC |  | TRANSMITTERTELEMETRY-Philips-M4841A | TRANSMITTERTELEMETRY | M4841A |  |  |  | Philips | Transmitter, Telemetry |  | TRANSMITTERTELEMETRY-Philips-M4841A |  |  |  |  | Covered PM Repair - Biomedical | MHHS-Mem City
NO | NO |  |  |  | 041-32227 |  | Philips Medical Systems Cardiac and Monitoring Syste | M4841A |  | US84134727 | MEMORIAL CITY - TELEMETRY | MHHS-Mem City |  | Transmitter, Telemetry |  | 041-32227 |  | West & Memorial City |  | MEMORIAL CITY - TELEMETRY | [5 empty] | MONITORS, TELEMETRIC |  | TRANSMITTERTELEMETRY-Philips-M4841A | TRANSMITTERTELEMETRY | M4841A |  |  |  | Philips | Transmitter, Telemetry |  | TRANSMITTERTELEMETRY-Philips-M4841A |  |  |  |  | Covered PM Repair - Biomedical | MHHS-Mem City
NO | NO |  |  |  | 041-32294 TEL13 |  | Philips Medical Systems Cardiac and Monitoring Syste | M4841A |  | US84134710 | MEMORIAL CITY - TELEMETRY | MHHS-Mem City |  | Transmitter, Telemetry |  | 041-32294 TEL13 |  | West & Memorial City |  | MEMORIAL CITY - TELEMETRY | [5 empty] | MONITORS, TELEMETRIC |  | TRANSMITTERTELEMETRY-Philips-M4841A | TRANSMITTERTELEMETRY | M4841A |  |  |  | Philips | Transmitter, Telemetry |  | TRANSMITTERTELEMETRY-Philips-M4841A |  |  |  |  | Covered PM Repair - Biomedical | MHHS-Mem City
NO | NO |  |  |  | 041-32609 TEL31 |  | Philips Medical Systems Cardiac and Monitoring Syste | M4841A |  | US84134736 | MEMORIAL CITY - TELEMETRY | MHHS-Mem City |  | Transmitter, Telemetry |  | 041-32609 TEL31 |  | West & Memorial City |  | MEMORIAL CITY - TELEMETRY | [5 empty] | MONITORS, TELEMETRIC |  | TRANSMITTERTELEMETRY-Philips-M4841A | TRANSMITTERTELEMETRY | M4841A |  |  |  | Philips | Transmitter, Telemetry |  | TRANSMITTERTELEMETRY-Philips-M4841A |  |  |  |  | Clinical Miscellaneous | MHHS-Mem City
NO | NO |  |  |  | 041-32703 TEL12 |  | Philips Medical Systems Cardiac and Monitoring Syste | M4841A |  | US03719417 | MEMORIAL CITY - TELEMETRY | MHHS-Mem City |  | Transmitter, Telemetry |  | 041-32703 TEL12 |  | West & Memorial City |  | MEMORIAL CITY - TELEMETRY | [5 empty] | MONITORS, TELEMETRIC |  | TRANSMITTERTELEMETRY-Philips-M4841A | TRANSMITTERTELEMETRY | M4841A |  |  |  | Philips | Transmitter, Telemetry |  | TRANSMITTERTELEMETRY-Philips-M4841A |  |  |  |  | Clinical Miscellaneous | MHHS-Mem City
NO | NO |  |  |  | 041-32877 |  | Philips Medical Systems Cardiac and Monitoring Syste | M4841A |  | US84134712 | MEMORIAL CITY - TELEMETRY | MHHS-Mem City |  | Transmitter, Telemetry |  | 041-32877 |  | West & Memorial City |  | MEMORIAL CITY - TELEMETRY | [5 empty] | MONITORS, TELEMETRIC |  | TRANSMITTERTELEMETRY-Philips-M4841A | TRANSMITTERTELEMETRY | M4841A |  |  |  | Philips | Transmitter, Telemetry |  | TRANSMITTERTELEMETRY-Philips-M4841A |  |  |  |  | Covered PM Repair - Biomedical | MHHS-Mem City
NO | NO |  |  |  | 041-32928 TEL20 |  | Philips Medical Systems Cardiac and Monitoring Syste | M4841A |  | US83234339 | MEMORIAL CITY - TELEMETRY | MHHS-Mem City |  | Transmitter, Telemetry |  | 041-32928 TEL20 |  | West & Memorial City |  | MEMORIAL CITY - TELEMETRY | [5 empty] | MONITORS, TELEMETRIC |  | TRANSMITTERTELEMETRY-Philips-M4841A | TRANSMITTERTELEMETRY | M4841A |  |  |  | Philips | Transmitter, Telemetry |  | TRANSMITTERTELEMETRY-Philips-M4841A |  |  |  |  | Covered PM Repair - Biomedical | MHHS-Mem City
NO | NO |  |  |  | 041-32930 TEL25 |  | Philips Medical Systems Cardiac and Monitoring Syste | M4841A |  | US84134713 | MEMORIAL CITY - TELEMETRY | MHHS-Mem City |  | Transmitter, Telemetry |  | 041-32930 TEL25 |  | West & Memorial City |  | MEMORIAL CITY - TELEMETRY | [5 empty] | MONITORS, TELEMETRIC |  | TRANSMITTERTELEMETRY-Philips-M4841A | TRANSMITTERTELEMETRY | M4841A |  |  |  | Philips | Transmitter, Telemetry |  | TRANSMITTERTELEMETRY-Philips-M4841A |  |  |  |  | Covered PM Repair - Biomedical | MHHS-Mem City
NO | NO |  |  |  | 041-32931 |  | Philips Medical Systems Cardiac and Monitoring Syste | M4841A |  | US84134693 | MEMORIAL CITY - TELEMETRY | MHHS-Mem City |  | Transmitter, Telemetry |  | 041-32931 |  | West & Memorial City |  | MEMORIAL CITY - TELEMETRY | [5 empty] | MONITORS, TELEMETRIC |  | TRANSMITTERTELEMETRY-Philips-M4841A | TRANSMITTERTELEMETRY | M4841A |  |  |  | Philips | Transmitter, Telemetry |  | TRANSMITTERTELEMETRY-Philips-M4841A |  |  |  |  | Covered PM Repair - Biomedical | MHHS-Mem City
NO | NO |  |  |  | 041-34097 |  | Philips Medical Systems Cardiac and Monitoring Syste | M4841A |  | US84134728 | MEMORIAL CITY - TELEMETRY | MHHS-Mem City |  | Transmitter, Telemetry |  | 041-34097 |  | West & Memorial City |  | MEMORIAL CITY - TELEMETRY | [5 empty] | MONITORS, TELEMETRIC |  | TRANSMITTERTELEMETRY-Philips-M4841A | TRANSMITTERTELEMETRY | M4841A |  |  |  | Philips | Transmitter, Telemetry |  | TRANSMITTERTELEMETRY-Philips-M4841A |  |  |  |  | Covered PM Repair - Biomedical | MHHS-Mem City
NO | NO |  |  |  | 041-34196 |  | Philips Medical Systems Cardiac and Monitoring Syste | M4841A |  | US84134742 | MEMORIAL CITY - TELEMETRY | MHHS-Mem City |  | Transmitter, Telemetry |  | 041-34196 |  | West & Memorial City |  | MEMORIAL CITY - TELEMETRY | [5 empty] | MONITORS, TELEMETRIC |  | TRANSMITTERTELEMETRY-Philips-M4841A | TRANSMITTERTELEMETRY | M4841A |  |  |  | Philips | Transmitter, Telemetry |  | TRANSMITTERTELEMETRY-Philips-M4841A |  |  |  |  | Covered PM Repair - Biomedical | MHHS-Mem City
NO | NO |  |  |  | 041-34338 TEL18 |  | Philips Medical Systems Cardiac and Monitoring Syste | M4841A |  | US94208741 | MEMORIAL CITY - TELEMETRY | MHHS-Mem City |  | Transmitter, Telemetry |  | 041-34338 TEL18 |  | West & Memorial City |  | MEMORIAL CITY - TELEMETRY | [5 empty] | MONITORS, TELEMETRIC |  | TRANSMITTERTELEMETRY-Philips-M4841A | TRANSMITTERTELEMETRY | M4841A |  |  |  | Philips | Transmitter, Telemetry |  | TRANSMITTERTELEMETRY-Philips-M4841A |  |  |  |  | Clinical Miscellaneous | MHHS-Mem City
NO | NO |  |  |  | 041-34348 TEL29 |  | Philips Medical Systems Cardiac and Monitoring Syste | M4841A |  | US84134687 | MEMORIAL CITY - TELEMETRY | MHHS-Mem City |  | Transmitter, Telemetry |  | 041-34348 TEL29 |  | West & Memorial City |  | MEMORIAL CITY - TELEMETRY | [5 empty] | MONITORS, TELEMETRIC |  | TRANSMITTERTELEMETRY-Philips-M4841A | TRANSMITTERTELEMETRY | M4841A |  |  |  | Philips | Transmitter, Telemetry |  | TRANSMITTERTELEMETRY-Philips-M4841A |  |  |  |  | Clinical Miscellaneous | MHHS-Mem City
NO | NO |  |  |  | 041-34350 TEL06 |  | Philips Medical Systems Cardiac and Monitoring Syste | M4841A |  | US84134734 | MEMORIAL CITY - TELEMETRY | MHHS-Mem City |  | Transmitter, Telemetry |  | 041-34350 TEL06 |  | West & Memorial City |  | MEMORIAL CITY - TELEMETRY | [5 empty] | MONITORS, TELEMETRIC |  | TRANSMITTERTELEMETRY-Philips-M4841A | TRANSMITTERTELEMETRY | M4841A |  |  |  | Philips | Transmitter, Telemetry |  | TRANSMITTERTELEMETRY-Philips-M4841A |  |  |  |  | Clinical Miscellaneous | MHHS-Mem City
NO | NO |  |  |  | 041-34351 TEL60 |  | Philips Medical Systems Cardiac and Monitoring Syste | M4841A |  | US84134714 | MEMORIAL CITY - TELEMETRY | MHHS-Mem City |  | Transmitter, Telemetry |  | 041-34351 TEL60 |  | West & Memorial City |  | MEMORIAL CITY - TELEMETRY | [5 empty] | MONITORS, TELEMETRIC |  | TRANSMITTERTELEMETRY-Philips-M4841A | TRANSMITTERTELEMETRY | M4841A |  |  |  | Philips | Transmitter, Telemetry |  | TRANSMITTERTELEMETRY-Philips-M4841A |  |  |  |  | Clinical Miscellaneous | MHHS-Mem City
NO | NO |  |  |  | 041-34366 TEL28 |  | Philips Medical Systems Cardiac and Monitoring Syste | M4841A |  | US84134743 | MEMORIAL CITY - TELEMETRY | MHHS-Mem City |  | Transmitter, Telemetry |  | 041-34366 TEL28 |  | West & Memorial City |  | MEMORIAL CITY - TELEMETRY | [5 empty] | MONITORS, TELEMETRIC |  | TRANSMITTERTELEMETRY-Philips-M4841A | TRANSMITTERTELEMETRY | M4841A |  |  |  | Philips | Transmitter, Telemetry |  | TRANSMITTERTELEMETRY-Philips-M4841A |  |  |  |  | Clinical Miscellaneous | MHHS-Mem City
NO | NO |  |  |  | 041-34433 |  | Philips Medical Systems Cardiac and Monitoring Syste | M4841A |  | US84134718 | MEMORIAL CITY - TELEMETRY | MHHS-Mem City |  | Transmitter, Telemetry |  | 041-34433 |  | West & Memorial City |  | MEMORIAL CITY - TELEMETRY | [5 empty] | MONITORS, TELEMETRIC |  | TRANSMITTERTELEMETRY-Philips-M4841A | TRANSMITTERTELEMETRY | M4841A |  |  |  | Philips | Transmitter, Telemetry |  | TRANSMITTERTELEMETRY-Philips-M4841A |  |  |  |  | Clinical Miscellaneous | MHHS-Mem City
NO | NO | [5 empty] | Philips Medical Systems Cardiac and Monitoring Syste | M4841A |  | US84134721 | MEMORIAL CITY - TELEMETRY | MHHS-Mem City |  | Transmitter, Telemetry |  |  |  | West & Memorial City |  | MEMORIAL CITY - TELEMETRY | [5 empty] | MONITORS, TELEMETRIC |  | TRANSMITTERTELEMETRY-Philips-M4841A | TRANSMITTERTELEMETRY | M4841A |  |  |  | Philips | Transmitter, Telemetry |  | TRANSMITTERTELEMETRY-Philips-M4841A |  |  |  |  | Clinical Miscellaneous | MHHS-Mem City
NO | NO | [5 empty] | Philips Medical Systems Cardiac and Monitoring Syste | M4841A |  | US84134703 | MEMORIAL CITY - TELEMETRY | MHHS-Mem City |  | Transmitter, Telemetry |  |  |  | West & Memorial City |  | MEMORIAL CITY - TELEMETRY | [5 empty] | MONITORS, TELEMETRIC |  | TRANSMITTERTELEMETRY-Philips-M4841A | TRANSMITTERTELEMETRY | M4841A |  |  |  | Philips | Transmitter, Telemetry |  | TRANSMITTERTELEMETRY-Philips-M4841A |  |  |  |  | Clinical Miscellaneous | MHHS-Mem City
NO | NO |  |  |  | 1098972 TEL02 |  | Philips Medical Systems Cardiac and Monitoring Syste | M4841A |  | US84134724 | MEMORIAL CITY - TELEMETRY | MHHS-Mem City |  | Transmitter, Telemetry |  | 1098972 TEL02 |  | West & Memorial City |  | MEMORIAL CITY - TELEMETRY | [5 empty] | MONITORS, TELEMETRIC |  | TRANSMITTERTELEMETRY-Philips-M4841A | TRANSMITTERTELEMETRY | M4841A |  |  |  | Philips | Transmitter, Telemetry |  | TRANSMITTERTELEMETRY-Philips-M4841A |  |  |  |  | Clinical Miscellaneous | MHHS-Mem City
NO | NO | [5 empty] | Philips Medical Systems Cardiac and Monitoring Syste | M4841A |  | US84134740 | MEMORIAL CITY - TELEMETRY | MHHS-Mem City |  | Transmitter, Telemetry |  |  |  | West & Memorial City |  | MEMORIAL CITY - TELEMETRY | [5 empty] | MONITORS, TELEMETRIC |  | TRANSMITTERTELEMETRY-Philips-M4841A | TRANSMITTERTELEMETRY | M4841A |  |  |  | Philips | Transmitter, Telemetry |  | TRANSMITTERTELEMETRY-Philips-M4841A |  |  |  |  | Clinical Miscellaneous | MHHS-Mem City
NO | NO | [5 empty] | Philips Medical Systems Cardiac and Monitoring Syste | M4841A |  | US84134739 | MEMORIAL CITY - TELEMETRY | MHHS-Mem City |  | Transmitter, Telemetry |  |  |  | West & Memorial City |  | MEMORIAL CITY - TELEMETRY | [5 empty] | MONITORS, TELEMETRIC |  | TRANSMITTERTELEMETRY-Philips-M4841A | TRANSMITTERTELEMETRY | M4841A |  |  |  | Philips | Transmitter, Telemetry |  | TRANSMITTERTELEMETRY-Philips-M4841A |  |  |  |  | Clinical Miscellaneous | MHHS-Mem City
NO | NO | [5 empty] | Philips Medical Systems Cardiac and Monitoring Syste | M4841A |  | US84134708 | MEMORIAL CITY - TELEMETRY | MHHS-Mem City |  | Transmitter, Telemetry |  |  |  | West & Memorial City |  | MEMORIAL CITY - TELEMETRY | [5 empty] | MONITORS, TELEMETRIC |  | TRANSMITTERTELEMETRY-Philips-M4841A | TRANSMITTERTELEMETRY | M4841A |  |  |  | Philips | Transmitter, Telemetry |  | TRANSMITTERTELEMETRY-Philips-M4841A |  |  |  |  | Clinical Miscellaneous | MHHS-Mem City
NO | NO | [5 empty] | Philips Medical Systems Cardiac and Monitoring Syste | M4841A |  | US84134735 | MEMORIAL CITY - TELEMETRY | MHHS-Mem City |  | Transmitter, Telemetry |  |  |  | West & Memorial City |  | MEMORIAL CITY - TELEMETRY | [5 empty] | MONITORS, TELEMETRIC |  | TRANSMITTERTELEMETRY-Philips-M4841A | TRANSMITTERTELEMETRY | M4841A |  |  |  | Philips | Transmitter, Telemetry |  | TRANSMITTERTELEMETRY-Philips-M4841A |  |  |  |  | Clinical Miscellaneous | MHHS-Mem City
NO | YES |  |  |  | 009-10471 | 009-10471 | Philips Medical Systems Cardiac and Monitoring Syste | M8007A |  | DE52031504 | GH-CV ICU | MHHS-Greater Heights |  |  |  | 009-10471 | 009-10471 | Central | MHHS-Greater Heights | GH-CV ICU | Rm 1 | 8/1/19 |  | 8/1/20 |  | MONITORS, PHYSIOLOGIC, VITAL SIGNS |  | .needs class | [5 empty] | Philips | [7 empty] | Covered PM Repair - Biomedical | MHHS-Greater Heights
NO | YES | [5 empty] | Philips Medical Systems Cardiac and Monitoring Syste | M8007A |  | DE52031487 | GH-CV ICU | MHHS-Greater Heights | [5 empty] | Central | MHHS-Greater Heights | GH-CV ICU | CVICU2 | 8/1/19 |  | 8/1/20 |  | MONITORS, PHYSIOLOGIC, VITAL SIGNS |  | .needs class | [5 empty] | Philips | [7 empty] | Covered PM Repair - Biomedical | MHHS-Greater Heights
NO | YES |  |  |  |  | 009-06958 | Philips Medical Systems Cardiac and Monitoring Syste | M8007A |  | DE52031496 | GH-CV ICU | MHHS-Greater Heights |  |  |  |  | 009-06958 | Central | MHHS-Greater Heights | GH-CV ICU | GH - CV ICU | 8/1/19 |  | 8/1/20 |  | MONITORS, PHYSIOLOGIC, VITAL SIGNS |  | .needs class | [5 empty] | Philips | [7 empty] | Covered PM Repair - Biomedical | MHHS-Greater Heights
NO | YES | [5 empty] | Philips Medical Systems Cardiac and Monitoring Syste | M8007A |  | DE52031489 | GH-CV ICU | MHHS-Greater Heights | [5 empty] | Central | MHHS-Greater Heights | GH-CV ICU | Recovery Room 4 | 8/1/19 |  | 8/1/20 |  | MONITORS, PHYSIOLOGIC, VITAL SIGNS |  | .needs class | [5 empty] | Philips |  |  |  |  | 1/30/17 |  |  | Covered PM Repair - Biomedical | MHHS-Greater Heights
NO | YES |  |  |  |  | 009-06842 | Philips Medical Systems Cardiac and Monitoring Syste | M8007A |  | DE52031484 | GH-CV ICU | MHHS-Greater Heights |  |  |  |  | 009-06842 | Central | MHHS-Greater Heights | GH-CV ICU | GH-CV ICU | 8/1/19 |  | 8/1/20 |  | MONITORS, PHYSIOLOGIC, VITAL SIGNS |  | .needs class | [5 empty] | Philips |  |  |  |  | 12/11/16 |  |  | Covered PM Repair - Biomedical | MHHS-Greater Heights
NO | YES |  |  |  |  | 009-04688 | Philips Medical Systems Cardiac and Monitoring Syste | M8007A |  | DE52031502 | GH-CV ICU | MHHS-Greater Heights |  |  |  |  | 009-04688 | Central | MHHS-Greater Heights | GH-CV ICU | GH-CV ICU | 8/1/19 |  | 8/1/20 |  | MONITORS, PHYSIOLOGIC, VITAL SIGNS |  | .needs class | [5 empty] | Philips |  |  |  |  | 12/11/16 |  |  | Covered PM Repair - Biomedical | MHHS-Greater Heights
NO | YES |  |  |  |  | 009-04708 | Philips Medical Systems Cardiac and Monitoring Syste | M8007A |  | DE52031501 | GH-CV ICU | MHHS-Greater Heights |  |  |  |  | 009-04708 | Central | MHHS-Greater Heights | GH-CV ICU | GH-CV ICU | 8/1/19 |  | 8/1/20 |  | MONITORS, PHYSIOLOGIC, VITAL SIGNS |  | .needs class | [5 empty] | Philips | [7 empty] | Covered PM Repair - Biomedical | MHHS-Greater Heights
NO | YES |  |  |  |  | 009-04684 | Philips Medical Systems Cardiac and Monitoring Syste | M8007A |  | DE52031485 | GH-CV ICU | MHHS-Greater Heights |  |  |  |  | 009-04684 | Central | MHHS-Greater Heights | GH-CV ICU | GH-CV ICU | 8/1/19 |  | 8/1/20 |  | MONITORS, PHYSIOLOGIC, VITAL SIGNS |  | .needs class | [5 empty] | Philips | [7 empty] | Covered PM Repair - Biomedical | MHHS-Greater Heights
NO | YES | [5 empty] | Philips Medical Systems Cardiac and Monitoring Syste | M8007A |  | DE52031731 | GH-OR | MHHS-Greater Heights | [5 empty] | Central | MHHS-Greater Heights | GH-OR | RM 6 | 6/1/19 |  | 6/1/20 |  | MONITORS, PHYSIOLOGIC, VITAL SIGNS |  | .needs class | [5 empty] | Philips |  |  |  |  | 12/22/16 |  |  | Covered PM Repair - Biomedical | MHHS-Greater Heights
NO | YES |  |  |  | 133-09810 | 133-09810 | Philips Medical Systems Cardiac and Monitoring Syste | M8007A |  | DE61751960 | Katy-OR | MHHS-Katy |  |  |  | 133-09810 | 133-09810 | Katy | MHHS-Katy | Katy-OR | Endo 2 | 9/1/19 | 9/1/20 |  |  | MONITORS, PHYSIOLOGIC, VITAL SIGNS |  | .needs class | [5 empty] | Philips |  |  |  |  | 6/28/19 |  |  | Covered PM Repair - Biomedical | MHHS-Katy
NO | YES |  |  |  | 133-03014 | 133-03014 | Philips Medical Systems Cardiac and Monitoring Syste | M8007A |  | DE61744067 | Katy-ER | MHHS-Katy |  |  |  | 133-03014 | 133-03014 | Katy | MHHS-Katy | Katy-ER | EC 17 | 1/1/20 | 1/1/21 |  |  | MONITORS, PHYSIOLOGIC, VITAL SIGNS |  | .needs class | [5 empty] | Philips | [7 empty] | Clinical Miscellaneous | MHHS-Katy
NO | YES |  |  |  | 133-03015 | 133-03015 | Philips Medical Systems Cardiac and Monitoring Syste | M8007A |  | DE61744077 | Katy-ER | MHHS-Katy |  |  |  | 133-03015 | 133-03015 | Katy | MHHS-Katy | Katy-ER | Katy - ER | 1/1/20 | 1/1/21 |  |  | MONITORS, PHYSIOLOGIC, VITAL SIGNS |  | .needs class | [5 empty] | Philips | [7 empty] | Covered PM Repair - Biomedical | MHHS-Katy
NO | YES |  |  |  | 133-03988 | 133-03988 | Philips Medical Systems Cardiac and Monitoring Syste | M8007A |  | DE61746398 | Katy-ER | MHHS-Katy |  |  |  | 133-03988 | 133-03988 | Katy | MHHS-Katy | Katy-ER | EC 11 | 7/1/19 | 7/1/20 |  |  | MONITORS, PHYSIOLOGIC, VITAL SIGNS |  | .needs class | [5 empty] | Philips | [7 empty] | Covered PM Repair - Biomedical | MHHS-Katy
NO | YES |  |  |  | 133-02512 | 133-02512 | Philips Medical Systems Cardiac and Monitoring Syste | M8007A |  | DE44027325 | Katy-OR | MHHS-Katy |  |  |  | 133-02512 | 133-02512 | Katy | MHHS-Katy | Katy-OR | OR 4 | 2/1/20 | 2/1/21 |  |  | MONITORS, PHYSIOLOGIC, VITAL SIGNS |  | .needs class | [5 empty] | Philips | [7 empty] | Covered PM Repair - Biomedical | MHHS-Katy
NO | YES |  |  |  | 133-05969 | 133-05969 | Philips Medical Systems Cardiac and Monitoring Syste | M8007A |  | DE61744004 | Katy-OR | MHHS-Katy |  |  |  | 133-05969 | 133-05969 | Katy | MHHS-Katy | Katy-OR | Cystology Procedure Room 5 |  |  |  |  | MONITORS, PHYSIOLOGIC, VITAL SIGNS |  | .needs class | [5 empty] | Philips | [7 empty] | Covered PM Repair - Biomedical | MHHS-Katy
NO | YES |  |  |  | 133-07611 | 133-07611 | Philips Medical Systems Cardiac and Monitoring Syste | M8007A |  | DE54938747 | Katy-OR | MHHS-Katy |  |  |  | 133-07611 | 133-07611 | Katy | MHHS-Katy | Katy-OR | OR1 | 2/1/19 | 2/1/21 |  |  | MONITORS, PHYSIOLOGIC, VITAL SIGNS |  | .needs class | [5 empty] | Philips | [7 empty] | Covered PM Repair - Biomedical | MHHS-Katy
NO | YES |  |  |  | 133-07933 | 133-07933 | Philips Medical Systems Cardiac and Monitoring Syste | M8007A |  | DE44027323 | Katy-OR | MHHS-Katy |  |  |  | 133-07933 | 133-07933 | Katy | MHHS-Katy | Katy-OR | OR | 2/1/20 | 2/1/21 |  |  | MONITORS, PHYSIOLOGIC, VITAL SIGNS |  | .needs class | [5 empty] | Philips | [7 empty] | Covered PM Repair - Biomedical | MHHS-Katy
NO | YES |  |  |  | 133-02600 | 133-02600 | Philips Medical Systems Cardiac and Monitoring Syste | M8007A |  | DE52033669 | Katy-OR | MHHS-Katy |  |  |  | 133-02600 | 133-02600 | Katy | MHHS-Katy | Katy-OR | C SECTION OR1 | 3/1/19 | 3/1/20 |  |  | MONITORS, PHYSIOLOGIC, VITAL SIGNS |  | .needs class | [5 empty] | Philips |  |  |  |  | 9/21/16 |  |  | Covered PM Repair - Biomedical | MHHS-Katy
NO | YES |  |  |  | 133-02695 | 133-02695 | Philips Medical Systems Cardiac and Monitoring Syste | M8007A |  | DE54938746 | Katy-Labor & Delivery OR | MHHS-Katy |  |  |  | 133-02695 | 133-02695 | Katy | MHHS-Katy | Katy-Labor & Delivery OR | Csection or 2 | 3/1/19 | 3/1/20 |  |  | MONITORS, PHYSIOLOGIC, VITAL SIGNS |  | .needs class | [5 empty] | Philips |  |  |  |  | 1/11/17 |  |  | Covered PM Repair - Biomedical | MHHS-Katy
NO | YES |  |  |  | 133-03012 | 133-03012 | Philips Medical Systems Cardiac and Monitoring Syste | M8007A |  | DE61744075 | Katy-Rapid Admit | MHHS-Katy |  |  |  | 133-03012 | 133-03012 | Katy | MHHS-Katy | Katy-Rapid Admit | Rau room 12 | 8/1/19 | 8/1/20 |  |  | MONITORS, PHYSIOLOGIC, VITAL SIGNS |  | .needs class | [5 empty] | Philips |  |  |  |  | 9/21/16 |  |  | Covered PM Repair - Biomedical | MHHS-Katy
NO | YES |  |  |  | 133-03013 | 133-03013 | Philips Medical Systems Cardiac and Monitoring Syste | M8007A |  | DE61744042 | Katy-Rapid Admit | MHHS-Katy |  |  |  | 133-03013 | 133-03013 | Katy | MHHS-Katy | Katy-Rapid Admit | RAU 11 | 8/1/19 | 8/1/20 |  |  | MONITORS, PHYSIOLOGIC, VITAL SIGNS |  | .needs class | [5 empty] | Philips |  |  |  |  | 1/11/17 |  |  | Covered PM Repair - Biomedical | MHHS-Katy
NO | YES |  |  |  | 133-03016 | 133-03016 | Philips Medical Systems Cardiac and Monitoring Syste | M8007A |  | DE61744040 | Katy-Rapid Admit | MHHS-Katy |  |  |  | 133-03016 | 133-03016 | Katy | MHHS-Katy | Katy-Rapid Admit | Rau room 12 | 7/1/19 | 7/1/20 |  |  | MONITORS, PHYSIOLOGIC, VITAL SIGNS |  | .needs class | [5 empty] | Philips |  |  |  |  | 5/24/20 |  |  | Not Covered Vendor Only - Biomedical | MHHS-Katy
NO | YES |  |  |  | 133-03030 | 133-03030 | Philips Medical Systems Cardiac and Monitoring Syste | M8007A |  | DE61744057 | Katy-Rapid Admit | MHHS-Katy |  |  |  | 133-03030 | 133-03030 | Katy | MHHS-Katy | Katy-Rapid Admit | Rau room 4 | 7/1/19 | 7/1/20 |  |  | MONITORS, PHYSIOLOGIC, VITAL SIGNS |  | .needs class | [5 empty] | Philips | [7 empty] | Covered PM Repair - Biomedical | MHHS-Katy
NO | YES |  |  |  | 133-03991 | 133-03991 | Philips Medical Systems Cardiac and Monitoring Syste | M8007A |  | DE61746397 | Katy-Rapid Admit | MHHS-Katy |  |  |  | 133-03991 | 133-03991 | Katy | MHHS-Katy | Katy-Rapid Admit |  | 4/1/19 | 4/1/20 |  |  | MONITORS, PHYSIOLOGIC, VITAL SIGNS |  | .needs class | [5 empty] | Philips | [7 empty] | Covered PM Repair - Biomedical | MHHS-Katy
NO | YES |  |  |  | 133-03995 | 133-03995 | Philips Medical Systems Cardiac and Monitoring Syste | M8007A |  | DE61746404 | Katy-Med/Surg 5th Floor | MHHS-Katy |  |  |  | 133-03995 | 133-03995 | Katy | MHHS-Katy | Katy-Med/Surg 5th Floor | RAU 7 | 6/1/19 | 6/1/20 |  |  | MONITORS, PHYSIOLOGIC, VITAL SIGNS |  | .needs class | [5 empty] | Philips | [7 empty] | Covered PM Repair - Biomedical | MHHS-Katy
NO | YES |  |  |  | 133-03998 | 133-03998 | Philips Medical Systems Cardiac and Monitoring Syste | M8007A |  | DE61747905 | Katy-Rapid Admit | MHHS-Katy |  |  |  | 133-03998 | 133-03998 | Katy | MHHS-Katy | Katy-Rapid Admit | Rau room 6 | 4/1/19 | 4/1/20 |  |  | MONITORS, PHYSIOLOGIC, VITAL SIGNS |  | .needs class | [5 empty] | Philips | [7 empty] | Covered PM Repair - Biomedical | MHHS-Katy
NO | YES |  |  |  | 133-04001 | 133-04001 | Philips Medical Systems Cardiac and Monitoring Syste | M8007A |  | DE61747917 | Katy-Rapid Admit | MHHS-Katy |  |  |  | 133-04001 | 133-04001 | Katy | MHHS-Katy | Katy-Rapid Admit | RAU 5 | 7/1/19 | 7/1/20 |  |  | MONITORS, PHYSIOLOGIC, VITAL SIGNS |  | .needs class | [5 empty] | Philips | [7 empty] | Covered PM Repair - Biomedical | MHHS-Katy
NO | YES |  |  |  | 133-06681 | 133-06681 | Philips Medical Systems Cardiac and Monitoring Syste | M8007A |  | DE52033668 | Katy-Biomedical Services | MHHS-Katy |  |  |  | 133-06681 | 133-06681 | Katy | MHHS-Katy | Katy-Biomedical Services | Bio med shop | 1/1/19 | 1/1/20 |  |  | MONITORS, PHYSIOLOGIC, VITAL SIGNS |  | .needs class | [5 empty] | Philips | [7 empty] | Covered PM Repair - Biomedical | MHHS-Katy
NO | YES |  |  |  | 133-07392 | 133-07392 | Philips Medical Systems Cardiac and Monitoring Syste | M8007A |  | DE61744049 | Katy-Rapid Admit | MHHS-Katy |  |  |  | 133-07392 | 133-07392 | Katy | MHHS-Katy | Katy-Rapid Admit | Rau room 9 | 1/1/20 | 1/1/21 |  |  | MONITORS, PHYSIOLOGIC, VITAL SIGNS |  | .needs class | [5 empty] | Philips | [7 empty] | Covered PM Repair - Biomedical | MHHS-Katy
NO | YES |  |  |  |  | 041-10907 | Philips Medical Systems Cardiac and Monitoring Syste | M8007A |  | DE73160622 | MEMORIAL CITY - MOR | MHHS-Mem City |  |  |  |  | 041-10907 | West | Memorial Hermann Memorial City Medical Center | MEMORIAL CITY - MOR | MEMORIAL CITY - MOR |  |  |  |  | MONITORS, PHYSIOLOGIC, VITAL SIGNS |  | .needs class | [5 empty] | Philips | [7 empty] | Covered PM Repair - Biomedical | MHHS-Mem City
NO | YES |  |  |  |  | 041-10502 | Philips Medical Systems Cardiac and Monitoring Syste | M8007A |  | DE61757500 | MEMORIAL CITY - ANESTHESIOLOGY | MHHS-Mem City |  |  |  |  | 041-10502 | West | Memorial Hermann Memorial City Medical Center | MEMORIAL CITY - ANESTHESIOLOGY | Surgery room 10 |  |  |  |  | MONITORS, PHYSIOLOGIC, VITAL SIGNS |  | .needs class | [5 empty] | Philips | [7 empty] | Covered PM Repair - Biomedical | MHHS-Mem City
NO | YES |  |  |  |  | 041-10497 | Philips Medical Systems Cardiac and Monitoring Syste | M8007A |  | DE61757505 | MEMORIAL CITY - MOR | MHHS-Mem City |  |  |  |  | 041-10497 | West | Memorial City - Memorial Hermann Hospital | MEMORIAL CITY - MOR | E2 321 Surgery Rm 6 |  |  |  |  | MONITORS, PHYSIOLOGIC, VITAL SIGNS |  | .needs class | [5 empty] | Philips | [7 empty] | Covered PM Repair - Biomedical | MHHS-Mem City
NO | YES |  |  |  |  | 041-10504 | Philips Medical Systems Cardiac and Monitoring Syste | M8007A |  | DE61757525 | MEMORIAL CITY - MOR | MHHS-Mem City |  |  |  |  | 041-10504 | West | Memorial City - Memorial Hermann Hospital | MEMORIAL CITY - MOR | MOR 11 |  |  |  |  | MONITORS, PHYSIOLOGIC, VITAL SIGNS |  | .needs class | [5 empty] | Philips | [7 empty] | Covered PM Repair - Biomedical | MHHS-Mem City
NO | YES |  |  |  | 005-05236 | 005-05236 | Philips Medical Systems Cardiac and Monitoring Syste | M8007A |  | DE35019849 | SE-OR-PACU | MHHS-Southeast |  |  |  | 005-05236 | 005-05236 | Southeast | MHHS-Southeast | SE-OR-PACU | SE - PR - PACU | 5/1/19 |  | 5/1/20 |  | MONITORS, PHYSIOLOGIC, VITAL SIGNS |  | .needs class | [5 empty] | Philips |  |  |  |  | 12/21/16 |  |  | Covered PM Repair - Biomedical | MHHS-Southeast
NO | YES |  |  |  | 005-05230 | 005-05230 | Philips Medical Systems Cardiac and Monitoring Syste | M8007A |  | DE35022728 | SE-Labor & Delivery | MHHS-Southeast |  |  |  | 005-05230 | 005-05230 | Southeast | MHHS-Southeast | SE-Labor & Delivery | Delivery OR 2 | 8/1/19 |  | 8/1/20 |  | MONITORS, PHYSIOLOGIC, VITAL SIGNS |  | .needs class | [5 empty] | Philips |  |  |  |  | 2/18/15 |  |  | Covered PM Repair - Biomedical | MHHS-Southeast
NO | YES |  |  |  | 005-05243 | 005-05243 | Philips Medical Systems Cardiac and Monitoring Syste | M8007A |  | DE35022723 | SE-OR | MHHS-Southeast |  |  |  | 005-05243 | 005-05243 | Southeast | MHHS-Southeast | SE-OR | Cysto |  |  |  |  | MONITORS, PHYSIOLOGIC, VITAL SIGNS |  | .needs class | [5 empty] | Philips |  |  |  |  | 2/18/15 |  |  | Covered PM Repair - Biomedical | MHHS-Southeast
NO | YES |  |  |  | 005-04541 | 005-04541 | Philips Medical Systems Cardiac and Monitoring Syste | M8007A |  | DE35022739 | SE-OR-PACU | MHHS-Southeast |  |  |  | 005-04541 | 005-04541 | Southeast | MHHS-Southeast | SE-OR-PACU |  | 11/1/19 |  | 11/1/20 |  | MONITORS, PHYSIOLOGIC, VITAL SIGNS |  | .needs class | [5 empty] | Philips |  |  |  |  | 12/22/16 |  |  | Covered PM Repair - Biomedical | MHHS-Southeast
NO | YES |  |  |  | 005-04542 | 005-04542 | Philips Medical Systems Cardiac and Monitoring Syste | M8007A |  | DE35022705 | SE-OR-PACU | MHHS-Southeast |  |  |  | 005-04542 | 005-04542 | Southeast | MHHS-Southeast | SE-OR-PACU | Bay 6 | 5/1/19 |  | 5/1/20 |  | MONITORS, PHYSIOLOGIC, VITAL SIGNS |  | .needs class | [5 empty] | Philips |  |  |  |  | 12/22/16 |  |  | Covered PM Repair - Biomedical | MHHS-Southeast
NO | YES |  |  |  | 005-04544 | 005-04544 | Philips Medical Systems Cardiac and Monitoring Syste | M8007A |  | DE35022719 | SE-OR-PACU | MHHS-Southeast |  |  |  | 005-04544 | 005-04544 | Southeast | MHHS-Southeast | SE-OR-PACU |  | 5/1/19 |  |  |  | MONITORS, PHYSIOLOGIC, VITAL SIGNS |  | .needs class | [5 empty] | Philips | [7 empty] | Covered PM Repair - Biomedical | MHHS-Southeast
NO | YES |  |  |  | 005-04545 | 005-04545 | Philips Medical Systems Cardiac and Monitoring Syste | M8007A |  | DE35022710 | SE-OR-PACU | MHHS-Southeast |  |  |  | 005-04545 | 005-04545 | Southeast | MHHS-Southeast | SE-OR-PACU | Bay 1 | 5/1/19 |  | 5/1/20 |  | MONITORS, PHYSIOLOGIC, VITAL SIGNS |  | .needs class | [5 empty] | Philips |  |  |  |  | 7/7/16 |  |  | Covered PM Repair - Biomedical | MHHS-Southeast
NO | YES |  |  |  | 005-04546 | 005-04546 | Philips Medical Systems Cardiac and Monitoring Syste | M8007A |  | DE35022721 | SE-OR-PACU | MHHS-Southeast |  |  |  | 005-04546 | 005-04546 | Southeast & Bay Area | MHHS-Southeast | SE-OR-PACU | PACI 14 | 5/1/19 |  | 5/1/20 |  | MONITORS, PHYSIOLOGIC, VITAL SIGNS |  | .needs class | [5 empty] | Philips |  |  |  |  | 7/7/16 |  |  | Covered PM Repair - Biomedical | MHHS-Southeast
NO | YES |  |  |  | 005-04547 | 005-04547 | Philips Medical Systems Cardiac and Monitoring Syste | M8007A |  | DE35022702 | SE-OR-PACU | MHHS-Southeast |  |  |  | 005-04547 | 005-04547 | Southeast | MHHS-Southeast | SE-OR-PACU | SE - PR - PACU | 11/1/19 |  | 11/1/20 |  | MONITORS, PHYSIOLOGIC, VITAL SIGNS |  | .needs class | [5 empty] | Philips |  |  |  |  | 7/7/16 |  |  | Covered PM Repair - Biomedical | MHHS-Southeast
NO | YES |  |  |  | 005-04548 | 005-04548 | Philips Medical Systems Cardiac and Monitoring Syste | M8007A |  | DE35022740 | SE-OR-PACU | MHHS-Southeast |  |  |  | 005-04548 | 005-04548 | Southeast | MHHS-Southeast | SE-OR-PACU | Room 15 | 5/1/19 |  | 5/1/20 |  | MONITORS, PHYSIOLOGIC, VITAL SIGNS |  | .needs class | [5 empty] | Philips |  |  |  |  | 7/7/16 |  |  | Covered PM Repair - Biomedical | MHHS-Southeast
NO | YES |  |  |  | 005-04549 | 005-04549 | Philips Medical Systems Cardiac and Monitoring Syste | M8007A |  | DE35022717 | SE-OR-PACU | MHHS-Southeast |  |  |  | 005-04549 | 005-04549 | Southeast | MHHS-Southeast | SE-OR-PACU | Room 2 | 5/1/19 |  | 5/1/20 |  | MONITORS, PHYSIOLOGIC, VITAL SIGNS |  | .needs class | [5 empty] | Philips | [7 empty] | Covered PM Repair - Biomedical | MHHS-Southeast
NO | YES |  |  |  | 005-04550 | 005-04550 | Philips Medical Systems Cardiac and Monitoring Syste | M8007A |  | DE35022708 | SE-OR-PACU | MHHS-Southeast |  |  |  | 005-04550 | 005-04550 | Southeast | MHHS-Southeast | SE-OR-PACU | SE - PR - PACU | 5/1/19 |  | 5/1/20 |  | MONITORS, PHYSIOLOGIC, VITAL SIGNS |  | .needs class | [5 empty] | Philips | [7 empty] | Covered PM Repair - Biomedical | MHHS-Southeast
NO | YES |  |  |  | 005-04551 | 005-04551 | Philips Medical Systems Cardiac and Monitoring Syste | M8007A |  | DE35022704 | SE-OR-PACU | MHHS-Southeast |  |  |  | 005-04551 | 005-04551 | Southeast | MHHS-Southeast | SE-OR-PACU | Biomed | 5/1/19 |  | 5/1/20 |  | MONITORS, PHYSIOLOGIC, VITAL SIGNS |  | .needs class | [5 empty] | Philips | [7 empty] | Covered PM Repair - Biomedical | MHHS-Southeast
NO | YES | Asset Tag 005-10568 |  |  | 005-10568 | 005-10568 | Philips Medical Systems Cardiac and Monitoring Syste | M8007A |  | DE35022703 | (null) | MHHS-Southeast |  |  |  | 005-10568 | 005-10568 | (null) | MHHS-Southeast | (null) | (null) |  |  |  | (null) | MONITORS, PHYSIOLOGIC, VITAL SIGNS |  | .needs class | [5 empty] | Philips | [7 empty] | Covered PM Repair - Biomedical | MHHS-Southeast
NO | YES |  |  |  | 005-04553 | 005-04553 | Philips Medical Systems Cardiac and Monitoring Syste | M8007A |  | DE35022716 | SE-OR-PACU | MHHS-Southeast |  |  |  | 005-04553 | 005-04553 | Southeast | MHHS-Southeast | SE-OR-PACU |  | 5/1/19 |  |  |  | MONITORS, PHYSIOLOGIC, VITAL SIGNS |  | .needs class | [5 empty] | Philips | [7 empty] | Covered PM Repair - Biomedical | MHHS-Southeast
NO | YES |  |  |  | 005-04555 | 005-04555 | Philips Medical Systems Cardiac and Monitoring Syste | M8007A |  | DE35022709 | SE-OR-PACU | MHHS-Southeast |  |  |  | 005-04555 | 005-04555 | Southeast | MHHS-Southeast | SE-OR-PACU | PACU | 5/1/19 |  |  |  | MONITORS, PHYSIOLOGIC, VITAL SIGNS |  | .needs class | [5 empty] | Philips | [7 empty] | Covered PM Repair - Biomedical | MHHS-Southeast
NO | YES |  |  |  | 005-04557 | 005-04557 | Philips Medical Systems Cardiac and Monitoring Syste | M8007A |  | DE35022700 | SE-OR-PACU | MHHS-Southeast |  |  |  | 005-04557 | 005-04557 | Southeast | MHHS-Southeast | SE-OR-PACU |  | 5/1/19 |  | 5/1/20 |  | MONITORS, PHYSIOLOGIC, VITAL SIGNS |  | .needs class | [5 empty] | Philips |  |  |  |  | 1/4/17 |  |  | Covered PM Repair - Biomedical | MHHS-Southeast
NO | YES |  |  |  | 005-04559 | 005-04559 | Philips Medical Systems Cardiac and Monitoring Syste | M8007A |  | DE35022718 | SE-OR-PACU | MHHS-Southeast |  |  |  | 005-04559 | 005-04559 | Southeast | MHHS-Southeast | SE-OR-PACU | Bay 10 | 11/1/19 |  | 11/1/20 |  | MONITORS, PHYSIOLOGIC, VITAL SIGNS |  | .needs class | [5 empty] | Philips |  |  |  |  | 12/14/16 |  |  | Covered PM Repair - Biomedical | MHHS-Southeast
NO | YES |  |  |  | 005-04560 | 005-04560 | Philips Medical Systems Cardiac and Monitoring Syste | M8007A |  | DE35022707 | SE-OR-PACU | MHHS-Southeast |  |  |  | 005-04560 | 005-04560 | TMC | MHHS-Southeast | SE-OR-PACU |  | 2/1/20 |  | 2/1/17 | (null) | MONITORS, PHYSIOLOGIC, VITAL SIGNS |  | .needs class | [5 empty] | Philips | [7 empty] | Covered PM Repair - Biomedical | MHHS-Southeast
NO | YES |  |  |  | 005-13129 | 005-13129 | Philips Medical Systems Cardiac and Monitoring Syste | M8007A |  | DE35022714 | SE-OR-PACU | MHHS-Southeast |  |  |  | 005-13129 | 005-13129 | Southeast | MHHS-Southeast | SE-OR-PACU |  | 10/1/19 |  | 10/1/20 |  | MONITORS, PHYSIOLOGIC, VITAL SIGNS |  | .needs class | [5 empty] | Philips | [7 empty] | Covered PM Repair - Biomedical | MHHS-Southeast
NO | YES | [5 empty] | Philips Medical Systems Cardiac and Monitoring Syste | M8007A |  | DE84392668 | Floor 2 | MHHS-Southwest | [5 empty] | Southwest | Memorial Hermann Southwest Hospital | Floor 2 | Floor 2 | 3/1/19 |  |  |  | MONITORS, PHYSIOLOGIC, VITAL SIGNS |  | .needs class | [5 empty] | Philips |  |  |  |  | 12/22/16 |  |  | Covered PM Repair - Biomedical | MHHS-Southwest
NO | YES |  |  |  |  | 013-18052 | Philips Medical Systems Cardiac and Monitoring Syste | M8007A |  | DE84392565 | ICU B | MHHS-Southwest |  |  |  |  | 013-18052 | Southwest | Memorial Hermann Southwest Hospital | ICU B | Rm 14 | 3/1/19 |  | 3/1/20 |  | MONITORS, PHYSIOLOGIC, VITAL SIGNS |  | .needs class | [5 empty] | Philips |  |  |  |  | 1/5/17 |  |  | Covered PM Repair - Biomedical | MHHS-Southwest
NO | YES | [5 empty] | Philips Medical Systems Cardiac and Monitoring Syste | M8007A |  | DE84392567 | Floor 2 | MHHS-Southwest | [5 empty] | Southwest | Memorial Hermann Southwest Hospital | Floor 2 | Floor 2 | 3/1/19 |  |  |  | MONITORS, PHYSIOLOGIC, VITAL SIGNS |  | .needs class | [5 empty] | Philips |  |  |  |  | 12/14/16 |  |  | Covered PM Repair - Biomedical | MHHS-Southwest
NO | YES | [5 empty] | Philips Medical Systems Cardiac and Monitoring Syste | M8007A |  | DE84392655 | Floor 2 | MHHS-Southwest | [5 empty] | Southwest | Memorial Hermann Southwest Hospital | Floor 2 | Floor 2 | 3/1/19 |  |  |  | MONITORS, PHYSIOLOGIC, VITAL SIGNS |  | .needs class | [5 empty] | Philips |  |  |  |  | 5/9/15 |  |  | Covered PM Repair - Biomedical | MHHS-Southwest
NO | YES |  |  |  |  | 013-18144 | Philips Medical Systems Cardiac and Monitoring Syste | M8007A |  | DE84392569 | ICU B | MHHS-Southwest |  |  |  |  | 013-18144 | Southwest | Memorial Hermann Southwest Hospital | ICU B | Rm 9 | 3/1/19 |  | 3/1/20 |  | MONITORS, PHYSIOLOGIC, VITAL SIGNS |  | .needs class | [5 empty] | Philips | [7 empty] | Covered PM Repair - Biomedical | MHHS-Southwest
NO | YES |  |  |  |  | 013-17660 | Philips Medical Systems Cardiac and Monitoring Syste | M8007A |  | DE84392638 | SW-ICU-Neuro & Stroke | MHHS-Southwest |  |  |  |  | 013-17660 | Southwest | MHHS-Southwest | SW-ICU-Neuro & Stroke | ICU B - Room 10 | 3/1/19 |  | 3/1/20 |  | MONITORS, PHYSIOLOGIC, VITAL SIGNS |  | .needs class | [5 empty] | Philips |  |  |  |  | 12/14/16 |  |  | Covered PM Repair - Biomedical | MHHS-Southwest
NO | YES | [5 empty] | Philips Medical Systems Cardiac and Monitoring Syste | M8007A |  | DE84392650 | ICU B | MHHS-Southwest | [5 empty] | Southwest | Memorial Hermann Southwest Hospital | ICU B |  | 3/1/19 |  | 3/1/20 |  | MONITORS, PHYSIOLOGIC, VITAL SIGNS |  | .needs class | [5 empty] | Philips |  |  |  |  | 12/14/16 |  |  | Covered PM Repair - Biomedical | MHHS-Southwest
NO | YES |  |  |  |  | 013-17657 | Philips Medical Systems Cardiac and Monitoring Syste | M8007A |  | DE84392701 | ICU B | MHHS-Southwest |  |  |  |  | 013-17657 | Southwest | Memorial Hermann Southwest Hospital | ICU B | Rm 12 | 10/1/19 |  | 10/1/20 |  | MONITORS, PHYSIOLOGIC, VITAL SIGNS |  | .needs class | [5 empty] | Philips |  |  |  |  | 10/27/17 |  |  | Covered PM Repair - Biomedical | MHHS-Southwest
NO | YES |  |  |  |  | 013-17658 | Philips Medical Systems Cardiac and Monitoring Syste | M8007A |  | DE84392563 | SW-ICU-Neuro & Stroke | MHHS-Southwest |  |  |  |  | 013-17658 | Southwest | MHHS-Southwest | SW-ICU-Neuro & Stroke | ICU B - Room 13 | 5/1/19 |  | 5/1/20 |  | MONITORS, PHYSIOLOGIC, VITAL SIGNS |  | .needs class | [5 empty] | Philips |  |  |  |  | 6/21/19 |  |  | Clinical Miscellaneous | MHHS-Southwest
NO | YES |  |  |  |  | 013-17661 | Philips Medical Systems Cardiac and Monitoring Syste | M8007A |  | DE84392578 | ICU D | MHHS-Southwest |  |  |  |  | 013-17661 | Southwest | Memorial Hermann Southwest Hospital | ICU D | Rm 32 | 3/1/19 |  | 3/1/20 |  | MONITORS, PHYSIOLOGIC, VITAL SIGNS |  | .needs class | [5 empty] | Philips |  |  |  |  | 6/21/19 |  |  | Clinical Miscellaneous | MHHS-Southwest
NO | YES | [5 empty] | Philips Medical Systems Cardiac and Monitoring Syste | M8007A |  | DE84392575 | Floor 4 | MHHS-Southwest | [5 empty] | Southwest | Memorial Hermann Southwest Hospital | Floor 4 | Floor 4 | 6/1/19 |  |  |  | MONITORS, PHYSIOLOGIC, VITAL SIGNS |  | .needs class | [5 empty] | Philips |  |  |  |  | 6/21/19 |  |  | Clinical Miscellaneous | MHHS-Southwest
NO | YES |  |  |  |  | 013-18054 | Philips Medical Systems Cardiac and Monitoring Syste | M8007A |  | DE84392582 | ICU D | MHHS-Southwest |  |  |  |  | 013-18054 | Southwest | Memorial Hermann Southwest Hospital | ICU D | ICU Room 30 | 3/1/19 |  | 3/1/20 |  | MONITORS, PHYSIOLOGIC, VITAL SIGNS |  | .needs class | [5 empty] | Philips |  |  |  |  | 6/21/19 |  |  | Clinical Miscellaneous | MHHS-Southwest
NO | YES |  |  |  | 077-09006 | 077-09006 | Philips Medical Systems Cardiac and Monitoring Syste | M8007A |  | DE52033362 | TMC-Children's-PICU (9Hp) | MHHS-TMC |  |  |  | 077-09006 | 077-09006 | TMC | MHHS-TMC | TMC-Children's-PICU (9Hp) |  | 4/5/19 |  |  |  | MONITORS, PHYSIOLOGIC, VITAL SIGNS |  | .needs class | [5 empty] | Philips |  |  |  |  | 12/22/16 | Verified 3/30/2020 4:07pm (Central) |  | Covered PM Repair - Biomedical | MHHS-TMC
NO | YES |  |  |  | 005-04543 | 005-04543 | Philips Medical Systems Cardiac and Monitoring Syste | M8007A |  | DE35022712 | SE-OR-PACU |  |  |  |  | 005-04543 | 005-04543 | Southeast | MHHS-Southeast | SE-OR-PACU
YES | YES |  |  |  | 099-06036 | 099-06036 | Philips Medical Systems Cardiac and Monitoring Syste | M8007A |  | DE22720784 | PACU |  |  |  |  | 099-06036 | 099-06036 |  | Memorial Hermann- South East | PACU | PACI 05 |  |  |  | No PM Sticker
NO | YES |  |  |  | 041-16648 | 041-16648 | Philips Medical Systems Cardiac and Monitoring Syste | M8007A |  | DE843B1442 | MEMORIAL CITY - OUTPATIENT SURGERY |  |  |  |  | 041-16648 | 041-16648 | West | Memorial City - Memorial Hermann Hospital West Tower | MEMORIAL CITY - OUTPATIENT SURGERY | W1 300.94 OR 7 |  |  |  |  | MONITORS, PHYSIOLOGIC, VITAL SIGNS
NO | NO |  |  |  | 009-06227 |  | Philips Medical Systems Cardiac and Monitoring Syste | M8007A |  | DE73172899 | GH - ICU | MHHS-Greater Heights |  |  |  | 009-06227 |  | Central & Greater Heights |  | GH - ICU | [5 empty] | MONITORS, PHYSIOLOGIC, VITAL SIGNS |  | .needs class | [5 empty] | Philips | [7 empty] | Covered PM Repair - Biomedical | MHHS-Greater Heights
NO | NO |  |  |  | 009-10297 |  | Philips Medical Systems Cardiac and Monitoring Syste | M8007A |  | DE61754896 | GH - ICU | MHHS-Greater Heights |  |  |  | 009-10297 |  | Central & Greater Heights |  | GH - ICU | [5 empty] | MONITORS, PHYSIOLOGIC, VITAL SIGNS |  | .needs class | [5 empty] | Philips | [7 empty] | Covered PM Repair - Biomedical | MHHS-Greater Heights
NO | NO | [5 empty] | Philips Medical Systems Cardiac and Monitoring Syste | M8007A |  | DE61754866 | GH - ICU | MHHS-Greater Heights | [5 empty] | Central & Greater Heights |  | GH - ICU | [5 empty] | MONITORS, PHYSIOLOGIC, VITAL SIGNS |  | .needs class | [5 empty] | Philips | [7 empty] | Covered PM Repair - Biomedical | MHHS-Greater Heights
NO | NO | [5 empty] | Philips Medical Systems Cardiac and Monitoring Syste | M8007A |  | DE73172877 | GH - ICU | MHHS-Greater Heights | [5 empty] | Central & Greater Heights |  | GH - ICU | [5 empty] | MONITORS, PHYSIOLOGIC, VITAL SIGNS |  | .needs class | [5 empty] | Philips | [7 empty] | Covered PM Repair - Biomedical | MHHS-Greater Heights
NO | NO | [5 empty] | Philips Medical Systems Cardiac and Monitoring Syste | M8007A |  | DE73167734 | GH - ICU | MHHS-Greater Heights | [5 empty] | Central & Greater Heights |  | GH - ICU | [5 empty] | MONITORS, PHYSIOLOGIC, VITAL SIGNS |  | .needs class | [5 empty] | Philips | [7 empty] | Covered PM Repair - Biomedical | MHHS-Greater Heights
NO | NO | [5 empty] | Philips Medical Systems Cardiac and Monitoring Syste | M8007A |  | DE61754876 | GH - ICU | MHHS-Greater Heights | [5 empty] | Central & Greater Heights |  | GH - ICU | [5 empty] | MONITORS, PHYSIOLOGIC, VITAL SIGNS |  | .needs class | [5 empty] | Philips | [7 empty] | Covered PM Repair - Biomedical | MHHS-Greater Heights
NO | NO | [5 empty] | Philips Medical Systems Cardiac and Monitoring Syste | M8007A |  | DE73172897 | GH - ICU | MHHS-Greater Heights | [5 empty] | Central & Greater Heights |  | GH - ICU | [5 empty] | MONITORS, PHYSIOLOGIC, VITAL SIGNS |  | .needs class | [5 empty] | Philips | [7 empty] | Covered PM Repair - Biomedical | MHHS-Greater Heights
NO | NO | [5 empty] | Philips Medical Systems Cardiac and Monitoring Syste | M8007A |  | DE73172866 | GH - ICU | MHHS-Greater Heights | [5 empty] | Central & Greater Heights |  | GH - ICU | [5 empty] | MONITORS, PHYSIOLOGIC, VITAL SIGNS |  | .needs class | [5 empty] | Philips | [7 empty] | Covered PM Repair - Biomedical | MHHS-Greater Heights
NO | NO | [5 empty] | Philips Medical Systems Cardiac and Monitoring Syste | M8007A |  | DE73167733 | GH - ICU | MHHS-Greater Heights | [5 empty] | Central & Greater Heights |  | GH - ICU | [5 empty] | MONITORS, PHYSIOLOGIC, VITAL SIGNS |  | .needs class | [5 empty] | Philips | [7 empty] | Clinical Miscellaneous | MHHS-Greater Heights
NO | NO | [5 empty] | Philips Medical Systems Cardiac and Monitoring Syste | M8007A |  | DE73167730 | GH - ICU | MHHS-Greater Heights | [5 empty] | Central & Greater Heights |  | GH - ICU | [5 empty] | MONITORS, PHYSIOLOGIC, VITAL SIGNS |  | .needs class | [5 empty] | Philips | [7 empty] | Covered PM Repair - Biomedical | MHHS-Greater Heights
NO | NO | [5 empty] | Philips Medical Systems Cardiac and Monitoring Syste | M8007A |  | DE73167741 | GH - ICU | MHHS-Greater Heights | [5 empty] | Central & Greater Heights |  | GH - ICU | [5 empty] | MONITORS, PHYSIOLOGIC, VITAL SIGNS |  | .needs class | [5 empty] | Philips | [7 empty] | Covered PM Repair - Biomedical | MHHS-Greater Heights
NO | NO | [5 empty] | Philips Medical Systems Cardiac and Monitoring Syste | M8007A |  | DE61754864 | GH - ICU | MHHS-Greater Heights | [5 empty] | Central & Greater Heights |  | GH - ICU | [5 empty] | MONITORS, PHYSIOLOGIC, VITAL SIGNS |  | .needs class | [5 empty] | Philips | [7 empty] | Covered PM Repair - Biomedical | MHHS-Greater Heights
NO | NO | [5 empty] | Philips Medical Systems Cardiac and Monitoring Syste | M8007A |  | DE61754859 | GH - ICU | MHHS-Greater Heights | [5 empty] | Central & Greater Heights |  | GH - ICU | [5 empty] | MONITORS, PHYSIOLOGIC, VITAL SIGNS |  | .needs class | [5 empty] | Philips | [7 empty] | Covered PM Repair - Biomedical | MHHS-Greater Heights
NO | NO | [5 empty] | Philips Medical Systems Cardiac and Monitoring Syste | M8007A |  | DE73172856 | GH - ICU | MHHS-Greater Heights | [5 empty] | Central & Greater Heights |  | GH - ICU | [5 empty] | MONITORS, PHYSIOLOGIC, VITAL SIGNS |  | .needs class | [5 empty] | Philips | [7 empty] | Covered PM Repair - Biomedical | MHHS-Greater Heights
NO | NO | [5 empty] | Philips Medical Systems Cardiac and Monitoring Syste | M8007A |  | DE73167735 | GH - ICU | MHHS-Greater Heights | [5 empty] | Central & Greater Heights |  | GH - ICU | [5 empty] | MONITORS, PHYSIOLOGIC, VITAL SIGNS |  | .needs class | [5 empty] | Philips | [7 empty] | Covered PM Repair - Biomedical | MHHS-Greater Heights
NO | NO | [5 empty] | Philips Medical Systems Cardiac and Monitoring Syste | M8007A |  | DE73167728 | GH - ICU | MHHS-Greater Heights | [5 empty] | Central & Greater Heights |  | GH - ICU | [5 empty] | MONITORS, PHYSIOLOGIC, VITAL SIGNS |  | .needs class | [5 empty] | Philips | [7 empty] | Not Covered Vendor Only - Biomedical | MHHS-Greater Heights
NO | NO | [5 empty] | Philips Medical Systems Cardiac and Monitoring Syste | M8007A |  | DE61754863 | GH - ICU | MHHS-Greater Heights | [5 empty] | Central & Greater Heights |  | GH - ICU | [5 empty] | MONITORS, PHYSIOLOGIC, VITAL SIGNS |  | .needs class | [5 empty] | Philips | [7 empty] | Covered PM Repair - Biomedical | MHHS-Greater Heights
NO | NO | [5 empty] | Philips Medical Systems Cardiac and Monitoring Syste | M8007A |  | DE73167737 | GH - ICU | MHHS-Greater Heights | [5 empty] | Central & Greater Heights |  | GH - ICU | [5 empty] | MONITORS, PHYSIOLOGIC, VITAL SIGNS |  | .needs class | [5 empty] | Philips | [7 empty] | Covered PM Repair - Biomedical | MHHS-Greater Heights
NO | NO | [5 empty] | Philips Medical Systems Cardiac and Monitoring Syste | M8007A |  | DE73172865 | GH - ICU | MHHS-Greater Heights | [5 empty] | Central & Greater Heights |  | GH - ICU | [5 empty] | MONITORS, PHYSIOLOGIC, VITAL SIGNS |  | .needs class | [5 empty] | Philips | [7 empty] | Covered PM Repair - Biomedical | MHHS-Greater Heights
NO | NO | [5 empty] | Philips Medical Systems Cardiac and Monitoring Syste | M8007A |  | DE73172867 | GH - ICU | MHHS-Greater Heights | [5 empty] | Central & Greater Heights |  | GH - ICU | [5 empty] | MONITORS, PHYSIOLOGIC, VITAL SIGNS |  | .needs class | [5 empty] | Philips | [7 empty] | Covered PM Repair - Biomedical | MHHS-Greater Heights
NO | NO | [5 empty] | Philips Medical Systems Cardiac and Monitoring Syste | M8007A |  | DE73172892 | GH - ICU | MHHS-Greater Heights | [5 empty] | Central & Greater Heights |  | GH - ICU | [5 empty] | MONITORS, PHYSIOLOGIC, VITAL SIGNS |  | .needs class | [5 empty] | Philips | [7 empty] | Covered PM Repair - Biomedical | MHHS-Greater Heights
NO | NO | [5 empty] | Philips Medical Systems Cardiac and Monitoring Syste | M8007A |  | DE73167731 | GH - ICU | MHHS-Greater Heights | [5 empty] | Central & Greater Heights |  | GH - ICU | [5 empty] | MONITORS, PHYSIOLOGIC, VITAL SIGNS |  | .needs class | [5 empty] | Philips | [7 empty] | Covered PM Repair - Biomedical | MHHS-Greater Heights
NO | NO |  |  |  | 009-33627 |  | Philips Medical Systems Cardiac and Monitoring Syste | M8007A |  | DE52031738 | GH - OR ANESTHESIA | MHHS-Greater Heights |  |  |  | 009-33627 |  | Central & Greater Heights |  | GH - OR ANESTHESIA | [5 empty] | MONITORS, PHYSIOLOGIC, VITAL SIGNS |  | .needs class | [5 empty] | Philips | [7 empty] | Covered PM Repair - Biomedical | MHHS-Greater Heights
NO | NO |  |  |  | 133-02529 |  | Philips Medical Systems Cardiac and Monitoring Syste | M8007A |  | DE44027320 | KATY - OR | MHHS-Katy |  |  |  | 133-02529 |  | Katy |  | KATY - OR | [5 empty] | MONITORS, PHYSIOLOGIC, VITAL SIGNS |  | .needs class | [5 empty] | Philips | [7 empty] | Covered PM Repair - Biomedical | MHHS-Katy
NO | NO | [5 empty] | Philips Medical Systems Cardiac and Monitoring Syste | M8007A |  | DE61757520 | MEMORIAL CITY - MOR | MHHS-Mem City | [5 empty] | West & Memorial City |  | MEMORIAL CITY - MOR | [5 empty] | MONITORS, PHYSIOLOGIC, VITAL SIGNS |  | .needs class | [5 empty] | Philips | [7 empty] | Covered PM Repair - Biomedical | MHHS-Mem City
NO | NO | [5 empty] | Philips Medical Systems Cardiac and Monitoring Syste | M8007A |  | DE73160765 | MEMORIAL CITY - MOR | MHHS-Mem City | [5 empty] | West & Memorial City |  | MEMORIAL CITY - MOR | [5 empty] | MONITORS, PHYSIOLOGIC, VITAL SIGNS |  | .needs class | [5 empty] | Philips | [7 empty] | Covered PM Repair - Biomedical | MHHS-Mem City
NO | NO | [5 empty] | Philips Medical Systems Cardiac and Monitoring Syste | M8007A |  | DE44026042 | MEMORIAL CITY - MOR | MHHS-Mem City | [5 empty] | West & Memorial City |  | MEMORIAL CITY - MOR | [5 empty] | MONITORS, PHYSIOLOGIC, VITAL SIGNS |  | .needs class | [5 empty] | Philips | [7 empty] | Covered PM Repair - Biomedical | MHHS-Mem City
NO | NO | [5 empty] | Philips Medical Systems Cardiac and Monitoring Syste | M8007A |  | DE843B1756 | MEMORIAL CITY - SICU | MHHS-Mem City | [5 empty] | West & Memorial City |  | MEMORIAL CITY - SICU | [5 empty] | MONITORS, PHYSIOLOGIC, VITAL SIGNS |  | .needs class | [5 empty] | Philips | [7 empty] | Covered PM Repair - Biomedical | MHHS-Mem City
NO | NO |  |  |  | 005-04063 |  | Philips Medical Systems Cardiac and Monitoring Syste | M8007A |  | DE44027745 | SE - ICU | MHHS-Southeast |  |  |  | 005-04063 |  | Southeast & Bay Area |  | SE - ICU | [5 empty] | MONITORS, PHYSIOLOGIC, VITAL SIGNS |  | .needs class | [5 empty] | Philips | [7 empty] | Covered PM Repair - Biomedical | MHHS-Southeast
NO | NO |  |  |  | 005-04066 |  | Philips Medical Systems Cardiac and Monitoring Syste | M8007A |  | DE44027719 | SE - ICU | MHHS-Southeast |  |  |  | 005-04066 |  | Southeast & Bay Area |  | SE - ICU | [5 empty] | MONITORS, PHYSIOLOGIC, VITAL SIGNS |  | .needs class | [5 empty] | Philips | [7 empty] | Covered PM Repair - Biomedical | MHHS-Southeast
NO | NO |  |  |  | 005-04091 |  | Philips Medical Systems Cardiac and Monitoring Syste | M8007A |  | DE35019862 | SE - ICU | MHHS-Southeast |  |  |  | 005-04091 |  | Southeast & Bay Area |  | SE - ICU | [5 empty] | MONITORS, PHYSIOLOGIC, VITAL SIGNS |  | .needs class | [5 empty] | Philips | [7 empty] | Covered PM Repair - Biomedical | MHHS-Southeast
NO | NO |  |  |  | 005-04100 |  | Philips Medical Systems Cardiac and Monitoring Syste | M8007A |  | DE35019858 | SE - ICU | MHHS-Southeast |  |  |  | 005-04100 |  | Southeast & Bay Area |  | SE - ICU | [5 empty] | MONITORS, PHYSIOLOGIC, VITAL SIGNS |  | .needs class | [5 empty] | Philips | [7 empty] | Covered PM Repair - Biomedical | MHHS-Southeast
NO | NO |  |  |  | 005-04123 |  | Philips Medical Systems Cardiac and Monitoring Syste | M8007A |  | DE35019864 | SE - ICU | MHHS-Southeast |  |  |  | 005-04123 |  | Southeast & Bay Area |  | SE - ICU | [5 empty] | MONITORS, PHYSIOLOGIC, VITAL SIGNS |  | .needs class | [5 empty] | Philips | [7 empty] | Covered PM Repair - Biomedical | MHHS-Southeast
NO | NO |  |  |  | 005-04128 |  | Philips Medical Systems Cardiac and Monitoring Syste | M8007A |  | DE35019859 | SE - ICU | MHHS-Southeast |  |  |  | 005-04128 |  | Southeast & Bay Area |  | SE - ICU | [5 empty] | MONITORS, PHYSIOLOGIC, VITAL SIGNS |  | .needs class | [5 empty] | Philips | [7 empty] | Covered PM Repair - Biomedical | MHHS-Southeast
NO | NO |  |  |  | 005-04135 |  | Philips Medical Systems Cardiac and Monitoring Syste | M8007A |  | DE35019861 | SE - ICU | MHHS-Southeast |  |  |  | 005-04135 |  | Southeast & Bay Area |  | SE - ICU | [5 empty] | MONITORS, PHYSIOLOGIC, VITAL SIGNS |  | .needs class | [5 empty] | Philips | [7 empty] | Covered PM Repair - Biomedical | MHHS-Southeast
NO | NO |  |  |  | 005-04143 |  | Philips Medical Systems Cardiac and Monitoring Syste | M8007A |  | DE35019854 | SE - ICU | MHHS-Southeast |  |  |  | 005-04143 |  | Southeast & Bay Area |  | SE - ICU | [5 empty] | MONITORS, PHYSIOLOGIC, VITAL SIGNS |  | .needs class | [5 empty] | Philips | [7 empty] | Covered PM Repair - Biomedical | MHHS-Southeast
NO | NO |  |  |  | 005-04151 |  | Philips Medical Systems Cardiac and Monitoring Syste | M8007A |  | DE35019846 | SE - ICU | MHHS-Southeast |  |  |  | 005-04151 |  | Southeast & Bay Area |  | SE - ICU | [5 empty] | MONITORS, PHYSIOLOGIC, VITAL SIGNS |  | .needs class | [5 empty] | Philips | [7 empty] | Covered PM Repair - Biomedical | MHHS-Southeast
NO | NO |  |  |  | 005-04152 |  | Philips Medical Systems Cardiac and Monitoring Syste | M8007A |  | DE35019857 | SE - ICU | MHHS-Southeast |  |  |  | 005-04152 |  | Southeast & Bay Area |  | SE - ICU | [5 empty] | MONITORS, PHYSIOLOGIC, VITAL SIGNS |  | .needs class | [5 empty] | Philips | [7 empty] | Covered PM Repair - Biomedical | MHHS-Southeast
NO | NO |  |  |  | 005-04726 |  | Philips Medical Systems Cardiac and Monitoring Syste | M8007A |  | DE35019856 | SE - ICU | MHHS-Southeast |  |  |  | 005-04726 |  | Southeast & Bay Area |  | SE - ICU | [5 empty] | MONITORS, PHYSIOLOGIC, VITAL SIGNS |  | .needs class | [5 empty] | Philips | [7 empty] | Covered PM Repair - Biomedical | MHHS-Southeast
NO | NO |  |  |  | 005-04727 |  | Philips Medical Systems Cardiac and Monitoring Syste | M8007A |  | DE35019850 | SE - ICU | MHHS-Southeast |  |  |  | 005-04727 |  | Southeast & Bay Area |  | SE - ICU | [5 empty] | MONITORS, PHYSIOLOGIC, VITAL SIGNS |  | .needs class | [5 empty] | Philips | [7 empty] | Covered PM Repair - Biomedical | MHHS-Southeast
NO | NO |  |  |  | 005-04739 |  | Philips Medical Systems Cardiac and Monitoring Syste | M8007A |  | DE35019847 | SE - ICU | MHHS-Southeast |  |  |  | 005-04739 |  | Southeast & Bay Area |  | SE - ICU | [5 empty] | MONITORS, PHYSIOLOGIC, VITAL SIGNS |  | .needs class | [5 empty] | Philips | [7 empty] | Covered PM Repair - Biomedical | MHHS-Southeast
NO | NO |  |  |  | 005-05241 |  | Philips Medical Systems Cardiac and Monitoring Syste | M8007A |  | DE35019844 | SE - ICU | MHHS-Southeast |  |  |  | 005-05241 |  | Southeast & Bay Area |  | SE - ICU | [5 empty] | MONITORS, PHYSIOLOGIC, VITAL SIGNS |  | .needs class | [5 empty] | Philips | [7 empty] | Covered PM Repair - Biomedical | MHHS-Southeast
NO | NO |  |  |  | 005-05271 |  | Philips Medical Systems Cardiac and Monitoring Syste | M8007A |  | DE35019853 | SE - ICU | MHHS-Southeast |  |  |  | 005-05271 |  | Southeast & Bay Area |  | SE - ICU | [5 empty] | MONITORS, PHYSIOLOGIC, VITAL SIGNS |  | .needs class | [5 empty] | Philips | [7 empty] | Covered PM Repair - Biomedical | MHHS-Southeast
NO | NO |  |  |  | 005-05272 |  | Philips Medical Systems Cardiac and Monitoring Syste | M8007A |  | DE35019855 | SE - ICU | MHHS-Southeast |  |  |  | 005-05272 |  | Southeast & Bay Area |  | SE - ICU | [5 empty] | MONITORS, PHYSIOLOGIC, VITAL SIGNS |  | .needs class | [5 empty] | Philips | [7 empty] | Covered PM Repair - Biomedical | MHHS-Southeast
NO | NO |  |  |  | 005-08565 |  | Philips Medical Systems Cardiac and Monitoring Syste | M8007A |  | de843a1814 | SE - ICU | MHHS-Southeast |  |  |  | 005-08565 |  | Southeast & Bay Area |  | SE - ICU | [5 empty] | MONITORS, PHYSIOLOGIC, VITAL SIGNS |  | .needs class | [5 empty] | Philips | [7 empty] | Covered PM Repair - Biomedical | MHHS-Southeast
NO | NO |  |  |  | 005-08566 |  | Philips Medical Systems Cardiac and Monitoring Syste | M8007A |  | de843a2663 | SE - ICU | MHHS-Southeast |  |  |  | 005-08566 |  | Southeast & Bay Area |  | SE - ICU | [5 empty] | MONITORS, PHYSIOLOGIC, VITAL SIGNS |  | .needs class | [5 empty] | Philips | [7 empty] | Covered PM Repair - Biomedical | MHHS-Southeast
NO | NO |  |  |  | 005-08567 |  | Philips Medical Systems Cardiac and Monitoring Syste | M8007A |  | DE843A1805 | SE - ICU | MHHS-Southeast |  |  |  | 005-08567 |  | Southeast & Bay Area |  | SE - ICU | [5 empty] | MONITORS, PHYSIOLOGIC, VITAL SIGNS |  | .needs class | [5 empty] | Philips | [7 empty] | Covered PM Repair - Biomedical | MHHS-Southeast
NO | NO |  |  |  | 005-08568 |  | Philips Medical Systems Cardiac and Monitoring Syste | M8007A |  | DE843A1819 | SE - ICU | MHHS-Southeast |  |  |  | 005-08568 |  | Southeast & Bay Area |  | SE - ICU | [5 empty] | MONITORS, PHYSIOLOGIC, VITAL SIGNS |  | .needs class | [5 empty] | Philips | [7 empty] | Not Covered Vendor Only - Biomedical | MHHS-Southeast
NO | NO |  |  |  | 005-13128 |  | Philips Medical Systems Cardiac and Monitoring Syste | M8007A |  | DE35019860 | SE - ICU | MHHS-Southeast |  |  |  | 005-13128 |  | Southeast & Bay Area |  | SE - ICU | [5 empty] | MONITORS, PHYSIOLOGIC, VITAL SIGNS |  | .needs class | [5 empty] | Philips | [7 empty] | Covered PM Repair - Biomedical | MHHS-Southeast
NO | NO |  |  |  | 005-04558 |  | Philips Medical Systems Cardiac and Monitoring Syste | M8007A |  | DE35022701 | SE - OR - PACU | MHHS-Southeast |  |  |  | 005-04558 |  | Southeast & Bay Area |  | SE - OR - PACU | [5 empty] | MONITORS, PHYSIOLOGIC, VITAL SIGNS |  | .needs class | [5 empty] | Philips | [7 empty] | Covered PM Repair - Biomedical | MHHS-Southeast
NO | NO | [5 empty] | Philips Medical Systems Cardiac and Monitoring Syste | M8007A |  | DE84392577 | SW - ICU | MHHS-Southwest | [5 empty] | Southwest |  | SW - ICU | [5 empty] | MONITORS, PHYSIOLOGIC, VITAL SIGNS |  | .needs class | [5 empty] | Philips | [7 empty] | Covered PM Repair - Biomedical | MHHS-Southwest
NO | NO | [5 empty] | Philips Medical Systems Cardiac and Monitoring Syste | M8007A |  | DE84392678 | SW - ICU | MHHS-Southwest | [5 empty] | Southwest |  | SW - ICU | [5 empty] | MONITORS, PHYSIOLOGIC, VITAL SIGNS |  | .needs class | [5 empty] | Philips | [7 empty] | Covered PM Repair - Biomedical | MHHS-Southwest
NO | NO | [5 empty] | Philips Medical Systems Cardiac and Monitoring Syste | M8007A |  | DE84392583 | SW - ICU - CCU | MHHS-Southwest | [5 empty] | Southwest |  | SW - ICU - CCU | [5 empty] | MONITORS, PHYSIOLOGIC, VITAL SIGNS |  | .needs class | [5 empty] | Philips | [7 empty] | Covered PM Repair - Biomedical | MHHS-Southwest
NO | NO | [5 empty] | Philips Medical Systems Cardiac and Monitoring Syste | M8007A |  | DE84392656 | SW - ICU - CCU | MHHS-Southwest | [5 empty] | Southwest |  | SW - ICU - CCU | [5 empty] | MONITORS, PHYSIOLOGIC, VITAL SIGNS |  | .needs class | [5 empty] | Philips | [7 empty] | Covered PM Repair - Biomedical | MHHS-Southwest
NO | NO | [5 empty] | Philips Medical Systems Cardiac and Monitoring Syste | M8007A |  | DE84392566 | SW - ICU - CCU | MHHS-Southwest | [5 empty] | Southwest |  | SW - ICU - CCU | [5 empty] | MONITORS, PHYSIOLOGIC, VITAL SIGNS |  | .needs class | [5 empty] | Philips | [7 empty] | Covered PM Repair - Biomedical | MHHS-Southwest
NO | NO | [5 empty] | Philips Medical Systems Cardiac and Monitoring Syste | M8007A |  | DE84392561 | SW - ICU - CCU | MHHS-Southwest | [5 empty] | Southwest |  | SW - ICU - CCU | [5 empty] | MONITORS, PHYSIOLOGIC, VITAL SIGNS |  | .needs class | [5 empty] | Philips | [7 empty] | Covered PM Repair - Biomedical | MHHS-Southwest
NO | NO | [5 empty] | Philips Medical Systems Cardiac and Monitoring Syste | M8007A |  | DE84392645 | SW - ICU - CCU | MHHS-Southwest | [5 empty] | Southwest |  | SW - ICU - CCU | [5 empty] | MONITORS, PHYSIOLOGIC, VITAL SIGNS |  | .needs class | [5 empty] | Philips | [7 empty] | Covered PM Repair - Biomedical | MHHS-Southwest
NO | NO | [5 empty] | Philips Medical Systems Cardiac and Monitoring Syste | M8007A |  | DE84392689 | SW - ICU - CCU | MHHS-Southwest | [5 empty] | Southwest |  | SW - ICU - CCU | [5 empty] | MONITORS, PHYSIOLOGIC, VITAL SIGNS |  | .needs class | [5 empty] | Philips | [7 empty] | Covered PM Repair - Biomedical | MHHS-Southwest
NO | NO | [5 empty] | Philips Medical Systems Cardiac and Monitoring Syste | M8007A |  |  | SW - ICU - CCU | MHHS-Southwest | [5 empty] | Southwest |  | SW - ICU - CCU | [5 empty] | MONITORS, PHYSIOLOGIC, VITAL SIGNS |  | .needs class | [5 empty] | Philips | [7 empty] | Covered PM Repair - Biomedical | MHHS-Southwest
NO | NO | [5 empty] | Philips Medical Systems Cardiac and Monitoring Syste | M8007A |  | DE84392574 | SW - ICU - CCU | MHHS-Southwest | [5 empty] | Southwest |  | SW - ICU - CCU | [5 empty] | MONITORS, PHYSIOLOGIC, VITAL SIGNS |  | .needs class | [5 empty] | Philips | [7 empty] | Covered PM Repair - Biomedical | MHHS-Southwest
NO | NO | [5 empty] | Philips Medical Systems Cardiac and Monitoring Syste | M8007A |  | DE84392634 | SW - ICU - CCU | MHHS-Southwest | [5 empty] | Southwest |  | SW - ICU - CCU | [5 empty] | MONITORS, PHYSIOLOGIC, VITAL SIGNS |  | .needs class | [5 empty] | Philips | [7 empty] | Covered PM Repair - Biomedical | MHHS-Southwest
NO | NO | [5 empty] | Philips Medical Systems Cardiac and Monitoring Syste | M8007A |  | DE84392571 | SW - ICU - CCU | MHHS-Southwest | [5 empty] | Southwest |  | SW - ICU - CCU | [5 empty] | MONITORS, PHYSIOLOGIC, VITAL SIGNS |  | .needs class | [5 empty] | Philips | [7 empty] | Covered PM Repair - Biomedical | MHHS-Southwest
NO | NO | [5 empty] | Philips Medical Systems Cardiac and Monitoring Syste | M8007A |  | DE84392584 | SW - ICU - CCU | MHHS-Southwest | [5 empty] | Southwest |  | SW - ICU - CCU | [5 empty] | MONITORS, PHYSIOLOGIC, VITAL SIGNS |  | .needs class | [5 empty] | Philips | [7 empty] | Covered PM Repair - Biomedical | MHHS-Southwest
NO | NO | [5 empty] | Philips Medical Systems Cardiac and Monitoring Syste | M8007A |  | DE84392669 | SW - RESPIRATORY | MHHS-Southwest | [5 empty] | Southwest |  | SW - RESPIRATORY | [5 empty] | MONITORS, PHYSIOLOGIC, VITAL SIGNS |  | .needs class | [5 empty] | Philips | [7 empty] | Clinical Miscellaneous | MHHS-Southwest
NO | NO | [5 empty] | Philips Medical Systems Cardiac and Monitoring Syste | M8007A |  | DE84392648 | SW - RESPIRATORY | MHHS-Southwest | [5 empty] | Southwest |  | SW - RESPIRATORY | [5 empty] | MONITORS, PHYSIOLOGIC, VITAL SIGNS |  | .needs class | [5 empty] | Philips | [7 empty] | Not Covered Vendor Only - Biomedical | MHHS-Southwest
NO | NO | [5 empty] | Philips Medical Systems Cardiac and Monitoring Syste | M8007A |  | DE84392580 | SW - RESPIRATORY | MHHS-Southwest | [5 empty] | Southwest |  | SW - RESPIRATORY | [5 empty] | MONITORS, PHYSIOLOGIC, VITAL SIGNS |  | .needs class | [5 empty] | Philips | [7 empty] | Covered PM Repair - Biomedical | MHHS-Southwest
NO | NO | [5 empty] | Philips Medical Systems Cardiac and Monitoring Syste | M8007A |  | DE84392671 | SW - RESPIRATORY | MHHS-Southwest | [5 empty] | Southwest |  | SW - RESPIRATORY | [5 empty] | MONITORS, PHYSIOLOGIC, VITAL SIGNS |  | .needs class | [5 empty] | Philips | [7 empty] | Clinical Miscellaneous | MHHS-Southwest
NO | NO |  |  |  | 077-09018 |  | Philips Medical Systems Cardiac and Monitoring Syste | M8007A |  | DE22712226 | TMC - CHILDRENS - PICU (9HP) | MHHS-TMC |  |  |  | 077-09018 |  | TMC |  | TMC - CHILDRENS - PICU (9HP) | [5 empty] | MONITORS, PHYSIOLOGIC, VITAL SIGNS |  | .needs class | [5 empty] | Philips | [7 empty] | Covered PM Repair - Biomedical | MHHS-TMC
NO | YES |  |  |  | 041-17364 | 041-17364 | Philips Medical Systems Cardiac and Monitoring Syste | M8023A |  | DE21973550 | Emergency center | MHHS-Mem City |  | Power Supply |  | 041-17364 | 041-17364 | West | Memorial Hermann Memorial city medical center emergency center | Emergency center | Nirse Station |  |  |  | No p.m. | POWER SUPPLIES |  | POWERSUPPLY-Philips-M8023A | POWERSUPPLY | M8023A |  |  |  | Philips | Power Supply |  | POWERSUPPLY-Philips-M8023A |  |  |  |  | Covered PM Repair - Biomedical | MHHS-Mem City
NO | YES |  |  |  | 005-10714 | 005-10714 | Philips Medical Systems Cardiac and Monitoring Syste | M8023A |  | DE21951670 | SE-OR | MHHS-Southeast |  | Power Supply |  | 005-10714 | 005-10714 | Southeast | MHHS-Southeast | SE-OR | Hybrid OR | 12/1/15 |  |  |  | POWER SUPPLIES |  | POWERSUPPLY-Philips-M8023A | POWERSUPPLY | M8023A |  |  |  | Philips | Power Supply |  | POWERSUPPLY-Philips-M8023A |  | 11/1/16 |  |  | Covered PM Repair - Biomedical | MHHS-Southeast
NO | NO |  |  |  | 005-11893 |  | Philips Medical Systems Cardiac and Monitoring Syste | M8023A |  | DE21970119 | SE - ICU | MHHS-Southeast |  | Power Supply |  | 005-11893 |  | Southeast & Bay Area |  | SE - ICU | [5 empty] | POWER SUPPLIES |  | POWERSUPPLY-Philips-M8023A | POWERSUPPLY | M8023A |  |  |  | Philips | Power Supply |  | POWERSUPPLY-Philips-M8023A |  |  |  |  | Covered PM Repair - Biomedical | MHHS-Southeast
NO | NO |  |  |  | DE21937962 |  | Philips Medical Systems Cardiac and Monitoring Syste | M8023A |  | DE21937962 | SE - ICU | MHHS-Southeast |  | Power Supply |  | DE21937962 |  | Southeast & Bay Area |  | SE - ICU | [5 empty] | POWER SUPPLIES |  | POWERSUPPLY-Philips-M8023A | POWERSUPPLY | M8023A |  |  |  | Philips | Power Supply |  | POWERSUPPLY-Philips-M8023A |  |  |  |  | Covered PM Repair - Biomedical | MHHS-Southeast
NO | YES |  |  |  |  | 099-03163 | Philips Medical Systems Cardiac and Monitoring Syste | M8048A |  | DE50235878 | Katy-Labor & Delivery OR | MHHS-Katy |  | Module, Control/Rack |  |  | 099-03163 | Katy | MHHS-Katy | Katy-Labor & Delivery OR | Csection or 2 | 2/1/11 | 2/1/20 |  |  | PHYSIOLOGIC MONITOR MODULE HOUSINGS | Module, Control/Rack | MODULECONTROLRACK-Philips-M8048A | MODULECONTROLRACK | M8048A |  |  |  | Philips | Module, Control/Rack |  | MODULECONTROLRACK-Philips-M8048A |  | 3/6/14 |  |  | Covered PM Repair - Biomedical | MHHS-Katy | [8 empty] | MODULECONTROLRACK | Module, Control/Rack | Philips
NO | YES |  |  |  | 013-37924 | 013-37924 | Philips Medical Systems Cardiac and Monitoring Syste | M8048A |  | DE439E0609 | Floor 7 | MHHS-Southwest |  | Module, Control/Rack |  | 013-37924 | 013-37924 | Southwest | Memorial Hermann Southwest Hospital | Floor 7 | Floor 7 | 12/1/16 |  |  |  | PHYSIOLOGIC MONITOR MODULE HOUSINGS | Module, Control/Rack | MODULECONTROLRACK-Philips-M8048A | MODULECONTROLRACK | M8048A |  |  |  | Philips | Module, Control/Rack |  | MODULECONTROLRACK-Philips-M8048A |  |  |  |  | Covered PM Repair - Biomedical | MHHS-Southwest | [8 empty] | MODULECONTROLRACK | Module, Control/Rack | Philips
NO | YES | Asset Tag 013-37926 |  |  | 013-37926 | 013-37926 | Philips Medical Systems Cardiac and Monitoring Syste | M8048A |  | DE439E0617 | SW-ICU-Neuro & Stroke | MHHS-Southwest |  | Module, Control/Rack |  | 013-37926 | 013-37926 | Southwest | MHHS-Southwest | SW-ICU-Neuro & Stroke |  | 12/13/16 |  |  |  | PHYSIOLOGIC MONITOR MODULE HOUSINGS | Module, Control/Rack | MODULECONTROLRACK-Philips-M8048A | MODULECONTROLRACK | M8048A |  |  |  | Philips | Module, Control/Rack |  | MODULECONTROLRACK-Philips-M8048A |  |  | Finished from Script 3/27/2020 12:11:52pm (Central) |  | Covered PM Repair - Biomedical | MHHS-Southwest | [8 empty] | MODULECONTROLRACK | Module, Control/Rack | Philips
NO | YES |  |  |  | 013-37927 | 013-37927 | Philips Medical Systems Cardiac and Monitoring Syste | M8048A |  | DE439E0616 | Floor 7 | MHHS-Southwest |  | Module, Control/Rack |  | 013-37927 | 013-37927 | Southwest | Memorial Hermann Southwest Hospital | Floor 7 | Floor 7 | 12/1/16 |  |  |  | PHYSIOLOGIC MONITOR MODULE HOUSINGS | Module, Control/Rack | MODULECONTROLRACK-Philips-M8048A | MODULECONTROLRACK | M8048A |  |  |  | Philips | Module, Control/Rack |  | MODULECONTROLRACK-Philips-M8048A |  | 11/1/16 |  |  | Covered PM Repair - Biomedical | MHHS-Southwest | [8 empty] | MODULECONTROLRACK | Module, Control/Rack | Philips
NO | YES |  |  |  | 013-37928 | 013-37928 | Philips Medical Systems Cardiac and Monitoring Syste | M8048A |  | DE439E0611 | SW-ICU-Neuro & Stroke | MHHS-Southwest |  | Module, Control/Rack |  | 013-37928 | 013-37928 | Southwest | MHHS-Southwest | SW-ICU-Neuro & Stroke | Room H7 - ICU49 | 12/1/16 |  |  |  | PHYSIOLOGIC MONITOR MODULE HOUSINGS | Module, Control/Rack | MODULECONTROLRACK-Philips-M8048A | MODULECONTROLRACK | M8048A |  |  |  | Philips | Module, Control/Rack |  | MODULECONTROLRACK-Philips-M8048A |  | 11/1/16 |  |  | Covered PM Repair - Biomedical | MHHS-Southwest | [8 empty] | MODULECONTROLRACK | Module, Control/Rack | Philips
NO | YES |  |  |  |  | 099-10889 | Philips Medical Systems Cardiac and Monitoring Syste | M8048A |  | DE50282298 | SW-ICU-Neuro & Stroke | MHHS-Southwest |  | Module, Control/Rack |  |  | 099-10889 | Southwest | MHHS-Southwest | SW-ICU-Neuro & Stroke | ICU B - Room 10 |  |  |  | New Add | PHYSIOLOGIC MONITOR MODULE HOUSINGS | Module, Control/Rack | MODULECONTROLRACK-Philips-M8048A | MODULECONTROLRACK | M8048A |  |  |  | Philips | Module, Control/Rack |  | MODULECONTROLRACK-Philips-M8048A |  | 11/1/16 |  |  | Covered PM Repair - Biomedical | MHHS-Southwest | [8 empty] | MODULECONTROLRACK | Module, Control/Rack | Philips
NO | YES | [5 empty] | Philips Medical Systems Cardiac and Monitoring Syste | M8048A |  | DE50282194 | ICU B | MHHS-Southwest |  | Module, Control/Rack |  |  |  | Southwest | Memorial Hermann Southwest Hospital | ICU B | [5 empty] | PHYSIOLOGIC MONITOR MODULE HOUSINGS | Module, Control/Rack | MODULECONTROLRACK-Philips-M8048A | MODULECONTROLRACK | M8048A |  |  |  | Philips | Module, Control/Rack |  | MODULECONTROLRACK-Philips-M8048A |  | 11/1/16 |  |  | Covered PM Repair - Biomedical | MHHS-Southwest | [8 empty] | MODULECONTROLRACK | Module, Control/Rack | Philips
NO | YES | [5 empty] | Philips Medical Systems Cardiac and Monitoring Syste | M8048A |  | DE50282287 | ICU D | MHHS-Southwest |  | Module, Control/Rack |  |  |  | Southwest | Memorial Hermann Southwest Hospital | ICU D | Rm 32 |  |  |  |  | PHYSIOLOGIC MONITOR MODULE HOUSINGS | Module, Control/Rack | MODULECONTROLRACK-Philips-M8048A | MODULECONTROLRACK | M8048A |  |  |  | Philips | Module, Control/Rack |  | MODULECONTROLRACK-Philips-M8048A |  |  |  |  | Covered PM Repair - Biomedical | MHHS-Southwest | [8 empty] | MODULECONTROLRACK | Module, Control/Rack | Philips
NO | YES |  |  |  | 013-37929 | 013-37929 | Philips Medical Systems Cardiac and Monitoring Syste | M8048A |  | DE439E0608 | SW-OR | MHHS-Southwest |  | Module, Control/Rack |  | 013-37929 | 013-37929 | Southwest | MHHS-Southwest | SW-OR | OR19 | 12/1/16 |  | 3/1/20 |  | PHYSIOLOGIC MONITOR MODULE HOUSINGS | Module, Control/Rack | MODULECONTROLRACK-Philips-M8048A | MODULECONTROLRACK | M8048A |  |  |  | Philips | Module, Control/Rack |  | MODULECONTROLRACK-Philips-M8048A |  |  |  |  | Covered PM Repair - Biomedical | MHHS-Southwest | [8 empty] | MODULECONTROLRACK | Module, Control/Rack | Philips
NO | NO | [5 empty] | Philips Medical Systems Cardiac and Monitoring Syste | M8048A |  | DE50228761 | GH - CV ICU | MHHS-Greater Heights |  | Module, Control/Rack |  |  |  | Central & Greater Heights |  | GH - CV ICU | [5 empty] | PHYSIOLOGIC MONITOR MODULE HOUSINGS |  | MODULECONTROLRACK-Philips-M8048A | MODULECONTROLRACK | M8048A |  |  |  | Philips | Module, Control/Rack |  | MODULECONTROLRACK-Philips-M8048A |  |  |  |  | Covered PM Repair - Biomedical | MHHS-Greater Heights
NO | NO | [5 empty] | Philips Medical Systems Cardiac and Monitoring Syste | M8048A |  | DE50228763 | GH - CV ICU | MHHS-Greater Heights |  | Module, Control/Rack |  |  |  | Central & Greater Heights |  | GH - CV ICU | [5 empty] | PHYSIOLOGIC MONITOR MODULE HOUSINGS |  | MODULECONTROLRACK-Philips-M8048A | MODULECONTROLRACK | M8048A |  |  |  | Philips | Module, Control/Rack |  | MODULECONTROLRACK-Philips-M8048A |  |  |  |  | Covered PM Repair - Biomedical | MHHS-Greater Heights
NO | NO | [5 empty] | Philips Medical Systems Cardiac and Monitoring Syste | M8048A |  | DE50260785 | GH - ICU | MHHS-Greater Heights |  | Module, Control/Rack |  |  |  | Central & Greater Heights |  | GH - ICU | [5 empty] | PHYSIOLOGIC MONITOR MODULE HOUSINGS |  | MODULECONTROLRACK-Philips-M8048A | MODULECONTROLRACK | M8048A |  |  |  | Philips | Module, Control/Rack |  | MODULECONTROLRACK-Philips-M8048A |  |  |  |  | Covered PM Repair - Biomedical | MHHS-Greater Heights
NO | NO | [5 empty] | Philips Medical Systems Cardiac and Monitoring Syste | M8048A |  | DE50260657 | GH - ICU | MHHS-Greater Heights |  | Module, Control/Rack |  |  |  | Central & Greater Heights |  | GH - ICU | [5 empty] | PHYSIOLOGIC MONITOR MODULE HOUSINGS |  | MODULECONTROLRACK-Philips-M8048A | MODULECONTROLRACK | M8048A |  |  |  | Philips | Module, Control/Rack |  | MODULECONTROLRACK-Philips-M8048A |  |  |  |  | Covered PM Repair - Biomedical | MHHS-Greater Heights
NO | NO | [5 empty] | Philips Medical Systems Cardiac and Monitoring Syste | M8048A |  | DE50250347 | GH - ICU | MHHS-Greater Heights |  | Module, Control/Rack |  |  |  | Central & Greater Heights |  | GH - ICU | [5 empty] | PHYSIOLOGIC MONITOR MODULE HOUSINGS |  | MODULECONTROLRACK-Philips-M8048A | MODULECONTROLRACK | M8048A |  |  |  | Philips | Module, Control/Rack |  | MODULECONTROLRACK-Philips-M8048A |  |  |  |  | Covered PM Repair - Biomedical | MHHS-Greater Heights
NO | NO | [5 empty] | Philips Medical Systems Cardiac and Monitoring Syste | M8048A |  | DE50260651 | GH - ICU | MHHS-Greater Heights |  | Module, Control/Rack |  |  |  | Central & Greater Heights |  | GH - ICU | [5 empty] | PHYSIOLOGIC MONITOR MODULE HOUSINGS |  | MODULECONTROLRACK-Philips-M8048A | MODULECONTROLRACK | M8048A |  |  |  | Philips | Module, Control/Rack |  | MODULECONTROLRACK-Philips-M8048A |  |  |  |  | Covered PM Repair - Biomedical | MHHS-Greater Heights
NO | NO | [5 empty] | Philips Medical Systems Cardiac and Monitoring Syste | M8048A |  | DE22714479 | GH - OR ANESTHESIA | MHHS-Greater Heights |  | Module, Control/Rack |  |  |  | Central & Greater Heights |  | GH - OR ANESTHESIA | [5 empty] | PHYSIOLOGIC MONITOR MODULE HOUSINGS |  | MODULECONTROLRACK-Philips-M8048A | MODULECONTROLRACK | M8048A |  |  |  | Philips | Module, Control/Rack |  | MODULECONTROLRACK-Philips-M8048A |  |  |  |  | Covered PM Repair - Biomedical | MHHS-Greater Heights
NO | NO |  |  |  | 005-05866 |  | Philips Medical Systems Cardiac and Monitoring Syste | M8048A |  | DE22718638 | SE - ICU | MHHS-Southeast |  | Module, Control/Rack |  | 005-05866 |  | Southeast & Bay Area |  | SE - ICU | [5 empty] | PHYSIOLOGIC MONITOR MODULE HOUSINGS |  | MODULECONTROLRACK-Philips-M8048A | MODULECONTROLRACK | M8048A |  |  |  | Philips | Module, Control/Rack |  | MODULECONTROLRACK-Philips-M8048A |  |  |  |  | Covered PM Repair - Biomedical | MHHS-Southeast
NO | NO |  |  |  | 013-37921 |  | Philips Medical Systems Cardiac and Monitoring Syste | M8048A |  | DE439E0613 | SW - ICU - NEURO & STROKE | MHHS-Southwest |  | Module, Control/Rack |  | 013-37921 |  | Southwest |  | SW - ICU - NEURO & STROKE | [5 empty] | PHYSIOLOGIC MONITOR MODULE HOUSINGS |  | MODULECONTROLRACK-Philips-M8048A | MODULECONTROLRACK | M8048A |  |  |  | Philips | Module, Control/Rack |  | MODULECONTROLRACK-Philips-M8048A |  |  |  |  | Covered PM Repair - Biomedical | MHHS-Southwest
NO | NO |  |  |  | 013-37923 |  | Philips Medical Systems Cardiac and Monitoring Syste | M8048A |  | DE439E0615 | SW - ICU - NEURO & STROKE | MHHS-Southwest |  | Module, Control/Rack |  | 013-37923 |  | Southwest |  | SW - ICU - NEURO & STROKE | [5 empty] | PHYSIOLOGIC MONITOR MODULE HOUSINGS |  | MODULECONTROLRACK-Philips-M8048A | MODULECONTROLRACK | M8048A |  |  |  | Philips | Module, Control/Rack |  | MODULECONTROLRACK-Philips-M8048A |  |  |  |  | Covered PM Repair - Biomedical | MHHS-Southwest
NO | NO |  |  |  | 013-37925 |  | Philips Medical Systems Cardiac and Monitoring Syste | M8048A |  | DE439E0610 | SW - ICU - NEURO & STROKE | MHHS-Southwest |  | Module, Control/Rack |  | 013-37925 |  | Southwest |  | SW - ICU - NEURO & STROKE | [5 empty] | PHYSIOLOGIC MONITOR MODULE HOUSINGS |  | MODULECONTROLRACK-Philips-M8048A | MODULECONTROLRACK | M8048A |  |  |  | Philips | Module, Control/Rack |  | MODULECONTROLRACK-Philips-M8048A |  |  |  |  | Covered PM Repair - Biomedical | MHHS-Southwest
NO | NO | [5 empty] | Philips Medical Systems Cardiac and Monitoring Syste | M8048A |  | DE50282232 | SW - ICU - NEURO & STROKE | MHHS-Southwest |  | Module, Control/Rack |  |  |  | Southwest |  | SW - ICU - NEURO & STROKE | [5 empty] | PHYSIOLOGIC MONITOR MODULE HOUSINGS |  | MODULECONTROLRACK-Philips-M8048A | MODULECONTROLRACK | M8048A |  |  |  | Philips | Module, Control/Rack |  | MODULECONTROLRACK-Philips-M8048A |  |  |  |  | Covered PM Repair - Biomedical | MHHS-Southwest
NO | NO | [5 empty] | Philips Medical Systems Cardiac and Monitoring Syste | M8048A |  | DE50282297 | SW - ICU - NEURO & STROKE | MHHS-Southwest |  | Module, Control/Rack |  |  |  | Southwest |  | SW - ICU - NEURO & STROKE | [5 empty] | PHYSIOLOGIC MONITOR MODULE HOUSINGS |  | MODULECONTROLRACK-Philips-M8048A | MODULECONTROLRACK | M8048A |  |  |  | Philips | Module, Control/Rack |  | MODULECONTROLRACK-Philips-M8048A |  |  |  |  | Covered PM Repair - Biomedical | MHHS-Southwest
NO | NO | [5 empty] | Philips Medical Systems Cardiac and Monitoring Syste | M8048A |  | DE50282220 | SW - ICU - NEURO & STROKE | MHHS-Southwest |  | Module, Control/Rack |  |  |  | Southwest |  | SW - ICU - NEURO & STROKE | [5 empty] | PHYSIOLOGIC MONITOR MODULE HOUSINGS |  | MODULECONTROLRACK-Philips-M8048A | MODULECONTROLRACK | M8048A |  |  |  | Philips | Module, Control/Rack |  | MODULECONTROLRACK-Philips-M8048A |  |  |  |  | Covered PM Repair - Biomedical | MHHS-Southwest
NO | NO | [5 empty] | Philips Medical Systems Cardiac and Monitoring Syste | M8048A |  | DE50230581 | TMC - CHILDRENS - PICU (9HP) | MHHS-TMC |  | Module, Control/Rack |  |  |  | TMC |  | TMC - CHILDRENS - PICU (9HP) | [5 empty] | PHYSIOLOGIC MONITOR MODULE HOUSINGS |  | MODULECONTROLRACK-Philips-M8048A | MODULECONTROLRACK | M8048A |  |  |  | Philips | Module, Control/Rack |  | MODULECONTROLRACK-Philips-M8048A |  |  |  |  | Covered PM Repair - Biomedical | MHHS-TMC
NO | YES |  |  |  | 077-09017 | 077-09017 | Philips Medical Systems Cardiac and Monitoring Syste | MP70 |  | DE52033366 | PICU | MHHS-TMC |  |  |  | 077-09017 | 077-09017 | TMC | TMC | PICU | Memorial Hermann- texas medical center | 4/1/19 |  | 4/1/20 | No PM Sticker | MONITORS, PHYSIOLOGIC, VITAL SIGNS |  | .needs class | [5 empty] | Philips |  |  |  |  | 12/14/16 |  |  | Covered PM Repair - Biomedical | MHHS-TMC
NO | YES |  |  |  | 013-35497 | 013-35497 | Philips Medical Systems Cardiac and Monitoring Syste | PAGEWRITER III |  | USD0822204 | MH MG-(STX)-South Texas-Rosenberg | MHHS-MG |  |  |  | 013-35497 | 013-35497 | South | MHHS-MG | MH MG-(STX)-South Texas-Rosenberg | Hall | 10/1/19 |  | 10/1/20 |  | ELECTROCARDIOGRAPHS |  | .needs class | [5 empty] | Philips |  |  |  |  | 6/5/19 |  |  | Covered PM Repair - Biomedical | MHHS-MG
NO | YES |  |  |  | 151-02716 | 151-02716 | Philips Medical Systems Cardiac and Monitoring Syste | PIIC iX |  | US43351092 / 2UA8432FCR | CY - NURSE CALL | MHHS-Cypress |  | Monitor, Central Station |  | 151-02716 | 151-02716 | Northwest | Cypress | CY - NURSE CALL | IDF Room (M2:244) by Laboratory | 6/1/19 | 6/1/20 |  |  | MONITORS, CENTRAL STATION | Monitor, Central Station | MONITORCENTRALSTATION-Philips-PIIC iX | MONITORCENTRALSTATION | PIIC iX |  |  |  | Philips | Monitor, Central Station |  | MONITORCENTRALSTATION-Philips-PIIC iX |  |  |  | MCS-A | Covered PM Repair - Biomedical | MHHS-Cypress | [8 empty] | MONITORCENTRALSTATION | Monitor, Central Station | Philips
NO | YES |  |  |  | 151-02717 | 151-02717 | Philips Medical Systems Cardiac and Monitoring Syste | PIIC iX |  | 2UA8432FK4 / US43351098 | CY - TELEMETRY | MHHS-Cypress |  | Monitor, Central Station |  | 151-02717 | 151-02717 | Northwest | Cypress | CY - TELEMETRY | AIDF S3 910.2 | 12/1/19 | 12/1/20 |  |  | MONITORS, CENTRAL STATION | Monitor, Central Station | MONITORCENTRALSTATION-Philips-PIIC iX | MONITORCENTRALSTATION | PIIC iX |  |  |  | Philips | Monitor, Central Station |  | MONITORCENTRALSTATION-Philips-PIIC iX |  | 3/28/19 |  | MCS-A | Covered PM Repair - Biomedical | MHHS-Cypress | [8 empty] | MONITORCENTRALSTATION | Monitor, Central Station | Philips
NO | YES |  |  |  | 151-01168 | 151-01168 | Philips Medical Systems Cardiac and Monitoring Syste | PIIC iX |  | US43320514 / 2UA6492LMN | CY-ICU | MHHS-Cypress |  | Monitor, Central Station |  | 151-01168 | 151-01168 | Northwest | MHHS-Cypress | CY-ICU | Aifd S3 109.2 | 6/1/19 | 6/1/20 |  |  | MONITORS, CENTRAL STATION | Monitor, Central Station | MONITORCENTRALSTATION-Philips-PIIC iX | MONITORCENTRALSTATION | PIIC iX |  |  |  | Philips | Monitor, Central Station |  | MONITORCENTRALSTATION-Philips-PIIC iX |  |  |  | MCS-A | Covered PM Repair - Biomedical | MHHS-Cypress | [8 empty] | MONITORCENTRALSTATION | Monitor, Central Station | Philips
NO | YES |  |  |  | 151-01169 | 151-01169 | Philips Medical Systems Cardiac and Monitoring Syste | PIIC iX |  | US43320515 / 2UA6492LM8 | CY-ICU | MHHS-Cypress |  | Monitor, Central Station |  | 151-01169 | 151-01169 | Northwest | MHHS-Cypress | CY-ICU | Aifd S3 109.2 | 12/1/19 | 6/1/20 |  |  | MONITORS, CENTRAL STATION | Monitor, Central Station | MONITORCENTRALSTATION-Philips-PIIC iX | MONITORCENTRALSTATION | PIIC iX |  |  |  | Philips | Monitor, Central Station |  | MONITORCENTRALSTATION-Philips-PIIC iX |  |  |  | MCS-A | Covered PM Repair - Biomedical | MHHS-Cypress | [8 empty] | MONITORCENTRALSTATION | Monitor, Central Station | Philips
NO | YES |  |  |  | 151-01165 | 151-01165 | Philips Medical Systems Cardiac and Monitoring Syste | PIIC iX |  | US43320511 / 2UA6492LNQ | CY - L | MHHS-Cypress |  | Monitor, Central Station |  | 151-01165 | 151-01165 | Northwest | L | CY - L | AIDF ROOM | 12/1/19 | 12/1/20 |  |  | MONITORS, CENTRAL STATION | Monitor, Central Station | MONITORCENTRALSTATION-Philips-PIIC iX | MONITORCENTRALSTATION | PIIC iX |  |  |  | Philips | Monitor, Central Station |  | MONITORCENTRALSTATION-Philips-PIIC iX |  | 12/16/20 |  | MCS-A | No Coverage Specified | MHHS-Cypress | [8 empty] | MONITORCENTRALSTATION | Monitor, Central Station | Philips
NO | YES |  |  |  | 151-01167 | 151-01167 | Philips Medical Systems Cardiac and Monitoring Syste | PIIC iX |  | US43320523 / 2UA6492LN0 | CY - L | MHHS-Cypress |  | Monitor, Central Station |  | 151-01167 | 151-01167 | Northwest | L | CY - L | AIDF ROOM | 12/1/19 | 12/1/20 |  |  | MONITORS, CENTRAL STATION | Monitor, Central Station | MONITORCENTRALSTATION-Philips-PIIC iX | MONITORCENTRALSTATION | PIIC iX |  |  |  | Philips | Monitor, Central Station |  | MONITORCENTRALSTATION-Philips-PIIC iX |  | 5/1/16 |  | MCS-A | Covered PM Repair - Biomedical | MHHS-Cypress | [8 empty] | MONITORCENTRALSTATION | Monitor, Central Station | Philips
NO | YES |  |  |  | 151-03492 | 151-03492 | Philips Medical Systems Cardiac and Monitoring Syste | PIIC iX |  | 2UA8432F9K | CY - L | MHHS-Cypress |  | Monitor, Central Station |  | 151-03492 | 151-03492 | Northwest | L | CY - L | AIDF ROOM | 12/1/19 | 12/1/20 |  |  | MONITORS, CENTRAL STATION | Monitor, Central Station | MONITORCENTRALSTATION-Philips-PIIC iX | MONITORCENTRALSTATION | PIIC iX |  |  |  | Philips | Monitor, Central Station |  | MONITORCENTRALSTATION-Philips-PIIC iX |  | 5/1/15 |  | MCS-A | Covered PM Repair - Biomedical | MHHS-Cypress | [8 empty] | MONITORCENTRALSTATION | Monitor, Central Station | Philips
NO | YES |  |  |  | 151-01166 | 151-01166 | Philips Medical Systems Cardiac and Monitoring Syste | PIIC iX |  | US43320520 / 2UA6492LP1 | CY-OR | MHHS-Cypress |  | Monitor, Central Station |  | 151-01166 | 151-01166 | Northwest | MHHS-Cypress | CY-OR | IDF M3 233 | 12/1/19 | 6/1/20 |  |  | MONITORS, CENTRAL STATION | Monitor, Central Station | MONITORCENTRALSTATION-Philips-PIIC iX | MONITORCENTRALSTATION | PIIC iX |  |  |  | Philips | Monitor, Central Station |  | MONITORCENTRALSTATION-Philips-PIIC iX |  |  |  | MCS-A | Covered PM Repair - Biomedical | MHHS-Cypress | [8 empty] | MONITORCENTRALSTATION | Monitor, Central Station | Philips
NO | YES |  |  |  | 151-01188 | 151-01188 | Philips Medical Systems Cardiac and Monitoring Syste | PIIC iX |  | US43320548 / 2UA6492LNH | CY-PACU | MHHS-Cypress |  | Monitor, Central Station |  | 151-01188 | 151-01188 | Northwest | MHHS-Cypress | CY-PACU | IDF M3 233 | 12/1/19 | 6/1/20 |  |  | MONITORS, CENTRAL STATION | Monitor, Central Station | MONITORCENTRALSTATION-Philips-PIIC iX | MONITORCENTRALSTATION | PIIC iX |  |  |  | Philips | Monitor, Central Station |  | MONITORCENTRALSTATION-Philips-PIIC iX |  |  |  | MCS-A | Covered PM Repair - Biomedical | MHHS-Cypress | [8 empty] | MONITORCENTRALSTATION | Monitor, Central Station | Philips
NO | YES |  |  |  | 151-01189 | 151-01189 | Philips Medical Systems Cardiac and Monitoring Syste | PIIC iX |  | US43320549 / 2UA6492LNP | CY-PACU | MHHS-Cypress |  | Monitor, Central Station |  | 151-01189 | 151-01189 | Northwest | MHHS-Cypress | CY-PACU | IDF M3 233 | 12/1/19 | 6/1/20 |  |  | MONITORS, CENTRAL STATION | Monitor, Central Station | MONITORCENTRALSTATION-Philips-PIIC iX | MONITORCENTRALSTATION | PIIC iX |  |  |  | Philips | Monitor, Central Station |  | MONITORCENTRALSTATION-Philips-PIIC iX |  |  |  | MCS-A | Covered PM Repair - Biomedical | MHHS-Cypress | [8 empty] | MONITORCENTRALSTATION | Monitor, Central Station | Philips
NO | YES |  |  |  | 151-03491 | 151-03491 | Philips Medical Systems Cardiac and Monitoring Syste | PIIC iX |  | 2UA8432FF1 | CY - L | MHHS-Cypress |  | Monitor, Central Station |  | 151-03491 | 151-03491 | Northwest | L | CY - L | AIDF ROOM | 12/1/19 | 12/1/20 |  |  | MONITORS, CENTRAL STATION | Monitor, Central Station | MONITORCENTRALSTATION-Philips-PIIC iX | MONITORCENTRALSTATION | PIIC iX |  |  |  | Philips | Monitor, Central Station |  | MONITORCENTRALSTATION-Philips-PIIC iX |  |  |  | MCS-A | Covered PM Repair - Biomedical | MHHS-Cypress | [8 empty] | MONITORCENTRALSTATION | Monitor, Central Station | Philips
NO | YES |  |  |  | 151-01164 | 151-01164 | Philips Medical Systems Cardiac and Monitoring Syste | PIIC iX |  | US43320521 / 2UA6492LN3 | CY-Preop | MHHS-Cypress |  | Monitor, Central Station |  | 151-01164 | 151-01164 | Northwest | MHHS-Cypress | CY-Preop | IDF M3 233 | 12/1/19 | 6/1/20 |  |  | MONITORS, CENTRAL STATION | Monitor, Central Station | MONITORCENTRALSTATION-Philips-PIIC iX | MONITORCENTRALSTATION | PIIC iX |  |  |  | Philips | Monitor, Central Station |  | MONITORCENTRALSTATION-Philips-PIIC iX |  |  |  | MCS-A | Covered PM Repair - Biomedical | MHHS-Cypress | [8 empty] | MONITORCENTRALSTATION | Monitor, Central Station | Philips
NO | YES |  |  |  | 151-01160 | 151-01160 | Philips Medical Systems Cardiac and Monitoring Syste | PIIC iX |  | US43320519 | CY - TELEMETRY | MHHS-Cypress |  | Monitor, Central Station |  | 151-01160 | 151-01160 | Northwest | Cypress | CY - TELEMETRY | AIDF S3 910.2 | 12/1/19 | 12/1/20 |  |  | MONITORS, CENTRAL STATION | Monitor, Central Station | MONITORCENTRALSTATION-Philips-PIIC iX | MONITORCENTRALSTATION | PIIC iX |  |  |  | Philips | Monitor, Central Station |  | MONITORCENTRALSTATION-Philips-PIIC iX |  |  |  | MCS-A | Covered PM Repair - Biomedical | MHHS-Cypress | [8 empty] | MONITORCENTRALSTATION | Monitor, Central Station | Philips
NO | YES |  |  |  | 151-01161 | 151-01161 | Philips Medical Systems Cardiac and Monitoring Syste | PIIC iX |  | US43320518 / 2UA6492LMX | CY-ICU | MHHS-Cypress |  | Monitor, Central Station |  | 151-01161 | 151-01161 | Northwest | MHHS-Cypress | CY-ICU | Aifd S3 109.2 | 6/1/19 | 6/1/20 |  |  | MONITORS, CENTRAL STATION | Monitor, Central Station | MONITORCENTRALSTATION-Philips-PIIC iX | MONITORCENTRALSTATION | PIIC iX |  |  |  | Philips | Monitor, Central Station |  | MONITORCENTRALSTATION-Philips-PIIC iX |  |  |  | MCS-A | Covered PM Repair - Biomedical | MHHS-Cypress | [8 empty] | MONITORCENTRALSTATION | Monitor, Central Station | Philips
NO | YES |  |  |  | 151-01162 | 151-01162 | Philips Medical Systems Cardiac and Monitoring Syste | PIIC iX |  | US43320516 / 2UA6492LMH | CY-Telemetry | MHHS-Cypress |  | Monitor, Central Station |  | 151-01162 | 151-01162 | Northwest | MHHS-Cypress | CY-Telemetry | Aidf 910.2 room | 12/1/19 | 6/1/20 |  |  | MONITORS, CENTRAL STATION | Monitor, Central Station | MONITORCENTRALSTATION-Philips-PIIC iX | MONITORCENTRALSTATION | PIIC iX |  |  |  | Philips | Monitor, Central Station |  | MONITORCENTRALSTATION-Philips-PIIC iX |  |  |  | MCS-A | Covered PM Repair - Biomedical | MHHS-Cypress | [8 empty] | MONITORCENTRALSTATION | Monitor, Central Station | Philips
NO | YES |  |  |  | 151-01163 | 151-01163 | Philips Medical Systems Cardiac and Monitoring Syste | PIIC iX |  | US43320517 | CY-Telemetry | MHHS-Cypress |  | Monitor, Central Station |  | 151-01163 | 151-01163 | Northwest | MHHS-Cypress | CY-Telemetry | Aidf 910.2 | 12/1/19 | 6/1/20 |  |  | MONITORS, CENTRAL STATION | Monitor, Central Station | MONITORCENTRALSTATION-Philips-PIIC iX | MONITORCENTRALSTATION | PIIC iX |  |  |  | Philips | Monitor, Central Station |  | MONITORCENTRALSTATION-Philips-PIIC iX |  |  |  | MCS-A | Covered PM Repair - Biomedical | MHHS-Cypress | [8 empty] | MONITORCENTRALSTATION | Monitor, Central Station | Philips
NO | YES |  |  |  | 151-03262 | 151-03262 | Philips Medical Systems Cardiac and Monitoring Syste | PIIC iX |  | 2UA8432FHJ | CY-ICU | MHHS-Cypress |  | Monitor, Central Station |  | 151-03262 | 151-03262 | Northwest | MHHS-Cypress | CY-ICU | Aifd S3 109.2 | 12/1/19 | 6/1/20 |  |  | MONITORS, CENTRAL STATION | Monitor, Central Station | MONITORCENTRALSTATION-Philips-PIIC iX | MONITORCENTRALSTATION | PIIC iX |  |  |  | Philips | Monitor, Central Station |  | MONITORCENTRALSTATION-Philips-PIIC iX |  |  |  | MCS-A | Covered PM Repair - Radiology, Low End | MHHS-Cypress | [8 empty] | MONITORCENTRALSTATION | Monitor, Central Station | Philips
NO | YES |  |  |  | 151-03263 | 151-03263 | Philips Medical Systems Cardiac and Monitoring Syste | PIIC iX |  | 2UA91616G9 | CY-Telemetry | MHHS-Cypress |  | Monitor, Central Station |  | 151-03263 | 151-03263 | Northwest | MHHS-Cypress | CY-Telemetry | AIDF S3 910.2 | 12/1/19 | 12/1/20 |  |  | MONITORS, CENTRAL STATION | Monitor, Central Station | MONITORCENTRALSTATION-Philips-PIIC iX | MONITORCENTRALSTATION | PIIC iX |  |  |  | Philips | Monitor, Central Station |  | MONITORCENTRALSTATION-Philips-PIIC iX |  | 8/1/20 |  | MCS-A | Not Covered Vendor Only - Biomedical | MHHS-Cypress | [8 empty] | MONITORCENTRALSTATION | Monitor, Central Station | Philips
NO | YES |  |  |  | 151-03264 | 151-03264 | Philips Medical Systems Cardiac and Monitoring Syste | PIIC iX |  | 2UA916152L | CY-Telemetry | MHHS-Cypress |  | Monitor, Central Station |  | 151-03264 | 151-03264 | Northwest | MHHS-Cypress | CY-Telemetry | AIDF S3 910.2 | 12/1/19 | 12/1/20 |  |  | MONITORS, CENTRAL STATION | Monitor, Central Station | MONITORCENTRALSTATION-Philips-PIIC iX | MONITORCENTRALSTATION | PIIC iX |  |  |  | Philips | Monitor, Central Station |  | MONITORCENTRALSTATION-Philips-PIIC iX |  | 8/1/20 |  | MCS-A | Not Covered Vendor Only - Biomedical | MHHS-Cypress | [8 empty] | MONITORCENTRALSTATION | Monitor, Central Station | Philips
NO | YES |  |  |  | 151-03480 | 151-03480 | Philips Medical Systems Cardiac and Monitoring Syste | PIIC iX |  | 2UA6422XK2 | CY-Telemetry | MHHS-Cypress |  | Monitor, Central Station |  | 151-03480 | 151-03480 | Northwest | MHHS-Cypress | CY-Telemetry | AIDF S3 910.2 | 12/1/19 | 12/1/20 |  |  | MONITORS, CENTRAL STATION | Monitor, Central Station | MONITORCENTRALSTATION-Philips-PIIC iX | MONITORCENTRALSTATION | PIIC iX |  |  |  | Philips | Monitor, Central Station |  | MONITORCENTRALSTATION-Philips-PIIC iX |  |  |  | MCS-A | Covered PM Repair - Biomedical | MHHS-Cypress | [8 empty] | MONITORCENTRALSTATION | Monitor, Central Station | Philips
NO | YES |  |  |  | 009-34394 | 009-34394 | Philips Medical Systems Cardiac and Monitoring Syste | PIIC iX |  | 2UA9141403 | GH-Clinical Decision Unit (CDU) | MHHS-Greater Heights |  | Monitor, Central Station |  | 009-34394 | 009-34394 | Central | MHHS-Greater Heights | GH-Clinical Decision Unit (CDU) | Telemetry |  |  |  |  | MONITORS, CENTRAL STATION | Monitor, Central Station | MONITORCENTRALSTATION-Philips-PIIC iX | MONITORCENTRALSTATION | PIIC iX |  |  |  | Philips | Monitor, Central Station |  | MONITORCENTRALSTATION-Philips-PIIC iX |  |  |  | MCS-A | Covered PM Repair - Biomedical | MHHS-Greater Heights | [8 empty] | MONITORCENTRALSTATION | Monitor, Central Station | Philips
NO | YES |  |  |  | 009-34570 | 009-34570 | Philips Medical Systems Cardiac and Monitoring Syste | PIIC iX |  | 2UA91413PQ | GH-Ortho Joint Center 4N | MHHS-Greater Heights |  | Monitor, Central Station |  | 009-34570 | 009-34570 | Central | MHHS-Greater Heights | GH-Ortho Joint Center 4N | 4N Telephone Room | 1/1/20 |  |  |  | MONITORS, CENTRAL STATION | Monitor, Central Station | MONITORCENTRALSTATION-Philips-PIIC iX | MONITORCENTRALSTATION | PIIC iX |  |  |  | Philips | Monitor, Central Station |  | MONITORCENTRALSTATION-Philips-PIIC iX |  | 6/6/13 |  | MCS-A | Covered PM Repair - Biomedical | MHHS-Greater Heights | [8 empty] | MONITORCENTRALSTATION | Monitor, Central Station | Philips
NO | YES |  |  |  | 009-34346 | 009-34346 | Philips Medical Systems Cardiac and Monitoring Syste | PIIC iX |  | 2UA916154M | GH-CV ICU | MHHS-Greater Heights |  | Monitor, Central Station |  | 009-34346 | 009-34346 | Central | MHHS-Greater Heights | GH-CV ICU | CVICU | 6/1/19 |  | 6/1/20 |  | MONITORS, CENTRAL STATION | Monitor, Central Station | MONITORCENTRALSTATION-Philips-PIIC iX | MONITORCENTRALSTATION | PIIC iX |  |  |  | Philips | Monitor, Central Station |  | MONITORCENTRALSTATION-Philips-PIIC iX |  | 6/1/16 |  | MCS-A | Covered PM Repair - Biomedical | MHHS-Greater Heights | [8 empty] | MONITORCENTRALSTATION | Monitor, Central Station | Philips
NO | YES |  |  |  | 009-34768 | 009-34768 | Philips Medical Systems Cardiac and Monitoring Syste | PIIC iX |  | 2UA91413PP | GH-CV ICU | MHHS-Greater Heights |  | Monitor, Central Station |  | 009-34768 | 009-34768 | Central | MHHS-Greater Heights | GH-CV ICU | CVICU | 6/1/19 |  | 6/1/20 |  | MONITORS, CENTRAL STATION | Monitor, Central Station | MONITORCENTRALSTATION-Philips-PIIC iX | MONITORCENTRALSTATION | PIIC iX |  |  |  | Philips | Monitor, Central Station |  | MONITORCENTRALSTATION-Philips-PIIC iX |  | 5/1/16 |  | MCS-A | Covered PM Repair - Biomedical | MHHS-Greater Heights | [8 empty] | MONITORCENTRALSTATION | Monitor, Central Station | Philips
NO | YES |  |  |  | 009-34349 | 009-34349 | Philips Medical Systems Cardiac and Monitoring Syste | PIIC iX |  | 2UA91413PM | GH-ER | MHHS-Greater Heights |  | Monitor, Central Station |  | 009-34349 | 009-34349 | Central | MHHS-Greater Heights | GH-ER | Nurse station D | 2/1/20 |  | 8/1/20 |  | MONITORS, CENTRAL STATION | Monitor, Central Station | MONITORCENTRALSTATION-Philips-PIIC iX | MONITORCENTRALSTATION | PIIC iX |  |  |  | Philips | Monitor, Central Station |  | MONITORCENTRALSTATION-Philips-PIIC iX |  |  |  | MCS-A | Covered PM Repair - Biomedical | MHHS-Greater Heights | [8 empty] | MONITORCENTRALSTATION | Monitor, Central Station | Philips
NO | YES |  |  |  | 009-34347 | 009-34347 | Philips Medical Systems Cardiac and Monitoring Syste | PIIC iX |  | 2UA91413NT | GH-ICU | MHHS-Greater Heights |  | Monitor, Central Station |  | 009-34347 | 009-34347 | Central | MHHS-Greater Heights | GH-ICU | ICU | 12/1/19 |  | 6/1/20 |  | MONITORS, CENTRAL STATION | Monitor, Central Station | MONITORCENTRALSTATION-Philips-PIIC iX | MONITORCENTRALSTATION | PIIC iX |  |  |  | Philips | Monitor, Central Station |  | MONITORCENTRALSTATION-Philips-PIIC iX |  | 3/1/18 |  | MCS-A | Covered PM Repair - Biomedical | MHHS-Greater Heights | [8 empty] | MONITORCENTRALSTATION | Monitor, Central Station | Philips
NO | YES |  |  |  | 009-34522 | 009-34522 | Philips Medical Systems Cardiac and Monitoring Syste | PIIC iX |  | 2UA916157F | GH-ICU | MHHS-Greater Heights |  | Monitor, Central Station |  | 009-34522 | 009-34522 | Central | MHHS-Greater Heights | GH-ICU | Nurse station | 12/1/19 |  | 6/1/20 |  | MONITORS, CENTRAL STATION | Monitor, Central Station | MONITORCENTRALSTATION-Philips-PIIC iX | MONITORCENTRALSTATION | PIIC iX |  |  |  | Philips | Monitor, Central Station |  | MONITORCENTRALSTATION-Philips-PIIC iX |  |  |  | MCS-A | Covered PM Repair - Biomedical | MHHS-Greater Heights | [8 empty] | MONITORCENTRALSTATION | Monitor, Central Station | Philips
NO | YES |  |  |  | 009-33487 | 009-33487 | Philips Medical Systems Cardiac and Monitoring Syste | PIIC iX |  | 2UA8212V5N | GH-Clinical Decision Unit (CDU) | MHHS-Greater Heights |  | Monitor, Central Station |  | 009-33487 | 009-33487 | Central | MHHS-Greater Heights | GH-Clinical Decision Unit (CDU) | Telemetry | 12/1/19 |  |  |  | MONITORS, CENTRAL STATION | Monitor, Central Station | MONITORCENTRALSTATION-Philips-PIIC iX | MONITORCENTRALSTATION | PIIC iX |  |  |  | Philips | Monitor, Central Station |  | MONITORCENTRALSTATION-Philips-PIIC iX |  |  |  | MCS-A | Covered PM Repair - Biomedical | MHHS-Greater Heights | [8 empty] | MONITORCENTRALSTATION | Monitor, Central Station | Philips
NO | YES |  |  |  | 009-34770 | 009-34770 | Philips Medical Systems Cardiac and Monitoring Syste | PIIC iX |  | 2UA9161569 | GH-Neuro 5N | MHHS-Greater Heights |  | Monitor, Central Station |  | 009-34770 | 009-34770 | Central | MHHS-Greater Heights | GH-Neuro 5N | Communication room | 12/1/19 |  | 6/1/20 |  | MONITORS, CENTRAL STATION | Monitor, Central Station | MONITORCENTRALSTATION-Philips-PIIC iX | MONITORCENTRALSTATION | PIIC iX |  |  |  | Philips | Monitor, Central Station |  | MONITORCENTRALSTATION-Philips-PIIC iX |  | 3/1/20 |  | MCS-A | Not Covered Vendor Only - Biomedical | MHHS-Greater Heights | [8 empty] | MONITORCENTRALSTATION | Monitor, Central Station | Philips
NO | YES |  |  |  | 009-34771 | 009-34771 | Philips Medical Systems Cardiac and Monitoring Syste | PIIC iX |  | 2UA91413QH | GH-Neuro 5N | MHHS-Greater Heights |  | Monitor, Central Station |  | 009-34771 | 009-34771 | Central | MHHS-Greater Heights | GH-Neuro 5N | Communication room | 12/1/19 |  | 6/1/20 |  | MONITORS, CENTRAL STATION | Monitor, Central Station | MONITORCENTRALSTATION-Philips-PIIC iX | MONITORCENTRALSTATION | PIIC iX |  |  |  | Philips | Monitor, Central Station |  | MONITORCENTRALSTATION-Philips-PIIC iX |  |  |  | MCS-A | Covered PM Repair - Biomedical | MHHS-Greater Heights | [8 empty] | MONITORCENTRALSTATION | Monitor, Central Station | Philips
NO | YES |  |  |  | 009-33455 | 009-33455 | Philips Medical Systems Cardiac and Monitoring Syste | PIIC iX |  | 2UA8212V55 | GH-Telemetry | MHHS-Greater Heights |  | Monitor, Central Station |  | 009-33455 | 009-33455 | Central & Greater Heights | MHHS-Greater Heights | GH-Telemetry | Biomed shop | 7/1/19 |  | 7/1/20 |  | MONITORS, CENTRAL STATION | Monitor, Central Station | MONITORCENTRALSTATION-Philips-PIIC iX | MONITORCENTRALSTATION | PIIC iX |  |  |  | Philips | Monitor, Central Station |  | MONITORCENTRALSTATION-Philips-PIIC iX |  |  |  | MCS-A | Covered PM Repair - Biomedical | MHHS-Greater Heights | [8 empty] | MONITORCENTRALSTATION | Monitor, Central Station | Philips
NO | YES |  |  |  | 009-34387 | 009-34387 | Philips Medical Systems Cardiac and Monitoring Syste | PIIC iX |  | 2UA91413PS | GH-Clinical Decision Unit (CDU) | MHHS-Greater Heights |  | Monitor, Central Station |  | 009-34387 | 009-34387 | Central | MHHS-Greater Heights | GH-Clinical Decision Unit (CDU) | Telemetry | 12/1/19 |  |  |  | MONITORS, CENTRAL STATION | Monitor, Central Station | MONITORCENTRALSTATION-Philips-PIIC iX | MONITORCENTRALSTATION | PIIC iX |  |  |  | Philips | Monitor, Central Station |  | MONITORCENTRALSTATION-Philips-PIIC iX |  |  |  | MCS-A | Covered PM Repair - Biomedical | MHHS-Greater Heights | [8 empty] | MONITORCENTRALSTATION | Monitor, Central Station | Philips
NO | YES |  |  |  | 009-34388 | 009-34388 | Philips Medical Systems Cardiac and Monitoring Syste | PIIC iX |  | 2UA91413PN | GH-Clinical Decision Unit (CDU) | MHHS-Greater Heights |  | Monitor, Central Station |  | 009-34388 | 009-34388 | Central | MHHS-Greater Heights | GH-Clinical Decision Unit (CDU) | Telemetry | 12/1/19 |  |  |  | MONITORS, CENTRAL STATION | Monitor, Central Station | MONITORCENTRALSTATION-Philips-PIIC iX | MONITORCENTRALSTATION | PIIC iX |  |  |  | Philips | Monitor, Central Station |  | MONITORCENTRALSTATION-Philips-PIIC iX |  |  |  | MCS-A | Covered PM Repair - Biomedical | MHHS-Greater Heights | [8 empty] | MONITORCENTRALSTATION | Monitor, Central Station | Philips
NO | YES |  |  |  | 009-34389 | 009-34389 | Philips Medical Systems Cardiac and Monitoring Syste | PIIC iX |  | 2UA91413NW | GH-Clinical Decision Unit (CDU) | MHHS-Greater Heights |  | Monitor, Central Station |  | 009-34389 | 009-34389 | Central | MHHS-Greater Heights | GH-Clinical Decision Unit (CDU) | Telemetry | 12/1/19 |  |  |  | MONITORS, CENTRAL STATION | Monitor, Central Station | MONITORCENTRALSTATION-Philips-PIIC iX | MONITORCENTRALSTATION | PIIC iX |  |  |  | Philips | Monitor, Central Station |  | MONITORCENTRALSTATION-Philips-PIIC iX |  |  |  | MCS-A | Covered PM Repair - Biomedical | MHHS-Greater Heights | [8 empty] | MONITORCENTRALSTATION | Monitor, Central Station | Philips
NO | YES |  |  |  | 009-34390 | 009-34390 | Philips Medical Systems Cardiac and Monitoring Syste | PIIC iX |  | 2UA916156H | GH-Clinical Decision Unit (CDU) | MHHS-Greater Heights |  | Monitor, Central Station |  | 009-34390 | 009-34390 | Central | MHHS-Greater Heights | GH-Clinical Decision Unit (CDU) | Telemetry | 12/1/19 |  |  |  | MONITORS, CENTRAL STATION | Monitor, Central Station | MONITORCENTRALSTATION-Philips-PIIC iX | MONITORCENTRALSTATION | PIIC iX |  |  |  | Philips | Monitor, Central Station |  | MONITORCENTRALSTATION-Philips-PIIC iX |  | 3/1/13 |  | MCS-A | Covered PM Repair - Biomedical | MHHS-Greater Heights | [8 empty] | MONITORCENTRALSTATION | Monitor, Central Station | Philips
NO | YES |  |  |  | 009-34391 | 009-34391 | Philips Medical Systems Cardiac and Monitoring Syste | PIIC iX |  | 2UA914143S | GH-Clinical Decision Unit (CDU) | MHHS-Greater Heights |  | Monitor, Central Station |  | 009-34391 | 009-34391 | Central | MHHS-Greater Heights | GH-Clinical Decision Unit (CDU) | Telemetry | 12/1/19 |  |  |  | MONITORS, CENTRAL STATION | Monitor, Central Station | MONITORCENTRALSTATION-Philips-PIIC iX | MONITORCENTRALSTATION | PIIC iX |  |  |  | Philips | Monitor, Central Station |  | MONITORCENTRALSTATION-Philips-PIIC iX |  |  |  | MCS-A | Covered PM Repair - Biomedical | MHHS-Greater Heights | [8 empty] | MONITORCENTRALSTATION | Monitor, Central Station | Philips
NO | YES |  |  |  | 009-34392 | 009-34392 | Philips Medical Systems Cardiac and Monitoring Syste | PIIC iX |  | 2UA91413QY | GH-Clinical Decision Unit (CDU) | MHHS-Greater Heights |  | Monitor, Central Station |  | 009-34392 | 009-34392 | Central | MHHS-Greater Heights | GH-Clinical Decision Unit (CDU) | Telemetry | 12/1/19 |  |  |  | MONITORS, CENTRAL STATION | Monitor, Central Station | MONITORCENTRALSTATION-Philips-PIIC iX | MONITORCENTRALSTATION | PIIC iX |  |  |  | Philips | Monitor, Central Station |  | MONITORCENTRALSTATION-Philips-PIIC iX |  | 4/25/19 |  | MCS-A | Not Covered Vendor Only - Biomedical | MHHS-Greater Heights | [8 empty] | MONITORCENTRALSTATION | Monitor, Central Station | Philips
NO | YES |  |  |  | 009-34393 | 009-34393 | Philips Medical Systems Cardiac and Monitoring Syste | PIIC iX |  | 2UA9141432 | GH-Clinical Decision Unit (CDU) | MHHS-Greater Heights |  | Monitor, Central Station |  | 009-34393 | 009-34393 | Central | MHHS-Greater Heights | GH-Clinical Decision Unit (CDU) | Telemetry | 12/1/19 |  |  |  | MONITORS, CENTRAL STATION | Monitor, Central Station | MONITORCENTRALSTATION-Philips-PIIC iX | MONITORCENTRALSTATION | PIIC iX |  |  |  | Philips | Monitor, Central Station |  | MONITORCENTRALSTATION-Philips-PIIC iX |  | 12/1/16 |  | MCS-A | Covered PM Repair - Biomedical | MHHS-Greater Heights | [8 empty] | MONITORCENTRALSTATION | Monitor, Central Station | Philips
NO | YES |  |  |  | 133-08668 | 133-08668 | Philips Medical Systems Cardiac and Monitoring Syste | PIIC iX |  | 253W-7KGB-D | Katy-Telemetry | MHHS-Katy |  | Monitor, Central Station |  | 133-08668 | 133-08668 | Katy | MHHS-Katy | Katy-Telemetry | Telemetry IMU | 11/1/19 | 6/1/20 |  |  | MONITORS, CENTRAL STATION | Monitor, Central Station | MONITORCENTRALSTATION-Philips-PIIC iX | MONITORCENTRALSTATION | PIIC iX |  |  |  | Philips | Monitor, Central Station |  | MONITORCENTRALSTATION-Philips-PIIC iX |  | 11/1/19 |  | MCS-A | Covered PM Repair - Radiology, Low End | MHHS-Katy | [8 empty] | MONITORCENTRALSTATION | Monitor, Central Station | Philips
NO | YES |  |  |  | 133-08670 | 133-08670 | Philips Medical Systems Cardiac and Monitoring Syste | PIIC iX |  | 7T2V-6HHJ-X | Katy-Central Supply | MHHS-Katy |  | Monitor, Central Station |  | 133-08670 | 133-08670 | Katy | MHHS-Katy | Katy-Central Supply | Telemetry IMU | 12/1/19 | 6/1/20 |  |  | MONITORS, CENTRAL STATION | Monitor, Central Station | MONITORCENTRALSTATION-Philips-PIIC iX | MONITORCENTRALSTATION | PIIC iX |  |  |  | Philips | Monitor, Central Station |  | MONITORCENTRALSTATION-Philips-PIIC iX |  |  |  | MCS-A | Covered PM Repair - Biomedical | MHHS-Katy | [8 empty] | MONITORCENTRALSTATION | Monitor, Central Station | Philips
NO | YES |  |  |  | 133-08671 | 133-08671 | Philips Medical Systems Cardiac and Monitoring Syste | PIIC iX |  | 220U-17M9-U | Katy-Telemetry | MHHS-Katy |  | Monitor, Central Station |  | 133-08671 | 133-08671 | Katy | MHHS-Katy | Katy-Telemetry | Telemetry IMU | 12/1/19 | 6/1/20 |  |  | MONITORS, CENTRAL STATION | Monitor, Central Station | MONITORCENTRALSTATION-Philips-PIIC iX | MONITORCENTRALSTATION | PIIC iX |  |  |  | Philips | Monitor, Central Station |  | MONITORCENTRALSTATION-Philips-PIIC iX |  |  |  | MCS-A | Covered PM Repair - Biomedical | MHHS-Katy | [8 empty] | MONITORCENTRALSTATION | Monitor, Central Station | Philips
NO | YES |  |  |  | 133-08672 | 133-08672 | Philips Medical Systems Cardiac and Monitoring Syste | PIIC iX |  | 1K5F-6JK9-C | Katy-Central Supply | MHHS-Katy |  | Monitor, Central Station |  | 133-08672 | 133-08672 | Katy | MHHS-Katy | Katy-Central Supply | Telemetry IMU | 12/1/19 | 6/1/20 |  |  | MONITORS, CENTRAL STATION | Monitor, Central Station | MONITORCENTRALSTATION-Philips-PIIC iX | MONITORCENTRALSTATION | PIIC iX |  |  |  | Philips | Monitor, Central Station |  | MONITORCENTRALSTATION-Philips-PIIC iX |  |  |  | MCS-A | Covered PM Repair - Biomedical | MHHS-Katy | [8 empty] | MONITORCENTRALSTATION | Monitor, Central Station | Philips
NO | YES |  |  |  | 041-19678 | 041-19678 | Philips Medical Systems Cardiac and Monitoring Syste | PIIC iX |  | 4B7V-5KGZ-6 | MEMORIAL CITY - Pediatrics | MHHS-Mem City |  | Monitor, Central Station |  | 041-19678 | 041-19678 | West | Memorial Hermann Memorial City Medical Center | MEMORIAL CITY - Pediatrics | MEMORIAL CITY - MHT - Pediatrics MH4 403.2 AIDF |  |  |  |  | MONITORS, CENTRAL STATION |  | MONITORCENTRALSTATION-Philips-PIIC iX | MONITORCENTRALSTATION | PIIC iX |  |  |  | Philips | Monitor, Central Station |  | MONITORCENTRALSTATION-Philips-PIIC iX |  |  |  |  | Covered PM Repair - Biomedical | MHHS-Mem City
NO | YES |  |  |  | 041-32161 | 041-32161 | Philips Medical Systems Cardiac and Monitoring Syste | PIIC iX |  | 2UA7401H55 | MEMORIAL CITY - Pediatrics | MHHS-Mem City |  | Monitor, Central Station |  | 041-32161 | 041-32161 | West | Memorial Hermann Memorial City Medical Center | MEMORIAL CITY - Pediatrics | MEMORIAL CITY - MHT - Pediatrics MH4 403.2 AIDF |  |  |  |  | MONITORS, CENTRAL STATION |  | MONITORCENTRALSTATION-Philips-PIIC iX | MONITORCENTRALSTATION | PIIC iX |  |  |  | Philips | Monitor, Central Station |  | MONITORCENTRALSTATION-Philips-PIIC iX |  |  |  |  | Covered PM Repair - Biomedical | MHHS-Mem City
NO | YES |  |  |  | 041-32162 | 041-32162 | Philips Medical Systems Cardiac and Monitoring Syste | PIIC iX |  | 2UA7401H3W | MEMORIAL CITY - Pediatrics | MHHS-Mem City |  | Monitor, Central Station |  | 041-32162 | 041-32162 | West | Memorial Hermann Memorial City Medical Center | MEMORIAL CITY - Pediatrics | MEMORIAL CITY - MHT - Pediatrics MH4 403.2 AIDF |  |  |  |  | MONITORS, CENTRAL STATION |  | MONITORCENTRALSTATION-Philips-PIIC iX | MONITORCENTRALSTATION | PIIC iX |  |  |  | Philips | Monitor, Central Station |  | MONITORCENTRALSTATION-Philips-PIIC iX |  |  |  |  | Covered PM Repair - Biomedical | MHHS-Mem City
NO | YES |  |  |  | 041-32163 | 041-32163 | Philips Medical Systems Cardiac and Monitoring Syste | PIIC iX |  | 2UA7401H3L | MEMORIAL CITY - Pediatrics | MHHS-Mem City |  | Monitor, Central Station |  | 041-32163 | 041-32163 | West | Memorial Hermann Memorial City Medical Center | MEMORIAL CITY - Pediatrics | MEMORIAL CITY - MHT - Pediatrics MH4 403.2 AIDF |  |  |  |  | MONITORS, CENTRAL STATION |  | MONITORCENTRALSTATION-Philips-PIIC iX | MONITORCENTRALSTATION | PIIC iX |  |  |  | Philips | Monitor, Central Station |  | MONITORCENTRALSTATION-Philips-PIIC iX |  |  |  |  | Covered PM Repair - Biomedical | MHHS-Mem City
NO | YES |  |  |  | 041-32164 | 041-32164 | Philips Medical Systems Cardiac and Monitoring Syste | PIIC iX |  | 2UA7401H4K | MEMORIAL CITY - Pediatrics | MHHS-Mem City |  | Monitor, Central Station |  | 041-32164 | 041-32164 | West | Memorial Hermann Memorial City Medical Center | MEMORIAL CITY - Pediatrics | MEMORIAL CITY - MHT - Pediatrics MH4 403.2 AIDF |  |  |  |  | MONITORS, CENTRAL STATION |  | MONITORCENTRALSTATION-Philips-PIIC iX | MONITORCENTRALSTATION | PIIC iX |  |  |  | Philips | Monitor, Central Station |  | MONITORCENTRALSTATION-Philips-PIIC iX |  |  |  |  | Covered PM Repair - Biomedical | MHHS-Mem City
NO | YES |  |  |  | 041-34210 | 041-34210 | Philips Medical Systems Cardiac and Monitoring Syste | PIIC iX |  | US43367509 | Cardiology | MHHS-Mem City |  | Monitor, Central Station |  | 041-34210 | 041-34210 | West and memorial city | Cardiolgy 7 east | Cardiology | Telementry |  |  |  |  | MONITORS, CENTRAL STATION |  | MONITORCENTRALSTATION-Philips-PIIC iX | MONITORCENTRALSTATION | PIIC iX |  |  |  | Philips | Monitor, Central Station |  | MONITORCENTRALSTATION-Philips-PIIC iX |  |  |  |  | Covered PM Repair - Biomedical | MHHS-Mem City
NO | YES |  |  |  | 041-34212 | 041-34212 | Philips Medical Systems Cardiac and Monitoring Syste | PIIC iX |  | US43367510 | MEMORIAL CITY - CARDIOLOGY | MHHS-Mem City |  | Monitor, Central Station |  | 041-34212 | 041-34212 | West | Memorial City - Memorial Cardiology East | MEMORIAL CITY - CARDIOLOGY | Telemetry E7405 Server Box |  |  |  |  | MONITORS, CENTRAL STATION |  | MONITORCENTRALSTATION-Philips-PIIC iX | MONITORCENTRALSTATION | PIIC iX |  |  |  | Philips | Monitor, Central Station |  | MONITORCENTRALSTATION-Philips-PIIC iX |  |  |  |  | Not Covered Vendor Only - Biomedical | MHHS-Mem City
NO | YES |  |  |  | 041-34213 | 041-34213 | Philips Medical Systems Cardiac and Monitoring Syste | PIIC iX |  | US43367514 | MEMORIAL CITY - CARDIOLOGY | MHHS-Mem City |  | Monitor, Central Station |  | 041-34213 | 041-34213 | West | Memorial City - Memorial Cardiology East | MEMORIAL CITY - CARDIOLOGY | Telemetry E7405 Server Box |  |  |  |  | MONITORS, CENTRAL STATION |  | MONITORCENTRALSTATION-Philips-PIIC iX | MONITORCENTRALSTATION | PIIC iX |  |  |  | Philips | Monitor, Central Station |  | MONITORCENTRALSTATION-Philips-PIIC iX |  |  |  |  | Not Covered Vendor Only - Biomedical | MHHS-Mem City
NO | YES | Asset Tag 041-34214 |  |  | 041-34214 | 041-34214 | Philips Medical Systems Cardiac and Monitoring Syste | PIIC iX |  | US43367500 | Cardiology | MHHS-Mem City |  | Monitor, Central Station |  | 041-34214 | 041-34214 | West and memorial city | Cardiolgy 7 east | Cardiology | Telementry |  |  |  |  | MONITORS, CENTRAL STATION |  | MONITORCENTRALSTATION-Philips-PIIC iX | MONITORCENTRALSTATION | PIIC iX |  |  |  | Philips | Monitor, Central Station |  | MONITORCENTRALSTATION-Philips-PIIC iX |  |  |  |  | Covered PM Repair - Biomedical | MHHS-Mem City
NO | YES | Asset Tag 041-34215 |  |  | 041-34215 | 041-34215 | Philips Medical Systems Cardiac and Monitoring Syste | PIIC iX |  | US43367507 | MEMORIAL CITY - CARDIOLOGY | MHHS-Mem City |  | Monitor, Central Station |  | 041-34215 | 041-34215 | West | Memorial City - Memorial Cardiology East | MEMORIAL CITY - CARDIOLOGY | Telemetry E7405 Server Box |  |  |  |  | MONITORS, CENTRAL STATION |  | MONITORCENTRALSTATION-Philips-PIIC iX | MONITORCENTRALSTATION | PIIC iX |  |  |  | Philips | Monitor, Central Station |  | MONITORCENTRALSTATION-Philips-PIIC iX |  |  |  |  | Covered PM Repair - Biomedical | MHHS-Mem City
NO | YES |  |  |  | 145-00359 | 145-00359 | Philips Medical Systems Cardiac and Monitoring Syste | PIIC iX |  | US43309209 | Pearland-Med/Surg | MHHS-Pearland Hospital |  | Monitor, Central Station |  | 145-00359 | 145-00359 | Pearland | MHHS-Pearland Hospital | Pearland-Med/Surg | Nursing | 10/1/19 | 10/1/20 |  |  | MONITORS, CENTRAL STATION | Monitor, Central Station | MONITORCENTRALSTATION-Philips-PIIC iX | MONITORCENTRALSTATION | PIIC iX |  |  |  | Philips | Monitor, Central Station |  | MONITORCENTRALSTATION-Philips-PIIC iX |  |  |  | MCS-A | Covered PM Repair - Biomedical | MHHS-Pearland Hospital | [8 empty] | MONITORCENTRALSTATION | Monitor, Central Station | Philips
NO | YES |  |  |  | 145-00391 | 145-00391 | Philips Medical Systems Cardiac and Monitoring Syste | PIIC iX |  | US43309207 | Pearland-4N-Med/Surg | MHHS-Pearland Hospital |  | Monitor, Central Station |  | 145-00391 | 145-00391 | Pearland | MHHS-Pearland Hospital | Pearland-4N-Med/Surg | Nursing | 10/1/19 | 10/1/20 |  |  | MONITORS, CENTRAL STATION | Monitor, Central Station | MONITORCENTRALSTATION-Philips-PIIC iX | MONITORCENTRALSTATION | PIIC iX |  |  |  | Philips | Monitor, Central Station |  | MONITORCENTRALSTATION-Philips-PIIC iX |  |  |  | MCS-A | Covered PM Repair - Biomedical | MHHS-Pearland Hospital | [8 empty] | MONITORCENTRALSTATION | Monitor, Central Station | Philips
NO | YES |  |  |  | 583-00701 | 583-00701 | Philips Medical Systems Cardiac and Monitoring Syste | PIIC iX |  | 2UA5141JKY | KT CCC-(KY)-Emergency Room | MHHS-South Katy CCC |  | Monitor, Central Station |  | 583-00701 | 583-00701 | Katy | MHHS-Others | KT CCC-(KY)-Emergency Room | Nurses station | 12/1/19 | 6/1/20 |  |  | MONITORS, CENTRAL STATION | Monitor, Central Station | MONITORCENTRALSTATION-Philips-PIIC iX | MONITORCENTRALSTATION | PIIC iX |  |  |  | Philips | Monitor, Central Station |  | MONITORCENTRALSTATION-Philips-PIIC iX |  | 12/1/16 |  | MCS-A | Covered PM Repair - Biomedical | MHHS-South Katy CCC | [8 empty] | MONITORCENTRALSTATION | Monitor, Central Station | Philips
NO | YES |  |  |  | 077-09434 | 077-09434 | Philips Medical Systems Cardiac and Monitoring Syste | PIIC iX |  | 7G16-59N8-W | TMC-Children's-CCN (10Hp) | MHHS-TMC |  | Monitor, Central Station |  | 077-09434 | 077-09434 | TMC | MHHS-TMC | TMC-Children's-CCN (10Hp) |  | 10/30/19 |  |  |  | MONITORS, CENTRAL STATION |  | MONITORCENTRALSTATION-Philips-PIIC iX | MONITORCENTRALSTATION | PIIC iX |  |  |  | Philips | Monitor, Central Station |  | MONITORCENTRALSTATION-Philips-PIIC iX |  | 10/21/12 | Verified 3/29/2020 11:26:am (Central) |  | Covered PM Repair - Biomedical | MHHS-TMC
NO | NO |  |  |  | 151-03488 |  | Philips Medical Systems Cardiac and Monitoring Syste | PIIC iX |  | 2UA8432FH1 | CY - COU | MHHS-Cypress |  | Monitor, Central Station |  | 151-03488 |  | Northwest & Cypress |  | CY - COU | [5 empty] | MONITORS, CENTRAL STATION |  | MONITORCENTRALSTATION-Philips-PIIC iX | MONITORCENTRALSTATION | PIIC iX |  |  |  | Philips | Monitor, Central Station |  | MONITORCENTRALSTATION-Philips-PIIC iX |  |  |  |  | Covered PM Repair - Biomedical | MHHS-Cypress
NO | NO |  |  |  | 151-01170 |  | Philips Medical Systems Cardiac and Monitoring Syste | PIIC iX |  | US43320513 / 2UA6492LPC | CY - ER | MHHS-Cypress |  | Monitor, Central Station |  | 151-01170 |  | Northwest & Cypress |  | CY - ER | [5 empty] | MONITORS, CENTRAL STATION |  | MONITORCENTRALSTATION-Philips-PIIC iX | MONITORCENTRALSTATION | PIIC iX |  |  |  | Philips | Monitor, Central Station |  | MONITORCENTRALSTATION-Philips-PIIC iX |  |  |  |  | Covered PM Repair - Biomedical | MHHS-Cypress
NO | NO |  |  |  | 151-01187 |  | Philips Medical Systems Cardiac and Monitoring Syste | PIIC iX |  | US43320512 / 2UA6482H1J | CY - ER | MHHS-Cypress |  | Monitor, Central Station |  | 151-01187 |  | Northwest & Cypress |  | CY - ER | [5 empty] | MONITORS, CENTRAL STATION |  | MONITORCENTRALSTATION-Philips-PIIC iX | MONITORCENTRALSTATION | PIIC iX |  |  |  | Philips | Monitor, Central Station |  | MONITORCENTRALSTATION-Philips-PIIC iX |  |  |  |  | Covered PM Repair - Biomedical | MHHS-Cypress
NO | NO |  |  |  | 009-34772 |  | Philips Medical Systems Cardiac and Monitoring Syste | PIIC iX |  | 2UA91413RD | GH - CARDIAC CARE UNIT (CCU) 3N | MHHS-Greater Heights |  | Monitor, Central Station |  | 009-34772 |  | Central & Greater Heights |  | GH - CARDIAC CARE UNIT (CCU) 3N | [5 empty] | MONITORS, CENTRAL STATION |  | MONITORCENTRALSTATION-Philips-PIIC iX | MONITORCENTRALSTATION | PIIC iX |  |  |  | Philips | Monitor, Central Station |  | MONITORCENTRALSTATION-Philips-PIIC iX |  |  |  |  | Covered PM Repair - Biomedical | MHHS-Greater Heights
NO | NO |  |  |  | 009-34348 |  | Philips Medical Systems Cardiac and Monitoring Syste | PIIC iX |  | 2UA916152K | GH - ER | MHHS-Greater Heights |  | Monitor, Central Station |  | 009-34348 |  | Central & Greater Heights |  | GH - ER | [5 empty] | MONITORS, CENTRAL STATION |  | MONITORCENTRALSTATION-Philips-PIIC iX | MONITORCENTRALSTATION | PIIC iX |  |  |  | Philips | Monitor, Central Station |  | MONITORCENTRALSTATION-Philips-PIIC iX |  |  |  |  | Covered PM Repair - Biomedical | MHHS-Greater Heights
NO | NO |  |  |  | 009-34557 |  | Philips Medical Systems Cardiac and Monitoring Syste | PIIC iX |  | 2UA91413PR | GH - ER | MHHS-Greater Heights |  | Monitor, Central Station |  | 009-34557 |  | Central & Greater Heights |  | GH - ER | [5 empty] | MONITORS, CENTRAL STATION |  | MONITORCENTRALSTATION-Philips-PIIC iX | MONITORCENTRALSTATION | PIIC iX |  |  |  | Philips | Monitor, Central Station |  | MONITORCENTRALSTATION-Philips-PIIC iX |  |  |  |  | Covered PM Repair - Biomedical | MHHS-Greater Heights
NO | NO |  |  |  | 009-34765 |  | Philips Medical Systems Cardiac and Monitoring Syste | PIIC iX |  | 2UA9161554 | GH - ER | MHHS-Greater Heights |  | Monitor, Central Station |  | 009-34765 |  | Central & Greater Heights |  | GH - ER | [5 empty] | MONITORS, CENTRAL STATION |  | MONITORCENTRALSTATION-Philips-PIIC iX | MONITORCENTRALSTATION | PIIC iX |  |  |  | Philips | Monitor, Central Station |  | MONITORCENTRALSTATION-Philips-PIIC iX |  |  |  |  | Covered PM Repair - Biomedical | MHHS-Greater Heights
NO | NO |  |  |  | 009-34345 |  | Philips Medical Systems Cardiac and Monitoring Syste | PIIC iX |  | 2UA91413QP | GH - ICU | MHHS-Greater Heights |  | Monitor, Central Station |  | 009-34345 |  | Central & Greater Heights |  | GH - ICU | [5 empty] | MONITORS, CENTRAL STATION |  | MONITORCENTRALSTATION-Philips-PIIC iX | MONITORCENTRALSTATION | PIIC iX |  |  |  | Philips | Monitor, Central Station |  | MONITORCENTRALSTATION-Philips-PIIC iX |  |  |  |  | Covered PM Repair - Biomedical | MHHS-Greater Heights
NO | NO |  |  |  | 009-34518 |  | Philips Medical Systems Cardiac and Monitoring Syste | PIIC iX |  | 2UA914142T | GH - ICU | MHHS-Greater Heights |  | Monitor, Central Station |  | 009-34518 |  | Central & Greater Heights |  | GH - ICU | [5 empty] | MONITORS, CENTRAL STATION |  | MONITORCENTRALSTATION-Philips-PIIC iX | MONITORCENTRALSTATION | PIIC iX |  |  |  | Philips | Monitor, Central Station |  | MONITORCENTRALSTATION-Philips-PIIC iX |  |  |  |  | Covered PM Repair - Biomedical | MHHS-Greater Heights
NO | NO |  |  |  | 009-34767 |  | Philips Medical Systems Cardiac and Monitoring Syste | PIIC iX |  | 2UA91413PT | GH - IMU | MHHS-Greater Heights |  | Monitor, Central Station |  | 009-34767 |  | Central & Greater Heights |  | GH - IMU | [5 empty] | MONITORS, CENTRAL STATION |  | MONITORCENTRALSTATION-Philips-PIIC iX | MONITORCENTRALSTATION | PIIC iX |  |  |  | Philips | Monitor, Central Station |  | MONITORCENTRALSTATION-Philips-PIIC iX |  |  |  |  | Covered PM Repair - Biomedical | MHHS-Greater Heights
NO | NO |  |  |  | 009-34763 |  | Philips Medical Systems Cardiac and Monitoring Syste | PIIC iX |  | 2UA91413VY | GH - PACU | MHHS-Greater Heights |  | Monitor, Central Station |  | 009-34763 |  | Central & Greater Heights |  | GH - PACU | [5 empty] | MONITORS, CENTRAL STATION |  | MONITORCENTRALSTATION-Philips-PIIC iX | MONITORCENTRALSTATION | PIIC iX |  |  |  | Philips | Monitor, Central Station |  | MONITORCENTRALSTATION-Philips-PIIC iX |  |  |  |  | Covered PM Repair - Biomedical | MHHS-Greater Heights
NO | NO |  |  |  | 133-10201 |  | Philips Medical Systems Cardiac and Monitoring Syste | PIIC iX |  | 2UA804LQD | KATY - IMU | MHHS-Katy |  | Monitor, Central Station |  | 133-10201 |  | Katy |  | KATY - IMU | [5 empty] | MONITORS, CENTRAL STATION |  | MONITORCENTRALSTATION-Philips-PIIC iX | MONITORCENTRALSTATION | PIIC iX |  |  |  | Philips | Monitor, Central Station |  | MONITORCENTRALSTATION-Philips-PIIC iX |  |  |  |  | Covered PM Repair - Biomedical | MHHS-Katy
NO | NO |  |  |  | 133-08669 |  | Philips Medical Systems Cardiac and Monitoring Syste | PIIC iX |  | 753L-46MR-L | KATY - TELEMETRY | MHHS-Katy |  | Monitor, Central Station |  | 133-08669 |  | Katy |  | KATY - TELEMETRY | [5 empty] | MONITORS, CENTRAL STATION |  | MONITORCENTRALSTATION-Philips-PIIC iX | MONITORCENTRALSTATION | PIIC iX |  |  |  | Philips | Monitor, Central Station |  | MONITORCENTRALSTATION-Philips-PIIC iX |  |  |  |  | Not Covered Vendor Only - Biomedical | MHHS-Katy
NO | NO |  |  |  | 041-32625 |  | Philips Medical Systems Cardiac and Monitoring Syste | PIIC iX |  | US43343513 | MEMORIAL CITY - EAST TOWER - IMCU | MHHS-Mem City |  | Monitor, Central Station |  | 041-32625 |  | West & Memorial City |  | MEMORIAL CITY - EAST TOWER - IMCU | [5 empty] | MONITORS, CENTRAL STATION |  | MONITORCENTRALSTATION-Philips-PIIC iX | MONITORCENTRALSTATION | PIIC iX |  |  |  | Philips | Monitor, Central Station |  | MONITORCENTRALSTATION-Philips-PIIC iX |  |  |  |  | Covered PM Repair - Biomedical | MHHS-Mem City
NO | NO |  |  |  | 041-32626 |  | Philips Medical Systems Cardiac and Monitoring Syste | PIIC iX |  | US43343515 | MEMORIAL CITY - EAST TOWER - NEUROLOGY | MHHS-Mem City |  | Monitor, Central Station |  | 041-32626 |  | West & Memorial City |  | MEMORIAL CITY - EAST TOWER - NEUROLOGY | [5 empty] | MONITORS, CENTRAL STATION |  | MONITORCENTRALSTATION-Philips-PIIC iX | MONITORCENTRALSTATION | PIIC iX |  |  |  | Philips | Monitor, Central Station |  | MONITORCENTRALSTATION-Philips-PIIC iX |  |  |  |  | Covered PM Repair - Biomedical | MHHS-Mem City
NO | NO |  |  |  | 041-34419 |  | Philips Medical Systems Cardiac and Monitoring Syste | PIIC iX |  | US43373395 | MEMORIAL CITY - ER | MHHS-Mem City |  | Monitor, Central Station |  | 041-34419 |  | West & Memorial City |  | MEMORIAL CITY - ER | [5 empty] | MONITORS, CENTRAL STATION |  | MONITORCENTRALSTATION-Philips-PIIC iX | MONITORCENTRALSTATION | PIIC iX |  |  |  | Philips | Monitor, Central Station |  | MONITORCENTRALSTATION-Philips-PIIC iX |  |  |  |  | Covered PM Repair - Biomedical | MHHS-Mem City
NO | NO |  |  |  | 041-34422 |  | Philips Medical Systems Cardiac and Monitoring Syste | PIIC iX |  | US43369306 | MEMORIAL CITY - ER | MHHS-Mem City |  | Monitor, Central Station |  | 041-34422 |  | West & Memorial City |  | MEMORIAL CITY - ER | [5 empty] | MONITORS, CENTRAL STATION |  | MONITORCENTRALSTATION-Philips-PIIC iX | MONITORCENTRALSTATION | PIIC iX |  |  |  | Philips | Monitor, Central Station |  | MONITORCENTRALSTATION-Philips-PIIC iX |  |  |  |  | Covered PM Repair - Biomedical | MHHS-Mem City
NO | NO |  |  |  | 041-34423 |  | Philips Medical Systems Cardiac and Monitoring Syste | PIIC iX |  | US43373396 | MEMORIAL CITY - ER | MHHS-Mem City |  | Monitor, Central Station |  | 041-34423 |  | West & Memorial City |  | MEMORIAL CITY - ER | [5 empty] | MONITORS, CENTRAL STATION |  | MONITORCENTRALSTATION-Philips-PIIC iX | MONITORCENTRALSTATION | PIIC iX |  |  |  | Philips | Monitor, Central Station |  | MONITORCENTRALSTATION-Philips-PIIC iX |  |  |  |  | Covered PM Repair - Biomedical | MHHS-Mem City
NO | NO |  |  |  | 041-19679 |  | Philips Medical Systems Cardiac and Monitoring Syste | PIIC iX |  | US43306871 | MEMORIAL CITY - MHT - JHC PACU | MHHS-Mem City |  | Monitor, Central Station |  | 041-19679 |  | West & Memorial City |  | MEMORIAL CITY - MHT - JHC PACU | [5 empty] | MONITORS, CENTRAL STATION |  | MONITORCENTRALSTATION-Philips-PIIC iX | MONITORCENTRALSTATION | PIIC iX |  |  |  | Philips | Monitor, Central Station |  | MONITORCENTRALSTATION-Philips-PIIC iX |  |  |  |  | Covered PM Repair - Biomedical | MHHS-Mem City
NO | NO |  |  |  | 041-19680 |  | Philips Medical Systems Cardiac and Monitoring Syste | PIIC iX |  | US43306873 | MEMORIAL CITY - MHT- JHC PRE OP | MHHS-Mem City |  | Monitor, Central Station |  | 041-19680 |  | West & Memorial City |  | MEMORIAL CITY - MHT- JHC PRE OP | [5 empty] | MONITORS, CENTRAL STATION |  | MONITORCENTRALSTATION-Philips-PIIC iX | MONITORCENTRALSTATION | PIIC iX |  |  |  | Philips | Monitor, Central Station |  | MONITORCENTRALSTATION-Philips-PIIC iX |  |  |  |  | Covered PM Repair - Biomedical | MHHS-Mem City
NO | NO |  |  |  | 041-32705 |  | Philips Medical Systems Cardiac and Monitoring Syste | PIIC iX |  | US43343511 | MEMORIAL CITY - MICU | MHHS-Mem City |  | Monitor, Central Station |  | 041-32705 |  | West & Memorial City |  | MEMORIAL CITY - MICU | [5 empty] | MONITORS, CENTRAL STATION |  | MONITORCENTRALSTATION-Philips-PIIC iX | MONITORCENTRALSTATION | PIIC iX |  |  |  | Philips | Monitor, Central Station |  | MONITORCENTRALSTATION-Philips-PIIC iX |  |  |  |  | Covered PM Repair - Biomedical | MHHS-Mem City
NO | NO |  |  |  | 041-20127 |  | Philips Medical Systems Cardiac and Monitoring Syste | PIIC iX |  | 654C-44NB-E | MEMORIAL CITY - MOR RECOVERY | MHHS-Mem City |  | Monitor, Central Station |  | 041-20127 |  | West & Memorial City |  | MEMORIAL CITY - MOR RECOVERY | [5 empty] | MONITORS, CENTRAL STATION |  | MONITORCENTRALSTATION-Philips-PIIC iX | MONITORCENTRALSTATION | PIIC iX |  |  |  | Philips | Monitor, Central Station |  | MONITORCENTRALSTATION-Philips-PIIC iX |  |  |  |  | Covered PM Repair - Biomedical | MHHS-Mem City
NO | NO |  |  |  | 041-34145 |  | Philips Medical Systems Cardiac and Monitoring Syste | PIIC iX |  | US43365332 | MEMORIAL CITY - OUTPATIENT SURGERY RECOVERY | MHHS-Mem City |  | Monitor, Central Station |  | 041-34145 |  | West & Memorial City |  | MEMORIAL CITY - OUTPATIENT SURGERY RECOVERY | [5 empty] | MONITORS, CENTRAL STATION |  | MONITORCENTRALSTATION-Philips-PIIC iX | MONITORCENTRALSTATION | PIIC iX |  |  |  | Philips | Monitor, Central Station |  | MONITORCENTRALSTATION-Philips-PIIC iX |  |  |  |  | Covered PM Repair - Biomedical | MHHS-Mem City
NO | NO |  |  |  | 041-32704 |  | Philips Medical Systems Cardiac and Monitoring Syste | PIIC iX |  | US43343509 | MEMORIAL CITY - SICU | MHHS-Mem City |  | Monitor, Central Station |  | 041-32704 |  | West & Memorial City |  | MEMORIAL CITY - SICU | [5 empty] | MONITORS, CENTRAL STATION |  | MONITORCENTRALSTATION-Philips-PIIC iX | MONITORCENTRALSTATION | PIIC iX |  |  |  | Philips | Monitor, Central Station |  | MONITORCENTRALSTATION-Philips-PIIC iX |  |  |  |  | No Coverage Specified | MHHS-Mem City
NO | NO |  |  |  | 041-34209 |  | Philips Medical Systems Cardiac and Monitoring Syste | PIIC iX |  | US43367503 | MEMORIAL CITY - TELEMETRY | MHHS-Mem City |  | Monitor, Central Station |  | 041-34209 |  | West & Memorial City |  | MEMORIAL CITY - TELEMETRY | [5 empty] | MONITORS, CENTRAL STATION |  | MONITORCENTRALSTATION-Philips-PIIC iX | MONITORCENTRALSTATION | PIIC iX |  |  |  | Philips | Monitor, Central Station |  | MONITORCENTRALSTATION-Philips-PIIC iX |  |  |  |  | Covered PM Repair - Biomedical | MHHS-Mem City
NO | NO |  |  |  | 041-34211 |  | Philips Medical Systems Cardiac and Monitoring Syste | PIIC iX |  | US43367501 | MEMORIAL CITY - TELEMETRY | MHHS-Mem City |  | Monitor, Central Station |  | 041-34211 |  | West & Memorial City |  | MEMORIAL CITY - TELEMETRY | [5 empty] | MONITORS, CENTRAL STATION |  | MONITORCENTRALSTATION-Philips-PIIC iX | MONITORCENTRALSTATION | PIIC iX |  |  |  | Philips | Monitor, Central Station |  | MONITORCENTRALSTATION-Philips-PIIC iX |  |  |  |  | Covered PM Repair - Biomedical | MHHS-Mem City
NO | NO |  |  |  | 041-34216 |  | Philips Medical Systems Cardiac and Monitoring Syste | PIIC iX |  | US43367506 | MEMORIAL CITY - TELEMETRY | MHHS-Mem City |  | Monitor, Central Station |  | 041-34216 |  | West & Memorial City |  | MEMORIAL CITY - TELEMETRY | [5 empty] | MONITORS, CENTRAL STATION |  | MONITORCENTRALSTATION-Philips-PIIC iX | MONITORCENTRALSTATION | PIIC iX |  |  |  | Philips | Monitor, Central Station |  | MONITORCENTRALSTATION-Philips-PIIC iX |  |  |  |  | Not Covered Vendor Only - Biomedical | MHHS-Mem City
NO | NO |  |  |  | 145-00325 |  | Philips Medical Systems Cardiac and Monitoring Syste | PIIC iX |  | US43309764 | PEARLAND - TELEMETRY | MHHS-Pearland Hospital |  | Monitor, Central Station |  | 145-00325 |  | Pearland |  | PEARLAND - TELEMETRY | [5 empty] | MONITORS, CENTRAL STATION |  | MONITORCENTRALSTATION-Philips-PIIC iX | MONITORCENTRALSTATION | PIIC iX |  |  |  | Philips | Monitor, Central Station |  | MONITORCENTRALSTATION-Philips-PIIC iX |  |  |  |  | Covered PM Repair - Biomedical | MHHS-Pearland Hospital
NO | NO |  |  |  | 145-00373 |  | Philips Medical Systems Cardiac and Monitoring Syste | PIIC iX |  | US43310120 | PEARLAND - TELEMETRY | MHHS-Pearland Hospital |  | Monitor, Central Station |  | 145-00373 |  | Pearland |  | PEARLAND - TELEMETRY | [5 empty] | MONITORS, CENTRAL STATION |  | MONITORCENTRALSTATION-Philips-PIIC iX | MONITORCENTRALSTATION | PIIC iX |  |  |  | Philips | Monitor, Central Station |  | MONITORCENTRALSTATION-Philips-PIIC iX |  |  |  |  | Covered PM Repair - Biomedical | MHHS-Pearland Hospital
NO | NO |  |  |  | 145-00682 |  | Philips Medical Systems Cardiac and Monitoring Syste | PIIC iX |  | US43309208 | PEARLAND - TELEMETRY | MHHS-Pearland Hospital |  | Monitor, Central Station |  | 145-00682 |  | Pearland |  | PEARLAND - TELEMETRY | [5 empty] | MONITORS, CENTRAL STATION |  | MONITORCENTRALSTATION-Philips-PIIC iX | MONITORCENTRALSTATION | PIIC iX |  |  |  | Philips | Monitor, Central Station |  | MONITORCENTRALSTATION-Philips-PIIC iX |  |  |  |  | Not Covered Vendor Only - Biomedical | MHHS-Pearland Hospital
NO | NO |  |  |  | 145-00683 |  | Philips Medical Systems Cardiac and Monitoring Syste | PIIC iX |  | NEED | PEARLAND - TELEMETRY | MHHS-Pearland Hospital |  | Monitor, Central Station |  | 145-00683 |  | Pearland |  | PEARLAND - TELEMETRY | [5 empty] | MONITORS, CENTRAL STATION |  | MONITORCENTRALSTATION-Philips-PIIC iX | MONITORCENTRALSTATION | PIIC iX |  |  |  | Philips | Monitor, Central Station |  | MONITORCENTRALSTATION-Philips-PIIC iX |  |  |  |  | Not Covered Vendor Only - Biomedical | MHHS-Pearland Hospital
NO | NO |  |  |  | 005-33832 |  | Philips Medical Systems Cardiac and Monitoring Syste | PIIC iX |  | 2UA8251TZC | SE - IMCU | MHHS-Southeast |  | Monitor, Central Station |  | 005-33832 |  | Southeast & Bay Area |  | SE - IMCU | [5 empty] | MONITORS, CENTRAL STATION |  | MONITORCENTRALSTATION-Philips-PIIC iX | MONITORCENTRALSTATION | PIIC iX |  |  |  | Philips | Monitor, Central Station |  | MONITORCENTRALSTATION-Philips-PIIC iX |  |  |  |  | Not Covered Vendor Only - Biomedical | MHHS-Southeast
NO | NO |  |  |  | 005-10446 |  | Philips Medical Systems Cardiac and Monitoring Syste | PIIC iX |  | US43326309-TELE3 | SE - TELEMETRY | MHHS-Southeast |  | Monitor, Central Station |  | 005-10446 |  | Southeast & Bay Area |  | SE - TELEMETRY | [5 empty] | MONITORS, CENTRAL STATION |  | MONITORCENTRALSTATION-Philips-PIIC iX | MONITORCENTRALSTATION | PIIC iX |  |  |  | Philips | Monitor, Central Station |  | MONITORCENTRALSTATION-Philips-PIIC iX |  |  |  |  | Not Covered Vendor Only - Biomedical | MHHS-Southeast
NO | NO |  |  |  | 005-10830 |  | Philips Medical Systems Cardiac and Monitoring Syste | PIIC iX |  | US43306641 | SE - TELEMETRY | MHHS-Southeast |  | Monitor, Central Station |  | 005-10830 |  | Southeast & Bay Area |  | SE - TELEMETRY | [5 empty] | MONITORS, CENTRAL STATION |  | MONITORCENTRALSTATION-Philips-PIIC iX | MONITORCENTRALSTATION | PIIC iX |  |  |  | Philips | Monitor, Central Station |  | MONITORCENTRALSTATION-Philips-PIIC iX |  |  |  |  | Not Covered Vendor Only - Biomedical | MHHS-Southeast
NO | NO |  |  |  | 005-12047 |  | Philips Medical Systems Cardiac and Monitoring Syste | PIIC iX |  | US43326311-PXOVR | SE - TELEMETRY | MHHS-Southeast |  | Monitor, Central Station |  | 005-12047 |  | Southeast & Bay Area |  | SE - TELEMETRY | [5 empty] | MONITORS, CENTRAL STATION |  | MONITORCENTRALSTATION-Philips-PIIC iX | MONITORCENTRALSTATION | PIIC iX |  |  |  | Philips | Monitor, Central Station |  | MONITORCENTRALSTATION-Philips-PIIC iX |  |  |  |  | Not Covered Vendor Only - Biomedical | MHHS-Southeast
NO | NO |  |  |  | 005-12049 |  | Philips Medical Systems Cardiac and Monitoring Syste | PIIC iX |  | US43326304-TELE9 | SE - TELEMETRY | MHHS-Southeast |  | Monitor, Central Station |  | 005-12049 |  | Southeast & Bay Area |  | SE - TELEMETRY | [5 empty] | MONITORS, CENTRAL STATION |  | MONITORCENTRALSTATION-Philips-PIIC iX | MONITORCENTRALSTATION | PIIC iX |  |  |  | Philips | Monitor, Central Station |  | MONITORCENTRALSTATION-Philips-PIIC iX |  |  |  |  | Covered PM Repair - Biomedical | MHHS-Southeast
NO | NO |  |  |  | 005-12050 |  | Philips Medical Systems Cardiac and Monitoring Syste | PIIC iX |  | US43326305-TELE8 | SE - TELEMETRY | MHHS-Southeast |  | Monitor, Central Station |  | 005-12050 |  | Southeast & Bay Area |  | SE - TELEMETRY | [5 empty] | MONITORS, CENTRAL STATION |  | MONITORCENTRALSTATION-Philips-PIIC iX | MONITORCENTRALSTATION | PIIC iX |  |  |  | Philips | Monitor, Central Station |  | MONITORCENTRALSTATION-Philips-PIIC iX |  |  |  |  | Covered PM Repair - Biomedical | MHHS-Southeast
NO | NO |  |  |  | 005-12051 |  | Philips Medical Systems Cardiac and Monitoring Syste | PIIC iX |  | US43326312-TEL7 | SE - TELEMETRY | MHHS-Southeast |  | Monitor, Central Station |  | 005-12051 |  | Southeast & Bay Area |  | SE - TELEMETRY | [5 empty] | MONITORS, CENTRAL STATION |  | MONITORCENTRALSTATION-Philips-PIIC iX | MONITORCENTRALSTATION | PIIC iX |  |  |  | Philips | Monitor, Central Station |  | MONITORCENTRALSTATION-Philips-PIIC iX |  |  |  |  | Covered PM Repair - Biomedical | MHHS-Southeast
NO | NO |  |  |  | 005-12061 |  | Philips Medical Systems Cardiac and Monitoring Syste | PIIC iX |  | US43325321-TELE6 | SE - TELEMETRY | MHHS-Southeast |  | Monitor, Central Station |  | 005-12061 |  | Southeast & Bay Area |  | SE - TELEMETRY | [5 empty] | MONITORS, CENTRAL STATION |  | MONITORCENTRALSTATION-Philips-PIIC iX | MONITORCENTRALSTATION | PIIC iX |  |  |  | Philips | Monitor, Central Station |  | MONITORCENTRALSTATION-Philips-PIIC iX |  |  |  |  | Covered PM Repair - Biomedical | MHHS-Southeast
NO | NO |  |  |  | 005-12064 |  | Philips Medical Systems Cardiac and Monitoring Syste | PIIC iX |  | US43326315-TELE5 | SE - TELEMETRY | MHHS-Southeast |  | Monitor, Central Station |  | 005-12064 |  | Southeast & Bay Area |  | SE - TELEMETRY | [5 empty] | MONITORS, CENTRAL STATION |  | MONITORCENTRALSTATION-Philips-PIIC iX | MONITORCENTRALSTATION | PIIC iX |  |  |  | Philips | Monitor, Central Station |  | MONITORCENTRALSTATION-Philips-PIIC iX |  |  |  |  | Not Covered Vendor Only - Biomedical | MHHS-Southeast
NO | NO |  |  |  | 005-12067 |  | Philips Medical Systems Cardiac and Monitoring Syste | PIIC iX |  | US43326301-TELE4 | SE - TELEMETRY | MHHS-Southeast |  | Monitor, Central Station |  | 005-12067 |  | Southeast & Bay Area |  | SE - TELEMETRY | [5 empty] | MONITORS, CENTRAL STATION |  | MONITORCENTRALSTATION-Philips-PIIC iX | MONITORCENTRALSTATION | PIIC iX |  |  |  | Philips | Monitor, Central Station |  | MONITORCENTRALSTATION-Philips-PIIC iX |  |  |  |  | Covered PM Repair - Lab Analyzers/Anesth | MHHS-Southeast
NO | NO |  |  |  | 005-12072 |  | Philips Medical Systems Cardiac and Monitoring Syste | PIIC iX |  | US43326302-TELE2 | SE - TELEMETRY | MHHS-Southeast |  | Monitor, Central Station |  | 005-12072 |  | Southeast & Bay Area |  | SE - TELEMETRY | [5 empty] | MONITORS, CENTRAL STATION |  | MONITORCENTRALSTATION-Philips-PIIC iX | MONITORCENTRALSTATION | PIIC iX |  |  |  | Philips | Monitor, Central Station |  | MONITORCENTRALSTATION-Philips-PIIC iX |  |  |  |  | Not Covered Vendor Only - Lab Ana/Anes | MHHS-Southeast
NO | NO |  |  |  | 005-12075 |  | Philips Medical Systems Cardiac and Monitoring Syste | PIIC iX |  | US43326314-TELE1 | SE - TELEMETRY | MHHS-Southeast |  | Monitor, Central Station |  | 005-12075 |  | Southeast & Bay Area |  | SE - TELEMETRY | [5 empty] | MONITORS, CENTRAL STATION |  | MONITORCENTRALSTATION-Philips-PIIC iX | MONITORCENTRALSTATION | PIIC iX |  |  |  | Philips | Monitor, Central Station |  | MONITORCENTRALSTATION-Philips-PIIC iX |  |  |  |  | Not Covered Vendor Only - Lab Ana/Anes | MHHS-Southeast
NO | NO |  |  |  | 005-12007 |  | Philips Medical Systems Cardiac and Monitoring Syste | PIIC iX |  | 2UA7112516 | SE - UNIT 1B (MED/SURG) | MHHS-Southeast |  | Monitor, Central Station |  | 005-12007 |  | Southeast & Bay Area |  | SE - UNIT 1B (MED/SURG) | [5 empty] | MONITORS, CENTRAL STATION |  | MONITORCENTRALSTATION-Philips-PIIC iX | MONITORCENTRALSTATION | PIIC iX |  |  |  | Philips | Monitor, Central Station |  | MONITORCENTRALSTATION-Philips-PIIC iX |  |  |  |  | Not Covered Vendor Only - Lab Ana/Anes | MHHS-Southeast
NO | NO |  |  |  | 005-12008 |  | Philips Medical Systems Cardiac and Monitoring Syste | PIIC iX |  | 2UA711250J | SE - UNIT 1B (MED/SURG) | MHHS-Southeast |  | Monitor, Central Station |  | 005-12008 |  | Southeast & Bay Area |  | SE - UNIT 1B (MED/SURG) | [5 empty] | MONITORS, CENTRAL STATION |  | MONITORCENTRALSTATION-Philips-PIIC iX | MONITORCENTRALSTATION | PIIC iX |  |  |  | Philips | Monitor, Central Station |  | MONITORCENTRALSTATION-Philips-PIIC iX |  |  |  |  | Covered PM Repair - Biomedical | MHHS-Southeast
NO | NO |  |  |  | 005-12012 |  | Philips Medical Systems Cardiac and Monitoring Syste | PIIC iX |  | US43326307 | SE - UNIT 2A (INPATIENT REHAB) | MHHS-Southeast |  | Monitor, Central Station |  | 005-12012 |  | Southeast & Bay Area |  | SE - UNIT 2A (INPATIENT REHAB) | [5 empty] | MONITORS, CENTRAL STATION |  | MONITORCENTRALSTATION-Philips-PIIC iX | MONITORCENTRALSTATION | PIIC iX |  |  |  | Philips | Monitor, Central Station |  | MONITORCENTRALSTATION-Philips-PIIC iX |  |  |  |  | Covered PM Repair - Biomedical | MHHS-Southeast
NO | NO |  |  |  | 005-12010 |  | Philips Medical Systems Cardiac and Monitoring Syste | PIIC iX |  | US43326319 | SE - UNIT 2B (ONCOLOGY) | MHHS-Southeast |  | Monitor, Central Station |  | 005-12010 |  | Southeast & Bay Area |  | SE - UNIT 2B (ONCOLOGY) | [5 empty] | MONITORS, CENTRAL STATION |  | MONITORCENTRALSTATION-Philips-PIIC iX | MONITORCENTRALSTATION | PIIC iX |  |  |  | Philips | Monitor, Central Station |  | MONITORCENTRALSTATION-Philips-PIIC iX |  |  |  |  | Covered PM Repair - Biomedical | MHHS-Southeast
NO | NO |  |  |  | 005-12011 |  | Philips Medical Systems Cardiac and Monitoring Syste | PIIC iX |  | US43326317 | SE - UNIT 2B (ONCOLOGY) | MHHS-Southeast |  | Monitor, Central Station |  | 005-12011 |  | Southeast & Bay Area |  | SE - UNIT 2B (ONCOLOGY) | [5 empty] | MONITORS, CENTRAL STATION |  | MONITORCENTRALSTATION-Philips-PIIC iX | MONITORCENTRALSTATION | PIIC iX |  |  |  | Philips | Monitor, Central Station |  | MONITORCENTRALSTATION-Philips-PIIC iX |  |  |  |  | Covered PM Repair - Biomedical | MHHS-Southeast
NO | NO |  |  |  | 005-12013 |  | Philips Medical Systems Cardiac and Monitoring Syste | PIIC iX |  | US43326303 | SE - UNIT 3A (IMU) | MHHS-Southeast |  | Monitor, Central Station |  | 005-12013 |  | Southeast & Bay Area |  | SE - UNIT 3A (IMU) | [5 empty] | MONITORS, CENTRAL STATION |  | MONITORCENTRALSTATION-Philips-PIIC iX | MONITORCENTRALSTATION | PIIC iX |  |  |  | Philips | Monitor, Central Station |  | MONITORCENTRALSTATION-Philips-PIIC iX |  |  |  |  | Covered PM Repair - Biomedical | MHHS-Southeast
NO | NO |  |  |  | 005-12014 |  | Philips Medical Systems Cardiac and Monitoring Syste | PIIC iX |  | US43326313 | SE - UNIT 3A (IMU) | MHHS-Southeast |  | Monitor, Central Station |  | 005-12014 |  | Southeast & Bay Area |  | SE - UNIT 3A (IMU) | [5 empty] | MONITORS, CENTRAL STATION |  | MONITORCENTRALSTATION-Philips-PIIC iX | MONITORCENTRALSTATION | PIIC iX |  |  |  | Philips | Monitor, Central Station |  | MONITORCENTRALSTATION-Philips-PIIC iX |  |  |  |  | Covered PM Repair - Biomedical | MHHS-Southeast
NO | NO |  |  |  | 005-12015 |  | Philips Medical Systems Cardiac and Monitoring Syste | PIIC iX |  | US43326300 | SE - UNIT 3A (IMU) | MHHS-Southeast |  | Monitor, Central Station |  | 005-12015 |  | Southeast & Bay Area |  | SE - UNIT 3A (IMU) | [5 empty] | MONITORS, CENTRAL STATION |  | MONITORCENTRALSTATION-Philips-PIIC iX | MONITORCENTRALSTATION | PIIC iX |  |  |  | Philips | Monitor, Central Station |  | MONITORCENTRALSTATION-Philips-PIIC iX |  |  |  |  | Covered PM Repair - Biomedical | MHHS-Southeast
NO | NO |  |  |  | 005-33880 |  | Philips Medical Systems Cardiac and Monitoring Syste | PIIC iX |  | US43326318 | SE - UNIT 3B (SCU) | MHHS-Southeast |  | Monitor, Central Station |  | 005-33880 |  | Southeast & Bay Area |  | SE - UNIT 3B (SCU) | [5 empty] | MONITORS, CENTRAL STATION |  | MONITORCENTRALSTATION-Philips-PIIC iX | MONITORCENTRALSTATION | PIIC iX |  |  |  | Philips | Monitor, Central Station |  | MONITORCENTRALSTATION-Philips-PIIC iX |  |  |  |  | Covered PM Repair - Biomedical | MHHS-Southeast
NO | NO |  |  |  | 005-33881 |  | Philips Medical Systems Cardiac and Monitoring Syste | PIIC iX |  | US43326316 | SE - UNIT 3B (SCU) | MHHS-Southeast |  | Monitor, Central Station |  | 005-33881 |  | Southeast & Bay Area |  | SE - UNIT 3B (SCU) | [5 empty] | MONITORS, CENTRAL STATION |  | MONITORCENTRALSTATION-Philips-PIIC iX | MONITORCENTRALSTATION | PIIC iX |  |  |  | Philips | Monitor, Central Station |  | MONITORCENTRALSTATION-Philips-PIIC iX |  |  |  |  | Covered PM Repair - Biomedical | MHHS-Southeast
NO | NO |  |  |  | 013-37035 |  | Philips Medical Systems Cardiac and Monitoring Syste | PIIC iX |  | US43306984 | SW - TELEMETRY | MHHS-Southwest |  | Monitor, Central Station |  | 013-37035 |  | Southwest |  | SW - TELEMETRY | [5 empty] | MONITORS, CENTRAL STATION |  | MONITORCENTRALSTATION-Philips-PIIC iX | MONITORCENTRALSTATION | PIIC iX |  |  |  | Philips | Monitor, Central Station |  | MONITORCENTRALSTATION-Philips-PIIC iX |  |  |  |  | Covered PM Repair - Biomedical | MHHS-Southwest
NO | NO |  |  |  | 013-37036 |  | Philips Medical Systems Cardiac and Monitoring Syste | PIIC iX |  | US43306998 | SW - TELEMETRY | MHHS-Southwest |  | Monitor, Central Station |  | 013-37036 |  | Southwest |  | SW - TELEMETRY | [5 empty] | MONITORS, CENTRAL STATION |  | MONITORCENTRALSTATION-Philips-PIIC iX | MONITORCENTRALSTATION | PIIC iX |  |  |  | Philips | Monitor, Central Station |  | MONITORCENTRALSTATION-Philips-PIIC iX |  |  |  |  | Covered PM Repair - Biomedical | MHHS-Southwest
NO | NO |  |  |  | 013-37037 |  | Philips Medical Systems Cardiac and Monitoring Syste | PIIC iX |  | US43307000 | SW - TELEMETRY | MHHS-Southwest |  | Monitor, Central Station |  | 013-37037 |  | Southwest |  | SW - TELEMETRY | [5 empty] | MONITORS, CENTRAL STATION |  | MONITORCENTRALSTATION-Philips-PIIC iX | MONITORCENTRALSTATION | PIIC iX |  |  |  | Philips | Monitor, Central Station |  | MONITORCENTRALSTATION-Philips-PIIC iX |  |  |  |  | Covered PM Repair - Biomedical | MHHS-Southwest
NO | NO |  |  |  | 013-37038 |  | Philips Medical Systems Cardiac and Monitoring Syste | PIIC iX |  | US43306990 | SW - TELEMETRY | MHHS-Southwest |  | Monitor, Central Station |  | 013-37038 |  | Southwest |  | SW - TELEMETRY | [5 empty] | MONITORS, CENTRAL STATION |  | MONITORCENTRALSTATION-Philips-PIIC iX | MONITORCENTRALSTATION | PIIC iX |  |  |  | Philips | Monitor, Central Station |  | MONITORCENTRALSTATION-Philips-PIIC iX |  |  |  |  | Covered PM Repair - Biomedical | MHHS-Southwest
NO | NO |  |  |  | 013-37039 |  | Philips Medical Systems Cardiac and Monitoring Syste | PIIC iX |  | US43306982 | SW - TELEMETRY | MHHS-Southwest |  | Monitor, Central Station |  | 013-37039 |  | Southwest |  | SW - TELEMETRY | [5 empty] | MONITORS, CENTRAL STATION |  | MONITORCENTRALSTATION-Philips-PIIC iX | MONITORCENTRALSTATION | PIIC iX |  |  |  | Philips | Monitor, Central Station |  | MONITORCENTRALSTATION-Philips-PIIC iX |  |  |  |  | Covered PM Repair - Biomedical | MHHS-Southwest
NO | NO |  |  |  | 013-37040 |  | Philips Medical Systems Cardiac and Monitoring Syste | PIIC iX |  | US43306988 | SW - TELEMETRY | MHHS-Southwest |  | Monitor, Central Station |  | 013-37040 |  | Southwest |  | SW - TELEMETRY | [5 empty] | MONITORS, CENTRAL STATION |  | MONITORCENTRALSTATION-Philips-PIIC iX | MONITORCENTRALSTATION | PIIC iX |  |  |  | Philips | Monitor, Central Station |  | MONITORCENTRALSTATION-Philips-PIIC iX |  |  |  |  | Covered PM Repair - Biomedical | MHHS-Southwest
NO | NO |  |  |  | 013-37041 |  | Philips Medical Systems Cardiac and Monitoring Syste | PIIC iX |  | US43307010 | SW - TELEMETRY | MHHS-Southwest |  | Monitor, Central Station |  | 013-37041 |  | Southwest |  | SW - TELEMETRY | [5 empty] | MONITORS, CENTRAL STATION |  | MONITORCENTRALSTATION-Philips-PIIC iX | MONITORCENTRALSTATION | PIIC iX |  |  |  | Philips | Monitor, Central Station |  | MONITORCENTRALSTATION-Philips-PIIC iX |  |  |  |  | Not Covered Vendor Only - Biomedical | MHHS-Southwest
NO | NO |  |  |  | 013-37042 |  | Philips Medical Systems Cardiac and Monitoring Syste | PIIC iX |  | US43306983 | SW - TELEMETRY | MHHS-Southwest |  | Monitor, Central Station |  | 013-37042 |  | Southwest |  | SW - TELEMETRY | [5 empty] | MONITORS, CENTRAL STATION |  | MONITORCENTRALSTATION-Philips-PIIC iX | MONITORCENTRALSTATION | PIIC iX |  |  |  | Philips | Monitor, Central Station |  | MONITORCENTRALSTATION-Philips-PIIC iX |  |  |  |  | Covered PM Repair - Biomedical | MHHS-Southwest
NO | NO |  |  |  | 013-37043 |  | Philips Medical Systems Cardiac and Monitoring Syste | PIIC iX |  | US43306981 | SW - TELEMETRY | MHHS-Southwest |  | Monitor, Central Station |  | 013-37043 |  | Southwest |  | SW - TELEMETRY | [5 empty] | MONITORS, CENTRAL STATION |  | MONITORCENTRALSTATION-Philips-PIIC iX | MONITORCENTRALSTATION | PIIC iX |  |  |  | Philips | Monitor, Central Station |  | MONITORCENTRALSTATION-Philips-PIIC iX |  |  |  |  | Covered PM Repair - Biomedical | MHHS-Southwest
NO | NO |  |  |  | 013-37044 |  | Philips Medical Systems Cardiac and Monitoring Syste | PIIC iX |  | US43306978 | SW - TELEMETRY | MHHS-Southwest |  | Monitor, Central Station |  | 013-37044 |  | Southwest |  | SW - TELEMETRY | [5 empty] | MONITORS, CENTRAL STATION |  | MONITORCENTRALSTATION-Philips-PIIC iX | MONITORCENTRALSTATION | PIIC iX |  |  |  | Philips | Monitor, Central Station |  | MONITORCENTRALSTATION-Philips-PIIC iX |  |  |  |  | Covered PM Repair - Biomedical | MHHS-Southwest
NO | NO |  |  |  | 013-37045 |  | Philips Medical Systems Cardiac and Monitoring Syste | PIIC iX |  | US43306977 | SW - TELEMETRY | MHHS-Southwest |  | Monitor, Central Station |  | 013-37045 |  | Southwest |  | SW - TELEMETRY | [5 empty] | MONITORS, CENTRAL STATION |  | MONITORCENTRALSTATION-Philips-PIIC iX | MONITORCENTRALSTATION | PIIC iX |  |  |  | Philips | Monitor, Central Station |  | MONITORCENTRALSTATION-Philips-PIIC iX |  |  |  |  | Covered PM Repair - Biomedical | MHHS-Southwest
NO | NO |  |  |  | 013-37046 |  | Philips Medical Systems Cardiac and Monitoring Syste | PIIC iX |  | US43306994 | SW - TELEMETRY | MHHS-Southwest |  | Monitor, Central Station |  | 013-37046 |  | Southwest |  | SW - TELEMETRY | [5 empty] | MONITORS, CENTRAL STATION |  | MONITORCENTRALSTATION-Philips-PIIC iX | MONITORCENTRALSTATION | PIIC iX |  |  |  | Philips | Monitor, Central Station |  | MONITORCENTRALSTATION-Philips-PIIC iX |  |  |  |  | Covered PM Repair - Biomedical | MHHS-Southwest
NO | NO |  |  |  | 013-37047 |  | Philips Medical Systems Cardiac and Monitoring Syste | PIIC iX |  | US43306985 | SW - TELEMETRY | MHHS-Southwest |  | Monitor, Central Station |  | 013-37047 |  | Southwest |  | SW - TELEMETRY | [5 empty] | MONITORS, CENTRAL STATION |  | MONITORCENTRALSTATION-Philips-PIIC iX | MONITORCENTRALSTATION | PIIC iX |  |  |  | Philips | Monitor, Central Station |  | MONITORCENTRALSTATION-Philips-PIIC iX |  |  |  |  | Not Covered Vendor Only - Biomedical | MHHS-Southwest
NO | NO |  |  |  | 013-37048 |  | Philips Medical Systems Cardiac and Monitoring Syste | PIIC iX |  | US43306979 | SW - TELEMETRY | MHHS-Southwest |  | Monitor, Central Station |  | 013-37048 |  | Southwest |  | SW - TELEMETRY | [5 empty] | MONITORS, CENTRAL STATION |  | MONITORCENTRALSTATION-Philips-PIIC iX | MONITORCENTRALSTATION | PIIC iX |  |  |  | Philips | Monitor, Central Station |  | MONITORCENTRALSTATION-Philips-PIIC iX |  |  |  |  | Covered PM Repair - Biomedical | MHHS-Southwest
NO | NO |  |  |  | 129-07111 |  | Philips Medical Systems Cardiac and Monitoring Syste | PIIC iX |  | 2UA62627YC | SUGAR LAND - ICU | MHHS-Sugarland |  | Monitor, Central Station |  | 129-07111 |  | Sugar Land |  | SUGAR LAND - ICU | [5 empty] | MONITORS, CENTRAL STATION |  | MONITORCENTRALSTATION-Philips-PIIC iX | MONITORCENTRALSTATION | PIIC iX |  |  |  | Philips | Monitor, Central Station |  | MONITORCENTRALSTATION-Philips-PIIC iX |  |  |  |  | Covered PM Repair - Radiology, Low End | MHHS-Sugarland
NO | NO |  |  |  | 129-07112 |  | Philips Medical Systems Cardiac and Monitoring Syste | PIIC iX |  | 2UA6282KJ7 | SUGAR LAND - IMU | MHHS-Sugarland |  | Monitor, Central Station |  | 129-07112 |  | Sugar Land |  | SUGAR LAND - IMU | [5 empty] | MONITORS, CENTRAL STATION |  | MONITORCENTRALSTATION-Philips-PIIC iX | MONITORCENTRALSTATION | PIIC iX |  |  |  | Philips | Monitor, Central Station |  | MONITORCENTRALSTATION-Philips-PIIC iX |  |  |  |  | Covered PM Repair - Biomedical | MHHS-Sugarland
NO | YES |  |  |  | 133-09436 | 133-09436 | Philips Medical Systems Cardiac and Monitoring Syste | PIIC iX CLIENT STATION |  | US43307587 | Katy-ICU | MHHS-Katy |  |  |  | 133-09436 | 133-09436 | Katy | MHHS-Katy | Katy-ICU | ICU Nurse Station |  |  |  |  | MONITORS, CENTRAL STATION | Monitor, Central Station | MONITORCENTRALSTATION-Philips-PIIC iX |  |  |  |  | MONITORCENTRALSTATION-Philips-PIIC iX | Philips |  |  |  |  | 8/22/08 |  | MCS-A | Covered PM Repair - Biomedical | MHHS-Katy | [8 empty] | MONITORCENTRALSTATION | Monitor, Central Station | Philips
NO | YES |  |  |  | 133-09437 | 133-09437 | Philips Medical Systems Cardiac and Monitoring Syste | PIIC iX CLIENT STATION |  | US43307588 | Katy-ICU | MHHS-Katy |  |  |  | 133-09437 | 133-09437 | Katy | MHHS-Katy | Katy-ICU | ICU | 12/1/19 | 12/1/20 |  |  | MONITORS, CENTRAL STATION | Monitor, Central Station | MONITORCENTRALSTATION-Philips-PIIC iX |  |  |  |  | MONITORCENTRALSTATION-Philips-PIIC iX | Philips |  |  |  |  | 8/22/08 |  | MCS-A | Covered PM Repair - Biomedical | MHHS-Katy | [8 empty] | MONITORCENTRALSTATION | Monitor, Central Station | Philips
NO | YES |  |  |  | 133-09328 | 133-09328 | Philips Medical Systems Cardiac and Monitoring Syste | PIIC iX CLIENT STATION |  | 0J3R-4NPW-2 | Katy-Telemetry | MHHS-Katy |  |  |  | 133-09328 | 133-09328 | Katy | MHHS-Katy | Katy-Telemetry | Telemetry IMU | 12/1/19 | 6/1/20 |  |  | MONITORS, CENTRAL STATION | Monitor, Central Station | MONITORCENTRALSTATION-Philips-PIIC iX |  |  |  |  | MONITORCENTRALSTATION-Philips-PIIC iX | Philips |  |  |  |  | 1/29/15 |  | MCS-A | Covered PM Repair - Biomedical | MHHS-Katy | [8 empty] | MONITORCENTRALSTATION | Monitor, Central Station | Philips
NO | YES |  |  |  | 133-08666 | 133-08666 | Philips Medical Systems Cardiac and Monitoring Syste | PIIC iX CLIENT STATION |  | 6P45-35J4-E | Katy-Med/Surg 7th Floor | MHHS-Katy |  |  |  | 133-08666 | 133-08666 | Katy | MHHS-Katy | Katy-Med/Surg 7th Floor | Care Team Center | 12/1/19 | 6/1/20 |  |  | MONITORS, CENTRAL STATION | Monitor, Central Station | MONITORCENTRALSTATION-Philips-PIIC iX |  |  |  |  | MONITORCENTRALSTATION-Philips-PIIC iX | Philips | [6 empty] | MCS-A | Covered PM Repair - Biomedical | MHHS-Katy | [8 empty] | MONITORCENTRALSTATION | Monitor, Central Station | Philips
NO | YES |  |  |  | 133-09329 | 133-09329 | Philips Medical Systems Cardiac and Monitoring Syste | PIIC iX CLIENT STATION |  | US43307348 | Katy-NICU | MHHS-Katy |  |  |  | 133-09329 | 133-09329 | Katy | MHHS-Katy | Katy-NICU | NICU | 12/1/19 | 6/1/20 |  |  | MONITORS, CENTRAL STATION | Monitor, Central Station | MONITORCENTRALSTATION-Philips-PIIC iX |  |  |  |  | MONITORCENTRALSTATION-Philips-PIIC iX | Philips |  |  |  |  | 6/9/17 |  | MCS-A | Covered PM Repair - Biomedical | MHHS-Katy | [8 empty] | MONITORCENTRALSTATION | Monitor, Central Station | Philips
NO | YES |  |  |  | 133-09635 | 133-09635 | Philips Medical Systems Cardiac and Monitoring Syste | PIIC iX CLIENT STATION |  | 2UA5461RBJ | Katy-NICU | MHHS-Katy |  |  |  | 133-09635 | 133-09635 | Katy | MHHS-Katy | Katy-NICU | Nurse station B | 12/1/19 | 6/1/20 |  |  | MONITORS, CENTRAL STATION | Monitor, Central Station | MONITORCENTRALSTATION-Philips-PIIC iX |  |  |  |  | MONITORCENTRALSTATION-Philips-PIIC iX | Philips |  |  |  |  | 6/9/17 |  | MCS-A | Covered PM Repair - Biomedical | MHHS-Katy | [8 empty] | MONITORCENTRALSTATION | Monitor, Central Station | Philips
NO | YES |  |  |  | 133-09333 | 133-09333 | Philips Medical Systems Cardiac and Monitoring Syste | PIIC iX CLIENT STATION |  | US43307486 | Katy-Ob Special Observation-3E | MHHS-Katy |  |  |  | 133-09333 | 133-09333 | Katy | MHHS-Katy | Katy-Ob Special Observation-3E | Nurses station | 12/1/19 | 12/1/20 |  |  | MONITORS, CENTRAL STATION | Monitor, Central Station | MONITORCENTRALSTATION-Philips-PIIC iX |  |  |  |  | MONITORCENTRALSTATION-Philips-PIIC iX | Philips |  |  |  |  | 6/9/17 |  | MCS-A | Covered PM Repair - Biomedical | MHHS-Katy | [8 empty] | MONITORCENTRALSTATION | Monitor, Central Station | Philips
NO | YES |  |  |  | 133-08667 | 133-08667 | Philips Medical Systems Cardiac and Monitoring Syste | PIIC iX CLIENT STATION |  | 4H1R-1TLH-P | Katy-Med/Surg 6th Floor | MHHS-Katy |  |  |  | 133-08667 | 133-08667 | Katy | MHHS-Katy | Katy-Med/Surg 6th Floor | Nurses station crash cart | 6/1/19 | 6/1/20 |  |  | MONITORS, CENTRAL STATION | Monitor, Central Station | MONITORCENTRALSTATION-Philips-PIIC iX |  |  |  |  | MONITORCENTRALSTATION-Philips-PIIC iX | Philips |  |  |  |  | 6/9/17 |  | MCS-A | Covered PM Repair - Biomedical | MHHS-Katy | [8 empty] | MONITORCENTRALSTATION | Monitor, Central Station | Philips
NO | YES |  |  |  | 133-08673 | 133-08673 | Philips Medical Systems Cardiac and Monitoring Syste | PIIC iX CLIENT STATION |  | 2UA414141Y | Katy-Telemetry | MHHS-Katy |  |  |  | 133-08673 | 133-08673 | Katy | MHHS-Katy | Katy-Telemetry | Nurses station | 12/1/19 | 12/1/20 |  |  | MONITORS, CENTRAL STATION | Monitor, Central Station | MONITORCENTRALSTATION-Philips-PIIC iX |  |  |  |  | MONITORCENTRALSTATION-Philips-PIIC iX | Philips | [6 empty] | MCS-A | Covered PM Repair - Biomedical | MHHS-Katy | [8 empty] | MONITORCENTRALSTATION | Monitor, Central Station | Philips
NO | YES |  |  |  | 133-09332 | 133-09332 | Philips Medical Systems Cardiac and Monitoring Syste | PIIC iX CLIENT STATION |  | US43307346 | KATY - AMBULATORY CARE | MHHS-Katy |  |  |  | 133-09332 | 133-09332 | Katy | Memorial Hermann Katy Hospital | KATY - AMBULATORY CARE | 2nd floor Ambulatory | 12/1/19 | 6/1/20 |  |  | MONITORS, CENTRAL STATION | Monitor, Central Station | MONITORCENTRALSTATION-Philips-PIIC iX |  |  |  |  | MONITORCENTRALSTATION-Philips-PIIC iX | Philips | [6 empty] | MCS-A | Covered PM Repair - Biomedical | MHHS-Katy | [8 empty] | MONITORCENTRALSTATION | Monitor, Central Station | Philips
NO | YES |  |  |  | 041-32165 | 041-32165 | Philips Medical Systems Cardiac and Monitoring Syste | PIIC iX CLIENT STATION |  | 2UA7401H5X | MEMORIAL CITY - Pediatrics | MHHS-Mem City |  |  |  | 041-32165 | 041-32165 | West | Memorial Hermann Memorial City Medical Center | MEMORIAL CITY - Pediatrics | MEMORIAL CITY - MHT - Pediatrics MH4 403.2 AIDF |  |  |  |  | MONITORS, CENTRAL STATION |  | MONITORCENTRALSTATION-Philips-PIIC iX |  |  |  |  | MONITORCENTRALSTATION-Philips-PIIC iX | Philips | [7 empty] | Covered PM Repair - Biomedical | MHHS-Mem City
NO | YES |  |  |  | 041-32166 | 041-32166 | Philips Medical Systems Cardiac and Monitoring Syste | PIIC iX CLIENT STATION |  | 2UA7401H6G | MEMORIAL CITY - Pediatrics | MHHS-Mem City |  |  |  | 041-32166 | 041-32166 | West | Memorial Hermann Memorial City Medical Center | MEMORIAL CITY - Pediatrics | MEMORIAL CITY - MHT - Pediatrics MH4 403.2 AIDF |  |  |  |  | MONITORS, CENTRAL STATION |  | MONITORCENTRALSTATION-Philips-PIIC iX |  |  |  |  | MONITORCENTRALSTATION-Philips-PIIC iX | Philips | [7 empty] | Covered PM Repair - Biomedical | MHHS-Mem City
NO | YES |  |  |  | 041-32167 | 041-32167 | Philips Medical Systems Cardiac and Monitoring Syste | PIIC iX CLIENT STATION |  | 2UA7401H3F | MEMORIAL CITY - Pediatrics | MHHS-Mem City |  |  |  | 041-32167 | 041-32167 | West | Memorial Hermann Memorial City Medical Center | MEMORIAL CITY - Pediatrics | MEMORIAL CITY - MHT - Pediatrics MH4 403.2 AIDF |  |  |  |  | MONITORS, CENTRAL STATION |  | MONITORCENTRALSTATION-Philips-PIIC iX |  |  |  |  | MONITORCENTRALSTATION-Philips-PIIC iX | Philips | [7 empty] | Covered PM Repair - Biomedical | MHHS-Mem City
NO | YES |  |  |  | 041-32169 | 041-32169 | Philips Medical Systems Cardiac and Monitoring Syste | PIIC iX CLIENT STATION |  | 2UA7401H4Z | MEMORIAL CITY - Pediatrics | MHHS-Mem City |  |  |  | 041-32169 | 041-32169 | West | Memorial Hermann Memorial City Medical Center | MEMORIAL CITY - Pediatrics | MEMORIAL CITY - MHT - Pediatrics MH4 403.2 AIDF |  |  |  |  | MONITORS, CENTRAL STATION |  | MONITORCENTRALSTATION-Philips-PIIC iX |  |  |  |  | MONITORCENTRALSTATION-Philips-PIIC iX | Philips | [7 empty] | Covered PM Repair - Biomedical | MHHS-Mem City
NO | YES |  |  |  | 041-32170 | 041-32170 | Philips Medical Systems Cardiac and Monitoring Syste | PIIC iX CLIENT STATION |  | 2UA7401H8W | MEMORIAL CITY - Pediatrics | MHHS-Mem City |  |  |  | 041-32170 | 041-32170 | West | Memorial Hermann Memorial City Medical Center | MEMORIAL CITY - Pediatrics | MEMORIAL CITY - MHT - Pediatrics MH4 403.2 AIDF |  |  |  |  | MONITORS, CENTRAL STATION |  | MONITORCENTRALSTATION-Philips-PIIC iX |  |  |  |  | MONITORCENTRALSTATION-Philips-PIIC iX | Philips | [7 empty] | Covered PM Repair - Biomedical | MHHS-Mem City
NO | YES |  |  |  | 041-32171 | 041-32171 | Philips Medical Systems Cardiac and Monitoring Syste | PIIC iX CLIENT STATION |  | 2UA7401H5C | MEMORIAL CITY - Pediatrics | MHHS-Mem City |  |  |  | 041-32171 | 041-32171 | West | Memorial Hermann Memorial City Medical Center | MEMORIAL CITY - Pediatrics | MEMORIAL CITY - MHT - Pediatrics MH4 403.2 AIDF |  |  |  |  | MONITORS, CENTRAL STATION |  | MONITORCENTRALSTATION-Philips-PIIC iX |  |  |  |  | MONITORCENTRALSTATION-Philips-PIIC iX | Philips | [7 empty] | Covered PM Repair - Biomedical | MHHS-Mem City
NO | YES |  |  |  | 041-32172 | 041-32172 | Philips Medical Systems Cardiac and Monitoring Syste | PIIC iX CLIENT STATION |  | 2UA7401H4V | MEMORIAL CITY - Pediatrics | MHHS-Mem City |  |  |  | 041-32172 | 041-32172 | West | Memorial Hermann Memorial City Medical Center | MEMORIAL CITY - Pediatrics | MEMORIAL CITY - MHT - Pediatrics MH4 403.2 AIDF |  |  |  |  | MONITORS, CENTRAL STATION |  | MONITORCENTRALSTATION-Philips-PIIC iX |  |  |  |  | MONITORCENTRALSTATION-Philips-PIIC iX | Philips | [7 empty] | No Coverage Specified | MHHS-Mem City
NO | YES |  |  |  | 041-32629 | 041-32629 | Philips Medical Systems Cardiac and Monitoring Syste | PIIC iX CLIENT STATION |  | US43367502 | MEMORIAL CITY - CARDIOLOGY | MHHS-Mem City |  |  |  | 041-32629 | 041-32629 | West | Memorial City - Memorial Cardiology East | MEMORIAL CITY - CARDIOLOGY | Telemetry E7405 Server Box |  |  |  |  | MONITORS, CENTRAL STATION |  | MONITORCENTRALSTATION-Philips-PIIC iX |  |  |  |  | MONITORCENTRALSTATION-Philips-PIIC iX | Philips | [7 empty] | Covered PM Repair - Biomedical | MHHS-Mem City
NO | YES |  |  |  | 041-34219 | 041-34219 | Philips Medical Systems Cardiac and Monitoring Syste | PIIC iX CLIENT STATION |  | US43367511 | MEMORIAL CITY - CARDIOLOGY | MHHS-Mem City |  |  |  | 041-34219 | 041-34219 | West | Memorial City - Memorial Cardiology East | MEMORIAL CITY - CARDIOLOGY | Telemetry E7405 Server Box |  |  |  |  | MONITORS, CENTRAL STATION |  | MONITORCENTRALSTATION-Philips-PIIC iX |  |  |  |  | MONITORCENTRALSTATION-Philips-PIIC iX | Philips | [7 empty] | Covered PM Repair - Biomedical | MHHS-Mem City
NO | YES |  |  |  | 041-34220 | 041-34220 | Philips Medical Systems Cardiac and Monitoring Syste | PIIC iX CLIENT STATION |  | US43367505 | MEMORIAL CITY - CARDIOLOGY | MHHS-Mem City |  |  |  | 041-34220 | 041-34220 | West | Memorial City - Memorial Cardiology East | MEMORIAL CITY - CARDIOLOGY | Telemetry E7405 Server Box |  |  |  |  | MONITORS, CENTRAL STATION |  | MONITORCENTRALSTATION-Philips-PIIC iX |  |  |  |  | MONITORCENTRALSTATION-Philips-PIIC iX | Philips | [7 empty] | Covered PM Repair - Biomedical | MHHS-Mem City
NO | YES |  |  |  | 151-04167 | 151-04167 | Philips Medical Systems Cardiac and Monitoring Syste | PIIC iX CLIENT STATION |  | US43367515 | (null) | MHHS-Mem City |  |  |  | 151-04167 | 151-04167 | (null) | (null) | (null) | (null) | (null) | (null) | (null) | (null) | MONITORS, CENTRAL STATION |  | MONITORCENTRALSTATION-Philips-PIIC iX |  |  |  |  | MONITORCENTRALSTATION-Philips-PIIC iX | Philips | [7 empty] | Covered PM Repair - Biomedical | MHHS-Mem City
NO | YES |  |  |  | 145-00384 | 145-00384 | Philips Medical Systems Cardiac and Monitoring Syste | PIIC iX CLIENT STATION |  | US43308836 | Pearland-4N-Med/Surg | MHHS-Pearland Hospital |  |  |  | 145-00384 | 145-00384 | Pearland | MHHS-Pearland Hospital | Pearland-4N-Med/Surg | Nursing | 10/1/19 | 10/1/20 |  |  | MONITORS, CENTRAL STATION | Monitor, Central Station | MONITORCENTRALSTATION-Philips-PIIC iX |  |  |  |  | MONITORCENTRALSTATION-Philips-PIIC iX | Philips | [6 empty] | MCS-A | Covered PM Repair - Biomedical | MHHS-Pearland Hospital | [8 empty] | MONITORCENTRALSTATION | Monitor, Central Station | Philips
NO | YES |  |  |  | 145-00560 | 145-00560 | Philips Medical Systems Cardiac and Monitoring Syste | PIIC iX CLIENT STATION |  | US43308746 | Pearland-Telemetry | MHHS-Pearland Hospital |  |  |  | 145-00560 | 145-00560 | Pearland | MHHS-Pearland Hospital | Pearland-Telemetry | Nurses station | 10/1/19 | 2/1/20 |  |  | MONITORS, CENTRAL STATION | Monitor, Central Station | MONITORCENTRALSTATION-Philips-PIIC iX |  |  |  |  | MONITORCENTRALSTATION-Philips-PIIC iX | Philips | [6 empty] | MCS-A | Covered PM Repair - Biomedical | MHHS-Pearland Hospital | [8 empty] | MONITORCENTRALSTATION | Monitor, Central Station | Philips
NO | YES |  |  |  | 013-37797 | 013-37797 | Philips Medical Systems Cardiac and Monitoring Syste | PIIC iX CLIENT STATION |  | 2UA5422BXY | SW-HVI-CV ICU | MHHS-Southwest |  |  |  | 013-37797 | 013-37797 | Southwest | MHHS-Southwest | SW-HVI-CV ICU | Nurse Call | 8/1/19 |  | 8/1/20 |  | MONITORS, CENTRAL STATION | Monitor, Central Station | MONITORCENTRALSTATION-Philips-PIIC iX |  |  |  |  | MONITORCENTRALSTATION-Philips-PIIC iX | Philips | [6 empty] | MCS-A | Covered PM Repair - Biomedical | MHHS-Southwest | [8 empty] | MONITORCENTRALSTATION | Monitor, Central Station | Philips
NO | YES |  |  |  | 013-37417 | 013-37417 | Philips Medical Systems Cardiac and Monitoring Syste | PIIC iX CLIENT STATION |  | US43308197 | Cardio Vascular | MHHS-Southwest |  |  |  | 013-37417 | 013-37417 | Southwest | Memorial Hermann Heart | Cardio Vascular | Nurse station | 12/1/19 |  | 12/1/20 |  | MONITORS, CENTRAL STATION | Monitor, Central Station | MONITORCENTRALSTATION-Philips-PIIC iX |  |  |  |  | MONITORCENTRALSTATION-Philips-PIIC iX | Philips | [6 empty] | MCS-A | Covered PM Repair - Biomedical | MHHS-Southwest | [8 empty] | MONITORCENTRALSTATION | Monitor, Central Station | Philips
NO | YES |  |  |  | 013-37020 | 013-37020 | Philips Medical Systems Cardiac and Monitoring Syste | PIIC iX CLIENT STATION |  | US43306993 | SW-Telemetry | MHHS-Southwest |  |  |  | 013-37020 | 013-37020 | Southwest | MHHS-Southwest | SW-Telemetry | 7th Floor Core Station | 12/1/19 |  | 6/1/20 |  | MONITORS, CENTRAL STATION | Monitor, Central Station | MONITORCENTRALSTATION-Philips-PIIC iX |  |  |  |  | MONITORCENTRALSTATION-Philips-PIIC iX | Philips |  |  |  |  | 3/1/13 |  | MCS-A | Covered PM Repair - Biomedical | MHHS-Southwest | [8 empty] | MONITORCENTRALSTATION | Monitor, Central Station | Philips
NO | YES |  |  |  | 013-37021 | 013-37021 | Philips Medical Systems Cardiac and Monitoring Syste | PIIC iX CLIENT STATION |  | US43306980 | SW-Medical Plaza 4 | MHHS-Southwest |  |  |  | 013-37021 | 013-37021 | Southwest | MHHS-Southwest | SW-Medical Plaza 4 | Floor 4 | 12/1/19 |  |  |  | MONITORS, CENTRAL STATION | Monitor, Central Station | MONITORCENTRALSTATION-Philips-PIIC iX |  |  |  |  | MONITORCENTRALSTATION-Philips-PIIC iX | Philips | [6 empty] | MCS-A | Covered PM Repair - Biomedical | MHHS-Southwest | [8 empty] | MONITORCENTRALSTATION | Monitor, Central Station | Philips
NO | YES |  |  |  | 013-37023 | 013-37023 | Philips Medical Systems Cardiac and Monitoring Syste | PIIC iX CLIENT STATION |  | US43307002 | SW-Medical Plaza 4 | MHHS-Southwest |  |  |  | 013-37023 | 013-37023 | Southwest | MHHS-Southwest | SW-Medical Plaza 4 | Floor 4 | 12/1/19 |  |  |  | MONITORS, CENTRAL STATION | Monitor, Central Station | MONITORCENTRALSTATION-Philips-PIIC iX |  |  |  |  | MONITORCENTRALSTATION-Philips-PIIC iX | Philips |  |  |  |  | 12/26/20 |  | MCS-A | No Coverage Specified | MHHS-Southwest | [8 empty] | MONITORCENTRALSTATION | Monitor, Central Station | Philips
NO | YES |  |  |  | 013-37024 | 013-37024 | Philips Medical Systems Cardiac and Monitoring Syste | PIIC iX CLIENT STATION |  | 6Z2G-2FMY-7 | SW-Medical Plaza 4 | MHHS-Southwest |  |  |  | 013-37024 | 013-37024 | Southwest | MHHS-Southwest | SW-Medical Plaza 4 | Floor 4 | 12/1/19 |  |  |  | MONITORS, CENTRAL STATION | Monitor, Central Station | MONITORCENTRALSTATION-Philips-PIIC iX |  |  |  |  | MONITORCENTRALSTATION-Philips-PIIC iX | Philips |  |  |  |  | 3/1/13 |  | MCS-A | Covered PM Repair - Biomedical | MHHS-Southwest | [8 empty] | MONITORCENTRALSTATION | Monitor, Central Station | Philips
NO | YES |  |  |  | 013-37025 | 013-37025 | Philips Medical Systems Cardiac and Monitoring Syste | PIIC iX CLIENT STATION |  | US43307001 | SW-Medical Plaza 4 | MHHS-Southwest |  |  |  | 013-37025 | 013-37025 | Southwest | MHHS-Southwest | SW-Medical Plaza 4 | Floor 4 | 12/1/19 |  |  |  | MONITORS, CENTRAL STATION | Monitor, Central Station | MONITORCENTRALSTATION-Philips-PIIC iX |  |  |  |  | MONITORCENTRALSTATION-Philips-PIIC iX | Philips | [6 empty] | MCS-A | Covered PM Repair - Biomedical | MHHS-Southwest | [8 empty] | MONITORCENTRALSTATION | Monitor, Central Station | Philips
NO | YES |  |  |  | 013-37026 | 013-37026 | Philips Medical Systems Cardiac and Monitoring Syste | PIIC iX CLIENT STATION |  | US43307008 | SW-Medical Plaza 4 | MHHS-Southwest |  |  |  | 013-37026 | 013-37026 | Southwest | MHHS-Southwest | SW-Medical Plaza 4 | Floor 4 | 12/1/19 |  |  |  | MONITORS, CENTRAL STATION | Monitor, Central Station | MONITORCENTRALSTATION-Philips-PIIC iX |  |  |  |  | MONITORCENTRALSTATION-Philips-PIIC iX | Philips | [6 empty] | MCS-A | Covered PM Repair - Biomedical | MHHS-Southwest | [8 empty] | MONITORCENTRALSTATION | Monitor, Central Station | Philips
NO | YES |  |  |  | 013-37028 | 013-37028 | Philips Medical Systems Cardiac and Monitoring Syste | PIIC iX CLIENT STATION |  | US43307003 | SW-Telemetry | MHHS-Southwest |  |  |  | 013-37028 | 013-37028 | Southwest | MHHS-Southwest | SW-Telemetry | 9th Floor Nurses Station | 12/1/19 |  | 5/1/20 |  | MONITORS, CENTRAL STATION | Monitor, Central Station | MONITORCENTRALSTATION-Philips-PIIC iX |  |  |  |  | MONITORCENTRALSTATION-Philips-PIIC iX | Philips |  |  |  |  | 3/1/13 |  | MCS-A | Covered PM Repair - Biomedical | MHHS-Southwest | [8 empty] | MONITORCENTRALSTATION | Monitor, Central Station | Philips
NO | YES |  |  |  | 013-37030 | 013-37030 | Philips Medical Systems Cardiac and Monitoring Syste | PIIC iX CLIENT STATION |  | US43306996 | SW-Telemetry | MHHS-Southwest |  |  |  | 013-37030 | 013-37030 | Southwest | MHHS-Southwest | SW-Telemetry | Nurse Station | 11/1/19 |  | 5/1/20 |  | MONITORS, CENTRAL STATION | Monitor, Central Station | MONITORCENTRALSTATION-Philips-PIIC iX |  |  |  |  | MONITORCENTRALSTATION-Philips-PIIC iX | Philips | [6 empty] | MCS-A | Covered PM Repair - Biomedical | MHHS-Southwest | [8 empty] | MONITORCENTRALSTATION | Monitor, Central Station | Philips
NO | YES |  |  |  | 013-37034 | 013-37034 | Philips Medical Systems Cardiac and Monitoring Syste | PIIC iX CLIENT STATION |  | US43306991 | SW-Telemetry | MHHS-Southwest |  |  |  | 013-37034 | 013-37034 | Southwest | MHHS-Southwest | SW-Telemetry | 10th Floor nurse store | 12/1/19 |  | 12/1/20 |  | MONITORS, CENTRAL STATION | Monitor, Central Station | MONITORCENTRALSTATION-Philips-PIIC iX |  |  |  |  | MONITORCENTRALSTATION-Philips-PIIC iX | Philips | [6 empty] | MCS-A | Covered PM Repair - Biomedical | MHHS-Southwest | [8 empty] | MONITORCENTRALSTATION | Monitor, Central Station | Philips
NO | NO |  |  |  | 133-09330 |  | Philips Medical Systems Cardiac and Monitoring Syste | PIIC iX CLIENT STATION |  | US43307480 | KATY - IMU | MHHS-Katy |  |  |  | 133-09330 |  | Katy |  | KATY - IMU | [5 empty] | MONITORS, CENTRAL STATION |  | MONITORCENTRALSTATION-Philips-PIIC iX |  |  |  |  | MONITORCENTRALSTATION-Philips-PIIC iX | Philips | [7 empty] | Covered PM Repair - Biomedical | MHHS-Katy
NO | NO |  |  |  | 133-09421 |  | Philips Medical Systems Cardiac and Monitoring Syste | PIIC iX CLIENT STATION |  | US43307508 | KATY - OR | MHHS-Katy |  |  |  | 133-09421 |  | Katy |  | KATY - OR | [5 empty] | MONITORS, CENTRAL STATION |  | MONITORCENTRALSTATION-Philips-PIIC iX |  |  |  |  | MONITORCENTRALSTATION-Philips-PIIC iX | Philips | [7 empty] | Covered PM Repair - Biomedical | MHHS-Katy
NO | NO |  |  |  | 133-09331 |  | Philips Medical Systems Cardiac and Monitoring Syste | PIIC iX CLIENT STATION |  | US43307347 | KATY - TELEMETRY | MHHS-Katy |  |  |  | 133-09331 |  | Katy |  | KATY - TELEMETRY | [5 empty] | MONITORS, CENTRAL STATION |  | MONITORCENTRALSTATION-Philips-PIIC iX |  |  |  |  | MONITORCENTRALSTATION-Philips-PIIC iX | Philips | [7 empty] | Covered PM Repair - Biomedical | MHHS-Katy
NO | NO |  |  |  | 041-19681 |  | Philips Medical Systems Cardiac and Monitoring Syste | PIIC iX CLIENT STATION |  | US43306870 | MEMORIAL CITY - MHT - JHC PACU | MHHS-Mem City |  |  |  | 041-19681 |  | West & Memorial City |  | MEMORIAL CITY - MHT - JHC PACU | [5 empty] | MONITORS, CENTRAL STATION |  | MONITORCENTRALSTATION-Philips-PIIC iX |  |  |  |  | MONITORCENTRALSTATION-Philips-PIIC iX | Philips | [7 empty] | No Coverage Specified | MHHS-Mem City
NO | NO |  |  |  | 041-32168 |  | Philips Medical Systems Cardiac and Monitoring Syste | PIIC iX CLIENT STATION |  | 2UA7401H5N | MEMORIAL CITY - MHT - NICU | MHHS-Mem City |  |  |  | 041-32168 |  | West & Memorial City |  | MEMORIAL CITY - MHT - NICU | [5 empty] | MONITORS, CENTRAL STATION |  | MONITORCENTRALSTATION-Philips-PIIC iX |  |  |  |  | MONITORCENTRALSTATION-Philips-PIIC iX | Philips | [7 empty] | Covered PM Repair - Biomedical | MHHS-Mem City
NO | NO |  |  |  | 041-32627 |  | Philips Medical Systems Cardiac and Monitoring Syste | PIIC iX CLIENT STATION |  | US43343510 | MEMORIAL CITY - MICU | MHHS-Mem City |  |  |  | 041-32627 |  | West & Memorial City |  | MEMORIAL CITY - MICU | [5 empty] | MONITORS, CENTRAL STATION |  | MONITORCENTRALSTATION-Philips-PIIC iX |  |  |  |  | MONITORCENTRALSTATION-Philips-PIIC iX | Philips | [7 empty] | No Coverage Specified | MHHS-Mem City
NO | NO |  |  |  | 041-32628 |  | Philips Medical Systems Cardiac and Monitoring Syste | PIIC iX CLIENT STATION |  | US43367513 | MEMORIAL CITY - TELEMETRY | MHHS-Mem City |  |  |  | 041-32628 |  | West & Memorial City |  | MEMORIAL CITY - TELEMETRY | [5 empty] | MONITORS, CENTRAL STATION |  | MONITORCENTRALSTATION-Philips-PIIC iX |  |  |  |  | MONITORCENTRALSTATION-Philips-PIIC iX | Philips | [7 empty] | Covered PM Repair - Biomedical | MHHS-Mem City
NO | NO |  |  |  | 041-34217 |  | Philips Medical Systems Cardiac and Monitoring Syste | PIIC iX CLIENT STATION |  | US43367512 | MEMORIAL CITY - TELEMETRY | MHHS-Mem City |  |  |  | 041-34217 |  | West & Memorial City |  | MEMORIAL CITY - TELEMETRY | [5 empty] | MONITORS, CENTRAL STATION |  | MONITORCENTRALSTATION-Philips-PIIC iX |  |  |  |  | MONITORCENTRALSTATION-Philips-PIIC iX | Philips | [7 empty] | Not Covered Vendor Only - Biomedical | MHHS-Mem City
NO | NO |  |  |  | 041-34218 |  | Philips Medical Systems Cardiac and Monitoring Syste | PIIC iX CLIENT STATION |  | US43367504 | MEMORIAL CITY - TELEMETRY | MHHS-Mem City |  |  |  | 041-34218 |  | West & Memorial City |  | MEMORIAL CITY - TELEMETRY | [5 empty] | MONITORS, CENTRAL STATION |  | MONITORCENTRALSTATION-Philips-PIIC iX |  |  |  |  | MONITORCENTRALSTATION-Philips-PIIC iX | Philips | [7 empty] | Covered PM Repair - Biomedical | MHHS-Mem City
NO | NO |  |  |  | 013-38104 |  | Philips Medical Systems Cardiac and Monitoring Syste | PIIC iX CLIENT STATION |  | US43308082 | SW - ER | MHHS-Southwest |  |  |  | 013-38104 |  | Southwest |  | SW - ER | [5 empty] | MONITORS, CENTRAL STATION |  | MONITORCENTRALSTATION-Philips-PIIC iX |  |  |  |  | MONITORCENTRALSTATION-Philips-PIIC iX | Philips | [7 empty] | Covered PM Repair - Biomedical | MHHS-Southwest
NO | NO |  |  |  | 013-37839 |  | Philips Medical Systems Cardiac and Monitoring Syste | PIIC iX CLIENT STATION |  | 2UA61837TR | SW - ICU - NEURO & STROKE | MHHS-Southwest |  |  |  | 013-37839 |  | Southwest |  | SW - ICU - NEURO & STROKE | [5 empty] | MONITORS, CENTRAL STATION |  | MONITORCENTRALSTATION-Philips-PIIC iX |  |  |  |  | MONITORCENTRALSTATION-Philips-PIIC iX | Philips | [7 empty] | Covered PM Repair - Biomedical | MHHS-Southwest
NO | NO |  |  |  | 013-37022 |  | Philips Medical Systems Cardiac and Monitoring Syste | PIIC iX CLIENT STATION |  | US43306989 | SW - TELEMETRY | MHHS-Southwest |  |  |  | 013-37022 |  | Southwest |  | SW - TELEMETRY | [5 empty] | MONITORS, CENTRAL STATION |  | MONITORCENTRALSTATION-Philips-PIIC iX |  |  |  |  | MONITORCENTRALSTATION-Philips-PIIC iX | Philips | [7 empty] | Covered PM Repair - Biomedical | MHHS-Southwest
NO | NO |  |  |  | 013-37027 |  | Philips Medical Systems Cardiac and Monitoring Syste | PIIC iX CLIENT STATION |  | US43306997 | SW - TELEMETRY | MHHS-Southwest |  |  |  | 013-37027 |  | Southwest |  | SW - TELEMETRY | [5 empty] | MONITORS, CENTRAL STATION |  | MONITORCENTRALSTATION-Philips-PIIC iX |  |  |  |  | MONITORCENTRALSTATION-Philips-PIIC iX | Philips | [7 empty] | Covered PM Repair - Biomedical | MHHS-Southwest
NO | NO |  |  |  | 013-37029 |  | Philips Medical Systems Cardiac and Monitoring Syste | PIIC iX CLIENT STATION |  | US43306987 | SW - TELEMETRY | MHHS-Southwest |  |  |  | 013-37029 |  | Southwest |  | SW - TELEMETRY | [5 empty] | MONITORS, CENTRAL STATION |  | MONITORCENTRALSTATION-Philips-PIIC iX |  |  |  |  | MONITORCENTRALSTATION-Philips-PIIC iX | Philips | [7 empty] | Covered PM Repair - Biomedical | MHHS-Southwest
NO | NO |  |  |  | 013-37031 |  | Philips Medical Systems Cardiac and Monitoring Syste | PIIC iX CLIENT STATION |  | US43307009 | SW - TELEMETRY | MHHS-Southwest |  |  |  | 013-37031 |  | Southwest |  | SW - TELEMETRY | [5 empty] | MONITORS, CENTRAL STATION |  | MONITORCENTRALSTATION-Philips-PIIC iX |  |  |  |  | MONITORCENTRALSTATION-Philips-PIIC iX | Philips | [7 empty] | Covered PM Repair - Biomedical | MHHS-Southwest
NO | NO |  |  |  | 013-37032 |  | Philips Medical Systems Cardiac and Monitoring Syste | PIIC iX CLIENT STATION |  | US43307005 | SW - TELEMETRY | MHHS-Southwest |  |  |  | 013-37032 |  | Southwest |  | SW - TELEMETRY | [5 empty] | MONITORS, CENTRAL STATION |  | MONITORCENTRALSTATION-Philips-PIIC iX |  |  |  |  | MONITORCENTRALSTATION-Philips-PIIC iX | Philips | [7 empty] | Covered PM Repair - Biomedical | MHHS-Southwest
NO | NO |  |  |  | 013-37033 |  | Philips Medical Systems Cardiac and Monitoring Syste | PIIC iX CLIENT STATION |  | US43306995 | SW - TELEMETRY | MHHS-Southwest |  |  |  | 013-37033 |  | Southwest |  | SW - TELEMETRY | [5 empty] | MONITORS, CENTRAL STATION |  | MONITORCENTRALSTATION-Philips-PIIC iX |  |  |  |  | MONITORCENTRALSTATION-Philips-PIIC iX | Philips | [7 empty] | Covered PM Repair - Biomedical | MHHS-Southwest
NO | NO |  |  |  | 129-07113 |  | Philips Medical Systems Cardiac and Monitoring Syste | PIIC iX CLIENT STATION |  | 2UA6282K76 | SUGAR LAND - ICU | MHHS-Sugarland |  |  |  | 129-07113 |  | Sugar Land |  | SUGAR LAND - ICU | [5 empty] | MONITORS, CENTRAL STATION |  | MONITORCENTRALSTATION-Philips-PIIC iX |  |  |  |  | MONITORCENTRALSTATION-Philips-PIIC iX | Philips | [7 empty] | Covered PM Repair - Biomedical | MHHS-Sugarland
NO | NO |  |  |  | 129-07114 |  | Philips Medical Systems Cardiac and Monitoring Syste | PIIC iX CLIENT STATION |  | 2UA6282K7B | SUGAR LAND - IMU | MHHS-Sugarland |  |  |  | 129-07114 |  | Sugar Land |  | SUGAR LAND - IMU | [5 empty] | MONITORS, CENTRAL STATION |  | MONITORCENTRALSTATION-Philips-PIIC iX |  |  |  |  | MONITORCENTRALSTATION-Philips-PIIC iX | Philips | [7 empty] | Covered PM Repair - Biomedical | MHHS-Sugarland
NO | NO |  |  |  | 077-09436 |  | Philips Medical Systems Cardiac and Monitoring Syste | PIIC iX CLIENT STATION |  | US43313460 | TMC - CHILDRENS - CSC (9HP) | MHHS-TMC |  |  |  | 077-09436 |  | TMC |  | TMC - CHILDRENS - CSC (9HP) | [5 empty] | MONITORS, CENTRAL STATION |  | MONITORCENTRALSTATION-Philips-PIIC iX |  |  |  |  | MONITORCENTRALSTATION-Philips-PIIC iX | Philips | [7 empty] | Covered PM Repair - Biomedical | MHHS-TMC
NO | NO | [5 empty] | Philips Medical Systems Cardiac and Monitoring Syste | SURESIGNS VM6 |  | US72010846 | SW - ICU | MHHS-Southwest |  | Monitor, Cardiac, Fixed |  |  |  | Southwest |  | SW - ICU | [5 empty] | MONITORS, PHYSIOLOGIC, VITAL SIGNS |  | MONITORCARDIACFIXED-Philips-Sure Signs VM6 | MONITORCARDIACFIXED | Sure Signs VM6 |  |  |  | Philips | Monitor, Cardiac, Fixed |  |  | MONITORCARDIACFIXED-Philips-Sure Signs VM6 |  |  |  | Covered PM Repair - Biomedical | MHHS-Southwest
NO | NO |  |  |  | 013-16908 |  | Philips Medical Systems Cardiac and Monitoring Syste | SURESIGNS VM6 |  | US81607689 | SW - NEUOROLOGY | MHHS-Southwest |  | Monitor, Cardiac, Fixed |  | 013-16908 |  | Southwest |  | SW - NEUOROLOGY | [5 empty] | MONITORS, PHYSIOLOGIC, VITAL SIGNS |  | MONITORCARDIACFIXED-Philips-Sure Signs VM6 | MONITORCARDIACFIXED | Sure Signs VM6 |  |  |  | Philips | Monitor, Cardiac, Fixed |  |  | MONITORCARDIACFIXED-Philips-Sure Signs VM6 |  |  |  | Covered PM Repair - Biomedical | MHHS-Southwest
NO | YES | [5 empty] | Philips Medical Systems Cardiac and Monitoring Syste | SURESIGNS VS3 |  | US00923797 | SW-HVI-Noninvasive Cardiology | MHHS-Southwest |  | Monitor, Vital Signs |  |  |  | Southwest | MHHS-Southwest | SW-HVI-Noninvasive Cardiology | CVA | 9/1/18 |  |  |  | MONITORS, PHYSIOLOGIC, VITAL SIGNS | Monitor, Vital Signs | MONITORVITALSIGNS-Philips-SureSigns VS3 | MONITORVITALSIGNS | SureSigns VS3 |  |  |  | Philips | Monitor, Vital Signs |  | MONITORVITALSIGNS-Philips-SureSigns VS3 |  |  |  | MVS-A | Covered PM Repair - Biomedical | MHHS-Southwest | [8 empty] | MONITORVITALSIGNS | Monitor, Vital Signs | Philips
NO | YES |  |  |  |  | 099-10794 | Philips Medical Systems Cardiac and Monitoring Syste | SURESIGNS VS3 |  | US00923798 | SW-Neuorology | MHHS-Southwest |  | Monitor, Vital Signs |  |  | 099-10794 | Southwest | MHHS-Southwest | SW-Neuorology | 7th Floor Core Nurses Station | 2/1/19 |  | 2/1/20 |  | MONITORS, PHYSIOLOGIC, VITAL SIGNS | Monitor, Vital Signs | MONITORVITALSIGNS-Philips-SureSigns VS3 | MONITORVITALSIGNS | SureSigns VS3 |  |  |  | Philips | Monitor, Vital Signs |  | MONITORVITALSIGNS-Philips-SureSigns VS3 |  | 9/30/16 |  | MVS-A | Covered PM Repair - Biomedical | MHHS-Southwest | [8 empty] | MONITORVITALSIGNS | Monitor, Vital Signs | Philips
NO | YES |  |  |  |  | 013-35981 | Philips Medical Systems Cardiac and Monitoring Syste | SURESIGNS VS3 |  | US00923676 | SW-Telemetry | MHHS-Southwest |  | Monitor, Vital Signs |  |  | 013-35981 | Southwest | MHHS-Southwest | SW-Telemetry | 7th | 1/1/19 | 1/1/20 |  |  | MONITORS, PHYSIOLOGIC, VITAL SIGNS | Monitor, Vital Signs | MONITORVITALSIGNS-Philips-SureSigns VS3 | MONITORVITALSIGNS | SureSigns VS3 |  |  |  | Philips | Monitor, Vital Signs |  | MONITORVITALSIGNS-Philips-SureSigns VS3 |  |  |  | MVS-A | Covered PM Repair - Biomedical | MHHS-Southwest | [8 empty] | MONITORVITALSIGNS | Monitor, Vital Signs | Philips
NO | NO |  |  |  | 009-08299 |  | Philips Medical Systems Cardiac and Monitoring Syste | SURESIGNS VS3 |  | US83313177 | GH - GENERAL SURGERY 3 SOUTH | MHHS-Greater Heights |  | Monitor, Vital Signs |  | 009-08299 |  | Central & Greater Heights |  | GH - GENERAL SURGERY 3 SOUTH | [5 empty] | MONITORS, PHYSIOLOGIC, VITAL SIGNS |  | MONITORVITALSIGNS-Philips-SureSigns VS3 | MONITORVITALSIGNS | SureSigns VS3 |  |  |  | Philips | Monitor, Vital Signs |  | MONITORVITALSIGNS-Philips-SureSigns VS3 |  |  |  |  | Covered PM Repair - Biomedical | MHHS-Greater Heights
NO | NO |  |  |  | 009-09179 |  | Philips Medical Systems Cardiac and Monitoring Syste | SURESIGNS VS3 |  | US83313178 | GH - GENERAL SURGERY 3 SOUTH | MHHS-Greater Heights |  | Monitor, Vital Signs |  | 009-09179 |  | Central & Greater Heights |  | GH - GENERAL SURGERY 3 SOUTH | [5 empty] | MONITORS, PHYSIOLOGIC, VITAL SIGNS |  | MONITORVITALSIGNS-Philips-SureSigns VS3 | MONITORVITALSIGNS | SureSigns VS3 |  |  |  | Philips | Monitor, Vital Signs |  | MONITORVITALSIGNS-Philips-SureSigns VS3 |  |  |  |  | Covered PM Repair - Biomedical | MHHS-Greater Heights
NO | NO |  |  |  | 009-09258 |  | Philips Medical Systems Cardiac and Monitoring Syste | SURESIGNS VS3 |  | US83313181 | GH - GENERAL SURGERY 3 SOUTH | MHHS-Greater Heights |  | Monitor, Vital Signs |  | 009-09258 |  | Central & Greater Heights |  | GH - GENERAL SURGERY 3 SOUTH | [5 empty] | MONITORS, PHYSIOLOGIC, VITAL SIGNS |  | MONITORVITALSIGNS-Philips-SureSigns VS3 | MONITORVITALSIGNS | SureSigns VS3 |  |  |  | Philips | Monitor, Vital Signs |  | MONITORVITALSIGNS-Philips-SureSigns VS3 |  |  |  |  | Covered PM Repair - Biomedical | MHHS-Greater Heights
NO | NO |  |  |  | 009-10078 |  | Philips Medical Systems Cardiac and Monitoring Syste | SURESIGNS VS3 |  | US83313174 | GH - GENERAL SURGERY 3 SOUTH | MHHS-Greater Heights |  | Monitor, Vital Signs |  | 009-10078 |  | Central & Greater Heights |  | GH - GENERAL SURGERY 3 SOUTH | [5 empty] | MONITORS, PHYSIOLOGIC, VITAL SIGNS |  | MONITORVITALSIGNS-Philips-SureSigns VS3 | MONITORVITALSIGNS | SureSigns VS3 |  |  |  | Philips | Monitor, Vital Signs |  | MONITORVITALSIGNS-Philips-SureSigns VS3 |  |  |  |  | Covered PM Repair - Biomedical | MHHS-Greater Heights
NO | NO |  |  |  | 009-33529 |  | Philips Medical Systems Cardiac and Monitoring Syste | SURESIGNS VS3 |  | US83313176 | GH - GENERAL SURGERY 3 SOUTH | MHHS-Greater Heights |  | Monitor, Vital Signs |  | 009-33529 |  | Central & Greater Heights |  | GH - GENERAL SURGERY 3 SOUTH | [5 empty] | MONITORS, PHYSIOLOGIC, VITAL SIGNS |  | MONITORVITALSIGNS-Philips-SureSigns VS3 | MONITORVITALSIGNS | SureSigns VS3 |  |  |  | Philips | Monitor, Vital Signs |  | MONITORVITALSIGNS-Philips-SureSigns VS3 |  |  |  |  | Covered PM Repair - Biomedical | MHHS-Greater Heights
NO | NO |  |  |  | 009-33593 |  | Philips Medical Systems Cardiac and Monitoring Syste | SURESIGNS VS3 |  | US83313173 | GH - GENERAL SURGERY 3 SOUTH | MHHS-Greater Heights |  | Monitor, Vital Signs |  | 009-33593 |  | Central & Greater Heights |  | GH - GENERAL SURGERY 3 SOUTH | [5 empty] | MONITORS, PHYSIOLOGIC, VITAL SIGNS |  | MONITORVITALSIGNS-Philips-SureSigns VS3 | MONITORVITALSIGNS | SureSigns VS3 |  |  |  | Philips | Monitor, Vital Signs |  | MONITORVITALSIGNS-Philips-SureSigns VS3 |  |  |  |  | Covered PM Repair - Biomedical | MHHS-Greater Heights
NO | NO | [5 empty] | Philips Medical Systems Cardiac and Monitoring Syste | SURESIGNS VS3 |  | US83313179 | GH - GENERAL SURGERY 3 SOUTH | MHHS-Greater Heights |  | Monitor, Vital Signs |  |  |  | Central & Greater Heights |  | GH - GENERAL SURGERY 3 SOUTH | [5 empty] | MONITORS, PHYSIOLOGIC, VITAL SIGNS |  | MONITORVITALSIGNS-Philips-SureSigns VS3 | MONITORVITALSIGNS | SureSigns VS3 |  |  |  | Philips | Monitor, Vital Signs |  | MONITORVITALSIGNS-Philips-SureSigns VS3 |  |  |  |  | Covered PM Repair - Biomedical | MHHS-Greater Heights
NO | NO | [5 empty] | Philips Medical Systems Cardiac and Monitoring Syste | SURESIGNS VS3 |  | US83313175 | GH - GENERAL SURGERY 3 SOUTH | MHHS-Greater Heights |  | Monitor, Vital Signs |  |  |  | Central & Greater Heights |  | GH - GENERAL SURGERY 3 SOUTH | [5 empty] | MONITORS, PHYSIOLOGIC, VITAL SIGNS |  | MONITORVITALSIGNS-Philips-SureSigns VS3 | MONITORVITALSIGNS | SureSigns VS3 |  |  |  | Philips | Monitor, Vital Signs |  | MONITORVITALSIGNS-Philips-SureSigns VS3 |  |  |  |  | Covered PM Repair - Biomedical | MHHS-Greater Heights
NO | NO | [5 empty] | Philips Medical Systems Cardiac and Monitoring Syste | SURESIGNS VS3 |  | US83312872 | MEMORIAL CITY - LABOR & DELIVERY | MHHS-Mem City |  | Monitor, Vital Signs |  |  |  | West & Memorial City |  | MEMORIAL CITY - LABOR & DELIVERY | [5 empty] | MONITORS, PHYSIOLOGIC, VITAL SIGNS |  | MONITORVITALSIGNS-Philips-SureSigns VS3 | MONITORVITALSIGNS | SureSigns VS3 |  |  |  | Philips | Monitor, Vital Signs |  | MONITORVITALSIGNS-Philips-SureSigns VS3 |  |  |  |  | Covered PM Repair - Biomedical | MHHS-Mem City
NO | NO | [5 empty] | Philips Medical Systems Cardiac and Monitoring Syste | SURESIGNS VS3 |  | US83312879 | MEMORIAL CITY - LABOR & DELIVERY | MHHS-Mem City |  | Monitor, Vital Signs |  |  |  | West & Memorial City |  | MEMORIAL CITY - LABOR & DELIVERY | [5 empty] | MONITORS, PHYSIOLOGIC, VITAL SIGNS |  | MONITORVITALSIGNS-Philips-SureSigns VS3 | MONITORVITALSIGNS | SureSigns VS3 |  |  |  | Philips | Monitor, Vital Signs |  | MONITORVITALSIGNS-Philips-SureSigns VS3 |  |  |  |  | Covered PM Repair - Biomedical | MHHS-Mem City
NO | NO |  |  |  | 041-12551 |  | Philips Medical Systems Cardiac and Monitoring Syste | SURESIGNS VS3 |  | US83312864 | MEMORIAL CITY - MHT - MED/SURG | MHHS-Mem City |  | Monitor, Vital Signs |  | 041-12551 |  | West & Memorial City |  | MEMORIAL CITY - MHT - MED/SURG | [5 empty] | MONITORS, PHYSIOLOGIC, VITAL SIGNS |  | MONITORVITALSIGNS-Philips-SureSigns VS3 | MONITORVITALSIGNS | SureSigns VS3 |  |  |  | Philips | Monitor, Vital Signs |  | MONITORVITALSIGNS-Philips-SureSigns VS3 |  |  |  |  | Covered PM Repair - Biomedical | MHHS-Mem City
NO | NO |  |  |  | 041-34120 |  | Philips Medical Systems Cardiac and Monitoring Syste | SURESIGNS VS3 |  | US83312862 | MEMORIAL CITY - MHT - MED/SURG | MHHS-Mem City |  | Monitor, Vital Signs |  | 041-34120 |  | West & Memorial City |  | MEMORIAL CITY - MHT - MED/SURG | [5 empty] | MONITORS, PHYSIOLOGIC, VITAL SIGNS |  | MONITORVITALSIGNS-Philips-SureSigns VS3 | MONITORVITALSIGNS | SureSigns VS3 |  |  |  | Philips | Monitor, Vital Signs |  | MONITORVITALSIGNS-Philips-SureSigns VS3 |  |  |  |  | Covered PM Repair - Biomedical | MHHS-Mem City
NO | NO |  |  |  | 041-34300 |  | Philips Medical Systems Cardiac and Monitoring Syste | SURESIGNS VS3 |  | US83312868 | MEMORIAL CITY - MHT - MED/SURG | MHHS-Mem City |  | Monitor, Vital Signs |  | 041-34300 |  | West & Memorial City |  | MEMORIAL CITY - MHT - MED/SURG | [5 empty] | MONITORS, PHYSIOLOGIC, VITAL SIGNS |  | MONITORVITALSIGNS-Philips-SureSigns VS3 | MONITORVITALSIGNS | SureSigns VS3 |  |  |  | Philips | Monitor, Vital Signs |  | MONITORVITALSIGNS-Philips-SureSigns VS3 |  |  |  |  | Covered PM Repair - Biomedical | MHHS-Mem City
NO | NO |  |  |  | 041-12533 |  | Philips Medical Systems Cardiac and Monitoring Syste | SURESIGNS VS3 |  | US83312880 | MEMORIAL CITY - PEDIATRICS | MHHS-Mem City |  | Monitor, Vital Signs |  | 041-12533 |  | West & Memorial City |  | MEMORIAL CITY - PEDIATRICS | [5 empty] | MONITORS, PHYSIOLOGIC, VITAL SIGNS |  | MONITORVITALSIGNS-Philips-SureSigns VS3 | MONITORVITALSIGNS | SureSigns VS3 |  |  |  | Philips | Monitor, Vital Signs |  | MONITORVITALSIGNS-Philips-SureSigns VS3 |  |  |  |  | Covered PM Repair - Biomedical | MHHS-Mem City
NO | NO |  |  |  | 041-12534 |  | Philips Medical Systems Cardiac and Monitoring Syste | SURESIGNS VS3 |  | US83312883 | MEMORIAL CITY - PEDIATRICS | MHHS-Mem City |  | Monitor, Vital Signs |  | 041-12534 |  | West & Memorial City |  | MEMORIAL CITY - PEDIATRICS | [5 empty] | MONITORS, PHYSIOLOGIC, VITAL SIGNS |  | MONITORVITALSIGNS-Philips-SureSigns VS3 | MONITORVITALSIGNS | SureSigns VS3 |  |  |  | Philips | Monitor, Vital Signs |  | MONITORVITALSIGNS-Philips-SureSigns VS3 |  |  |  |  | Covered PM Repair - Biomedical | MHHS-Mem City
NO | NO |  |  |  | 041-12541 |  | Philips Medical Systems Cardiac and Monitoring Syste | SURESIGNS VS3 |  | US83312887 | MEMORIAL CITY - PEDIATRICS | MHHS-Mem City |  | Monitor, Vital Signs |  | 041-12541 |  | West & Memorial City |  | MEMORIAL CITY - PEDIATRICS | [5 empty] | MONITORS, PHYSIOLOGIC, VITAL SIGNS |  | MONITORVITALSIGNS-Philips-SureSigns VS3 | MONITORVITALSIGNS | SureSigns VS3 |  |  |  | Philips | Monitor, Vital Signs |  | MONITORVITALSIGNS-Philips-SureSigns VS3 |  |  |  |  | Covered PM Repair - Biomedical | MHHS-Mem City
NO | NO |  |  |  | 041-12542 |  | Philips Medical Systems Cardiac and Monitoring Syste | SURESIGNS VS3 |  | US83312869 | MEMORIAL CITY - PEDIATRICS | MHHS-Mem City |  | Monitor, Vital Signs |  | 041-12542 |  | West & Memorial City |  | MEMORIAL CITY - PEDIATRICS | [5 empty] | MONITORS, PHYSIOLOGIC, VITAL SIGNS |  | MONITORVITALSIGNS-Philips-SureSigns VS3 | MONITORVITALSIGNS | SureSigns VS3 |  |  |  | Philips | Monitor, Vital Signs |  | MONITORVITALSIGNS-Philips-SureSigns VS3 |  |  |  |  | Covered PM Repair - Biomedical | MHHS-Mem City
NO | NO | [5 empty] | Philips Medical Systems Cardiac and Monitoring Syste | SURESIGNS VS3 |  | US83312874 | MEMORIAL CITY - PEDIATRICS | MHHS-Mem City |  | Monitor, Vital Signs |  |  |  | West & Memorial City |  | MEMORIAL CITY - PEDIATRICS | [5 empty] | MONITORS, PHYSIOLOGIC, VITAL SIGNS |  | MONITORVITALSIGNS-Philips-SureSigns VS3 | MONITORVITALSIGNS | SureSigns VS3 |  |  |  | Philips | Monitor, Vital Signs |  | MONITORVITALSIGNS-Philips-SureSigns VS3 |  |  |  |  | Covered PM Repair - Biomedical | MHHS-Mem City
NO | NO | [5 empty] | Philips Medical Systems Cardiac and Monitoring Syste | SURESIGNS VS3 |  | US83312870 | MEMORIAL CITY - PEDIATRICS | MHHS-Mem City |  | Monitor, Vital Signs |  |  |  | West & Memorial City |  | MEMORIAL CITY - PEDIATRICS | [5 empty] | MONITORS, PHYSIOLOGIC, VITAL SIGNS |  | MONITORVITALSIGNS-Philips-SureSigns VS3 | MONITORVITALSIGNS | SureSigns VS3 |  |  |  | Philips | Monitor, Vital Signs |  | MONITORVITALSIGNS-Philips-SureSigns VS3 |  |  |  |  | Covered PM Repair - Biomedical | MHHS-Mem City
NO | NO |  |  |  | 041-12537 |  | Philips Medical Systems Cardiac and Monitoring Syste | SURESIGNS VS3 |  | US83312882 | MEMORIAL CITY - POSTPARTUM | MHHS-Mem City |  | Monitor, Vital Signs |  | 041-12537 |  | West & Memorial City |  | MEMORIAL CITY - POSTPARTUM | [5 empty] | MONITORS, PHYSIOLOGIC, VITAL SIGNS |  | MONITORVITALSIGNS-Philips-SureSigns VS3 | MONITORVITALSIGNS | SureSigns VS3 |  |  |  | Philips | Monitor, Vital Signs |  | MONITORVITALSIGNS-Philips-SureSigns VS3 |  |  |  |  | Covered PM Repair - Biomedical | MHHS-Mem City
NO | NO |  |  |  | 041-12540 |  | Philips Medical Systems Cardiac and Monitoring Syste | SURESIGNS VS3 |  | US83312886 | MEMORIAL CITY - POSTPARTUM | MHHS-Mem City |  | Monitor, Vital Signs |  | 041-12540 |  | West & Memorial City |  | MEMORIAL CITY - POSTPARTUM | [5 empty] | MONITORS, PHYSIOLOGIC, VITAL SIGNS |  | MONITORVITALSIGNS-Philips-SureSigns VS3 | MONITORVITALSIGNS | SureSigns VS3 |  |  |  | Philips | Monitor, Vital Signs |  | MONITORVITALSIGNS-Philips-SureSigns VS3 |  |  |  |  | Covered PM Repair - Biomedical | MHHS-Mem City
NO | NO | [5 empty] | Philips Medical Systems Cardiac and Monitoring Syste | SURESIGNS VS3 |  | US83312866 | MEMORIAL CITY - POSTPARTUM | MHHS-Mem City |  | Monitor, Vital Signs |  |  |  | West & Memorial City |  | MEMORIAL CITY - POSTPARTUM | [5 empty] | MONITORS, PHYSIOLOGIC, VITAL SIGNS |  | MONITORVITALSIGNS-Philips-SureSigns VS3 | MONITORVITALSIGNS | SureSigns VS3 |  |  |  | Philips | Monitor, Vital Signs |  | MONITORVITALSIGNS-Philips-SureSigns VS3 |  |  |  |  | Covered PM Repair - Biomedical | MHHS-Mem City
NO | NO | [5 empty] | Philips Medical Systems Cardiac and Monitoring Syste | SURESIGNS VS3 |  | US83312858 | MEMORIAL CITY - POSTPARTUM | MHHS-Mem City |  | Monitor, Vital Signs |  |  |  | West & Memorial City |  | MEMORIAL CITY - POSTPARTUM | [5 empty] | MONITORS, PHYSIOLOGIC, VITAL SIGNS |  | MONITORVITALSIGNS-Philips-SureSigns VS3 | MONITORVITALSIGNS | SureSigns VS3 |  |  |  | Philips | Monitor, Vital Signs |  | MONITORVITALSIGNS-Philips-SureSigns VS3 |  |  |  |  | Covered PM Repair - Biomedical | MHHS-Mem City
NO | NO | [5 empty] | Philips Medical Systems Cardiac and Monitoring Syste | SURESIGNS VS3 |  | US83312863 | MEMORIAL CITY - POSTPARTUM | MHHS-Mem City |  | Monitor, Vital Signs |  |  |  | West & Memorial City |  | MEMORIAL CITY - POSTPARTUM | [5 empty] | MONITORS, PHYSIOLOGIC, VITAL SIGNS |  | MONITORVITALSIGNS-Philips-SureSigns VS3 | MONITORVITALSIGNS | SureSigns VS3 |  |  |  | Philips | Monitor, Vital Signs |  | MONITORVITALSIGNS-Philips-SureSigns VS3 |  |  |  |  | Covered PM Repair - Biomedical | MHHS-Mem City
NO | NO | [5 empty] | Philips Medical Systems Cardiac and Monitoring Syste | SURESIGNS VS3 |  | US83312861 | MEMORIAL CITY - POSTPARTUM | MHHS-Mem City |  | Monitor, Vital Signs |  |  |  | West & Memorial City |  | MEMORIAL CITY - POSTPARTUM | [5 empty] | MONITORS, PHYSIOLOGIC, VITAL SIGNS |  | MONITORVITALSIGNS-Philips-SureSigns VS3 | MONITORVITALSIGNS | SureSigns VS3 |  |  |  | Philips | Monitor, Vital Signs |  | MONITORVITALSIGNS-Philips-SureSigns VS3 |  |  |  |  | Covered PM Repair - Biomedical | MHHS-Mem City
NO | NO | [5 empty] | Philips Medical Systems Cardiac and Monitoring Syste | SURESIGNS VS3 |  |  | MEMORIAL CITY - POSTPARTUM | MHHS-Mem City |  | Monitor, Vital Signs |  |  |  | West & Memorial City |  | MEMORIAL CITY - POSTPARTUM | [5 empty] | MONITORS, PHYSIOLOGIC, VITAL SIGNS |  | MONITORVITALSIGNS-Philips-SureSigns VS3 | MONITORVITALSIGNS | SureSigns VS3 |  |  |  | Philips | Monitor, Vital Signs |  | MONITORVITALSIGNS-Philips-SureSigns VS3 |  |  |  |  | Covered PM Repair - Biomedical | MHHS-Mem City
NO | NO |  |  |  | 013-37571 |  | Philips Medical Systems Cardiac and Monitoring Syste | SURESIGNS VS3 |  | US00923800 | SW - HVI - TELEMETRY | MHHS-Southwest |  | Monitor, Vital Signs |  | 013-37571 |  | Southwest |  | SW - HVI - TELEMETRY | [5 empty] | MONITORS, PHYSIOLOGIC, VITAL SIGNS |  | MONITORVITALSIGNS-Philips-SureSigns VS3 | MONITORVITALSIGNS | SureSigns VS3 |  |  |  | Philips | Monitor, Vital Signs |  | MONITORVITALSIGNS-Philips-SureSigns VS3 |  |  |  |  | Covered PM Repair - Biomedical | MHHS-Southwest
NO | NO | [5 empty] | Philips Medical Systems Cardiac and Monitoring Syste | Unknown |  | DE320B9720 | SW - NICU | MHHS-Southwest | [5 empty] | Southwest |  | SW - NICU | [5 empty] | MONITORS, PHYSIOLOGIC, VITAL SIGNS |  | .needs class |  |  |  |  | .needs class | Philips | [7 empty] | Covered PM Repair - Biomedical | MHHS-Southwest
NO | YES |  |  |  | 005-00623 | 005-00623 | Philips Medical Systems Cardiac and Monitoring Syste | V24C |  | 3907A53057 | SE-OR-PACU | MHHS-Southeast |  |  |  | 005-00623 | 005-00623 | Southeast | MHHS-Southeast | SE-OR-PACU |  | 7/1/17 |  |  |  | MONITORS, PHYSIOLOGIC, VITAL SIGNS |  | .needs class | [5 empty] | Philips |  |  |  |  | 7/10/22 |  |  | Not Covered Vendor Only - Biomedical | MHHS-Southeast
NO | YES | Serial Number 4335A23600 |  |  | 005-04519 | 005-04519 | Philips Medical Systems Cardiac and Monitoring Syste | V24C |  | 4335A23600 | (null) | MHHS-Southeast |  |  |  | 005-04519 | 005-04519 | Southeast & Bay Area | (null) | (null) | (null) |  |  |  | (null) | MONITORS, PHYSIOLOGIC, VITAL SIGNS |  | .needs class | [5 empty] | Philips |  |  |  |  | 7/10/22 |  |  | Not Covered Vendor Only - Biomedical | MHHS-Southeast
NO | NO |  |  |  | 005-00628 |  | Philips Medical Systems Cardiac and Monitoring Syste | V24C |  | 3907A53052 | SE - OR - PACU | MHHS-Southeast |  |  |  | 005-00628 |  | Southeast & Bay Area |  | SE - OR - PACU | [5 empty] | MONITORS, PHYSIOLOGIC, VITAL SIGNS |  | .needs class | [5 empty] | Philips | [7 empty] | Not Covered Vendor Only - Biomedical | MHHS-Southeast
YES | YES |  |  |  | 041-05543 | 041-05543 | Philips Medizin Systems | M1006B |  | DE805F6811 | MEMORIAL CITY - ANESTHESIOLOGY |  |  |  |  | 041-05543 | 041-05543 | West | Memorial Hermann - Memorial City | MEMORIAL CITY - ANESTHESIOLOGY | Cath Lab 1
YES | YES |  |  |  | 099-02140 | 099-02140 | Philips Ultrasound | S7-3t |  | B1DNT5 | KATY - CARDIOLOGY |  |  |  |  | 099-02140 | 099-02140 | Katy | Katy | KATY - CARDIOLOGY | Ckean Room Equipment | 2/1/20 | 2/1/20
YES | YES |  |  |  | 099-04066 | 099-04066 | Philips ultrasound inc | X5-1 |  | B35t44 | MEMORIAL CITY - NUCLEAR MEDICINE |  |  |  |  | 099-04066 | 099-04066 | West | Memorial city - nuke med | MEMORIAL CITY - NUCLEAR MEDICINE | Pre admit testing |  |  |  | No pm found
YES | YES |  |  |  | b21dzy | B21dzy | Philips ultrasound inc. | Phi-9 |  | B21dzy | MEMORIAL CITY - MOR |  |  |  |  | b21dzy | B21dzy | West | Memorial city -memorial herman hospital center | MEMORIAL CITY - MOR | Procedure room 2 |  |  |  | No pm found
NO | YES |  |  |  | 005-12059 | 005-12059 | Phillips | MobileDisgnost wDR |  |  | OPID - (SE) - LEAGUE CITY CCC - 409 |  |  |  |  | 005-12059 | 005-12059 |  | MHHS-Others | OPID - (SE) - LEAGUE CITY CCC - 409 | ER Hallway Portable | 2/1/20 | 2/1/21
YES | YES |  |  |  | 099-08087 | 099-08087 | PHILLIPS | PIXIUM3040F |  | 1934ANp | WOODLANDS - PCU5 |  |  |  |  | 099-08087 | 099-08087 | Woodlands | Herman woodland hospital | WOODLANDS - PCU5 | Cath lab 2 | 3/1/20
NO | YES |  |  |  | 009-10090 | 009-10090 | Philps |  |  |  | rmann Greater Heights ER Dept |  |  |  |  | 009-10090 | 009-10090 | Central | Memorial Hermann Greater Heights Hospital | rmann Greater Heights ER Dept | rmann Greater Heights ER Dept nurse station |  |  |  | Broken screen
YES | YES |  |  |  | 099-03362 | 099-03362 | Philps | C10-3v |  | B3F3V3 | OPID - (WDLS) - WOODLANDS - 430 (MP3) |  |  |  |  | 099-03362 | 099-03362 | Woodlands | Memorial- Woodlands | OPID - (WDLS) - WOODLANDS - 430 (MP3) | Ultrasound
YES | YES |  |  |  | 583-01670 | 583-01670 | Philps | C10-3v |  | B1Q91B | OPID - (TMC) - MH IMAGING CENTER - 417 |  |  |  |  | 583-01670 | 583-01670 | TMC | Hermann- Memorial Hermann Medical center | OPID - (TMC) - MH IMAGING CENTER - 417 | Ultrasound
YES | YES |  |  |  | 009-33159 | 009-33159 | Philps | C10-3v |  | B3CMZT | KATY - RADIOLOGY |  |  |  |  | 009-33159 | 009-33159 | Katy | MHHS-Katy | KATY - RADIOLOGY | Ultrasound 3
YES | YES |  |  |  | 009-33163 | 009-33163 | Philps | C10-3v |  | B29TY8 | TIRR-RADIOLOGY |  |  |  |  | 009-33163 | 009-33163 | TIRR | MHHS-TIRR | TIRR-RADIOLOGY | Ultrasound
YES | YES |  |  |  | B2YGM2 | B2YGM2 | Philps | C10-3v |  | B2YGM2 | Memorial City - Inpatient Radiology |  |  |  |  | B2YGM2 | B2YGM2 | West | MEMORIAL CITY - MEMORIAL HERMANN HOSPITAL | Memorial City - Inpatient Radiology | Ultrasound
NO | YES |  |  |  | 041-19809 | 041-19809 | PHS West | ERGO-EXPRESS 2000R |  | 2000RFWDII012113A | MEMORIAL CITY - DIGESTIVE DISEASE CENTER | MHHS-Mem City |  |  |  | 041-19809 | 041-19809 | West | Memorial Hermann Memorial City Medical Center | MEMORIAL CITY - DIGESTIVE DISEASE CENTER | MEMORIAL CITY - DIGESTIVE |  |  |  |  | ENDOSCOPIC EQUIPMENT, VIDEO CART |  | .needs class | [5 empty] | PHSWEST | [7 empty] | Covered PM Repair - Biomedical | MHHS-Mem City
NO | YES |  |  |  | 041-32725 | 041-32725 | PHS West | ERGO-EXPRESS 2000R |  | 2000RFWD11062718A | MEMORIAL CITY - DIGESTIVE DISEASE CENTER | MHHS-Mem City |  |  |  | 041-32725 | 041-32725 | West | Endoscopy | MEMORIAL CITY - DIGESTIVE DISEASE CENTER | Procedure room 2 |  |  |  |  | ENDOSCOPIC EQUIPMENT, VIDEO CART |  | .needs class | [5 empty] | PHSWEST | [7 empty] | Covered PM Repair - Biomedical | MHHS-Mem City
NO | YES |  |  |  | 069-37917 | 069-37917 | PHS West | ERGO-EXPRESS 2000R |  | 2000rfwdII101212A | TMC - Jones - GI lab | MHHS-TMC |  |  |  | 069-37917 | 069-37917 | TMC | Memorial Hermann-Texas Medical Center | TMC - Jones - GI lab | GI Lab | 4/1/18 |  | 4/1/19 |  | ENDOSCOPIC EQUIPMENT, VIDEO CART |  | .needs class | [5 empty] | PHSWEST | [7 empty] | Covered PM Repair - Biomedical | MHHS-TMC
NO | YES |  |  |  | 029-09049 | 029-09049 | PHS West | ERGO-EXPRESS 2000R |  | 2000RFWSTSII072313A | Woodlands-Endoscopy | MHHS-Woodlands |  |  |  | 029-09049 | 029-09049 | Woodlands | MHHS-Woodlands | Woodlands-Endoscopy | Storage room | 11/1/19 |  | 11/1/20 |  | ENDOSCOPIC EQUIPMENT, VIDEO CART |  | .needs class | [5 empty] | PHSWEST |  |  |  |  | 4/4/20 |  |  | Not Covered Vendor Only - Biomedical | MHHS-Woodlands
NO | NO |  |  |  | 069-29656 |  | PHS West | ERGO-EXPRESS 2000R |  | 2000RFWSTII011910A | TMC - RESPIRATORY - ADULT | MHHS-TMC |  |  |  | 069-29656 |  | TMC |  | TMC - RESPIRATORY - ADULT | [5 empty] | ENDOSCOPIC EQUIPMENT, VIDEO CART |  | .needs class | [5 empty] | PHSWEST | [7 empty] | Covered PM Repair - Biomedical | MHHS-TMC
NO | NO |  |  |  | 069-37736 |  | PHS West | ERGO-EXPRESS 3000RE |  | 3000RE122001B | TMC - GI/ENDO - ADULT (1J) | MHHS-TMC |  |  |  | 069-37736 |  | TMC |  | TMC - GI/ENDO - ADULT (1J) | [5 empty] | ENDOSCOPIC EQUIPMENT, VIDEO CART |  | .needs class | [5 empty] | PHSWEST | [7 empty] | Covered PM Repair - Biomedical | MHHS-TMC
NO | YES |  |  |  | 005-08799 | 005-08799 | PHS West | Featherweight 2000RFWSTII |  | 2000RFWSTSII-50611A | SE-Esophageal Disease Center | MHHS-Southeast |  |  |  | 005-08799 | 005-08799 | Southeast | MHHS-Southeast | SE-Esophageal Disease Center |  | 10/1/17 |  |  |  | CARTS |  | .needs class | [5 empty] | PHSWEST |  |  |  |  | 1/1/10 |  |  | Covered PM Repair - Biomedical | MHHS-Southeast
YES | YES |  |  |  | 099-04326 | 099-04326 | PHS West, Inc. | 2000RFWSTSII |  | 2000RFWSTSII010516A | PEARLAND - ENDOSCOPY |  |  |  |  | 099-04326 | 099-04326 | Pearland | Memorial Hermann Pearland Hospital | PEARLAND - ENDOSCOPY | Endo equipment storage
NO | YES |  |  |  | 069-33992 | 069-33992 | PHS West, Inc. | Ergo-Express |  |  | TMC - Jones - GI lab |  |  |  |  | 069-33992 | 069-33992 | TMC | Memorial Hermann-Texas Medical Center | TMC - Jones - GI lab | GI Lab
YES | YES |  |  |  | 029-32067 | 029-32067 | Physio control | Life Pck 20e |  |  | ER |  |  |  |  | 029-32067 | 029-32067 | Woodlands | 24 Hour Emergency Room - Convenient Care Center in Spring | ER | ER | 11/1/19 |  | 11/1/20
NO | YES |  |  |  | VCR210 |  | PHYSIO CONTROL | LIFEPAK 20 |  |  | Rental | MHHS-Woodlands |  |  |  | VCR210 |  | Woodlands |  | Rental | [7 empty] | .needs class |  | LIFEPAK 20 DEFIB W/PACING | [9 empty] | Verified as Rental |  |  | MHHS-Woodlands
NO | YES |  |  |  | 005-03146 | 005-03146 | Physio Technology Inc. | OMNISOUND 3000 |  |  | SMR - (SE) - ALVIN | MHHS-SMR |  |  |  | 005-03146 | 005-03146 | Southeast |  | SMR - (SE) - ALVIN |  | 9/1/19 |  |  |  | ULTRASOUND THERAPY SYSTEM |  | .needs class | [13 empty] | Covered PM Repair - Lab Analyzers/Anesth | MHHS-SMR
YES | YES |  |  |  | 069-48282 | 069-48282 | Physio-Control |  |  |  | TWC |  |  |  |  | 069-48282 | 069-48282 | TMC | Memorial Hermann-Texas Medical Center | TWC | Trauma RM 10
YES | YES |  |  |  | 099-07267 | 099-07267 | Physio-Control |  |  |  | SE - EMERGENCY CENTER |  |  |  |  | 099-07267 | 099-07267 | Southeast | Memorial Hermann Southeast Hospital | SE - EMERGENCY CENTER | ER
YES | YES |  |  |  | 142-08982 | 142-08982 | Physio-Control | 11150-000019 |  |  | SUGAR LAND - PEDI IMU |  |  |  |  | 142-08982 | 142-08982 | Sugar Land | Memorial Hermann Sugar Land Hospital | SUGAR LAND - PEDI IMU | [6 empty] | Module, End Tidal CO2 | MODULEENDTIDALCO2-Physio-Control-11150-000019 | [12 empty] | MOETC-A | [9 empty] | Module, End Tidal CO2 | MODULEENDTIDALCO2 | Module, End Tidal CO2 | Physio-Control
YES | YES |  |  |  | 142-09098 | 142-09098 | Physio-Control | 11150-000019 |  |  | SUGAR LAND - MED/SURG - EAST 4TH |  |  |  |  | 142-09098 | 142-09098 | Sugar Land | Memorial Hermann Sugar Land Hospital | SUGAR LAND - MED/SURG - EAST 4TH | Nurses Station | [5 empty] | Module, End Tidal CO2 | MODULEENDTIDALCO2-Physio-Control-11150-000019 | [12 empty] | MOETC-A | [9 empty] | Module, End Tidal CO2 | MODULEENDTIDALCO2 | Module, End Tidal CO2 | Physio-Control
YES | YES |  |  |  | 005-33198 | 005-33198 | Physio-Control | 11150-000019 |  |  | Sugar Land Endo |  |  |  |  | 005-33198 | 005-33198 | Sugar Land | Memorial Hermann Sugar Land Hospital | Sugar Land Endo | Procedure Room 2 | [5 empty] | Module, End Tidal CO2 | MODULEENDTIDALCO2-Physio-Control-11150-000019 | [12 empty] | MOETC-A | [9 empty] | Module, End Tidal CO2 | MODULEENDTIDALCO2 | Module, End Tidal CO2 | Physio-Control
YES | YES |  |  |  | 142-09283 | 142-09283 | Physio-Control | 11150-000019 |  |  | SUGAR LAND - Nuclear Medicine |  |  |  |  | 142-09283 | 142-09283 | Sugar Land | Memorial Hermann Sugar Land Hospital | SUGAR LAND - Nuclear Medicine | W1 328.5 | 3/1/20 |  |  |  |  | Module, End Tidal CO2 | MODULEENDTIDALCO2-Physio-Control-11150-000019 | [12 empty] | MOETC-A | [9 empty] | Module, End Tidal CO2 | MODULEENDTIDALCO2 | Module, End Tidal CO2 | Physio-Control
NO | YES | Serial Number 1439064 |  |  | 005-33339 | 005-33339 | Physio-Control | 11150-000019 |  |  | Pediatric ER |  |  |  |  | 005-33339 | 005-33339 | Sugar Land | Memorial Hermann Sugar Land Hospital | Pediatric ER | [6 empty] | Module, End Tidal CO2 | MODULEENDTIDALCO2-Physio-Control-11150-000019 | [12 empty] | MOETC-A | [9 empty] | Module, End Tidal CO2 | MODULEENDTIDALCO2 | Module, End Tidal CO2 | Physio-Control
YES | YES |  |  |  | 005-33314 | 129-05981 | Physio-Control | 11150-000019 |  |  | SUGAR LAND - Labor |  |  |  |  | 005-33314 | 129-05981 | Sugar Land | Memorial Hermann Sugar Land Hospital | SUGAR LAND - Labor | [6 empty] | Module, End Tidal CO2 | MODULEENDTIDALCO2-Physio-Control-11150-000019 | [12 empty] | MOETC-A | [9 empty] | Module, End Tidal CO2 | MODULEENDTIDALCO2 | Module, End Tidal CO2 | Physio-Control
YES | YES |  |  |  | 005-33318 | 005-33318 | Physio-Control | 11150-000019 |  |  | SUGAR LAND - NURSERY |  |  |  |  | 005-33318 | 005-33318 | Sugar Land | Memorial Hermann Sugar Land Hospital | SUGAR LAND - NURSERY | NICU | [5 empty] | Module, End Tidal CO2 | MODULEENDTIDALCO2-Physio-Control-11150-000019 | [12 empty] | MOETC-A | [9 empty] | Module, End Tidal CO2 | MODULEENDTIDALCO2 | Module, End Tidal CO2 | Physio-Control
YES | YES |  |  |  | 005-33180 | 005-33180 | Physio-Control | 11150-000019 |  |  | SUGAR LAND - PEDI IMU |  |  |  |  | 005-33180 | 005-33180 | Sugar Land | Memorial Hermann Sugar Land Hospital | SUGAR LAND - PEDI IMU | [6 empty] | Module, End Tidal CO2 | MODULEENDTIDALCO2-Physio-Control-11150-000019 | [12 empty] | MOETC-A | [9 empty] | Module, End Tidal CO2 | MODULEENDTIDALCO2 | Module, End Tidal CO2 | Physio-Control
YES | YES |  |  |  | 129-31637 | 129-31637 | Physio-Control | 11150-000019 |  |  | SUGAR LAND - ER |  |  |  |  | 129-31637 | 129-31637 | Sugar Land | Memorial Hermann Sugar Land Hospital | SUGAR LAND - ER | [6 empty] | Module, End Tidal CO2 | MODULEENDTIDALCO2-Physio-Control-11150-000019 | [12 empty] | MOETC-A | [9 empty] | Module, End Tidal CO2 | MODULEENDTIDALCO2 | Module, End Tidal CO2 | Physio-Control
YES | YES |  |  |  | 129-31636 | 129-31636 | Physio-Control | 11150-000019 |  |  | SUGAR LAND - ER |  |  |  |  | 129-31636 | 129-31636 | Sugar Land | Memorial Hermann Sugar Land Hospital | SUGAR LAND - ER | [6 empty] | Module, End Tidal CO2 | MODULEENDTIDALCO2-Physio-Control-11150-000019 | [12 empty] | MOETC-A | [9 empty] | Module, End Tidal CO2 | MODULEENDTIDALCO2 | Module, End Tidal CO2 | Physio-Control
YES | YES |  |  |  | 129-31635 | 129-05988 | Physio-Control | 11150-000019 |  |  | SUGAR LAND - ER |  |  |  |  | 129-31635 | 129-05988 | Sugar Land | Memorial Hermann Sugar Land Hospital | SUGAR LAND - ER | [6 empty] | Module, End Tidal CO2 | MODULEENDTIDALCO2-Physio-Control-11150-000019 | [12 empty] | MOETC-A | [9 empty] | Module, End Tidal CO2 | MODULEENDTIDALCO2 | Module, End Tidal CO2 | Physio-Control
YES | YES |  |  |  | 142-09427 | 142-09427 | Physio-Control | 11150-000019 |  |  | 4th Floor |  |  |  |  | 142-09427 | 142-09427 | Sugar Land | Memorial Hermann Sugar Land Hospital | 4th Floor | [6 empty] | Module, End Tidal CO2 | MODULEENDTIDALCO2-Physio-Control-11150-000019 | [12 empty] | MOETC-A | [9 empty] | Module, End Tidal CO2 | MODULEENDTIDALCO2 | Module, End Tidal CO2 | Physio-Control
YES | YES |  |  |  | 099-02323 | 099-02323 | Physio-Control | 11150-000019 |  |  | WOODLANDS - ER |  |  |  |  | 099-02323 | 099-02323 | Woodlands | Memorial Hermann The Woodlands Medical Center | WOODLANDS - ER |  |  |  |  | New Add |  | Module, End Tidal CO2 | MODULEENDTIDALCO2-Physio-Control-11150-000019 | [12 empty] | MOETC-A | [9 empty] | Module, End Tidal CO2 | MODULEENDTIDALCO2 | Module, End Tidal CO2 | Physio-Control
YES | YES |  |  |  | 069-48005 | 069-48005 | Physio-Control | 11150-000019 |  |  | TMC - HERMANN - PEDI ER (1HP) |  |  |  |  | 069-48005 | 069-48005 | TMC | Memorial Hermann-Texas Medical Center | TMC - HERMANN - PEDI ER (1HP) | Pedi 23 |  |  |  | New Add - no PM Sticker |  | Module, End Tidal CO2 | MODULEENDTIDALCO2-Physio-Control-11150-000019 | [12 empty] | MOETC-A | [9 empty] | Module, End Tidal CO2 | MODULEENDTIDALCO2 | Module, End Tidal CO2 | Physio-Control
YES | YES |  |  |  | 069-48205 | 069-48205 | Physio-Control | 11150-000019 |  |  | TMC - RESPIRATORY - ADULT |  |  |  |  | 069-48205 | 069-48205 | TMC | Memorial Hermann-Texas Medical Center | TMC - RESPIRATORY - ADULT | Room 18 | [5 empty] | Module, End Tidal CO2 | MODULEENDTIDALCO2-Physio-Control-11150-000019 | [12 empty] | MOETC-A | [9 empty] | Module, End Tidal CO2 | MODULEENDTIDALCO2 | Module, End Tidal CO2 | Physio-Control
YES | YES |  |  |  | 069-48199 | 069-48199 | Physio-Control | 11150-000019 |  |  | Er |  |  |  |  | 069-48199 | 069-48199 | TMC | Memorial Hermann-Texas Medical Center | Er |  | 3/1/20 |  |  | No PM Sticker |  | Module, End Tidal CO2 | MODULEENDTIDALCO2-Physio-Control-11150-000019 | [12 empty] | MOETC-A | [9 empty] | Module, End Tidal CO2 | MODULEENDTIDALCO2 | Module, End Tidal CO2 | Physio-Control
YES | YES | Serial Number 1922085 |  |  | 069-47999 | 069-47999 | Physio-Control | 11150-000019 |  |  | TMC - HERMANN - Pedi ER |  |  |  |  | 069-47999 | 069-47999 | TMC | Memorial Hermann-Texas Medical Center | TMC - HERMANN - Pedi ER | Nursing | 12/1/19 |  | 12/1/20 |  |  | Module, End Tidal CO2 | MODULEENDTIDALCO2-Physio-Control-11150-000019 | [12 empty] | MOETC-A | [9 empty] | Module, End Tidal CO2 | MODULEENDTIDALCO2 | Module, End Tidal CO2 | Physio-Control
YES | YES |  |  |  | 069-48286 | 069-48286 | Physio-Control | 11150-000019 |  |  | ER |  |  |  |  | 069-48286 | 069-48286 | TMC | Memorial Hermann-Texas Medical Center | ER | Trama 8 | [5 empty] | Module, End Tidal CO2 | MODULEENDTIDALCO2-Physio-Control-11150-000019 | [12 empty] | MOETC-A | [9 empty] | Module, End Tidal CO2 | MODULEENDTIDALCO2 | Module, End Tidal CO2 | Physio-Control
YES | YES |  |  |  | 069-48186 | 069-48186 | Physio-Control | 11150-000019 |  |  | 8 floor Medical ICU |  |  |  |  | 069-48186 | 069-48186 | TMC | Memorial Hermann-Texas Medical Center | 8 floor Medical ICU | Hallway | [5 empty] | Module, End Tidal CO2 | MODULEENDTIDALCO2-Physio-Control-11150-000019 | [12 empty] | MOETC-A | [9 empty] | Module, End Tidal CO2 | MODULEENDTIDALCO2 | Module, End Tidal CO2 | Physio-Control
YES | YES | Serial Number 1922047 |  |  | 069-47991 | 069-47991 | Physio-Control | 11150-000019 |  |  | TMC - SAROFIM 2 - ADULT PACU |  |  |  |  | 069-47991 | 069-47991 | TMC | Memorial Hermann-Texas Medical Center | TMC - SAROFIM 2 - ADULT PACU | Pre-op 56 |  |  |  | No pm |  | Module, End Tidal CO2 | MODULEENDTIDALCO2-Physio-Control-11150-000019 | [12 empty] | MOETC-A | [9 empty] | Module, End Tidal CO2 | MODULEENDTIDALCO2 | Module, End Tidal CO2 | Physio-Control
YES | YES |  |  |  | 069-48211 | 069-48211 | Physio-Control | 11150-000019 |  |  | Sarifim 2 - OR |  |  |  |  | 069-48211 | 069-48211 | TMC | Memorial Hermann-Texas Medical Center | Sarifim 2 - OR | Sub Sterile | [5 empty] | Module, End Tidal CO2 | MODULEENDTIDALCO2-Physio-Control-11150-000019 | [12 empty] | MOETC-A | [9 empty] | Module, End Tidal CO2 | MODULEENDTIDALCO2 | Module, End Tidal CO2 | Physio-Control
YES | YES | Serial Number 1922112 |  |  | 069-48201 | 069-48201 | Physio-Control | 11150-000019 |  |  | Biomed |  |  |  |  | 069-48201 | 069-48201 | TMC | Memorial Hermann-Texas Medical Center | Biomed | S3622 | 12/1/19 |  | 12/1/19 |  |  | Module, End Tidal CO2 | MODULEENDTIDALCO2-Physio-Control-11150-000019 | [12 empty] | MOETC-A | [9 empty] | Module, End Tidal CO2 | MODULEENDTIDALCO2 | Module, End Tidal CO2 | Physio-Control
YES | YES | Serial Number 1922142 |  |  | 069-48195 | 069-48195 | Physio-Control | 11150-000019 |  |  | Biomed |  |  |  |  | 069-48195 | 069-48195 | TMC | Memorial Hermann-Texas Medical Center | Biomed | S3622 | 12/1/19 |  | 12/1/20 |  |  | Module, End Tidal CO2 | MODULEENDTIDALCO2-Physio-Control-11150-000019 | [12 empty] | MOETC-A | [9 empty] | Module, End Tidal CO2 | MODULEENDTIDALCO2 | Module, End Tidal CO2 | Physio-Control
YES | YES | Serial Number 1919126 |  |  | 069-48001 | 069-48001 | Physio-Control | 11150-000019 |  |  | Biomed |  |  |  |  | 069-48001 | 069-48001 | TMC | Memorial Hermann-Texas Medical Center | Biomed | S3622 | 12/1/19 |  | 12/1/20 |  |  | Module, End Tidal CO2 | MODULEENDTIDALCO2-Physio-Control-11150-000019 | [12 empty] | MOETC-A | [9 empty] | Module, End Tidal CO2 | MODULEENDTIDALCO2 | Module, End Tidal CO2 | Physio-Control
YES | YES |  |  |  | 069-48180 | 069-48180 | Physio-Control | 11150-000019 |  |  | Biomed |  |  |  |  | 069-48180 | 069-48180 | TMC | Memorial Hermann-Texas Medical Center | Biomed | S3622 | [5 empty] | Module, End Tidal CO2 | MODULEENDTIDALCO2-Physio-Control-11150-000019 | [12 empty] | MOETC-A | [9 empty] | Module, End Tidal CO2 | MODULEENDTIDALCO2 | Module, End Tidal CO2 | Physio-Control
YES | YES | Serial Number 1918112 |  |  | 069-48184 | 069-48184 | Physio-Control | 11150-000019 |  |  | Biomed |  |  |  |  | 069-48184 | 069-48184 | TMC | Memorial Hermann-Texas Medical Center | Biomed | S3622 | 12/1/19 |  | 12/1/20 |  |  | Module, End Tidal CO2 | MODULEENDTIDALCO2-Physio-Control-11150-000019 | [12 empty] | MOETC-A | [9 empty] | Module, End Tidal CO2 | MODULEENDTIDALCO2 | Module, End Tidal CO2 | Physio-Control
YES | YES |  |  |  | 069-48276 | 069-48276 | Physio-Control | 3314164-006 |  |  | PACU |  |  |  |  | 069-48276 | 069-48276 | TMC | Memorial Hermann-Texas Medical Center | PACU | By S3 29
YES | YES |  |  |  | 069-48280 | 069-48280 | Physio-Control | CodeManagement Module |  |  | TWC |  |  |  |  | 069-48280 | 069-48280 | TMC | Red Duke Trauma Institute (Texas Medical Center) | TWC | Trauma 07
YES | YES |  |  |  | 069-48203 | 069-48203 | Physio-Control | Codemanagement module |  |  | TMC - SAROFIM 1 - ADULT ER |  |  |  |  | 069-48203 | 069-48203 | TMC | Memorial Hermann-Texas Medical Center | TMC - SAROFIM 1 - ADULT ER
YES | YES |  |  |  | 069-48284 | 069-48284 | Physio-Control | CodeManagement Module |  |  | TMC - SAROFIM 1 - ADULT ER |  |  |  |  | 069-48284 | 069-48284 | TMC | Memorial Hermann-Texas Medical Center | TMC - SAROFIM 1 - ADULT ER | Trauma 6
YES | YES |  |  |  | 000-04512 | 000-04512 | Physio-Control | LIFEPAK 1000 |  |  | OPID - (NE) - KINGWOOD CCC |  |  |  |  | 000-04512 | 000-04512 | Katy | Memorial Hermann Imaging Center - Convenient Care Center in Kingwood | OPID - (NE) - KINGWOOD CCC | Ct control room | [5 empty] | Defibrillator, AED | DEFIBRILLATORAED-Physio-Control-LIFEPAK 1000 | [12 empty] | DAED-A | [9 empty] | Defibrillator, AED | DEFIBRILLATORAED | Defibrillator, AED | Physio-Control
YES | YES |  |  |  | 005-02673 | 005-02673 | Physio-Control | Lifepak 12 |  |  | SE - UNIT 2B (ONCOLOGY) |  |  |  |  | 005-02673 | 005-02673 | Southeast | Memorial Hermann Southeast Hospital | SE - UNIT 2B (ONCOLOGY) | Biomed | 6/1/16 |  | 6/1/17 |  |  |  | DEFIBRILLATOR-Medtronic-LIFEPAK 12
YES | YES |  |  |  | 029-32073 | 029-32073 | Physio-Control | LifePak 15 |  |  | Emergency department |  |  |  |  | 029-32073 | 029-32073 | Woodlands | Memorial Hermann Hospital Woodlands | Emergency department | ER2 | 3/1/20 |  |  |  |  | Defibrillator | DEFIBRILLATOR-Physio-Control-LIFEPAK 15 | [12 empty] | D-SA | [9 empty] | Defibrillator | DEFIBRILLATOR | Defibrillator | Physio-Control
YES | YES |  |  |  | 029-13035 | 029-13035 | Physio-Control | Lifepak 20 |  |  | WOODLANDS - OR |  |  |  |  | 029-13035 | 029-13035 | Woodlands | Woodlands | WOODLANDS - OR |  |  |  | 2/1/21 |  |  | Defibrillator | DEFIBRILLATOR-Medtronic-Lifepak 20 | [12 empty] | D-SA | [10 empty] | DEFIBRILLATOR | Defibrillator | Medtronic
NO | YES |  |  |  | 009-04720 | 009-04720 | Physio-Control | Lifepak 20 |  |  | GH-OR Anesthesia |  |  |  |  | 009-04720 | 009-04720 | Central | MHHS-Greater Heights | GH-OR Anesthesia | OR | 11/1/19 |  | 11/1/20
NO | YES |  |  |  | 013-10639 | 013-10639 | Physio-Control | Lifepak 20 |  |  | SW-HVI-CV ICU |  |  |  |  | 013-10639 | 013-10639 | Southwest | MHHS-Southwest | SW-HVI-CV ICU | Crash cart
NO | YES |  |  |  | 013-38830 | 013-38830 | Physio-Control | LIFEPAK 20 |  |  | Floor 7 |  |  |  |  | 013-38830 | 013-38830 | Southwest | Memorial Hermann Southwest Hospital | Floor 7 | Floor 7 | 3/1/20
NO | YES |  |  |  | 013-14168 | 013-14168 | Physio-Control | Lifepak 20 |  |  | SW-Cath Lab |  |  |  |  | 013-14168 | 013-14168 | Southwest | MHHS-Southwest | SW-Cath Lab | CLAB2 | 3/1/19 |  | 3/1/20
YES | YES |  |  |  | 069-48267 | 069-48267 | Physio-Control | LIFEPAK 20 |  |  | Biomed Shop |  |  |  |  | 069-48267 | 069-48267 | TMC | Memorial Hermann-Texas Medical Center | Biomed Shop | Biomed Shop | 12/1/19 |  | 12/1/20 |  |  |  | DEFIBRILLATOR-Medtronic-Lifepak 20
YES | YES |  |  |  | 069-48274 | 069-48274 | Physio-Control | Lifepak 20 |  |  | TMC - SAROFIM 7 - ORTHO TRAUMA |  |  |  |  | 069-48274 | 069-48274 | TMC | Memorial Hermann Texas Medical Center | TMC - SAROFIM 7 - ORTHO TRAUMA | Nurse station | [6 empty] | DEFIBRILLATOR-Medtronic-Lifepak 20
YES | YES | Serial Number Cnf |  |  | 069-48259 | 069-48259 | Physio-Control | Lifepak 20 e |  | Cnf | TMC - SAROFIM 5 - SILVER |  |  |  |  | 069-48259 | 069-48259 | TMC | Memorial Hermann-Texas Medical Center | TMC - SAROFIM 5 - SILVER | Nurses Station | 12/1/19 |  | 12/1/20 |  |  |  | DEFIBRILLATOR-Medtronic-Lifepak 20E
NO | YES |  |  |  | 925-00887 | 925-00887 | Physio-Control | LIFEPak 20e |  |  | GH-Radiology | MHHS Orthopedic & Spine |  | Defibrillator |  | 925-00887 | 925-00887 | Central | MHHS-Greater Heights | GH-Radiology |  | 3/1/20 |  | 9/1/20 |  | DEFIBRILLATORS | Defibrillator | DEFIBRILLATOR-Medtronic-Lifepak 20E | DEFIBRILLATOR | Lifepak 20E |  |  |  | Medtronic | Defibrillator |  |  | DEFIBRILLATOR-Medtronic-Lifepak 20E | 10/1/19 | MHOSH Inventory Dec 2019 into 2020 - Copy.xls - Already Verified | D-SA | Covered PM Repair - Biomedical | MHHS Orthopedic & Spine | [8 empty] | DEFIBRILLATOR | Defibrillator | Medtronic
YES | YES |  |  |  | 145-01414 | 145-01414 | Physio-Control | Lifepak 20e |  | 3314164-006 | PEARLAND - EMERGENCY CENTER |  |  |  |  | 145-01414 | 145-01414 | Pearland | Memorial Hermann Pearland Hospital | PEARLAND - EMERGENCY CENTER | Nurse Station | 2/1/20 | 2/1/21 |  |  |  | Defibrillator | DEFIBRILLATOR-Medtronic-Lifepak 20E | [12 empty] | D-SA | [10 empty] | DEFIBRILLATOR | Defibrillator | Medtronic
YES | YES | Serial Number Cnf |  |  | 145-01413 | 145-01413 | Physio-Control | Lifepak 20e |  | Cnf | PEARLAND - EMERGENCY CENTER |  |  |  |  | 145-01413 | 145-01413 | Pearland | Memorial Hermann Pearland Hospital | PEARLAND - EMERGENCY CENTER | Nurses Station | 2/1/20 | 2/1/21 |  |  |  | Defibrillator | DEFIBRILLATOR-Medtronic-Lifepak 20E | [12 empty] | D-SA | [10 empty] | DEFIBRILLATOR | Defibrillator | Medtronic
YES | YES |  |  |  | 145-01412 | 145-01412 | Physio-Control | Lifepak 20e |  |  | Er |  |  |  |  | 145-01412 | 145-01412 | Pearland | Memorial Hermann Pearland Hospital | Er | Med room | 2/1/20 | 2/1/21 |  |  |  | Defibrillator | DEFIBRILLATOR-Medtronic-Lifepak 20E | [12 empty] | D-SA | [10 empty] | DEFIBRILLATOR | Defibrillator | Medtronic
NO | YES |  |  |  | 133-09098 | 133-09098 | Physio-Control | Lifepak 20e |  |  | 2nd floor |  |  |  |  | 133-09098 | 133-09098 | Katy | Katy | 2nd floor | Ambulatory | 9/1/19 | 9/1/20 |  |  |  | Defibrillator | DEFIBRILLATOR-Medtronic-Lifepak 20E | [12 empty] | D-SA | [10 empty] | DEFIBRILLATOR | Defibrillator | Medtronic
YES | YES |  |  |  | 009-10495 | 009-10495 | Physio-Control | Lifepak 20e |  |  | Emergency Center |  |  |  |  | 009-10495 | 009-10495 | Central | Memorial Hermann Urgent Care Greater Heights (#100) | Emergency Center | Nurses Station | 4/1/19 | 4/1/20 |  |  |  | Defibrillator | DEFIBRILLATOR-Medtronic-Lifepak 20E | [12 empty] | D-SA | [10 empty] | DEFIBRILLATOR | Defibrillator | Medtronic
YES | YES |  |  |  | 009-10496 | 009-10496 | Physio-Control | Lifepak 20e |  |  | 1st floor |  |  |  |  | 009-10496 | 009-10496 | Katy | Katy | 1st floor | ER |  |  |  | No pm |  | Defibrillator | DEFIBRILLATOR-Medtronic-Lifepak 20E | [12 empty] | D-SA | [10 empty] | DEFIBRILLATOR | Defibrillator | Medtronic
YES | YES |  |  |  | 009-10517 | 009-10517 | Physio-Control | Lifepak 20e |  |  | 1st floor |  |  |  |  | 009-10517 | 009-10517 | Katy | Katy | 1st floor | ER | 2/1/20 |  |  | No pm |  | Defibrillator | DEFIBRILLATOR-Medtronic-Lifepak 20E | [12 empty] | D-SA | [10 empty] | DEFIBRILLATOR | Defibrillator | Medtronic
NO | YES |  |  |  | 142-05376 | 142-05376 | Physio-Control | Lifepak 20e |  |  | NE-OR Holding |  |  |  |  | 142-05376 | 142-05376 | NorthEast | MHHS-Northeast | NE-OR Holding | OR HOLDING |  |  |  | No pm |  | Defibrillator | DEFIBRILLATOR-Medtronic-Lifepak 20E | [12 empty] | D-SA | [10 empty] | DEFIBRILLATOR | Defibrillator | Medtronic
NO | YES |  |  |  | 142-05371 | 142-05371 | Physio-Control | Lifepak 20e |  |  | NE-Radiology |  |  |  |  | 142-05371 | 142-05371 | NorthEast | MHHS-Northeast | NE-Radiology |  |  |  |  | No pm |  | Defibrillator | DEFIBRILLATOR-Medtronic-Lifepak 20E | [12 empty] | D-SA | [10 empty] | DEFIBRILLATOR | Defibrillator | Medtronic
NO | YES | Asset Tag 142-08303 |  |  | 142-08303 | 142-08303 | Physio-Control | Lifepak 20e |  |  | NE - ER |  |  |  |  | 142-08303 | 142-08303 |  |  | NE - ER |  |  |  |  | No pm
NO | YES |  |  |  | 142-08275 | 142-08275 | Physio-Control | Lifepak 20e |  |  | NE-4 West Tower |  |  |  |  | 142-08275 | 142-08275 | Katy | MHHS-Northeast | NE-4 West Tower | 4 West | [5 empty] | Defibrillator | DEFIBRILLATOR-Medtronic-Lifepak 20E | [12 empty] | D-SA | [10 empty] | DEFIBRILLATOR | Defibrillator | Medtronic
NO | YES |  |  |  | 142-09309 | 142-09309 | Physio-Control | Lifepak 20e |  |  | NE-Central Supply |  |  |  |  | 142-09309 | 142-09309 | Katy | MHHS-Northeast | NE-Central Supply | Central Supply | 4/1/19 | 4/1/20 |  |  |  | Defibrillator | DEFIBRILLATOR-Medtronic-Lifepak 20E | [12 empty] | D-SA | [10 empty] | DEFIBRILLATOR | Defibrillator | Medtronic
YES | YES |  |  |  | 029-13034 | 029-13034 | Physio-Control | LIFEPAK 20e |  |  | Surgical room |  |  |  |  | 029-13034 | 029-13034 | Woodlands | Memorial Hermann Hospital Woodlands | Surgical room | OR Room 18 | 2/1/20 |  | 2/1/21 |  |  | Defibrillator | DEFIBRILLATOR-Medtronic-Lifepak 20E | [12 empty] | D-SA | [10 empty] | DEFIBRILLATOR | Defibrillator | Medtronic
YES | YES |  |  |  | 029-32070 | 029-32070 | Physio-Control | Lifepak 20e |  |  | CCC in spring |  |  |  |  | 029-32070 | 029-32070 | ccc spring |  | CCC in spring |  |  |  | 11/1/20 |  |  | Defibrillator | DEFIBRILLATOR-Medtronic-Lifepak 20E | [12 empty] | D-SA | [10 empty] | DEFIBRILLATOR | Defibrillator | Medtronic
YES | YES |  |  |  | 029-13008 | 029-13008 | Physio-Control | Lifepak 20e |  |  | WOODLANDS - CVICU |  |  |  |  | 029-13008 | 029-13008 | Woodlands | Memorial Hermann The Woodlands Medical Center | WOODLANDS - CVICU | CVICU | 2/1/20 |  | 2/1/21 |  |  |  | DEFIBRILLATOR-Medtronic-Lifepak 20E
YES | YES |  |  |  | 029-13007 | 029-13007 | Physio-Control | Lifepak 20e |  |  | WOODLANDS - CVICU |  |  |  |  | 029-13007 | 029-13007 |  |  | WOODLANDS - CVICU |  |  |  | 2/1/21 |  |  |  | DEFIBRILLATOR-Medtronic-Lifepak 20E
YES | YES |  |  |  | 029-13009 | 029-13009 | Physio-Control | Lifepak 20e |  |  | WOODLANDS - PCU6 |  |  |  |  | 029-13009 | 029-13009 | Woodlands | Memorial Hermann The Woodlands Medical Center | WOODLANDS - PCU6 | PCU6 | 2/1/20 |  | 2/1/21 |  |  |  | DEFIBRILLATOR-Medtronic-Lifepak 20E
YES | YES |  |  |  | 029-13002 | 029-13002 | Physio-Control | Lifepak 20e |  |  | Neuroscience |  |  |  |  | 029-13002 | 029-13002 | Woodlands | Memorial Woodlands Hospital | Neuroscience | Neuroscience | 2/1/20 |  | 2/1/21 |  |  |  | DEFIBRILLATOR-Medtronic-Lifepak 20E
YES | YES |  |  |  | 029-13001 | 029-13001 | Physio-Control | Lifepak 20e |  |  | West Tower 6 Floor |  |  |  |  | 029-13001 | 029-13001 | Woodlands | Herman memorial hospital Woodlands | West Tower 6 Floor | Nurse Station | 2/1/20 |  | 2/1/21 |  |  |  | DEFIBRILLATOR-Medtronic-Lifepak 20E
YES | YES |  |  |  | 029-13000 | 029-13000 | Physio-Control | Lifepak 20e |  |  | Spinalcaren |  |  |  |  | 029-13000 | 029-13000 | Woodlands | Memorial Hermann Hospital Woodlands | Spinalcaren | Spinalcare nurse station | 2/1/20 |  | 2/1/21 |  |  |  | DEFIBRILLATOR-Medtronic-Lifepak 20E
NO | YES |  |  |  | 029-12618 | 029-12618 | Physio-Control | Lifepak 20e |  |  | Woodlands-Neurology |  |  |  |  | 029-12618 | 029-12618 | Woodlands | MHHS-Woodlands | Woodlands-Neurology | Neuroscience nurse station | 9/1/19 |  | 3/1/20
YES | YES |  |  |  | 029-13004 | 029-13004 | Physio-Control | Lifepak 20e |  |  | ICU |  |  |  |  | 029-13004 | 029-13004 | Woodlands | Memorial Hermann Hospital Woodlands | ICU | ICU E446 | 2/1/20 |  | 2/1/21 |  |  |  | DEFIBRILLATOR-Medtronic-Lifepak 20E
YES | YES |  |  |  | 029-13003 | 029-13003 | Physio-Control | Lifepak 20e |  |  | ICU 4 |  |  |  |  | 029-13003 | 029-13003 | Woodlands | Memorial Hermann The Woodlands Medical Center | ICU 4 | ICU 4 | 2/1/20 |  | 2/1/21 |  |  |  | DEFIBRILLATOR-Medtronic-Lifepak 20E
YES | YES |  |  |  | 029-13010 | 029-13010 | Physio-Control | Lifepak 20e |  |  | West Tower Surgical ICU |  |  |  |  | 029-13010 | 029-13010 | Woodlands | Memorial Hermann Hospital Woodlands | West Tower Surgical ICU | Crash Cart | 2/1/20 |  | 2/1/21 |  |  |  | DEFIBRILLATOR-Medtronic-Lifepak 20E
YES | YES |  |  |  | 029-13006 | 029-13006 | Physio-Control | Lifepak 20e |  |  | ICU |  |  |  |  | 029-13006 | 029-13006 | Woodlands | Memorial Hermann Hospital Woodlands | ICU | ICU E4 hallway | 2/1/20 |  | 2/1/21 |  |  |  | DEFIBRILLATOR-Medtronic-Lifepak 20E
YES | YES |  |  |  | 029-13011 | 029-13011 | Physio-Control | Lifepak 20e |  |  | WOODLANDS - MICU |  |  |  |  | 029-13011 | 029-13011 |  |  | WOODLANDS - MICU | Room 110 | 2/1/20 |  | 2/1/21 |  |  |  | DEFIBRILLATOR-Medtronic-Lifepak 20E
YES | YES |  |  |  | 029-13005 | 029-13005 | Physio-Control | Lifepak 20e |  |  | MICU |  |  |  |  | 029-13005 | 029-13005 | Woodland | Woodland memorial hospital | MICU | Alcove next to 3103 | 2/1/20 |  | 2/1/21 |  |  |  | DEFIBRILLATOR-Medtronic-Lifepak 20E
NO | YES | Serial Number 43414673 |  |  | 925-00883 | 925-00883 | Physio-Control | LIFEPak 20e |  |  | MHOSH-3rd Floor |  |  |  |  | 925-00883 | 925-00883 | Central | MHHS-Orthopedic & Spine | MHOSH-3rd Floor | Hallway | 3/1/20 |  | 9/1/20
YES | YES |  |  |  | 013-34066 | 013-34066 | Physio-Control | Lifepak 20e |  |  | ICU |  |  |  |  | 013-34066 | 013-34066 | Southwest | Memorial Hermann Southwest Hospital | ICU | Nurse Station | 9/1/19 |  | 9/1/20 |  |  |  | DEFIBRILLATOR-Medtronic-Lifepak 20E
YES | YES | Serial Number Cnf |  |  | 005-12346 | 005-12346 | Physio-Control | Lifepak 20e |  | CNF | SWE-CCC |  |  |  |  | 005-12346 | 005-12346 | Southeast | Memorial Hermann Convenient Care Center in League City (League City CCC) | SWE-CCC | CCC-ER | 2/1/20 |  | 2/1/21 |  |  |  | DEFIBRILLATOR-Medtronic-Lifepak 20E
YES | YES |  |  |  | 005-12347 | 005-12347 | Physio-Control | Lifepak 20e | [7 empty] | 005-12347 | 005-12347 | [10 empty] | DEFIBRILLATOR-Medtronic-Lifepak 20E
YES | YES |  |  |  | 005-12345 | 005-12345 | Physio-Control | Lifepak 20e |  |  | SWE-CCC |  |  |  |  | 005-12345 | 005-12345 | Southeast | Memorial Hermann Convenient Care Center in League City (League City CCC) | SWE-CCC | CCC-ER | [6 empty] | DEFIBRILLATOR-Medtronic-Lifepak 20E
YES | YES |  |  |  | 069-48206 | 069-48206 | Physio-Control | Lifepak 20e |  | 069-48206 | TMC - PEDS ER |  |  |  |  | 069-48206 | 069-48206 | TMC | Memorial Hermann-Texas Medical Center | TMC - PEDS ER | PEDI 17 | 12/1/19 |  | 12/1/20 |  |  |  | DEFIBRILLATOR-Medtronic-Lifepak 20E
YES | YES |  |  |  | 069-48006 | 069-48006 | Physio-Control | Lifepak 20e |  |  | TMC - HERMANN - Ped ER |  |  |  |  | 069-48006 | 069-48006 | TMC | Memorial Hermann-Texas Medical Center | TMC - HERMANN - Ped ER | Nursing | 12/1/19 |  | 12/1/20 |  |  |  | DEFIBRILLATOR-Medtronic-Lifepak 20E
YES | YES |  |  |  | 069-48004 | 069-48004 | Physio-Control | Lifepak 20e |  |  | TMC - HERMANN - PEDI ER (1HP) |  |  |  |  | 069-48004 | 069-48004 | TMC | Memorial Hermann-Texas Medical Center | TMC - HERMANN - PEDI ER (1HP) | Pedi 23 | 12/1/19 |  | 12/1/20 | SN blocked by CMM |  |  | DEFIBRILLATOR-Medtronic-Lifepak 20E
YES | YES | Serial Number Cnf |  |  | 069-48208 | 069-48208 | Physio-Control | Lifepak 20e |  | Cnf | TMC - SAROFIM 1 - ADULT ER |  |  |  |  | 069-48208 | 069-48208 | TMC | Memorial Hermann-Texas Medical Center | TMC - SAROFIM 1 - ADULT ER | 9A | 3/1/20 |  | 3/1/20 |  |  |  | DEFIBRILLATOR-Medtronic-Lifepak 20E
YES | YES |  |  |  | 069-48281 | 069-48281 | Physio-Control | Lifepak 20e |  |  | TWC |  |  |  |  | 069-48281 | 069-48281 | TMC | Memorial Hermann-Texas Medical Center | TWC | Trauma RM 10 | 12/1/19 |  | 12/1/20 |  |  |  | DEFIBRILLATOR-Medtronic-Lifepak 20E
YES | YES |  |  |  | 069-48002 | 069-48002 | Physio-Control | Lifepak 20e |  | 069-48002 | TMC - SAROFIM 1 - PEDI ER |  |  |  |  | 069-48002 | 069-48002 | TMC | Memorial Hermann-Texas Medical Center | TMC - SAROFIM 1 - PEDI ER | Pedi 21 | 12/1/19 |  | 12/1/20 |  |  |  | DEFIBRILLATOR-Medtronic-Lifepak 20E
YES | YES | Serial Number Cnf |  |  | 069-48204 | 069-48204 | Physio-Control | Lifepak 20e |  | Cnf | TMC - RESPIRATORY - ADULT |  |  |  |  | 069-48204 | 069-48204 | TMC | Memorial Hermann-Texas Medical Center | TMC - RESPIRATORY - ADULT | Room 18 | 12/1/19 |  | 12/1/20 |  |  |  | DEFIBRILLATOR-Medtronic-Lifepak 20E
YES | YES |  |  |  | 069-48198 | 069-48198 | Physio-Control | Lifepak 20e |  | 069-48198 | Er |  |  |  |  | 069-48198 | 069-48198 | TMC | Memorial Hermann-Texas Medical Center | Er |  | 12/1/19 |  | 12/1/20 |  |  |  | DEFIBRILLATOR-Medtronic-Lifepak 20E
YES | YES | Serial Number 1922085 |  |  | 069-47998 | 069-47998 | Physio-Control | Lifepak 20e |  |  | TMC - HERMANN - Pedi ER |  |  |  |  | 069-47998 | 069-47998 | TMC | Memorial Hermann-Texas Medical Center | TMC - HERMANN - Pedi ER | Nursing | 4/1/19 |  | 4/1/20 |  |  |  | DEFIBRILLATOR-Medtronic-Lifepak 20E
YES | YES |  |  |  | 069-48279 | 069-48279 | Physio-Control | Lifepak 20e |  |  | TWC |  |  |  |  | 069-48279 | 069-48279 | TMC | Red Duke Trauma Institute (Texas Medical Center) | TWC | Trauma 07 | 12/1/19 |  | 12/1/20 |  |  |  | DEFIBRILLATOR-Medtronic-Lifepak 20E
YES | YES | Serial Number Cnf |  |  | 069-48202 | 069-48202 | Physio-Control | Lifepak 20e |  | Cnf | TMC - SAROFIM 1 - ADULT ER |  |  |  |  | 069-48202 | 069-48202 | TMC | Memorial Hermann-Texas Medical Center | TMC - SAROFIM 1 - ADULT ER | [7 empty] | DEFIBRILLATOR-Medtronic-Lifepak 20E
YES | YES | Serial Number Cnf |  |  | 069-47992 | 069-47992 | Physio-Control | Lifepak 20e |  | Cnf | TMC - SAROFIM 1 - ADULT ER |  |  |  |  | 069-47992 | 069-47992 | TMC | Memorial Hermann-Texas Medical Center | TMC - SAROFIM 1 - ADULT ER |  | 12/1/19 |  | 12/1/20 |  |  |  | DEFIBRILLATOR-Medtronic-Lifepak 20E
YES | YES |  |  |  | 069-47993 | 069-47993 | Physio-Control | Lifepak 20e |  |  | TMC - SAROFIM 1 - ADULT ER |  |  |  |  | 069-47993 | 069-47993 | TMC | Memorial Hermann-Texas Medical Center | TMC - SAROFIM 1 - ADULT ER | [7 empty] | DEFIBRILLATOR-Medtronic-Lifepak 20E
YES | YES |  |  |  | 069-48283 | 069-48283 | Physio-Control | Lifepak 20e |  |  | TMC - SAROFIM 1 - ADULT ER |  |  |  |  | 069-48283 | 069-48283 | TMC | Memorial Hermann-Texas Medical Center | TMC - SAROFIM 1 - ADULT ER | Trauma 6 | [6 empty] | DEFIBRILLATOR-Medtronic-Lifepak 20E
YES | YES |  |  |  | 069-48277 | 069-48277 | Physio-Control | Lifepak 20e |  |  | TMC - SAROFIM 1 - ADULT ER |  |  |  |  | 069-48277 | 069-48277 | TMC | Memorial Hermann-Texas Medical Center | TMC - SAROFIM 1 - ADULT ER | Trauma 4 | [6 empty] | DEFIBRILLATOR-Medtronic-Lifepak 20E
YES | YES |  |  |  | 069-48285 | 069-48285 | Physio-Control | Lifepak 20E |  |  | ER |  |  |  |  | 069-48285 | 069-48285 | TMC | Memorial Hermann-Texas Medical Center | ER | Trama 8 | 12/1/19 |  | 12/1/20 |  |  |  | DEFIBRILLATOR-Medtronic-Lifepak 20E
YES | YES | Serial Number Cnf |  |  | 069-47988 | 069-47988 | Physio-Control | Lifepak 20e |  | Cnf | TMC - SAROFIM 2 - ADULT PRE OP |  |  |  |  | 069-47988 | 069-47988 | TMC | Memorial Hermann-Texas Medical Center | TMC - SAROFIM 2 - ADULT PRE OP | Hallway | 12/1/19 |  | 12/1/20 |  |  |  | DEFIBRILLATOR-Medtronic-Lifepak 20E
YES | YES | Serial Number Cnf |  |  | 069-48275 | 069-48275 | Physio-Control | Lifepak 20e |  | CNF | PACU |  |  |  |  | 069-48275 | 069-48275 | TMC | Memorial Hermann-Texas Medical Center | PACU | By S3 29 | 12/1/19 |  | 4/1/20 |  |  |  | DEFIBRILLATOR-Medtronic-Lifepak 20E
YES | YES |  |  |  | 069-48520 | 069-48520 | Physio-Control | LIFEPAK 20e |  |  | TMC - SAROFIM 3 - OR |  |  |  |  | 069-48520 | 069-48520 | TMC | Memorial Hermann-Texas Medical Center | TMC - SAROFIM 3 - OR | TMC -SAROFIM 3 - OR | 1/1/20 |  | 1/1/21 |  |  |  | DEFIBRILLATOR-Medtronic-Lifepak 20E
YES | YES |  |  |  | 069-48210 | 069-48210 | Physio-Control | Lifepak 20e |  |  | TMC - SAROFIM 2 - OR |  |  |  |  | 069-48210 | 069-48210 | TMC | Memorial Hermann-Texas Medical Center | TMC - SAROFIM 2 - OR | Sub sterile | 12/1/19 |  | 12/1/20 |  |  |  | DEFIBRILLATOR-Medtronic-Lifepak 20E
YES | YES |  |  |  | 069-48189 | 069-48189 | Physio-Control | Lifepak 20e |  |  | Pacu |  |  |  |  | 069-48189 | 069-48189 | TMC | Memorial Hermann-Texas Medical Center | Pacu | Hall way | 12/1/19 |  | 12/1/20 |  |  |  | DEFIBRILLATOR-Medtronic-Lifepak 20E
YES | YES | Serial Number Cnf |  |  | 069-47589 | 069-47589 | Physio-Control | Lifepak 20e |  | Cnf | TMC - SEROFIM 2 - OR |  |  |  |  | 069-47589 | 069-47589 | TMC | Memorial Hermann-Texas Medical Center | TMC - SEROFIM 2 - OR | Clean Core | 12/1/19 |  | 12/1/20 |  |  |  | DEFIBRILLATOR-Medtronic-Lifepak 20E
YES | YES | Serial Number Cnf |  |  | 099-06315 | 099-06315 | Physio-Control | Lifepak 20e |  | Cnf | SE - OR |  |  |  |  | 099-06315 | 099-06315 | Southeast | Memorial Hermann Southeast Hospital | SE - OR | Hybrid Ii | 9/1/19 |  | 9/1/20 |  |  |  | DEFIBRILLATOR-Medtronic-Lifepak 20E
YES | YES |  |  |  | 069-48273 | 069-48273 | Physio-Control | Lifepak 20e |  |  | TMC - SAROFIM 7 - ORTHO TRAUMA |  |  |  |  | 069-48273 | 069-48273 | TMC | Memorial Hermann Texas Medical Center | TMC - SAROFIM 7 - ORTHO TRAUMA | Nurse station | 12/1/19 | [5 empty] | DEFIBRILLATOR-Medtronic-Lifepak 20E
YES | YES | Serial Number 1922112 |  |  | 069-48200 | 069-48200 | Physio-Control | Lifepak 20e |  |  | Biomed |  |  |  |  | 069-48200 | 069-48200 | TMC | Memorial Hermann-Texas Medical Center | Biomed | S3622 | 12/1/19 |  | 12/1/20 |  |  |  | DEFIBRILLATOR-Medtronic-Lifepak 20E
YES | YES | Serial Number 1922142 |  |  | 069-48194 | 069-48194 | Physio-Control | Lifepak 20e |  |  | Biomed |  |  |  |  | 069-48194 | 069-48194 | TMC | Memorial Hermann-Texas Medical Center | Biomed | S3622 | 12/1/19 |  | 12/1/20 |  |  |  | DEFIBRILLATOR-Medtronic-Lifepak 20E
YES | YES | Serial Number 1919126 |  |  | 069-48000 | 069-48000 | Physio-Control | Lifepak 20e |  |  | Biomed |  |  |  |  | 069-48000 | 069-48000 | TMC | Memorial Hermann-Texas Medical Center | Biomed | S3622 | 12/1/19 |  | 12/1/20 |  |  |  | DEFIBRILLATOR-Medtronic-Lifepak 20E
YES | YES | Serial Number 1918132 |  |  | 069-48179 | 069-48179 | Physio-Control | Lifepak 20e |  |  | Biomed |  |  |  |  | 069-48179 | 069-48179 | TMC | Memorial Hermann-Texas Medical Center | Biomed | S3622 | 12/1/19 |  | 12/1/20 |  |  |  | DEFIBRILLATOR-Medtronic-Lifepak 20E
YES | YES | Serial Number 1918112 |  |  | 069-48183 | 069-48183 | Physio-Control | Lifepak 20e |  |  | Biomed |  |  |  |  | 069-48183 | 069-48183 | TMC | Memorial Hermann-Texas Medical Center | Biomed | S3622 | 12/1/19 |  | 12/1/20 |  |  |  | DEFIBRILLATOR-Medtronic-Lifepak 20E
NO | YES |  |  |  | 009-34449 | 009-34449 | Physio-Control | Lifepak 20e |  |  | Emergency Department |  |  |  |  | 009-34449 | 009-34449 | Central | Memorial Hermann Greater Heights Hospital | Emergency Department | Nurse station
YES | YES |  |  |  | 069-39308 | 069-39308 | Physio-Control | LIFEPAK CR2 |  |  | Tmc |  |  |  |  | 069-39308 | 069-39308 | TMC | Memorial Hermann-Texas Medical Center | Tmc | Biomed Shop | 2/1/18 |  | 2/1/19 |  |  | Defibrillator, AED | DEFIBRILLATORAED-Physio-Control-LIFEPAK CR2 | [12 empty] | DAED-A | [9 empty] | Defibrillator, AED | DEFIBRILLATORAED | Defibrillator, AED | Physio-Control
YES | YES |  |  |  | 069-48270 | 069-48270 | Physio-Control | Lifepak20 |  |  | Tmc- otac -S7 floor |  |  |  |  | 069-48270 | 069-48270 | TMC | Memorial Hermann-Texas Medical Center | Tmc- otac -S7 floor | Hallway | 4/1/20 |  |  | No pm
YES | YES |  |  |  | 142-08466 | 142-08466 | Physio-Control | LifePak20e |  |  | Cath Lab |  |  |  |  | 142-08466 | 142-08466 | Katy | Memorial Hermann Northeast Hospital | Cath Lab | Instrument Pickup Office | [6 empty] | DEFIBRILLATOR-Medtronic-Lifepak 20E
YES | YES |  |  |  | 069-48269 | 069-48269 | Physio-Control | Lifepak20e |  |  | Tmc- otac -S7 floor |  |  |  |  | 069-48269 | 069-48269 | TMC | Memorial Hermann-Texas Medical Center | Tmc- otac -S7 floor | Hallway | 12/1/19 |  | 12/1/20 |  |  |  | DEFIBRILLATOR-Medtronic-Lifepak 20E
YES | YES | Serial Number 9223372036854780000 |  |  | 009-10516 | 009-10516 | Physio-Control | Lucas 3 |  |  | Emergency Center |  |  |  |  | 009-10516 | 009-10516 | Central | Memorial Hermann Urgent Care Greater Heights (#100) | Emergency Center | Trauma | 10/1/18 |  |  |  |  | Resuscitator | RESUSCITATOR-Physio-Control-Lucas 3 | [22 empty] | Resuscitator | RESUSCITATOR | Resuscitator | Physio-Control
YES | YES |  |  |  | 099-14330 | 099-14330 | Physio-Control | Lucas 3 |  | 3518 5782 | SWE-CCC |  |  |  |  | 099-14330 | 099-14330 | Southeast | Memorial Hermann Convenient Care Center in League City (League City CCC) | SWE-CCC | CCC-ER | [5 empty] | Resuscitator | RESUSCITATOR-Physio-Control-Lucas 3 | [22 empty] | Resuscitator | RESUSCITATOR | Resuscitator | Physio-Control
NO | NO |  |  |  | 009-10406 |  | Physio-Control, Inc., a division of Medtronic | 100774-00 |  | 3217B957 | GH - ER | MHHS-Greater Heights |  | Charger, Battery |  | 009-10406 |  | Central & Greater Heights |  | GH - ER | [5 empty] | BATTERIES |  | CHARGERBATTERY-Physio-Control-100774-00 | CHARGERBATTERY | 100774-00 |  |  |  | Physio-Control | Charger, Battery |  | CHARGERBATTERY-Physio-Control-100774-00 |  |  |  |  | Covered PM Repair - Biomedical | MHHS-Greater Heights
NO | NO |  |  |  | 009-10405 |  | Physio-Control, Inc., a division of Medtronic | 100774-00 |  | 3217B956 | GH - ICU | MHHS-Greater Heights |  | Charger, Battery |  | 009-10405 |  | Central & Greater Heights |  | GH - ICU | [5 empty] | BATTERIES |  | CHARGERBATTERY-Physio-Control-100774-00 | CHARGERBATTERY | 100774-00 |  |  |  | Physio-Control | Charger, Battery |  | CHARGERBATTERY-Physio-Control-100774-00 |  |  |  |  | Covered PM Repair - Biomedical | MHHS-Greater Heights
NO | YES |  |  |  | 041-19871 | 041-19871 | Physio-Control, Inc., a division of Medtronic | LIFEPAK 1000 |  |  | OPID - (CY) - CYPRESS - 427 (MP1) | MHHS-OPID |  | Defibrillator, AED |  | 041-19871 | 041-19871 | Northwest | Memorial Hermann Cypress Hospital | OPID - (CY) - CYPRESS - 427 (MP1) | Imaging center |  |  |  |  | DEFIBRILLATORS |  | DEFIBRILLATORAED-Physio-Control-LIFEPAK 1000 | DEFIBRILLATORAED | LIFEPAK 1000 |  |  |  | Physio-Control | Defibrillator, AED |  | DEFIBRILLATORAED-Physio-Control-LIFEPAK 1000 |  |  |  |  | Covered PM Repair - Biomedical | MHHS-OPID
NO | YES |  |  |  | 583-00795 | 583-00795 | Physio-Control, Inc., a division of Medtronic | LIFEPAK 1000 |  |  | OPID-(KY)-Katy-445 (Mp1) | MHHS-OPID |  | Defibrillator, AED |  | 583-00795 | 583-00795 | Katy | MHHS-Others | OPID-(KY)-Katy-445 (Mp1) | Hall | 1/1/20 | 1/1/21 |  |  | DEFIBRILLATORS | Defibrillator, AED | DEFIBRILLATORAED-Physio-Control-LIFEPAK 1000 | DEFIBRILLATORAED | LIFEPAK 1000 |  |  |  | Physio-Control | Defibrillator, AED |  | DEFIBRILLATORAED-Physio-Control-LIFEPAK 1000 |  | 1/29/15 |  | DAED-A | Covered PM Repair - Biomedical | MHHS-OPID | [8 empty] | DEFIBRILLATORAED | Defibrillator, AED | Physio-Control
NO | YES |  |  |  | 005-07407 | 005-07407 | Physio-Control, Inc., a division of Medtronic | LIFEPAK 1000 |  |  | SE-Cardiac Rehab | MHHS-Southeast |  | Defibrillator, AED |  | 005-07407 | 005-07407 | Southeast | MHHS-Southeast | SE-Cardiac Rehab | W2.424 | 11/1/18 |  | 11/1/19 |  | DEFIBRILLATORS |  | DEFIBRILLATORAED-Physio-Control-LIFEPAK 1000 | DEFIBRILLATORAED | LIFEPAK 1000 |  |  |  | Physio-Control | Defibrillator, AED |  | DEFIBRILLATORAED-Physio-Control-LIFEPAK 1000 |  | 5/20/17 |  |  | Covered PM Repair - Biomedical | MHHS-Southeast
NO | YES |  |  |  | 069-29116 | 069-29116 | Physio-Control, Inc., a division of Medtronic | LIFEPAK 1000 |  |  | TWC | MHHS-TMC |  | Defibrillator, AED |  | 069-29116 | 069-29116 | TMC | Memorial Hermann-Texas Medical Center | TWC | AED Location | 5/1/19 |  | 5/1/20 |  | DEFIBRILLATORS | Defibrillator, AED | DEFIBRILLATORAED-Physio-Control-LIFEPAK 1000 | DEFIBRILLATORAED | LIFEPAK 1000 |  |  |  | Physio-Control | Defibrillator, AED |  | DEFIBRILLATORAED-Physio-Control-LIFEPAK 1000 |  | 5/17/17 |  | DAED-A | Covered PM Repair - Biomedical | MHHS-TMC | [8 empty] | DEFIBRILLATORAED | Defibrillator, AED | Physio-Control
NO | YES |  |  |  | 069-29120 | 069-29120 | Physio-Control, Inc., a division of Medtronic | LIFEPAK 1000 |  |  | TMC - MHTMC - RAPID RESPONSE | MHHS-TMC |  | Defibrillator, AED |  | 069-29120 | 069-29120 | TMC | Memorial Hermann-Texas Medical Center | TMC - MHTMC - RAPID RESPONSE | 2nd Floor HVI | 2/1/19 |  | 2/1/20 |  | DEFIBRILLATORS | Defibrillator, AED | DEFIBRILLATORAED-Physio-Control-LIFEPAK 1000 | DEFIBRILLATORAED | LIFEPAK 1000 |  |  |  | Physio-Control | Defibrillator, AED |  | DEFIBRILLATORAED-Physio-Control-LIFEPAK 1000 |  | 1/29/15 |  | DAED-A | Covered PM Repair - Biomedical | MHHS-TMC | [8 empty] | DEFIBRILLATORAED | Defibrillator, AED | Physio-Control
NO | NO |  |  |  | 013-37977 |  | Physio-Control, Inc., a division of Medtronic | LIFEPAK 1000 |  |  | SW - CENTRAL SUPPLY | MHHS-Southwest |  | Defibrillator, AED |  | 013-37977 |  | Southwest |  | SW - CENTRAL SUPPLY | [5 empty] | DEFIBRILLATORS |  | DEFIBRILLATORAED-Physio-Control-LIFEPAK 1000 | DEFIBRILLATORAED | LIFEPAK 1000 |  |  |  | Physio-Control | Defibrillator, AED |  | DEFIBRILLATORAED-Physio-Control-LIFEPAK 1000 |  |  |  |  | Covered PM Repair - Biomedical | MHHS-Southwest
NO | NO |  |  |  | 069-22443 |  | Physio-Control, Inc., a division of Medtronic | LIFEPAK 1000 |  |  | TMC - MHTMC - RAPID RESPONSE | MHHS-TMC |  | Defibrillator, AED |  | 069-22443 |  | TMC |  | TMC - MHTMC - RAPID RESPONSE | [5 empty] | DEFIBRILLATORS |  | DEFIBRILLATORAED-Physio-Control-LIFEPAK 1000 | DEFIBRILLATORAED | LIFEPAK 1000 |  |  |  | Physio-Control | Defibrillator, AED |  | DEFIBRILLATORAED-Physio-Control-LIFEPAK 1000 |  |  |  |  | Covered PM Repair - Biomedical | MHHS-TMC
NO | NO |  |  |  | 069-22444 |  | Physio-Control, Inc., a division of Medtronic | LIFEPAK 1000 |  |  | TMC - MHTMC - RAPID RESPONSE | MHHS-TMC |  | Defibrillator, AED |  | 069-22444 |  | TMC |  | TMC - MHTMC - RAPID RESPONSE | [5 empty] | DEFIBRILLATORS |  | DEFIBRILLATORAED-Physio-Control-LIFEPAK 1000 | DEFIBRILLATORAED | LIFEPAK 1000 |  |  |  | Physio-Control | Defibrillator, AED |  | DEFIBRILLATORAED-Physio-Control-LIFEPAK 1000 |  |  |  |  | Covered PM Repair - Biomedical | MHHS-TMC
NO | NO |  |  |  | 069-29114 |  | Physio-Control, Inc., a division of Medtronic | LIFEPAK 1000 |  |  | TMC - MHTMC - RAPID RESPONSE | MHHS-TMC |  | Defibrillator, AED |  | 069-29114 |  | TMC |  | TMC - MHTMC - RAPID RESPONSE | [5 empty] | DEFIBRILLATORS |  | DEFIBRILLATORAED-Physio-Control-LIFEPAK 1000 | DEFIBRILLATORAED | LIFEPAK 1000 |  |  |  | Physio-Control | Defibrillator, AED |  | DEFIBRILLATORAED-Physio-Control-LIFEPAK 1000 |  |  |  |  | Covered PM Repair - Biomedical | MHHS-TMC
NO | NO |  |  |  | 069-29115 |  | Physio-Control, Inc., a division of Medtronic | LIFEPAK 1000 |  |  | TMC - MHTMC - RAPID RESPONSE | MHHS-TMC |  | Defibrillator, AED |  | 069-29115 |  | TMC |  | TMC - MHTMC - RAPID RESPONSE | [5 empty] | DEFIBRILLATORS |  | DEFIBRILLATORAED-Physio-Control-LIFEPAK 1000 | DEFIBRILLATORAED | LIFEPAK 1000 |  |  |  | Physio-Control | Defibrillator, AED |  | DEFIBRILLATORAED-Physio-Control-LIFEPAK 1000 |  |  |  |  | Covered PM Repair - Biomedical | MHHS-TMC
NO | NO |  |  |  | 069-29119 |  | Physio-Control, Inc., a division of Medtronic | LIFEPAK 1000 |  |  | TMC - MHTMC - RAPID RESPONSE | MHHS-TMC |  | Defibrillator, AED |  | 069-29119 |  | TMC |  | TMC - MHTMC - RAPID RESPONSE | [5 empty] | DEFIBRILLATORS |  | DEFIBRILLATORAED-Physio-Control-LIFEPAK 1000 | DEFIBRILLATORAED | LIFEPAK 1000 |  |  |  | Physio-Control | Defibrillator, AED |  | DEFIBRILLATORAED-Physio-Control-LIFEPAK 1000 |  |  |  |  | Covered PM Repair - Biomedical | MHHS-TMC
NO | NO |  |  |  | 069-29121 |  | Physio-Control, Inc., a division of Medtronic | LIFEPAK 1000 |  |  | TMC - MHTMC - RAPID RESPONSE | MHHS-TMC |  | Defibrillator, AED |  | 069-29121 |  | TMC |  | TMC - MHTMC - RAPID RESPONSE | [5 empty] | DEFIBRILLATORS |  | DEFIBRILLATORAED-Physio-Control-LIFEPAK 1000 | DEFIBRILLATORAED | LIFEPAK 1000 |  |  |  | Physio-Control | Defibrillator, AED |  | DEFIBRILLATORAED-Physio-Control-LIFEPAK 1000 |  |  |  |  | Covered PM Repair - Biomedical | MHHS-TMC
NO | NO |  |  |  | 069-29126 |  | Physio-Control, Inc., a division of Medtronic | LIFEPAK 1000 |  |  | TMC - MHTMC - RAPID RESPONSE | MHHS-TMC |  | Defibrillator, AED |  | 069-29126 |  | TMC |  | TMC - MHTMC - RAPID RESPONSE | [5 empty] | DEFIBRILLATORS |  | DEFIBRILLATORAED-Physio-Control-LIFEPAK 1000 | DEFIBRILLATORAED | LIFEPAK 1000 |  |  |  | Physio-Control | Defibrillator, AED |  | DEFIBRILLATORAED-Physio-Control-LIFEPAK 1000 |  |  |  |  | Covered PM Repair - Biomedical | MHHS-TMC
NO | NO |  |  |  | 069-29127 |  | Physio-Control, Inc., a division of Medtronic | LIFEPAK 1000 |  |  | TMC - MHTMC - RAPID RESPONSE | MHHS-TMC |  | Defibrillator, AED |  | 069-29127 |  | TMC |  | TMC - MHTMC - RAPID RESPONSE | [5 empty] | DEFIBRILLATORS |  | DEFIBRILLATORAED-Physio-Control-LIFEPAK 1000 | DEFIBRILLATORAED | LIFEPAK 1000 |  |  |  | Physio-Control | Defibrillator, AED |  | DEFIBRILLATORAED-Physio-Control-LIFEPAK 1000 |  |  |  |  | Covered PM Repair - Biomedical | MHHS-TMC
NO | NO |  |  |  | 069-29128 |  | Physio-Control, Inc., a division of Medtronic | LIFEPAK 1000 |  |  | TMC - MHTMC - RAPID RESPONSE | MHHS-TMC |  | Defibrillator, AED |  | 069-29128 |  | TMC |  | TMC - MHTMC - RAPID RESPONSE | [5 empty] | DEFIBRILLATORS |  | DEFIBRILLATORAED-Physio-Control-LIFEPAK 1000 | DEFIBRILLATORAED | LIFEPAK 1000 |  |  |  | Physio-Control | Defibrillator, AED |  | DEFIBRILLATORAED-Physio-Control-LIFEPAK 1000 |  |  |  |  | Covered PM Repair - Biomedical | MHHS-TMC
NO | NO |  |  |  | 069-29122 |  | Physio-Control, Inc., a division of Medtronic | LIFEPAK 1000 |  |  | TMC - RESPIRATORY - ADULT | MHHS-TMC |  | Defibrillator, AED |  | 069-29122 |  | TMC |  | TMC - RESPIRATORY - ADULT | [5 empty] | DEFIBRILLATORS |  | DEFIBRILLATORAED-Physio-Control-LIFEPAK 1000 | DEFIBRILLATORAED | LIFEPAK 1000 |  |  |  | Physio-Control | Defibrillator, AED |  | DEFIBRILLATORAED-Physio-Control-LIFEPAK 1000 |  |  |  |  | Covered PM Repair - Biomedical | MHHS-TMC
NO | YES |  |  |  | 133-05515 | 133-05515 | Physio-Control, Inc., a division of Medtronic | LIFEPAK 12 |  |  | Katy-Cath Lab | MHHS-Katy |  | Defibrillator |  | 133-05515 | 133-05515 | Katy | MHHS-Katy | Katy-Cath Lab | Outside Bay 1 | 9/1/19 | 3/1/20 |  |  | DEFIBRILLATORS | Defibrillator | DEFIBRILLATOR-Medtronic-LIFEPAK 12 | DEFIBRILLATOR | LIFEPAK 12 |  |  |  | Medtronic | Defibrillator |  |  | DEFIBRILLATOR-Medtronic-LIFEPAK 12 | 10/1/15 |  | D-SA | Covered PM Repair - Biomedical | MHHS-Katy | [8 empty] | DEFIBRILLATOR | Defibrillator | Medtronic
NO | YES |  |  |  | 133-05516 | 133-05516 | Physio-Control, Inc., a division of Medtronic | LIFEPAK 12 |  |  | Katy-Cath Lab | MHHS-Katy |  | Defibrillator |  | 133-05516 | 133-05516 | Katy | MHHS-Katy | Katy-Cath Lab | Cath lab 2 | 9/1/19 | 3/1/20 |  |  | DEFIBRILLATORS | Defibrillator | DEFIBRILLATOR-Medtronic-LIFEPAK 12 | DEFIBRILLATOR | LIFEPAK 12 |  |  |  | Medtronic | Defibrillator |  |  | DEFIBRILLATOR-Medtronic-LIFEPAK 12 |  |  | D-SA | Covered PM Repair - Biomedical | MHHS-Katy | [8 empty] | DEFIBRILLATOR | Defibrillator | Medtronic
NO | YES |  |  |  | 041-03927 | 041-03927 | Physio-Control, Inc., a division of Medtronic | LIFEPAK 12 |  |  | MEMORIAL CITY - CATH LAB | MHHS-Mem City |  | Defibrillator |  | 041-03927 | 041-03927 | West | Memorial Hermann Heart | MEMORIAL CITY - CATH LAB | Cath Lab 3 |  |  |  |  | DEFIBRILLATORS |  | DEFIBRILLATOR-Medtronic-LIFEPAK 12 | DEFIBRILLATOR | LIFEPAK 12 |  |  |  | Medtronic | Defibrillator |  |  | DEFIBRILLATOR-Medtronic-LIFEPAK 12 |  |  |  | Covered PM Repair - Biomedical | MHHS-Mem City
NO | YES |  |  |  | 041-04287 | 041-04287 | Physio-Control, Inc., a division of Medtronic | LIFEPAK 12 |  |  | Cath Lab | MHHS-Mem City |  | Defibrillator |  | 041-04287 | 041-04287 | West | Memorial Hermann - Memorial City | Cath Lab | Room E9-2151 |  |  |  |  | DEFIBRILLATORS |  | DEFIBRILLATOR-Medtronic-LIFEPAK 12 | DEFIBRILLATOR | LIFEPAK 12 |  |  |  | Medtronic | Defibrillator |  |  | DEFIBRILLATOR-Medtronic-LIFEPAK 12 |  |  |  | Covered PM Repair - Biomedical | MHHS-Mem City
NO | YES |  |  |  | 929-01490 |  | Physio-Control, Inc., a division of Medtronic | LIFEPAK 12 |  | 11B04477 | MH MG - (SE) - PASADENA REFINING SYSTEM | MHHS-MG |  | Defibrillator |  | 929-01490 |  | Southeast & Bay Area |  | MH MG - (SE) - PASADENA REFINING SYSTEM | [5 empty] | DEFIBRILLATORS |  | DEFIBRILLATOR-Medtronic-LIFEPAK 12 | DEFIBRILLATOR | LIFEPAK 12 |  |  |  | Medtronic | Defibrillator |  |  | DEFIBRILLATOR-Medtronic-LIFEPAK 12 |  |  |  | Covered PM Repair - Biomedical | MHHS-MG
NO | YES |  |  |  |  | 013-13919 | Physio-Control, Inc., a division of Medtronic | LIFEPAK 12 |  |  | SW-Cath Lab | MHHS-Southwest |  | Defibrillator |  |  | 013-13919 | Southwest | MHHS-Southwest | SW-Cath Lab | HVI EP4 | 11/1/19 |  | 9/1/20 |  | DEFIBRILLATORS | Defibrillator | DEFIBRILLATOR-Medtronic-LIFEPAK 12 | DEFIBRILLATOR | LIFEPAK 12 |  |  |  | Medtronic | Defibrillator |  |  | DEFIBRILLATOR-Medtronic-LIFEPAK 12 |  |  | D-SA | Covered PM Repair - Biomedical | MHHS-Southwest | [8 empty] | DEFIBRILLATOR | Defibrillator | Medtronic
NO | YES |  |  |  |  | 013-13923 | Physio-Control, Inc., a division of Medtronic | LIFEPAK 12 |  |  | SW-HVI-OR | MHHS-Southwest |  | Defibrillator |  |  | 013-13923 | Southwest | MHHS-Southwest | SW-HVI-OR | SW - HVI - OR | 9/1/19 |  | 9/1/20 |  | DEFIBRILLATORS | Defibrillator | DEFIBRILLATOR-Medtronic-LIFEPAK 12 | DEFIBRILLATOR | LIFEPAK 12 |  |  |  | Medtronic | Defibrillator |  |  | DEFIBRILLATOR-Medtronic-LIFEPAK 12 |  |  | D-SA | Covered PM Repair - Biomedical | MHHS-Southwest | [8 empty] | DEFIBRILLATOR | Defibrillator | Medtronic
NO | YES |  |  |  | 074-00583 | 074-00583 | Physio-Control, Inc., a division of Medtronic | LIFEPAK 12 |  |  | TMC-HVI-Cardiology (3Hvi) | MHHS-TMC |  | Defibrillator |  | 074-00583 | 074-00583 | TMC | MHHS-TMC | TMC-HVI-Cardiology (3Hvi) | Hallway | 8/1/19 |  | 8/1/20 |  | DEFIBRILLATORS | Defibrillator | DEFIBRILLATOR-Medtronic-LIFEPAK 12 | DEFIBRILLATOR | LIFEPAK 12 |  |  |  | Medtronic | Defibrillator |  |  | DEFIBRILLATOR-Medtronic-LIFEPAK 12 | 5/17/17 |  | D-SA | Covered PM Repair - Biomedical | MHHS-TMC | [8 empty] | DEFIBRILLATOR | Defibrillator | Medtronic
NO | NO |  |  |  | 009-02146 |  | Physio-Control, Inc., a division of Medtronic | LIFEPAK 12 |  |  | MH MG - (STX) - SOUTH TEXAS - WHARTON | MHHS-MG |  | Defibrillator |  | 009-02146 |  | South |  | MH MG - (STX) - SOUTH TEXAS - WHARTON | [5 empty] | DEFIBRILLATORS |  | DEFIBRILLATOR-Medtronic-LIFEPAK 12 | DEFIBRILLATOR | LIFEPAK 12 |  |  |  | Medtronic | Defibrillator |  |  | DEFIBRILLATOR-Medtronic-LIFEPAK 12 |  |  |  | Covered PM Repair - Biomedical | MHHS-MG
NO | NO |  |  |  | 069-14358 |  | Physio-Control, Inc., a division of Medtronic | LIFEPAK 12 |  |  | TMC - CATH LAB - ADULT (2HVI) | MHHS-TMC |  | Defibrillator |  | 069-14358 |  | TMC |  | TMC - CATH LAB - ADULT (2HVI) | [5 empty] | DEFIBRILLATORS |  | DEFIBRILLATOR-Medtronic-LIFEPAK 12 | DEFIBRILLATOR | LIFEPAK 12 |  |  |  | Medtronic | Defibrillator |  |  | DEFIBRILLATOR-Medtronic-LIFEPAK 12 |  |  |  | Covered PM Repair - Biomedical | MHHS-TMC
NO | NO |  |  |  | 074-00585 |  | Physio-Control, Inc., a division of Medtronic | LIFEPAK 12 |  |  | TMC - CATH LAB - ADULT (2HVI) | MHHS-TMC |  | Defibrillator |  | 074-00585 |  | TMC |  | TMC - CATH LAB - ADULT (2HVI) | [5 empty] | DEFIBRILLATORS |  | DEFIBRILLATOR-Medtronic-LIFEPAK 12 | DEFIBRILLATOR | LIFEPAK 12 |  |  |  | Medtronic | Defibrillator |  |  | DEFIBRILLATOR-Medtronic-LIFEPAK 12 |  |  |  | Covered PM Repair - Biomedical | MHHS-TMC
NO | NO | [5 empty] | Physio-Control, Inc., a division of Medtronic | LIFEPAK 12 |  |  | TMC - CATH LAB - HOLDING (2HVI) | MHHS-TMC |  | Defibrillator |  |  |  | TMC |  | TMC - CATH LAB - HOLDING (2HVI) | [5 empty] | DEFIBRILLATORS |  | DEFIBRILLATOR-Medtronic-LIFEPAK 12 | DEFIBRILLATOR | LIFEPAK 12 |  |  |  | Medtronic | Defibrillator |  |  | DEFIBRILLATOR-Medtronic-LIFEPAK 12 |  |  |  | Covered PM Repair - Biomedical | MHHS-TMC
NO | NO |  |  |  | 069-16387 |  | Physio-Control, Inc., a division of Medtronic | LIFEPAK 12 |  |  | TMC - CATH LAB - PEDI (GHP) | MHHS-TMC |  | Defibrillator |  | 069-16387 |  | TMC |  | TMC - CATH LAB - PEDI (GHP) | [5 empty] | DEFIBRILLATORS |  | DEFIBRILLATOR-Medtronic-LIFEPAK 12 | DEFIBRILLATOR | LIFEPAK 12 |  |  |  | Medtronic | Defibrillator |  |  | DEFIBRILLATOR-Medtronic-LIFEPAK 12 |  |  |  | Covered PM Repair - Biomedical | MHHS-TMC
NO | NO |  |  |  | 074-00584 |  | Physio-Control, Inc., a division of Medtronic | LIFEPAK 12 |  |  | TMC - CATH LAB - PEDI (GHP) | MHHS-TMC |  | Defibrillator |  | 074-00584 |  | TMC |  | TMC - CATH LAB - PEDI (GHP) | [5 empty] | DEFIBRILLATORS |  | DEFIBRILLATOR-Medtronic-LIFEPAK 12 | DEFIBRILLATOR | LIFEPAK 12 |  |  |  | Medtronic | Defibrillator |  |  | DEFIBRILLATOR-Medtronic-LIFEPAK 12 |  |  |  | Covered PM Repair - Biomedical | MHHS-TMC
NO | NO |  |  |  | 074-01010 |  | Physio-Control, Inc., a division of Medtronic | LIFEPAK 12 |  |  | TMC - CATH LAB - PEDI (GHP) | MHHS-TMC |  | Defibrillator |  | 074-01010 |  | TMC |  | TMC - CATH LAB - PEDI (GHP) | [5 empty] | DEFIBRILLATORS |  | DEFIBRILLATOR-Medtronic-LIFEPAK 12 | DEFIBRILLATOR | LIFEPAK 12 |  |  |  | Medtronic | Defibrillator |  |  | DEFIBRILLATOR-Medtronic-LIFEPAK 12 |  |  |  | Covered PM Repair - Biomedical | MHHS-TMC
NO | NO |  |  |  | 069-38515 |  | Physio-Control, Inc., a division of Medtronic | LIFEPAK 12 |  |  | TMC - HERMANN - LIFE FLIGHT (11HP) | MHHS-TMC |  | Defibrillator |  | 069-38515 |  | TMC |  | TMC - HERMANN - LIFE FLIGHT (11HP) | [5 empty] | DEFIBRILLATORS |  | DEFIBRILLATOR-Medtronic-LIFEPAK 12 | DEFIBRILLATOR | LIFEPAK 12 |  |  |  | Medtronic | Defibrillator |  |  | DEFIBRILLATOR-Medtronic-LIFEPAK 12 |  |  |  | Covered PM Repair - Biomedical | MHHS-TMC
NO | YES |  |  |  | 151-01392 | 151-01392 | Physio-Control, Inc., a division of Medtronic | LIFEPAK 15 |  |  | CY-Cardiac Cath Lab | MHHS-Cypress |  | Defibrillator |  | 151-01392 | 151-01392 | Northwest | MHHS-Cypress | CY-Cardiac Cath Lab | Cath lab 1 | 9/1/19 | 3/1/20 |  |  | DEFIBRILLATORS | Defibrillator | DEFIBRILLATOR-Physio-Control-LIFEPAK 15 | DEFIBRILLATOR | LIFEPAK 15 |  |  |  | Physio-Control | Defibrillator |  | DEFIBRILLATOR-Physio-Control-LIFEPAK 15 |  |  |  | D-SA | Covered PM Repair - Biomedical | MHHS-Cypress | [8 empty] | DEFIBRILLATOR | Defibrillator | Physio-Control
NO | YES |  |  |  | 151-01413 | 151-01413 | Physio-Control, Inc., a division of Medtronic | LIFEPAK 15 |  |  | CY-Cardiac Cath Lab | MHHS-Cypress |  | Defibrillator |  | 151-01413 | 151-01413 | Northwest | MHHS-Cypress | CY-Cardiac Cath Lab | Cvr nursing | 9/24/19 |  |  |  | DEFIBRILLATORS | Defibrillator | DEFIBRILLATOR-Physio-Control-LIFEPAK 15 | DEFIBRILLATOR | LIFEPAK 15 |  |  |  | Physio-Control | Defibrillator |  | DEFIBRILLATOR-Physio-Control-LIFEPAK 15 |  | 1/29/15 |  | D-SA | Covered PM Repair - Biomedical | MHHS-Cypress | [8 empty] | DEFIBRILLATOR | Defibrillator | Physio-Control
NO | YES |  |  |  | 151-01393 | 151-01393 | Physio-Control, Inc., a division of Medtronic | LIFEPAK 15 |  |  | CY-Cardiopulmonary | MHHS-Cypress |  | Defibrillator |  | 151-01393 | 151-01393 | Northwest | MHHS-Cypress | CY-Cardiopulmonary | Cardiology | 9/1/19 | 5/1/20 |  |  | DEFIBRILLATORS | Defibrillator | DEFIBRILLATOR-Physio-Control-LIFEPAK 15 | DEFIBRILLATOR | LIFEPAK 15 |  |  |  | Physio-Control | Defibrillator |  | DEFIBRILLATOR-Physio-Control-LIFEPAK 15 |  | 3/2/20 |  | D-SA | Not Covered Vendor Only - Biomedical | MHHS-Cypress | [8 empty] | DEFIBRILLATOR | Defibrillator | Physio-Control
NO | YES |  |  |  | 133-09899 | 133-09899 | Physio-Control, Inc., a division of Medtronic | LIFEPAK 15 |  |  | Katy-Cath Lab | MHHS-Katy |  | Defibrillator |  | 133-09899 | 133-09899 | Katy | MHHS-Katy | Katy-Cath Lab | Cath Lab | 9/1/19 | 3/1/20 |  |  | DEFIBRILLATORS | Defibrillator | DEFIBRILLATOR-Physio-Control-LIFEPAK 15 | DEFIBRILLATOR | LIFEPAK 15 |  |  |  | Physio-Control | Defibrillator |  | DEFIBRILLATOR-Physio-Control-LIFEPAK 15 |  |  |  | D-SA | Covered PM Repair - Biomedical | MHHS-Katy | [8 empty] | DEFIBRILLATOR | Defibrillator | Physio-Control
NO | YES |  |  |  | 074-05168 | 074-05168 | Physio-Control, Inc., a division of Medtronic | LIFEPAK 15 |  |  | TMC-Cath Lab-Adult (2Hvi) | MHHS-TMC |  | Defibrillator |  | 074-05168 | 074-05168 | TMC | MHHS-TMC | TMC-Cath Lab-Adult (2Hvi) | OR6 | 2/1/19 |  | 2/1/21 |  | DEFIBRILLATORS | Defibrillator | DEFIBRILLATOR-Physio-Control-LIFEPAK 15 | DEFIBRILLATOR | LIFEPAK 15 |  |  |  | Physio-Control | Defibrillator |  | DEFIBRILLATOR-Physio-Control-LIFEPAK 15 |  |  |  | D-SA | Covered PM Repair - Biomedical | MHHS-TMC | [8 empty] | DEFIBRILLATOR | Defibrillator | Physio-Control
NO | YES |  |  |  | 077-05860 | 077-05860 | Physio-Control, Inc., a division of Medtronic | LIFEPAK 15 |  |  | TMC-Children's-Pedi Transport (7Hp) | MHHS-TMC |  | Defibrillator |  | 077-05860 | 077-05860 | TMC | MHHS-TMC | TMC-Children's-Pedi Transport (7Hp) |  | 8/22/19 |  |  |  | DEFIBRILLATORS |  | DEFIBRILLATOR-Physio-Control-LIFEPAK 15 | DEFIBRILLATOR | LIFEPAK 15 |  |  |  | Physio-Control | Defibrillator |  | DEFIBRILLATOR-Physio-Control-LIFEPAK 15 |  |  | Verified 3/30/2020 4:07pm (Central) |  | Covered PM Repair - Biomedical | MHHS-TMC
NO | YES |  |  |  | 077-07424 | 077-07424 | Physio-Control, Inc., a division of Medtronic | LIFEPAK 15 |  |  | TMC-Children's-Pedi Transport (7Hp) | MHHS-TMC |  | Defibrillator |  | 077-07424 | 077-07424 | TMC | MHHS-TMC | TMC-Children's-Pedi Transport (7Hp) |  | 8/22/19 |  |  |  | DEFIBRILLATORS |  | DEFIBRILLATOR-Physio-Control-LIFEPAK 15 | DEFIBRILLATOR | LIFEPAK 15 |  |  |  | Physio-Control | Defibrillator |  | DEFIBRILLATOR-Physio-Control-LIFEPAK 15 |  |  | Verified 3/30/2020 4:07pm (Central) |  | Covered PM Repair - Biomedical | MHHS-TMC
NO | YES |  |  |  | 077-07426 | 077-07426 | Physio-Control, Inc., a division of Medtronic | LIFEPAK 15 |  |  | TMC-Children's-Pedi Transport (7Hp) | MHHS-TMC |  | Defibrillator |  | 077-07426 | 077-07426 | TMC | MHHS-TMC | TMC-Children's-Pedi Transport (7Hp) |  | 8/22/19 |  |  |  | DEFIBRILLATORS |  | DEFIBRILLATOR-Physio-Control-LIFEPAK 15 | DEFIBRILLATOR | LIFEPAK 15 |  |  |  | Physio-Control | Defibrillator |  | DEFIBRILLATOR-Physio-Control-LIFEPAK 15 |  | 12/21/18 | Verified 3/30/2020 4:07pm (Central) |  | Covered PM Repair - Biomedical | MHHS-TMC
NO | YES |  |  |  | 029-32071 | 029-32071 | Physio-Control, Inc., a division of Medtronic | LIFEPAK 15 |  |  | Woodlands-ER | MHHS-Woodlands |  | Defibrillator |  | 029-32071 | 029-32071 | Woodlands | MHHS-Woodlands | Woodlands-ER | ER | 9/1/19 |  | 3/1/20 |  | DEFIBRILLATORS | Defibrillator | DEFIBRILLATOR-Physio-Control-LIFEPAK 15 | DEFIBRILLATOR | LIFEPAK 15 |  |  |  | Physio-Control | Defibrillator |  | DEFIBRILLATOR-Physio-Control-LIFEPAK 15 |  |  |  | D-SA | Covered PM Repair - Biomedical | MHHS-Woodlands | [8 empty] | DEFIBRILLATOR | Defibrillator | Physio-Control
NO | YES |  |  |  | 029-32072 | 029-32072 | Physio-Control, Inc., a division of Medtronic | LIFEPAK 15 |  |  | Woodlands-ER | MHHS-Woodlands |  | Defibrillator |  | 029-32072 | 029-32072 | Woodlands | MHHS-Woodlands | Woodlands-ER | Room 1 |  |  | 3/1/20 |  | DEFIBRILLATORS | Defibrillator | DEFIBRILLATOR-Physio-Control-LIFEPAK 15 | DEFIBRILLATOR | LIFEPAK 15 |  |  |  | Physio-Control | Defibrillator |  | DEFIBRILLATOR-Physio-Control-LIFEPAK 15 |  |  |  | D-SA | Covered PM Repair - Biomedical | MHHS-Woodlands | [8 empty] | DEFIBRILLATOR | Defibrillator | Physio-Control
NO | NO | [5 empty] | Physio-Control, Inc., a division of Medtronic | LIFEPAK 15 |  |  | NE - ICU | MHHS-Northeast |  | Defibrillator |  |  |  | Katy |  | NE - ICU | [5 empty] | DEFIBRILLATORS |  | DEFIBRILLATOR-Physio-Control-LIFEPAK 15 | DEFIBRILLATOR | LIFEPAK 15 |  |  |  | Physio-Control | Defibrillator |  | DEFIBRILLATOR-Physio-Control-LIFEPAK 15 |  |  |  |  | Covered PM Repair - Biomedical | MHHS-Northeast
NO | YES |  |  |  | 077-07575 | 077-07575 | Physio-Control, Inc., a division of Medtronic | LIFEPAK 15 STATION BATTERY CHARGER |  |  | TMC-Children's-Pedi Transport (7Hp) | MHHS-TMC |  |  |  | 077-07575 | 077-07575 | TMC | MHHS-TMC | TMC-Children's-Pedi Transport (7Hp) |  | 2/25/16 |  |  |  | BATTERIES, EXTERNAL DEFIBRILLATOR |  | .needs class | [5 empty] | Physio-Control |  |  |  |  | 5/20/17 | Verified 3/30/2020 4:07pm (Central) |  | Covered PM Repair - Biomedical | MHHS-TMC
NO | YES |  |  |  | 077-07578 | 077-07578 | Physio-Control, Inc., a division of Medtronic | LIFEPAK 15 STATION BATTERY CHARGER |  |  | TMC-Children's-Pedi Transport (7Hp) | MHHS-TMC |  |  |  | 077-07578 | 077-07578 | TMC | MHHS-TMC | TMC-Children's-Pedi Transport (7Hp) |  | 2/5/16 |  |  |  | BATTERIES, EXTERNAL DEFIBRILLATOR |  | .needs class | [5 empty] | Physio-Control |  |  |  |  | 5/19/17 | Verified 3/30/2020 4:07pm (Central) |  | Covered PM Repair - Biomedical | MHHS-TMC
NO | YES |  |  |  | 151-03478 | 151-03478 | Physio-Control, Inc., a division of Medtronic | LIFEPAK 20 |  |  | CY-ER | MHHS-Cypress |  | Defibrillator |  | 151-03478 | 151-03478 | Northwest | MHHS-Cypress | CY-ER | Ct scan | 11/1/19 | 11/1/20 |  |  | DEFIBRILLATORS | Defibrillator | DEFIBRILLATOR-Medtronic-Lifepak 20 | DEFIBRILLATOR | Lifepak 20 |  |  |  | Medtronic | Defibrillator |  |  | DEFIBRILLATOR-Medtronic-Lifepak 20 | 1/1/11 |  | D-SA | Covered PM Repair - Biomedical | MHHS-Cypress | [8 empty] | DEFIBRILLATOR | Defibrillator | Medtronic
NO | YES |  |  |  | 009-03103 | 009-03103 | Physio-Control, Inc., a division of Medtronic | LIFEPAK 20 |  |  | GH-Cardiac Care Unit (CCU) 3N | MHHS-Greater Heights |  | Defibrillator |  | 009-03103 | 009-03103 | Central & Greater Heights | MHHS-Greater Heights | GH-Cardiac Care Unit (CCU) 3N | Hallway | 11/1/19 |  | 11/1/20 |  | DEFIBRILLATORS | Defibrillator | DEFIBRILLATOR-Medtronic-Lifepak 20 | DEFIBRILLATOR | Lifepak 20 |  |  |  | Medtronic | Defibrillator |  |  | DEFIBRILLATOR-Medtronic-Lifepak 20 | 12/1/13 |  | D-SA | Covered PM Repair - Biomedical | MHHS-Greater Heights | [8 empty] | DEFIBRILLATOR | Defibrillator | Medtronic
NO | YES |  |  |  | 009-05240 | 009-05240 | Physio-Control, Inc., a division of Medtronic | LIFEPAK 20 |  |  | GH-Cath Lab | MHHS-Greater Heights |  | Defibrillator |  | 009-05240 | 009-05240 | Central | MHHS-Greater Heights | GH-Cath Lab | GH CATH LAB | 11/1/19 |  | 11/1/20 |  | DEFIBRILLATORS | Defibrillator | DEFIBRILLATOR-Medtronic-Lifepak 20 | DEFIBRILLATOR | Lifepak 20 |  |  |  | Medtronic | Defibrillator |  |  | DEFIBRILLATOR-Medtronic-Lifepak 20 |  |  | D-SA | Covered PM Repair - Biomedical | MHHS-Greater Heights | [8 empty] | DEFIBRILLATOR | Defibrillator | Medtronic
NO | YES |  |  |  | 009-34617 | 009-34617 | Physio-Control, Inc., a division of Medtronic | LIFEPAK 20 |  |  | GH-Cath Lab | MHHS-Greater Heights |  | Defibrillator |  | 009-34617 | 009-34617 | Central | MHHS-Greater Heights | GH-Cath Lab | GH CATH LAB | 11/1/19 |  | 11/1/20 |  | DEFIBRILLATORS | Defibrillator | DEFIBRILLATOR-Medtronic-Lifepak 20 | DEFIBRILLATOR | Lifepak 20 |  |  |  | Medtronic | Defibrillator |  |  | DEFIBRILLATOR-Medtronic-Lifepak 20 |  |  | D-SA | Covered PM Repair - Lab Analyzers/Anesth | MHHS-Greater Heights | [8 empty] | DEFIBRILLATOR | Defibrillator | Medtronic
NO | YES |  |  |  |  | 009-04492 | Physio-Control, Inc., a division of Medtronic | LIFEPAK 20 |  |  | GH-Cath Lab | MHHS-Greater Heights |  | Defibrillator |  |  | 009-04492 | Central | MHHS-Greater Heights | GH-Cath Lab | GH CATH LAB | 11/1/19 |  | 11/1/20 |  | DEFIBRILLATORS | Defibrillator | DEFIBRILLATOR-Medtronic-Lifepak 20 | DEFIBRILLATOR | Lifepak 20 |  |  |  | Medtronic | Defibrillator |  |  | DEFIBRILLATOR-Medtronic-Lifepak 20 |  |  | D-SA | Covered PM Repair - Lab Analyzers/Anesth | MHHS-Greater Heights | [8 empty] | DEFIBRILLATOR | Defibrillator | Medtronic
NO | YES |  |  |  |  | 009-06444 | Physio-Control, Inc., a division of Medtronic | LIFEPAK 20 |  |  | GH-Cath Lab | MHHS-Greater Heights |  | Defibrillator |  |  | 009-06444 | Central | MHHS-Greater Heights | GH-Cath Lab | GH CATH LAB | 11/1/19 |  | 11/1/20 |  | DEFIBRILLATORS | Defibrillator | DEFIBRILLATOR-Medtronic-Lifepak 20 | DEFIBRILLATOR | Lifepak 20 |  |  |  | Medtronic | Defibrillator |  |  | DEFIBRILLATOR-Medtronic-Lifepak 20 |  |  | D-SA | Covered PM Repair - Lab Analyzers/Anesth | MHHS-Greater Heights | [8 empty] | DEFIBRILLATOR | Defibrillator | Medtronic
NO | YES | [5 empty] | Physio-Control, Inc., a division of Medtronic | LIFEPAK 20 |  |  | GH-ER | MHHS-Greater Heights |  | Defibrillator |  |  |  | Central | MHHS-Greater Heights | GH-ER | Nurse station C | 11/1/19 |  | 11/1/20 |  | DEFIBRILLATORS | Defibrillator | DEFIBRILLATOR-Medtronic-Lifepak 20 | DEFIBRILLATOR | Lifepak 20 |  |  |  | Medtronic | Defibrillator |  |  | DEFIBRILLATOR-Medtronic-Lifepak 20 |  |  | D-SA | Covered PM Repair - Lab Analyzers/Anesth | MHHS-Greater Heights | [8 empty] | DEFIBRILLATOR | Defibrillator | Medtronic
NO | YES | [5 empty] | Physio-Control, Inc., a division of Medtronic | LIFEPAK 20 |  |  | GH-ER | MHHS-Greater Heights |  | Defibrillator |  |  |  | Central | MHHS-Greater Heights | GH-ER | Rad hallway | 11/1/19 |  | 11/1/20 |  | DEFIBRILLATORS | Defibrillator | DEFIBRILLATOR-Medtronic-Lifepak 20 | DEFIBRILLATOR | Lifepak 20 |  |  |  | Medtronic | Defibrillator |  |  | DEFIBRILLATOR-Medtronic-Lifepak 20 | 11/24/15 |  | D-SA | Covered PM Repair - Biomedical | MHHS-Greater Heights | [8 empty] | DEFIBRILLATOR | Defibrillator | Medtronic
NO | YES | [5 empty] | Physio-Control, Inc., a division of Medtronic | LIFEPAK 20 |  |  | GH-ICU | MHHS-Greater Heights |  | Defibrillator |  |  |  | Central & Greater Heights | MHHS-Greater Heights | GH-ICU | Hallway | 11/1/19 |  | 11/1/20 |  | DEFIBRILLATORS | Defibrillator | DEFIBRILLATOR-Medtronic-Lifepak 20 | DEFIBRILLATOR | Lifepak 20 |  |  |  | Medtronic | Defibrillator |  |  | DEFIBRILLATOR-Medtronic-Lifepak 20 | 11/13/19 |  | D-SA | Covered PM Repair - Lab Analyzers/Anesth | MHHS-Greater Heights | [8 empty] | DEFIBRILLATOR | Defibrillator | Medtronic
NO | YES |  |  |  | 009-04721 | 009-04721 | Physio-Control, Inc., a division of Medtronic | LIFEPAK 20 |  |  | GH-Labor & Delivery-OR | MHHS-Greater Heights |  | Defibrillator |  | 009-04721 | 009-04721 | Central | MHHS-Greater Heights | GH-Labor & Delivery-OR | OR | 11/1/19 |  | 11/1/20 |  | DEFIBRILLATORS | Defibrillator | DEFIBRILLATOR-Medtronic-Lifepak 20 | DEFIBRILLATOR | Lifepak 20 |  |  |  | Medtronic | Defibrillator |  |  | DEFIBRILLATOR-Medtronic-Lifepak 20 | 2/1/16 |  | D-SA | Not Covered Vendor Only - Lab Ana/Anes | MHHS-Greater Heights | [8 empty] | DEFIBRILLATOR | Defibrillator | Medtronic
NO | YES | [5 empty] | Physio-Control, Inc., a division of Medtronic | LIFEPAK 20 |  |  | GH-Ortho Joint Center 4N | MHHS-Greater Heights |  | Defibrillator |  |  |  | Central | MHHS-Greater Heights | GH-Ortho Joint Center 4N | Hallway | 11/1/19 |  | 11/1/20 |  | DEFIBRILLATORS | Defibrillator | DEFIBRILLATOR-Medtronic-Lifepak 20 | DEFIBRILLATOR | Lifepak 20 |  |  |  | Medtronic | Defibrillator |  |  | DEFIBRILLATOR-Medtronic-Lifepak 20 | 6/30/17 |  | D-SA | Not Covered Vendor Only - Lab Ana/Anes | MHHS-Greater Heights | [8 empty] | DEFIBRILLATOR | Defibrillator | Medtronic
NO | YES |  |  |  | 009-34616 | 009-34616 | Physio-Control, Inc., a division of Medtronic | LIFEPAK 20 |  |  | GH-PACU | MHHS-Greater Heights |  | Defibrillator |  | 009-34616 | 009-34616 | Central & Greater Heights | MHHS-Greater Heights | GH-PACU |  | 11/1/19 |  | 11/1/20 |  | DEFIBRILLATORS | Defibrillator | DEFIBRILLATOR-Medtronic-Lifepak 20 | DEFIBRILLATOR | Lifepak 20 |  |  |  | Medtronic | Defibrillator |  |  | DEFIBRILLATOR-Medtronic-Lifepak 20 | 6/30/17 |  | D-SA | Not Covered Vendor Only - Lab Ana/Anes | MHHS-Greater Heights | [8 empty] | DEFIBRILLATOR | Defibrillator | Medtronic
NO | YES |  |  |  |  | 009-03106 | Physio-Control, Inc., a division of Medtronic | LIFEPAK 20 |  |  | GH-Radiology | MHHS-Greater Heights |  | Defibrillator |  |  | 009-03106 | Central | MHHS-Greater Heights | GH-Radiology | Nuclear Medicine |  |  |  |  | DEFIBRILLATORS | Defibrillator | DEFIBRILLATOR-Medtronic-Lifepak 20 | DEFIBRILLATOR | Lifepak 20 |  |  |  | Medtronic | Defibrillator |  |  | DEFIBRILLATOR-Medtronic-Lifepak 20 | 11/28/17 |  | D-SA | Not Covered Vendor Only - Lab Ana/Anes | MHHS-Greater Heights | [8 empty] | DEFIBRILLATOR | Defibrillator | Medtronic
NO | YES |  |  |  | 133-05723 | 133-05723 | Physio-Control, Inc., a division of Medtronic | LIFEPAK 20 |  |  | Katy-Cardiology | MHHS-Katy |  | Defibrillator |  | 133-05723 | 133-05723 | Katy | MHHS-Katy | Katy-Cardiology | EEG Stress 2 | 9/1/19 | 9/1/20 |  |  | DEFIBRILLATORS | Defibrillator | DEFIBRILLATOR-Medtronic-Lifepak 20 | DEFIBRILLATOR | Lifepak 20 |  |  |  | Medtronic | Defibrillator |  |  | DEFIBRILLATOR-Medtronic-Lifepak 20 | 11/27/18 |  | D-SA | Covered PM Repair - Biomedical | MHHS-Katy | [8 empty] | DEFIBRILLATOR | Defibrillator | Medtronic
NO | YES |  |  |  | 133-03763 | 133-03763 | Physio-Control, Inc., a division of Medtronic | LIFEPAK 20 |  |  | Katy-Cath Lab | MHHS-Katy |  | Defibrillator |  | 133-03763 | 133-03763 | Katy | MHHS-Katy | Katy-Cath Lab | Cath lab 1 | 9/1/19 | 9/1/20 |  |  | DEFIBRILLATORS | Defibrillator | DEFIBRILLATOR-Medtronic-Lifepak 20 | DEFIBRILLATOR | Lifepak 20 |  |  |  | Medtronic | Defibrillator |  |  | DEFIBRILLATOR-Medtronic-Lifepak 20 | 1/1/16 |  | D-SA | Covered PM Repair - Biomedical | MHHS-Katy | [8 empty] | DEFIBRILLATOR | Defibrillator | Medtronic
NO | YES |  |  |  | 133-02920 | 133-02920 | Physio-Control, Inc., a division of Medtronic | LIFEPAK 20 |  |  | Katy-ICU | MHHS-Katy |  | Defibrillator |  | 133-02920 | 133-02920 | Katy | MHHS-Katy | Katy-ICU | ICU Crash Cart | 9/1/19 | 9/1/20 |  |  | DEFIBRILLATORS | Defibrillator | DEFIBRILLATOR-Medtronic-Lifepak 20 | DEFIBRILLATOR | Lifepak 20 |  |  |  | Medtronic | Defibrillator |  |  | DEFIBRILLATOR-Medtronic-Lifepak 20 | 1/1/09 |  | D-SA | Covered PM Repair - Biomedical | MHHS-Katy | [8 empty] | DEFIBRILLATOR | Defibrillator | Medtronic
NO | YES |  |  |  | 133-02931 | 133-02931 | Physio-Control, Inc., a division of Medtronic | LIFEPAK 20 |  |  | Katy-Endoscopy | MHHS-Katy |  | Defibrillator |  | 133-02931 | 133-02931 | Katy | MHHS-Katy | Katy-Endoscopy | Pacu | 9/1/19 | 9/1/20 |  |  | DEFIBRILLATORS | Defibrillator | DEFIBRILLATOR-Medtronic-Lifepak 20 | DEFIBRILLATOR | Lifepak 20 |  |  |  | Medtronic | Defibrillator |  |  | DEFIBRILLATOR-Medtronic-Lifepak 20 |  |  | D-SA | Covered PM Repair - Biomedical | MHHS-Katy | [8 empty] | DEFIBRILLATOR | Defibrillator | Medtronic
NO | YES |  |  |  | 133-04553 | 133-04553 | Physio-Control, Inc., a division of Medtronic | LIFEPAK 20 |  |  | Katy-ER | MHHS-Katy |  | Defibrillator |  | 133-04553 | 133-04553 | Katy | MHHS-Katy | Katy-ER | 4th floor | 9/1/19 | 9/1/20 |  |  | DEFIBRILLATORS | Defibrillator | DEFIBRILLATOR-Medtronic-Lifepak 20 | DEFIBRILLATOR | Lifepak 20 |  |  |  | Medtronic | Defibrillator |  |  | DEFIBRILLATOR-Medtronic-Lifepak 20 |  |  | D-SA | Covered PM Repair - Radiology, Low End | MHHS-Katy | [8 empty] | DEFIBRILLATOR | Defibrillator | Medtronic
NO | YES |  |  |  | 133-08864 | 133-08864 | Physio-Control, Inc., a division of Medtronic | LIFEPAK 20 |  |  | Katy-ICU | MHHS-Katy |  | Defibrillator |  | 133-08864 | 133-08864 | Katy | MHHS-Katy | Katy-ICU | Crash Cart ICU | 9/1/19 | 9/1/20 |  |  | DEFIBRILLATORS | Defibrillator | DEFIBRILLATOR-Medtronic-Lifepak 20 | DEFIBRILLATOR | Lifepak 20 |  |  |  | Medtronic | Defibrillator |  |  | DEFIBRILLATOR-Medtronic-Lifepak 20 |  |  | D-SA | Covered PM Repair - Radiology, Low End | MHHS-Katy | [8 empty] | DEFIBRILLATOR | Defibrillator | Medtronic
NO | YES |  |  |  | 133-02922 | 133-02922 | Physio-Control, Inc., a division of Medtronic | LIFEPAK 20 |  |  | Katy-Med/Surg 7th Floor | MHHS-Katy |  | Defibrillator |  | 133-02922 | 133-02922 | Katy | MHHS-Katy | Katy-Med/Surg 7th Floor | Hallway crash cart | 9/1/19 | 9/1/20 |  |  | DEFIBRILLATORS | Defibrillator | DEFIBRILLATOR-Medtronic-Lifepak 20 | DEFIBRILLATOR | Lifepak 20 |  |  |  | Medtronic | Defibrillator |  |  | DEFIBRILLATOR-Medtronic-Lifepak 20 | 11/3/15 |  | D-SA | Covered PM Repair - Biomedical | MHHS-Katy | [8 empty] | DEFIBRILLATOR | Defibrillator | Medtronic
NO | YES |  |  |  | 133-02928 | 133-02928 | Physio-Control, Inc., a division of Medtronic | LIFEPAK 20 |  |  | Katy-ER | MHHS-Katy |  | Defibrillator |  | 133-02928 | 133-02928 | Katy | MHHS-Katy | Katy-ER | EC 11 | 9/1/19 | 9/1/20 |  |  | DEFIBRILLATORS | Defibrillator | DEFIBRILLATOR-Medtronic-Lifepak 20 | DEFIBRILLATOR | Lifepak 20 |  |  |  | Medtronic | Defibrillator |  |  | DEFIBRILLATOR-Medtronic-Lifepak 20 | 8/17/20 |  | D-SA | Not Covered Vendor Only - Biomedical | MHHS-Katy | [8 empty] | DEFIBRILLATOR | Defibrillator | Medtronic
NO | YES |  |  |  | 133-02929 | 133-02929 | Physio-Control, Inc., a division of Medtronic | LIFEPAK 20 |  |  | Katy-Med/Surg 6th Floor | MHHS-Katy |  | Defibrillator |  | 133-02929 | 133-02929 | Katy | MHHS-Katy | Katy-Med/Surg 6th Floor | Crash cart | 9/1/19 | 9/1/20 |  |  | DEFIBRILLATORS | Defibrillator | DEFIBRILLATOR-Medtronic-Lifepak 20 | DEFIBRILLATOR | Lifepak 20 |  |  |  | Medtronic | Defibrillator |  |  | DEFIBRILLATOR-Medtronic-Lifepak 20 |  |  | D-SA | Covered PM Repair - Biomedical | MHHS-Katy | [8 empty] | DEFIBRILLATOR | Defibrillator | Medtronic
NO | YES |  |  |  | 133-02930 | 133-02930 | Physio-Control, Inc., a division of Medtronic | LIFEPAK 20 |  |  | Katy-Biomedical Services | MHHS-Katy |  | Defibrillator |  | 133-02930 | 133-02930 | Katy | MHHS-Katy | Katy-Biomedical Services | Biomed shop | 9/1/19 | 9/1/20 |  |  | DEFIBRILLATORS | Defibrillator | DEFIBRILLATOR-Medtronic-Lifepak 20 | DEFIBRILLATOR | Lifepak 20 |  |  |  | Medtronic | Defibrillator |  |  | DEFIBRILLATOR-Medtronic-Lifepak 20 |  |  | D-SA | Covered PM Repair - Biomedical | MHHS-Katy | [8 empty] | DEFIBRILLATOR | Defibrillator | Medtronic
NO | YES |  |  |  | 133-02927 | 133-02927 | Physio-Control, Inc., a division of Medtronic | LIFEPAK 20 |  |  | Katy-IMU | MHHS-Katy |  | Defibrillator |  | 133-02927 | 133-02927 | Katy | MHHS-Katy | Katy-IMU | IMU | 9/1/19 | 9/1/20 |  |  | DEFIBRILLATORS | Defibrillator | DEFIBRILLATOR-Medtronic-Lifepak 20 | DEFIBRILLATOR | Lifepak 20 |  |  |  | Medtronic | Defibrillator |  |  | DEFIBRILLATOR-Medtronic-Lifepak 20 |  |  | D-SA | Covered PM Repair - Biomedical | MHHS-Katy | [8 empty] | DEFIBRILLATOR | Defibrillator | Medtronic
NO | YES |  |  |  | 133-08242 | 133-08242 | Physio-Control, Inc., a division of Medtronic | LIFEPAK 20 |  |  | Katy-Postpartum-2W | MHHS-Katy |  | Defibrillator |  | 133-08242 | 133-08242 | Katy | MHHS-Katy | Katy-Postpartum-2W | Nurses station | 9/1/19 | 9/1/20 |  |  | DEFIBRILLATORS | Defibrillator | DEFIBRILLATOR-Medtronic-Lifepak 20 | DEFIBRILLATOR | Lifepak 20 |  |  |  | Medtronic | Defibrillator |  |  | DEFIBRILLATOR-Medtronic-Lifepak 20 |  |  | D-SA | Covered PM Repair - Biomedical | MHHS-Katy | [8 empty] | DEFIBRILLATOR | Defibrillator | Medtronic
NO | YES |  |  |  | 133-02923 | 133-02923 | Physio-Control, Inc., a division of Medtronic | LIFEPAK 20 |  |  | Katy-OR | MHHS-Katy |  | Defibrillator |  | 133-02923 | 133-02923 | Katy | MHHS-Katy | Katy-OR | OR Hallway Near Sterile Core | 9/1/19 | 9/1/20 |  |  | DEFIBRILLATORS | Defibrillator | DEFIBRILLATOR-Medtronic-Lifepak 20 | DEFIBRILLATOR | Lifepak 20 |  |  |  | Medtronic | Defibrillator |  |  | DEFIBRILLATOR-Medtronic-Lifepak 20 | 2/14/18 |  | D-SA | Covered PM Repair - Biomedical | MHHS-Katy | [8 empty] | DEFIBRILLATOR | Defibrillator | Medtronic
NO | YES |  |  |  | 133-02925 | 133-02925 | Physio-Control, Inc., a division of Medtronic | LIFEPAK 20 |  |  | Katy-Radiology | MHHS-Katy |  | Defibrillator |  | 133-02925 | 133-02925 | Katy | MHHS-Katy | Katy-Radiology | Hall | 9/1/19 | 4/1/20 |  |  | DEFIBRILLATORS | Defibrillator | DEFIBRILLATOR-Medtronic-Lifepak 20 | DEFIBRILLATOR | Lifepak 20 |  |  |  | Medtronic | Defibrillator |  |  | DEFIBRILLATOR-Medtronic-Lifepak 20 | 2/14/18 |  | D-SA | Covered PM Repair - Biomedical | MHHS-Katy | [8 empty] | DEFIBRILLATOR | Defibrillator | Medtronic
NO | YES |  |  |  | 133-02926 | 133-02926 | Physio-Control, Inc., a division of Medtronic | LIFEPAK 20 |  |  | KATY - AMBULATORY CARE | MHHS-Katy |  | Defibrillator |  | 133-02926 | 133-02926 | Katy | Memorial Hermann Katy Hospital | KATY - AMBULATORY CARE | 2nd floor Ambulatory | 9/1/19 | 9/1/20 |  |  | DEFIBRILLATORS | Defibrillator | DEFIBRILLATOR-Medtronic-Lifepak 20 | DEFIBRILLATOR | Lifepak 20 |  |  |  | Medtronic | Defibrillator |  |  | DEFIBRILLATOR-Medtronic-Lifepak 20 |  |  | D-SA | Covered PM Repair - Radiology, Low End | MHHS-Katy | [8 empty] | DEFIBRILLATOR | Defibrillator | Medtronic
NO | YES |  |  |  | 133-02924 | 133-02924 | Physio-Control, Inc., a division of Medtronic | LIFEPAK 20 |  |  | Katy-PACU | MHHS-Katy |  | Defibrillator |  | 133-02924 | 133-02924 | Katy | MHHS-Katy | Katy-PACU | Crash Cart near nurse station | 9/1/19 | 9/1/20 |  |  | DEFIBRILLATORS | Defibrillator | DEFIBRILLATOR-Medtronic-Lifepak 20 | DEFIBRILLATOR | Lifepak 20 |  |  |  | Medtronic | Defibrillator |  |  | DEFIBRILLATOR-Medtronic-Lifepak 20 |  |  | D-SA | Covered PM Repair - Radiology, Low End | MHHS-Katy | [8 empty] | DEFIBRILLATOR | Defibrillator | Medtronic
NO | YES |  |  |  | 133-03764 | 133-03764 | Physio-Control, Inc., a division of Medtronic | LIFEPAK 20 |  |  | Katy-Postpartum-2W | MHHS-Katy |  | Defibrillator |  | 133-03764 | 133-03764 | Katy | MHHS-Katy | Katy-Postpartum-2W | Hallway crash cart | 9/1/19 | 9/1/20 |  |  | DEFIBRILLATORS | Defibrillator | DEFIBRILLATOR-Medtronic-Lifepak 20 | DEFIBRILLATOR | Lifepak 20 |  |  |  | Medtronic | Defibrillator |  |  | DEFIBRILLATOR-Medtronic-Lifepak 20 | 12/10/14 |  | D-SA | Covered PM Repair - Biomedical | MHHS-Katy | [8 empty] | DEFIBRILLATOR | Defibrillator | Medtronic
NO | YES |  |  |  | 133-03765 | 133-03765 | Physio-Control, Inc., a division of Medtronic | LIFEPAK 20 |  |  | Katy-Labor & Delivery OR | MHHS-Katy |  | Defibrillator |  | 133-03765 | 133-03765 | Katy | MHHS-Katy | Katy-Labor & Delivery OR | Csection or 2 | 9/1/19 | 9/1/20 |  |  | DEFIBRILLATORS | Defibrillator | DEFIBRILLATOR-Medtronic-Lifepak 20 | DEFIBRILLATOR | Lifepak 20 |  |  |  | Medtronic | Defibrillator |  |  | DEFIBRILLATOR-Medtronic-Lifepak 20 | 12/13/14 |  | D-SA | Covered PM Repair - Biomedical | MHHS-Katy | [8 empty] | DEFIBRILLATOR | Defibrillator | Medtronic
NO | YES |  |  |  | 133-03766 | 133-03766 | Physio-Control, Inc., a division of Medtronic | LIFEPAK 20 |  |  |  | MHHS-Katy |  | Defibrillator |  | 133-03766 | 133-03766 | Katy | Memorial Hermann Katy Hospital Maternal Fetal Medine 305 |  | Hallway | 9/1/19 | 9/1/20 |  |  | DEFIBRILLATORS | Defibrillator | DEFIBRILLATOR-Medtronic-Lifepak 20 | DEFIBRILLATOR | Lifepak 20 |  |  |  | Medtronic | Defibrillator |  |  | DEFIBRILLATOR-Medtronic-Lifepak 20 | 11/2/16 |  | D-SA | Covered PM Repair - Biomedical | MHHS-Katy | [8 empty] | DEFIBRILLATOR | Defibrillator | Medtronic
NO | YES |  |  |  | 133-03767 | 133-03767 | Physio-Control, Inc., a division of Medtronic | LIFEPAK 20 |  |  | Katy-ER | MHHS-Katy |  | Defibrillator |  | 133-03767 | 133-03767 | Katy | MHHS-Katy | Katy-ER | EC 17 | 9/1/19 | 9/1/20 |  |  | DEFIBRILLATORS | Defibrillator | DEFIBRILLATOR-Medtronic-Lifepak 20 | DEFIBRILLATOR | Lifepak 20 |  |  |  | Medtronic | Defibrillator |  |  | DEFIBRILLATOR-Medtronic-Lifepak 20 | 12/10/14 |  | D-SA | Not Covered Vendor Only - Biomedical | MHHS-Katy | [8 empty] | DEFIBRILLATOR | Defibrillator | Medtronic
NO | YES |  |  |  | 041-08518 | 041-08518 | Physio-Control, Inc., a division of Medtronic | LIFEPAK 20 |  |  | GH-Med Surg 6 | MHHS-Mem City |  | Defibrillator |  | 041-08518 | 041-08518 | Central | MHHS-Greater Heights | GH-Med Surg 6 | Nurse Station | 3/1/20 |  | 3/1/21 |  | DEFIBRILLATORS | Defibrillator | DEFIBRILLATOR-Medtronic-Lifepak 20 | DEFIBRILLATOR | Lifepak 20 |  |  |  | Medtronic | Defibrillator |  |  | DEFIBRILLATOR-Medtronic-Lifepak 20 | 3/1/17 |  | D-SA | Covered PM Repair - Biomedical | MHHS-Mem City | [8 empty] | DEFIBRILLATOR | Defibrillator | Medtronic
NO | YES | Asset Tag 041-34414 |  |  | 041-34414 | 041-34414 | Physio-Control, Inc., a division of Medtronic | LIFEPAK 20 |  |  | (null) | MHHS-Mem City |  | Defibrillator |  | 041-34414 | 041-34414 | (null) | (null) | (null) | (null) | (null) | (null) | (null) | (null) | DEFIBRILLATORS |  | DEFIBRILLATOR-Medtronic-Lifepak 20 | DEFIBRILLATOR | Lifepak 20 |  |  |  | Medtronic | Defibrillator |  |  | DEFIBRILLATOR-Medtronic-Lifepak 20 |  |  |  | Covered PM Repair - Biomedical | MHHS-Mem City
NO | YES |  |  |  |  | 041-04454 | Physio-Control, Inc., a division of Medtronic | LIFEPAK 20 |  |  | MEMORIAL CITY - CATH LAB | MHHS-Mem City |  | Defibrillator |  |  | 041-04454 | West | Memorial herman heart and vascular - memorial city | MEMORIAL CITY - CATH LAB | Cath lab 4 |  |  |  |  | DEFIBRILLATORS |  | DEFIBRILLATOR-Medtronic-Lifepak 20 | DEFIBRILLATOR | Lifepak 20 |  |  |  | Medtronic | Defibrillator |  |  | DEFIBRILLATOR-Medtronic-Lifepak 20 |  |  |  | Covered PM Repair - Biomedical | MHHS-Mem City
NO | YES | Asset Tag 1085073 |  |  |  |  | Physio-Control, Inc., a division of Medtronic | LIFEPAK 20 |  |  | (null) | MHHS-Mem City |  | Defibrillator |  |  |  | (null) | (null) | (null) | (null) | (null) | (null) | (null) | (null) | DEFIBRILLATORS |  | DEFIBRILLATOR-Medtronic-Lifepak 20 | DEFIBRILLATOR | Lifepak 20 |  |  |  | Medtronic | Defibrillator |  |  | DEFIBRILLATOR-Medtronic-Lifepak 20 |  |  |  | Covered PM Repair - Biomedical | MHHS-Mem City
NO | YES |  |  |  |  | 041-08506 | Physio-Control, Inc., a division of Medtronic | LIFEPAK 20 |  |  | Memorial city cath lab | MHHS-Mem City |  | Defibrillator |  |  | 041-08506 | West and memorial city | Memorial herman heart and vascular institute - memorial city | Memorial city cath lab | Nurse station |  |  |  | (null) | DEFIBRILLATORS |  | DEFIBRILLATOR-Medtronic-Lifepak 20 | DEFIBRILLATOR | Lifepak 20 |  |  |  | Medtronic | Defibrillator |  |  | DEFIBRILLATOR-Medtronic-Lifepak 20 |  |  |  | Covered PM Repair - Biomedical | MHHS-Mem City
NO | YES |  |  |  |  | 041-04776 | Physio-Control, Inc., a division of Medtronic | LIFEPAK 20 |  |  | MEMORIAL CITY - DIGESTIVE DISEASE CENTER | MHHS-Mem City |  | Defibrillator |  |  | 041-04776 | West | Memorial Hermann Memorial City Medical Center | MEMORIAL CITY - DIGESTIVE DISEASE CENTER | MEMORIAL CITY - DIGESTIVE |  |  |  |  | DEFIBRILLATORS |  | DEFIBRILLATOR-Medtronic-Lifepak 20 | DEFIBRILLATOR | Lifepak 20 |  |  |  | Medtronic | Defibrillator |  |  | DEFIBRILLATOR-Medtronic-Lifepak 20 |  |  |  | Covered PM Repair - Biomedical | MHHS-Mem City
NO | YES |  |  |  |  | 041-04463 | Physio-Control, Inc., a division of Medtronic | LIFEPAK 20 |  |  | MEMORIAL CITY - EAST TOWER - NEUROLOGY | MHHS-Mem City |  | Defibrillator |  |  | 041-04463 | West |  | MEMORIAL CITY - EAST TOWER - NEUROLOGY | [5 empty] | DEFIBRILLATORS |  | DEFIBRILLATOR-Medtronic-Lifepak 20 | DEFIBRILLATOR | Lifepak 20 |  |  |  | Medtronic | Defibrillator |  |  | DEFIBRILLATOR-Medtronic-Lifepak 20 |  |  |  | Covered PM Repair - Biomedical | MHHS-Mem City
NO | YES |  |  |  | 041-04455 | 041-04455 | Physio-Control, Inc., a division of Medtronic | LIFEPAK 20 |  |  | MEMORIAL CITY - ER | MHHS-Mem City |  | Defibrillator |  | 041-04455 | 041-04455 | West | Memorial city - memorial herman hospital | MEMORIAL CITY - ER | Biomed |  |  |  |  | DEFIBRILLATORS |  | DEFIBRILLATOR-Medtronic-Lifepak 20 | DEFIBRILLATOR | Lifepak 20 |  |  |  | Medtronic | Defibrillator |  |  | DEFIBRILLATOR-Medtronic-Lifepak 20 |  |  |  | Not Covered Vendor Only - Biomedical | MHHS-Mem City
NO | YES |  |  |  |  | 041-04778 | Physio-Control, Inc., a division of Medtronic | LIFEPAK 20 |  |  | MEMORIAL CITY - NUCLEAR MEDICINE | MHHS-Mem City |  | Defibrillator |  |  | 041-04778 | West | Memorial Hermann Memorial City Medical Center | MEMORIAL CITY - NUCLEAR MEDICINE | MEMORIAL CITY - NUCLEAR MEDICAL |  |  |  |  | DEFIBRILLATORS |  | DEFIBRILLATOR-Medtronic-Lifepak 20 | DEFIBRILLATOR | Lifepak 20 |  |  |  | Medtronic | Defibrillator |  |  | DEFIBRILLATOR-Medtronic-Lifepak 20 |  |  |  | Covered PM Repair - Biomedical | MHHS-Mem City
NO | YES | [5 empty] | Physio-Control, Inc., a division of Medtronic | LIFEPAK 20 |  |  | MEMORIAL CITY - CARDIOLOGY | MHHS-Mem City |  | Defibrillator |  |  |  | West | Memorial City - Memorial Cardiology East | MEMORIAL CITY - CARDIOLOGY | Crash Cart |  |  |  | UHS TAG | DEFIBRILLATORS |  | DEFIBRILLATOR-Medtronic-Lifepak 20 | DEFIBRILLATOR | Lifepak 20 |  |  |  | Medtronic | Defibrillator |  |  | DEFIBRILLATOR-Medtronic-Lifepak 20 |  |  |  | Covered PM Repair - Biomedical | MHHS-Mem City
NO | YES |  |  |  |  | 041-04780 | Physio-Control, Inc., a division of Medtronic | LIFEPAK 20 |  |  | MEMORIAL CITY - ER | MHHS-Mem City |  | Defibrillator |  |  | 041-04780 | West |  | MEMORIAL CITY - ER | [5 empty] | DEFIBRILLATORS |  | DEFIBRILLATOR-Medtronic-Lifepak 20 | DEFIBRILLATOR | Lifepak 20 |  |  |  | Medtronic | Defibrillator |  |  | DEFIBRILLATOR-Medtronic-Lifepak 20 |  |  |  | Covered PM Repair - Biomedical | MHHS-Mem City
NO | YES |  |  |  | 041-09100 | 041-09100 | Physio-Control, Inc., a division of Medtronic | LIFEPAK 20 |  |  | MEMORIAL CITY - CENTRAL SUPPLY | MHHS-Mem City |  | Defibrillator |  | 041-09100 | 041-09100 | West | Memorial city hear and vascular - memorial city | MEMORIAL CITY - CENTRAL SUPPLY | Cath lab 2 |  |  |  |  | DEFIBRILLATORS |  | DEFIBRILLATOR-Medtronic-Lifepak 20 | DEFIBRILLATOR | Lifepak 20 |  |  |  | Medtronic | Defibrillator |  |  | DEFIBRILLATOR-Medtronic-Lifepak 20 |  |  |  | Covered PM Repair - Biomedical | MHHS-Mem City
NO | YES |  |  |  |  | 041-12460 | Physio-Control, Inc., a division of Medtronic | LIFEPAK 20 |  |  | Memorial City-Labor & Delivery | MHHS-Mem City |  | Defibrillator |  |  | 041-12460 | West | MHHS-Mem City | Memorial City-Labor & Delivery | Crash Cart | 3/1/19 |  | 9/1/20 |  | DEFIBRILLATORS |  | DEFIBRILLATOR-Medtronic-Lifepak 20 | DEFIBRILLATOR | Lifepak 20 |  |  |  | Medtronic | Defibrillator |  |  | DEFIBRILLATOR-Medtronic-Lifepak 20 | 11/1/19 |  |  | Covered PM Repair - Biomedical | MHHS-Mem City
NO | YES | [5 empty] | Physio-Control, Inc., a division of Medtronic | LIFEPAK 20 |  |  | Memorial City-Labor & Delivery | MHHS-Mem City |  | Defibrillator |  |  |  | West | MHHS-Mem City | Memorial City-Labor & Delivery | OB ER | 3/1/19 |  |  |  | DEFIBRILLATORS |  | DEFIBRILLATOR-Medtronic-Lifepak 20 | DEFIBRILLATOR | Lifepak 20 |  |  |  | Medtronic | Defibrillator |  |  | DEFIBRILLATOR-Medtronic-Lifepak 20 | 11/2/19 |  |  | Covered PM Repair - Biomedical | MHHS-Mem City
NO | YES |  |  |  | 041-12468 | 041-12468 | Physio-Control, Inc., a division of Medtronic | LIFEPAK 20 |  |  | Memorial City-Labor & Delivery | MHHS-Mem City |  | Defibrillator |  | 041-12468 | 041-12468 | West | MHHS-Mem City | Memorial City-Labor & Delivery | Infant Resuscitation | 3/1/19 |  |  |  | DEFIBRILLATORS |  | DEFIBRILLATOR-Medtronic-Lifepak 20 | DEFIBRILLATOR | Lifepak 20 |  |  |  | Medtronic | Defibrillator |  |  | DEFIBRILLATOR-Medtronic-Lifepak 20 | 11/2/19 |  |  | Covered PM Repair - Biomedical | MHHS-Mem City
NO | YES |  |  |  |  | 041-04791 | Physio-Control, Inc., a division of Medtronic | LIFEPAK 20 |  |  | MEMORIAL CITY - General Surgery | MHHS-Mem City |  | Defibrillator |  |  | 041-04791 | West | Memorial Hermann Memorial City Medical Center | MEMORIAL CITY - General Surgery | MEMORIAL CITY - General Surgery Nurses station |  |  |  |  | DEFIBRILLATORS |  | DEFIBRILLATOR-Medtronic-Lifepak 20 | DEFIBRILLATOR | Lifepak 20 |  |  |  | Medtronic | Defibrillator |  |  | DEFIBRILLATOR-Medtronic-Lifepak 20 |  |  |  | Covered PM Repair - Biomedical | MHHS-Mem City
NO | YES |  |  |  | 041-19317 | 041-19317 | Physio-Control, Inc., a division of Medtronic | LIFEPAK 20 |  |  | MEMORIAL CITY - MHT - JHC PRE ADMIT | MHHS-Mem City |  | Defibrillator |  | 041-19317 | 041-19317 | West | Memorial Hermann - Memorial City | MEMORIAL CITY - MHT - JHC PRE ADMIT | MH12 Pre- Admission Pre-Surgery Testing Back Hallway |  |  |  |  | DEFIBRILLATORS |  | DEFIBRILLATOR-Medtronic-Lifepak 20 | DEFIBRILLATOR | Lifepak 20 |  |  |  | Medtronic | Defibrillator |  |  | DEFIBRILLATOR-Medtronic-Lifepak 20 |  |  |  | Not Covered Vendor Only - Biomedical | MHHS-Mem City
NO | YES |  |  |  |  | 041-12470 | Physio-Control, Inc., a division of Medtronic | LIFEPAK 20 |  |  | MEMORIAL CITY - MHT - NICU | MHHS-Mem City |  | Defibrillator |  |  | 041-12470 | West | Memorial Hermann Memorial City Medical Center | MEMORIAL CITY - MHT - NICU | MEMORIAL CITY- MHT - NICU |  |  |  |  | DEFIBRILLATORS |  | DEFIBRILLATOR-Medtronic-Lifepak 20 | DEFIBRILLATOR | Lifepak 20 |  |  |  | Medtronic | Defibrillator |  |  | DEFIBRILLATOR-Medtronic-Lifepak 20 |  |  |  | Covered PM Repair - Biomedical | MHHS-Mem City
NO | YES |  |  |  |  | 041-04693 | Physio-Control, Inc., a division of Medtronic | LIFEPAK 20 |  |  | Cath Lab | MHHS-Mem City |  | Defibrillator |  |  | 041-04693 | West | Memorial City-Memorial Hermann Hospital | Cath Lab | E9 215.2 |  |  |  | (null) | DEFIBRILLATORS |  | DEFIBRILLATOR-Medtronic-Lifepak 20 | DEFIBRILLATOR | Lifepak 20 |  |  |  | Medtronic | Defibrillator |  |  | DEFIBRILLATOR-Medtronic-Lifepak 20 |  |  |  | Covered PM Repair - Biomedical | MHHS-Mem City
NO | YES |  |  |  |  | 041-12464 | Physio-Control, Inc., a division of Medtronic | LIFEPAK 20 |  |  | MEMORIAL CITY - MICU | MHHS-Mem City |  | Defibrillator |  |  | 041-12464 | West | Memorial city - Memorial herman hospital | MEMORIAL CITY - MICU | Biomed |  |  |  |  | DEFIBRILLATORS |  | DEFIBRILLATOR-Medtronic-Lifepak 20 | DEFIBRILLATOR | Lifepak 20 |  |  |  | Medtronic | Defibrillator |  |  | DEFIBRILLATOR-Medtronic-Lifepak 20 |  |  |  | Covered PM Repair - Biomedical | MHHS-Mem City
NO | YES |  |  |  |  | 041-04777 | Physio-Control, Inc., a division of Medtronic | LIFEPAK 20 |  |  | MEMORIAL CITY - MOR | MHHS-Mem City |  | Defibrillator |  |  | 041-04777 | West |  | MEMORIAL CITY - MOR | [5 empty] | DEFIBRILLATORS |  | DEFIBRILLATOR-Medtronic-Lifepak 20 | DEFIBRILLATOR | Lifepak 20 |  |  |  | Medtronic | Defibrillator |  |  | DEFIBRILLATOR-Medtronic-Lifepak 20 |  |  |  | Covered PM Repair - Biomedical | MHHS-Mem City
NO | YES |  |  |  |  | 041-08505 | Physio-Control, Inc., a division of Medtronic | LIFEPAK 20 |  |  | MEMORIAL CITY - MOR | MHHS-Mem City |  | Defibrillator |  |  | 041-08505 | West | Memorial city -memorial herman hospital center | MEMORIAL CITY - MOR | Procedure room 2 |  |  |  |  | DEFIBRILLATORS |  | DEFIBRILLATOR-Medtronic-Lifepak 20 | DEFIBRILLATOR | Lifepak 20 |  |  |  | Medtronic | Defibrillator |  |  | DEFIBRILLATOR-Medtronic-Lifepak 20 |  |  |  | Covered PM Repair - Biomedical | MHHS-Mem City
NO | YES |  |  |  |  | 041-04786 | Physio-Control, Inc., a division of Medtronic | LIFEPAK 20 |  |  | MEMORIAL CITY - MOR | MHHS-Mem City |  | Defibrillator |  |  | 041-04786 | West | Memorial city - memorial herman hospital | MEMORIAL CITY - MOR | Biomed |  |  |  |  | DEFIBRILLATORS |  | DEFIBRILLATOR-Medtronic-Lifepak 20 | DEFIBRILLATOR | Lifepak 20 |  |  |  | Medtronic | Defibrillator |  |  | DEFIBRILLATOR-Medtronic-Lifepak 20 |  |  |  | Covered PM Repair - Biomedical | MHHS-Mem City
NO | YES |  |  |  |  | 041-06182 | Physio-Control, Inc., a division of Medtronic | LIFEPAK 20 |  |  | MEMORIAL CITY - MOR RECOVERY | MHHS-Mem City |  | Defibrillator |  |  | 041-06182 | West | Memorial Hermann Memorial City Medical Center | MEMORIAL CITY - MOR RECOVERY | MEMORIAL CITY - MOR RECOVER |  |  |  |  | DEFIBRILLATORS |  | DEFIBRILLATOR-Medtronic-Lifepak 20 | DEFIBRILLATOR | Lifepak 20 |  |  |  | Medtronic | Defibrillator |  |  | DEFIBRILLATOR-Medtronic-Lifepak 20 |  |  |  | Covered PM Repair - Biomedical | MHHS-Mem City
NO | YES |  |  |  |  | 041-11626 | Physio-Control, Inc., a division of Medtronic | LIFEPAK 20 |  |  | MEMORIAL CITY - MOR RECOVERY | MHHS-Mem City |  | Defibrillator |  |  | 041-11626 | West | Memorial Hermann Memorial City Medical Center | MEMORIAL CITY - MOR RECOVERY | MEMORIAL CITY - MOR RECOVER |  |  |  |  | DEFIBRILLATORS |  | DEFIBRILLATOR-Medtronic-Lifepak 20 | DEFIBRILLATOR | Lifepak 20 |  |  |  | Medtronic | Defibrillator |  |  | DEFIBRILLATOR-Medtronic-Lifepak 20 |  |  |  | Covered PM Repair - Biomedical | MHHS-Mem City
NO | YES |  |  |  |  | 041-04789 | Physio-Control, Inc., a division of Medtronic | LIFEPAK 20 |  |  | Orthapidics | MHHS-Mem City |  | Defibrillator |  |  | 041-04789 | Mem city | Memorial city - Memorial herman hospital | Orthapidics | MH5300.3 |  |  |  |  | DEFIBRILLATORS |  | DEFIBRILLATOR-Medtronic-Lifepak 20 | DEFIBRILLATOR | Lifepak 20 |  |  |  | Medtronic | Defibrillator |  |  | DEFIBRILLATOR-Medtronic-Lifepak 20 |  |  |  | Covered PM Repair - Biomedical | MHHS-Mem City
NO | YES |  |  |  |  | 041-12471 | Physio-Control, Inc., a division of Medtronic | LIFEPAK 20 |  |  | MEMORIAL CITY - PEDS - NURSERY | MHHS-Mem City |  | Defibrillator |  |  | 041-12471 | West | Memorial Hermann Memorial City Medical Center | MEMORIAL CITY - PEDS - NURSERY | MEMORIAL CITY PEDS |  |  |  |  | DEFIBRILLATORS |  | DEFIBRILLATOR-Medtronic-Lifepak 20 | DEFIBRILLATOR | Lifepak 20 |  |  |  | Medtronic | Defibrillator |  |  | DEFIBRILLATOR-Medtronic-Lifepak 20 |  |  |  | Covered PM Repair - Biomedical | MHHS-Mem City
NO | YES |  |  |  | 041-12462 | 041-12462 | Physio-Control, Inc., a division of Medtronic | LIFEPAK 20 |  |  | Memorial City-Postpartum-Nursery | MHHS-Mem City |  | Defibrillator |  | 041-12462 | 041-12462 | West | MHHS-Mem City | Memorial City-Postpartum-Nursery | Medication room | 3/1/20 |  | 9/1/20 |  | DEFIBRILLATORS |  | DEFIBRILLATOR-Medtronic-Lifepak 20 | DEFIBRILLATOR | Lifepak 20 |  |  |  | Medtronic | Defibrillator |  |  | DEFIBRILLATOR-Medtronic-Lifepak 20 | 6/1/19 |  |  | Covered PM Repair - Biomedical | MHHS-Mem City
NO | YES |  |  |  | 041-04784 | 041-04784 | Physio-Control, Inc., a division of Medtronic | LIFEPAK 20 |  |  | MEMORIAL CITY - RADIOLOGY - INPATIENT | MHHS-Mem City |  | Defibrillator |  | 041-04784 | 041-04784 | West | Memorial city - Memorial herman hospital | MEMORIAL CITY - RADIOLOGY - INPATIENT | Biomed shop |  |  |  |  | DEFIBRILLATORS |  | DEFIBRILLATOR-Medtronic-Lifepak 20 | DEFIBRILLATOR | Lifepak 20 |  |  |  | Medtronic | Defibrillator |  |  | DEFIBRILLATOR-Medtronic-Lifepak 20 |  |  |  | Covered PM Repair - Biomedical | MHHS-Mem City
NO | YES |  |  |  | 133-07885 | 133-07885 | Physio-Control, Inc., a division of Medtronic | LIFEPAK 20 |  |  | OPID-(KY)-Katy-445 (Mp1) | MHHS-OPID |  | Defibrillator |  | 133-07885 | 133-07885 | Katy | MHHS-Others | OPID-(KY)-Katy-445 (Mp1) |  | 2/1/20 | 2/1/21 |  |  | DEFIBRILLATORS | Defibrillator | DEFIBRILLATOR-Medtronic-Lifepak 20 | DEFIBRILLATOR | Lifepak 20 |  |  |  | Medtronic | Defibrillator |  |  | DEFIBRILLATOR-Medtronic-Lifepak 20 |  |  | D-SA | Covered PM Repair - Biomedical | MHHS-OPID | [8 empty] | DEFIBRILLATOR | Defibrillator | Medtronic
NO | YES |  |  |  | 069-43096 | 069-43096 | Physio-Control, Inc., a division of Medtronic | LIFEPAK 20 |  |  | OPID - (TMC) - MH IMAGING CENTER - 417 | MHHS-OPID |  | Defibrillator |  | 069-43096 | 069-43096 | TMC |  | OPID - (TMC) - MH IMAGING CENTER - 417 | [5 empty] | DEFIBRILLATORS |  | DEFIBRILLATOR-Medtronic-Lifepak 20 | DEFIBRILLATOR | Lifepak 20 |  |  |  | Medtronic | Defibrillator |  |  | DEFIBRILLATOR-Medtronic-Lifepak 20 |  |  |  | Covered PM Repair - Biomedical | MHHS-OPID
NO | YES |  |  |  | 005-11508 | 005-11508 | Physio-Control, Inc., a division of Medtronic | LIFEPAK 20 |  |  | SE-Cath Lab | MHHS-Southeast |  | Defibrillator |  | 005-11508 | 005-11508 | Southeast | MHHS-Southeast | SE-Cath Lab | Hallway | 9/1/19 |  | 11/1/20 |  | DEFIBRILLATORS |  | DEFIBRILLATOR-Medtronic-Lifepak 20 | DEFIBRILLATOR | Lifepak 20 |  |  |  | Medtronic | Defibrillator |  |  | DEFIBRILLATOR-Medtronic-Lifepak 20 |  |  |  | Not Covered Vendor Only - Biomedical | MHHS-Southeast
NO | YES |  |  |  | 005-12988 | 005-12988 | Physio-Control, Inc., a division of Medtronic | LIFEPAK 20 |  |  | SE-Cath Lab | MHHS-Southeast |  | Defibrillator |  | 005-12988 | 005-12988 | Southeast | MHHS-Southeast | SE-Cath Lab | Isolation room 11 | 9/1/19 |  | 9/1/20 |  | DEFIBRILLATORS |  | DEFIBRILLATOR-Medtronic-Lifepak 20 | DEFIBRILLATOR | Lifepak 20 |  |  |  | Medtronic | Defibrillator |  |  | DEFIBRILLATOR-Medtronic-Lifepak 20 |  |  |  | Covered PM Repair - Biomedical | MHHS-Southeast
NO | YES |  |  |  | 005-03437 | 005-03437 | Physio-Control, Inc., a division of Medtronic | LIFEPAK 20 |  |  | Radiology ER | MHHS-Southeast |  | Defibrillator |  | 005-03437 | 005-03437 | Southeast | Memorial Hermann Southeast Hospital | Radiology ER | ER dept CT room |  |  |  |  | DEFIBRILLATORS |  | DEFIBRILLATOR-Medtronic-Lifepak 20 | DEFIBRILLATOR | Lifepak 20 |  |  |  | Medtronic | Defibrillator |  |  | DEFIBRILLATOR-Medtronic-Lifepak 20 |  |  |  | Not Covered Vendor Only - Biomedical | MHHS-Southeast
NO | YES |  |  |  | 005-12210 | 005-12210 | Physio-Control, Inc., a division of Medtronic | LIFEPAK 20 |  |  | SE-Emergency Center | MHHS-Southeast |  | Defibrillator |  | 005-12210 | 005-12210 | Southeast | MHHS-Southeast | SE-Emergency Center | Major Room 5 | 9/1/19 |  | 9/1/20 |  | DEFIBRILLATORS |  | DEFIBRILLATOR-Medtronic-Lifepak 20 | DEFIBRILLATOR | Lifepak 20 |  |  |  | Medtronic | Defibrillator |  |  | DEFIBRILLATOR-Medtronic-Lifepak 20 | 1/8/20 |  |  | Not Covered Vendor Only - Biomedical | MHHS-Southeast
NO | YES |  |  |  | 005-03435 | 005-03435 | Physio-Control, Inc., a division of Medtronic | LIFEPAK 20 |  |  | SE-Emergency Center | MHHS-Southeast |  | Defibrillator |  | 005-03435 | 005-03435 | Southeast | MHHS-Southeast | SE-Emergency Center | Hallway | 2/1/20 |  | 8/1/20 |  | DEFIBRILLATORS |  | DEFIBRILLATOR-Medtronic-Lifepak 20 | DEFIBRILLATOR | Lifepak 20 |  |  |  | Medtronic | Defibrillator |  |  | DEFIBRILLATOR-Medtronic-Lifepak 20 | 6/16/15 |  |  | Covered PM Repair - Biomedical | MHHS-Southeast
NO | YES |  |  |  | 005-03490 | 005-03490 | Physio-Control, Inc., a division of Medtronic | LIFEPAK 20 |  |  | SE-OR | MHHS-Southeast |  | Defibrillator |  | 005-03490 | 005-03490 | Southeast | MHHS-Southeast | SE-OR | OR corridor |  |  |  |  | DEFIBRILLATORS |  | DEFIBRILLATOR-Medtronic-Lifepak 20 | DEFIBRILLATOR | Lifepak 20 |  |  |  | Medtronic | Defibrillator |  |  | DEFIBRILLATOR-Medtronic-Lifepak 20 | 3/1/17 |  |  | Covered PM Repair - Biomedical | MHHS-Southeast
NO | YES |  |  |  | 005-06863 | 005-06863 | Physio-Control, Inc., a division of Medtronic | LIFEPAK 20 |  |  | SE-Cath Lab | MHHS-Southeast |  | Defibrillator |  | 005-06863 | 005-06863 | Southeast | MHHS-Southeast | SE-Cath Lab | Cath Lab | 8/1/19 |  | 8/1/20 |  | DEFIBRILLATORS |  | DEFIBRILLATOR-Medtronic-Lifepak 20 | DEFIBRILLATOR | Lifepak 20 |  |  |  | Medtronic | Defibrillator |  |  | DEFIBRILLATOR-Medtronic-Lifepak 20 | 4/1/17 |  |  | Covered PM Repair - Biomedical | MHHS-Southeast
NO | YES |  |  |  | 005-11904 | 005-11904 | Physio-Control, Inc., a division of Medtronic | LIFEPAK 20 |  |  | SE - EMERGENCY CENTER | MHHS-Southeast |  | Defibrillator |  | 005-11904 | 005-11904 | Southeast | Memorial Hermann-Southeast Hosptal | SE - EMERGENCY CENTER | W1 306 Major RM 6 | 9/1/19 |  |  |  | DEFIBRILLATORS |  | DEFIBRILLATOR-Medtronic-Lifepak 20 | DEFIBRILLATOR | Lifepak 20 |  |  |  | Medtronic | Defibrillator |  |  | DEFIBRILLATOR-Medtronic-Lifepak 20 |  |  |  | Covered PM Repair - Biomedical | MHHS-Southeast
NO | YES |  |  |  | 005-03434 | 005-03434 | Physio-Control, Inc., a division of Medtronic | LIFEPAK 20 |  |  | SE-Unit 4B (Women'S Services) | MHHS-Southeast |  | Defibrillator |  | 005-03434 | 005-03434 | Southeast | MHHS-Southeast | SE-Unit 4B (Women'S Services) | Nurse station | 8/1/19 |  | 8/1/20 |  | DEFIBRILLATORS |  | DEFIBRILLATOR-Medtronic-Lifepak 20 | DEFIBRILLATOR | Lifepak 20 |  |  |  | Medtronic | Defibrillator |  |  | DEFIBRILLATOR-Medtronic-Lifepak 20 | 6/11/19 |  |  | Covered PM Repair - Biomedical | MHHS-Southeast
NO | YES |  |  |  | 005-04838 | 005-04838 | Physio-Control, Inc., a division of Medtronic | LIFEPAK 20 |  |  | SE-OR | MHHS-Southeast |  | Defibrillator |  | 005-04838 | 005-04838 | Southeast | MHHS-Southeast | SE-OR | Storage | 9/1/19 |  | 9/1/20 |  | DEFIBRILLATORS |  | DEFIBRILLATOR-Medtronic-Lifepak 20 | DEFIBRILLATOR | Lifepak 20 |  |  |  | Medtronic | Defibrillator |  |  | DEFIBRILLATOR-Medtronic-Lifepak 20 | 6/10/17 |  |  | Covered PM Repair - Biomedical | MHHS-Southeast
NO | YES |  |  |  | 005-11903 | 005-11903 | Physio-Control, Inc., a division of Medtronic | LIFEPAK 20 |  |  | SE-Esophageal Disease Center | MHHS-Southeast |  | Defibrillator |  | 005-11903 | 005-11903 | Southeast | MHHS-Southeast | SE-Esophageal Disease Center | Nurse station |  |  |  |  | DEFIBRILLATORS |  | DEFIBRILLATOR-Medtronic-Lifepak 20 | DEFIBRILLATOR | Lifepak 20 |  |  |  | Medtronic | Defibrillator |  |  | DEFIBRILLATOR-Medtronic-Lifepak 20 | 6/10/17 |  |  | Covered PM Repair - Biomedical | MHHS-Southeast
NO | YES |  |  |  | 005-04496 | 005-04496 | Physio-Control, Inc., a division of Medtronic | LIFEPAK 20 |  |  | SE-OR | MHHS-Southeast |  | Defibrillator |  | 005-04496 | 005-04496 | Southeast | MHHS-Southeast | SE-OR | Clean supply | 8/1/19 |  |  |  | DEFIBRILLATORS |  | DEFIBRILLATOR-Medtronic-Lifepak 20 | DEFIBRILLATOR | Lifepak 20 |  |  |  | Medtronic | Defibrillator |  |  | DEFIBRILLATOR-Medtronic-Lifepak 20 |  |  |  | Covered PM Repair - Biomedical | MHHS-Southeast
NO | YES |  |  |  | 005-04939 | 005-04939 | Physio-Control, Inc., a division of Medtronic | LIFEPAK 20 |  |  | SE-OR-PACU | MHHS-Southeast |  | Defibrillator |  | 005-04939 | 005-04939 | Southeast | MHHS-Southeast | SE-OR-PACU | Bay 6 | 12/1/19 |  | 12/1/20 |  | DEFIBRILLATORS |  | DEFIBRILLATOR-Medtronic-Lifepak 20 | DEFIBRILLATOR | Lifepak 20 |  |  |  | Medtronic | Defibrillator |  |  | DEFIBRILLATOR-Medtronic-Lifepak 20 |  |  |  | Covered PM Repair - Biomedical | MHHS-Southeast
NO | YES |  |  |  | 005-04506 | 005-04506 | Physio-Control, Inc., a division of Medtronic | LIFEPAK 20 |  |  | SE-OR-Preop | MHHS-Southeast |  | Defibrillator |  | 005-04506 | 005-04506 | Southeast | MHHS-Southeast | SE-OR-Preop | Bay 11 | 9/1/19 |  | 9/1/20 |  | DEFIBRILLATORS |  | DEFIBRILLATOR-Medtronic-Lifepak 20 | DEFIBRILLATOR | Lifepak 20 |  |  |  | Medtronic | Defibrillator |  |  | DEFIBRILLATOR-Medtronic-Lifepak 20 | 11/30/13 |  |  | Covered PM Repair - Biomedical | MHHS-Southeast
NO | YES |  |  |  | 005-03493 | 005-03493 | Physio-Control, Inc., a division of Medtronic | LIFEPAK 20 |  |  | SE-Emergency Center | MHHS-Southeast |  | Defibrillator |  | 005-03493 | 005-03493 | Southeast | MHHS-Southeast | SE-Emergency Center | Major 1 | 9/1/19 |  | 9/1/20 |  | DEFIBRILLATORS |  | DEFIBRILLATOR-Medtronic-Lifepak 20 | DEFIBRILLATOR | Lifepak 20 |  |  |  | Medtronic | Defibrillator |  |  | DEFIBRILLATOR-Medtronic-Lifepak 20 |  |  |  | Covered PM Repair - Biomedical | MHHS-Southeast
NO | YES |  |  |  | 005-04426 | 005-04426 | Physio-Control, Inc., a division of Medtronic | LIFEPAK 20 |  |  | Radiology | MHHS-Southeast |  | Defibrillator |  | 005-04426 | 005-04426 | Southeast | Memorial Hermann Southeast Hospital | Radiology | Radiology out pat. Control rm. |  |  |  |  | DEFIBRILLATORS |  | DEFIBRILLATOR-Medtronic-Lifepak 20 | DEFIBRILLATOR | Lifepak 20 |  |  |  | Medtronic | Defibrillator |  |  | DEFIBRILLATOR-Medtronic-Lifepak 20 |  |  |  | Covered PM Repair - Biomedical | MHHS-Southeast
NO | YES |  |  |  | 005-06298 | 005-06298 | Physio-Control, Inc., a division of Medtronic | LIFEPAK 20 |  |  | SE - RADIOLOGY | MHHS-Southeast |  | Defibrillator |  | 005-06298 | 005-06298 | Southeast | Memorial Hermann Southeast Hospital | SE - RADIOLOGY | CT 4 |  |  |  |  | DEFIBRILLATORS |  | DEFIBRILLATOR-Medtronic-Lifepak 20 | DEFIBRILLATOR | Lifepak 20 |  |  |  | Medtronic | Defibrillator |  |  | DEFIBRILLATOR-Medtronic-Lifepak 20 | 6/21/14 |  |  | Covered PM Repair - Biomedical | MHHS-Southeast
NO | YES |  |  |  | 005-13017 | 005-13017 | Physio-Control, Inc., a division of Medtronic | LIFEPAK 20 |  |  | SE - RADIOLOGY | MHHS-Southeast |  | Defibrillator |  | 005-13017 | 005-13017 | Southeast | Memorial Hermann Southeast Hospital | SE - RADIOLOGY | Hall |  |  |  |  | DEFIBRILLATORS |  | DEFIBRILLATOR-Medtronic-Lifepak 20 | DEFIBRILLATOR | Lifepak 20 |  |  |  | Medtronic | Defibrillator |  |  | DEFIBRILLATOR-Medtronic-Lifepak 20 | 6/21/14 |  |  | Covered PM Repair - Biomedical | MHHS-Southeast
NO | YES |  |  |  | 005-04319 | 005-04319 | Physio-Control, Inc., a division of Medtronic | LIFEPAK 20 |  |  | SE-Unit 2B (Oncology) | MHHS-Southeast |  | Defibrillator |  | 005-04319 | 005-04319 | Southeast | MHHS-Southeast | SE-Unit 2B (Oncology) | Physical therapy | 8/1/19 |  | 8/1/20 |  | DEFIBRILLATORS |  | DEFIBRILLATOR-Medtronic-Lifepak 20 | DEFIBRILLATOR | Lifepak 20 |  |  |  | Medtronic | Defibrillator |  |  | DEFIBRILLATOR-Medtronic-Lifepak 20 | 6/1/14 |  |  | Covered PM Repair - Biomedical | MHHS-Southeast
NO | YES |  |  |  | 005-03491 | 005-03491 | Physio-Control, Inc., a division of Medtronic | LIFEPAK 20 |  |  | SE-CDU (Old) | MHHS-Southeast |  | Defibrillator |  | 005-03491 | 005-03491 | Southeast | MHHS-Southeast | SE-CDU (Old) | SE - CDU | 7/1/19 |  | 7/1/20 |  | DEFIBRILLATORS |  | DEFIBRILLATOR-Medtronic-Lifepak 20 | DEFIBRILLATOR | Lifepak 20 |  |  |  | Medtronic | Defibrillator |  |  | DEFIBRILLATOR-Medtronic-Lifepak 20 | 4/15/15 |  |  | Covered PM Repair - Biomedical | MHHS-Southeast
NO | YES |  |  |  | 013-10640 | 013-10640 | Physio-Control, Inc., a division of Medtronic | LIFEPAK 20 |  |  | SW-Cath Lab | MHHS-Southwest |  | Defibrillator |  | 013-10640 | 013-10640 | Southwest | MHHS-Southwest | SW-Cath Lab | Pod A 10 |  |  |  |  | DEFIBRILLATORS | Defibrillator | DEFIBRILLATOR-Medtronic-Lifepak 20 | DEFIBRILLATOR | Lifepak 20 |  |  |  | Medtronic | Defibrillator |  |  | DEFIBRILLATOR-Medtronic-Lifepak 20 | 11/28/17 |  | D-SA | Not Covered Vendor Only - Lab Ana/Anes | MHHS-Southwest | [8 empty] | DEFIBRILLATOR | Defibrillator | Medtronic
NO | YES | [5 empty] | Physio-Control, Inc., a division of Medtronic | LIFEPAK 20 |  |  | SW-Cath Lab | MHHS-Southwest |  | Defibrillator |  |  |  | Southwest | MHHS-Southwest | SW-Cath Lab | Cath Lab | 8/1/19 |  |  |  | DEFIBRILLATORS | Defibrillator | DEFIBRILLATOR-Medtronic-Lifepak 20 | DEFIBRILLATOR | Lifepak 20 |  |  |  | Medtronic | Defibrillator |  |  | DEFIBRILLATOR-Medtronic-Lifepak 20 | 11/12/19 |  | D-SA | Not Covered Vendor Only - Lab Ana/Anes | MHHS-Southwest | [8 empty] | DEFIBRILLATOR | Defibrillator | Medtronic
NO | YES |  |  |  |  | 013-14162 | Physio-Control, Inc., a division of Medtronic | LIFEPAK 20 |  |  | SW-Endoscopy | MHHS-Southwest |  | Defibrillator |  |  | 013-14162 | Southwest | MHHS-Southwest | SW-Endoscopy | Crash cart |  |  |  |  | DEFIBRILLATORS | Defibrillator | DEFIBRILLATOR-Medtronic-Lifepak 20 | DEFIBRILLATOR | Lifepak 20 |  |  |  | Medtronic | Defibrillator |  |  | DEFIBRILLATOR-Medtronic-Lifepak 20 | 11/13/19 |  | D-SA | Not Covered Vendor Only - Lab Ana/Anes | MHHS-Southwest | [8 empty] | DEFIBRILLATOR | Defibrillator | Medtronic
NO | YES |  |  |  |  | 013-12679 | Physio-Control, Inc., a division of Medtronic | LIFEPAK 20 |  |  | SW-OR | MHHS-Southwest |  | Defibrillator |  |  | 013-12679 | Southwest | MHHS-Southwest | SW-OR | OR | 8/1/19 |  |  |  | DEFIBRILLATORS | Defibrillator | DEFIBRILLATOR-Medtronic-Lifepak 20 | DEFIBRILLATOR | Lifepak 20 |  |  |  | Medtronic | Defibrillator |  |  | DEFIBRILLATOR-Medtronic-Lifepak 20 | 11/13/19 |  | D-SA | Not Covered Vendor Only - Lab Ana/Anes | MHHS-Southwest | [8 empty] | DEFIBRILLATOR | Defibrillator | Medtronic
NO | YES |  |  |  |  | 013-13915 | Physio-Control, Inc., a division of Medtronic | LIFEPAK 20 |  |  | SW-Biomedical Services | MHHS-Southwest |  | Defibrillator |  |  | 013-13915 | Southwest | MHHS-Southwest | SW-Biomedical Services | Biomed |  |  |  | No PM Sticker | DEFIBRILLATORS | Defibrillator | DEFIBRILLATOR-Medtronic-Lifepak 20 | DEFIBRILLATOR | Lifepak 20 |  |  |  | Medtronic | Defibrillator |  |  | DEFIBRILLATOR-Medtronic-Lifepak 20 |  |  | D-SA | Not Covered Vendor Only - Lab Ana/Anes | MHHS-Southwest | [8 empty] | DEFIBRILLATOR | Defibrillator | Medtronic
NO | YES | [5 empty] | Physio-Control, Inc., a division of Medtronic | LIFEPAK 20 |  |  | SW-Rehab | MHHS-Southwest |  | Defibrillator |  |  |  | Southwest | MHHS-Southwest | SW-Rehab | A Wing oxy storage | 11/1/19 |  | 11/1/20 |  | DEFIBRILLATORS | Defibrillator | DEFIBRILLATOR-Medtronic-Lifepak 20 | DEFIBRILLATOR | Lifepak 20 |  |  |  | Medtronic | Defibrillator |  |  | DEFIBRILLATOR-Medtronic-Lifepak 20 |  |  | D-SA | Not Covered Vendor Only - Lab Ana/Anes | MHHS-Southwest | [8 empty] | DEFIBRILLATOR | Defibrillator | Medtronic
NO | YES | [5 empty] | Physio-Control, Inc., a division of Medtronic | LIFEPAK 20 |  |  | SW-HVI-Noninvasive Cardiology | MHHS-Southwest |  | Defibrillator |  |  |  | Southwest | MHHS-Southwest | SW-HVI-Noninvasive Cardiology | Crash cart | 10/1/19 |  | 10/1/20 |  | DEFIBRILLATORS | Defibrillator | DEFIBRILLATOR-Medtronic-Lifepak 20 | DEFIBRILLATOR | Lifepak 20 |  |  |  | Medtronic | Defibrillator |  |  | DEFIBRILLATOR-Medtronic-Lifepak 20 |  |  | D-SA | Not Covered Vendor Only - Lab Ana/Anes | MHHS-Southwest | [8 empty] | DEFIBRILLATOR | Defibrillator | Medtronic
NO | YES |  |  |  | 013-12678 | 013-12678 | Physio-Control, Inc., a division of Medtronic | LIFEPAK 20 |  |  | SW-ER | MHHS-Southwest |  | Defibrillator |  | 013-12678 | 013-12678 | Southwest | MHHS-Southwest | SW-ER | Room 11 |  |  |  | Missing front door | DEFIBRILLATORS | Defibrillator | DEFIBRILLATOR-Medtronic-Lifepak 20 | DEFIBRILLATOR | Lifepak 20 |  |  |  | Medtronic | Defibrillator |  |  | DEFIBRILLATOR-Medtronic-Lifepak 20 |  |  | D-SA | Not Covered Vendor Only - Lab Ana/Anes | MHHS-Southwest | [8 empty] | DEFIBRILLATOR | Defibrillator | Medtronic
NO | YES |  |  |  | 013-12671 | 013-12671 | Physio-Control, Inc., a division of Medtronic | LIFEPAK 20 |  |  | SW-HVI-CV ICU | MHHS-Southwest |  | Defibrillator |  | 013-12671 | 013-12671 | Southwest | MHHS-Southwest | SW-HVI-CV ICU | L |  |  |  |  | DEFIBRILLATORS | Defibrillator | DEFIBRILLATOR-Medtronic-Lifepak 20 | DEFIBRILLATOR | Lifepak 20 |  |  |  | Medtronic | Defibrillator |  |  | DEFIBRILLATOR-Medtronic-Lifepak 20 |  |  | D-SA | Not Covered Vendor Only - Lab Ana/Anes | MHHS-Southwest | [8 empty] | DEFIBRILLATOR | Defibrillator | Medtronic
NO | YES |  |  |  |  | 013-12682 | Physio-Control, Inc., a division of Medtronic | LIFEPAK 20 |  |  | SW-Biomedical Services | MHHS-Southwest |  | Defibrillator |  |  | 013-12682 | Southwest | MHHS-Southwest | SW-Biomedical Services | Biomed |  |  |  | No PM Sticker | DEFIBRILLATORS | Defibrillator | DEFIBRILLATOR-Medtronic-Lifepak 20 | DEFIBRILLATOR | Lifepak 20 |  |  |  | Medtronic | Defibrillator |  |  | DEFIBRILLATOR-Medtronic-Lifepak 20 | 7/11/17 |  | D-SA | Not Covered Vendor Only - Lab Ana/Anes | MHHS-Southwest | [8 empty] | DEFIBRILLATOR | Defibrillator | Medtronic
NO | YES |  |  |  | 013-13911 | 013-13911 | Physio-Control, Inc., a division of Medtronic | LIFEPAK 20 |  |  | SW-HVI-OR | MHHS-Southwest |  | Defibrillator |  | 013-13911 | 013-13911 | Southwest | MHHS-Southwest | SW-HVI-OR | SW-HVI-OR | 8/1/19 |  | 8/1/20 |  | DEFIBRILLATORS | Defibrillator | DEFIBRILLATOR-Medtronic-Lifepak 20 | DEFIBRILLATOR | Lifepak 20 |  |  |  | Medtronic | Defibrillator |  |  | DEFIBRILLATOR-Medtronic-Lifepak 20 |  |  | D-SA | Covered PM Repair - Biomedical | MHHS-Southwest | [8 empty] | DEFIBRILLATOR | Defibrillator | Medtronic
NO | YES | [5 empty] | Physio-Control, Inc., a division of Medtronic | LIFEPAK 20 |  |  | SW-HVI-OR | MHHS-Southwest |  | Defibrillator |  |  |  | Southwest | MHHS-Southwest | SW-HVI-OR | Hvi or 2 | 8/1/19 |  | 8/1/20 |  | DEFIBRILLATORS | Defibrillator | DEFIBRILLATOR-Medtronic-Lifepak 20 | DEFIBRILLATOR | Lifepak 20 |  |  |  | Medtronic | Defibrillator |  |  | DEFIBRILLATOR-Medtronic-Lifepak 20 |  |  | D-SA | Covered PM Repair - Biomedical | MHHS-Southwest | [8 empty] | DEFIBRILLATOR | Defibrillator | Medtronic
NO | YES |  |  |  |  | 013-12686 | Physio-Control, Inc., a division of Medtronic | LIFEPAK 20 |  |  | SW-HVI-OR | MHHS-Southwest |  | Defibrillator |  |  | 013-12686 | Southwest | MHHS-Southwest | SW-HVI-OR | SW-HVI-OR | 8/1/19 |  | 8/1/20 |  | DEFIBRILLATORS | Defibrillator | DEFIBRILLATOR-Medtronic-Lifepak 20 | DEFIBRILLATOR | Lifepak 20 |  |  |  | Medtronic | Defibrillator |  |  | DEFIBRILLATOR-Medtronic-Lifepak 20 | 11/2/18 |  | D-SA | Not Covered Vendor Only - Biomedical | MHHS-Southwest | [8 empty] | DEFIBRILLATOR | Defibrillator | Medtronic
NO | YES |  |  |  |  | 013-12667 | Physio-Control, Inc., a division of Medtronic | LIFEPAK 20 |  |  | SW-HVI-OR | MHHS-Southwest |  | Defibrillator |  |  | 013-12667 | Southwest | MHHS-Southwest | SW-HVI-OR | SW-HVI-OR | 8/1/19 |  | 8/1/20 |  | DEFIBRILLATORS | Defibrillator | DEFIBRILLATOR-Medtronic-Lifepak 20 | DEFIBRILLATOR | Lifepak 20 |  |  |  | Medtronic | Defibrillator |  |  | DEFIBRILLATOR-Medtronic-Lifepak 20 | 5/18/17 |  | D-SA | Covered PM Repair - Biomedical | MHHS-Southwest | [8 empty] | DEFIBRILLATOR | Defibrillator | Medtronic
NO | YES | [5 empty] | Physio-Control, Inc., a division of Medtronic | LIFEPAK 20 |  |  | SW-ICU | MHHS-Southwest |  | Defibrillator |  |  |  | Southwest | MHHS-Southwest | SW-ICU | A Wing oxygen storage | 7/1/19 |  | 7/1/20 |  | DEFIBRILLATORS | Defibrillator | DEFIBRILLATOR-Medtronic-Lifepak 20 | DEFIBRILLATOR | Lifepak 20 |  |  |  | Medtronic | Defibrillator |  |  | DEFIBRILLATOR-Medtronic-Lifepak 20 | 8/15/16 |  | D-SA | Covered PM Repair - Biomedical | MHHS-Southwest | [8 empty] | DEFIBRILLATOR | Defibrillator | Medtronic
NO | YES |  |  |  | 013-11823 | 013-11823 | Physio-Control, Inc., a division of Medtronic | LIFEPAK 20 |  |  | SW-ER | MHHS-Southwest |  | Defibrillator |  | 013-11823 | 013-11823 | Southwest | MHHS-Southwest | SW-ER | Trauma 5 |  |  |  |  | DEFIBRILLATORS | Defibrillator | DEFIBRILLATOR-Medtronic-Lifepak 20 | DEFIBRILLATOR | Lifepak 20 |  |  |  | Medtronic | Defibrillator |  |  | DEFIBRILLATOR-Medtronic-Lifepak 20 |  |  | D-SA | Covered PM Repair - Biomedical | MHHS-Southwest | [8 empty] | DEFIBRILLATOR | Defibrillator | Medtronic
NO | YES | [5 empty] | Physio-Control, Inc., a division of Medtronic | LIFEPAK 20 |  |  | SW-HVI-CV ICU | MHHS-Southwest |  | Defibrillator |  |  |  | Southwest | MHHS-Southwest | SW-HVI-CV ICU | CVIMU | 9/1/19 |  |  |  | DEFIBRILLATORS | Defibrillator | DEFIBRILLATOR-Medtronic-Lifepak 20 | DEFIBRILLATOR | Lifepak 20 |  |  |  | Medtronic | Defibrillator |  |  | DEFIBRILLATOR-Medtronic-Lifepak 20 | 10/1/19 |  | D-SA | Covered PM Repair - Biomedical | MHHS-Southwest | [8 empty] | DEFIBRILLATOR | Defibrillator | Medtronic
NO | YES |  |  |  |  | 013-12685 | Physio-Control, Inc., a division of Medtronic | LIFEPAK 20 |  |  | SW-Infusion Suite | MHHS-Southwest |  | Defibrillator |  |  | 013-12685 | Southwest | MHHS-Southwest | SW-Infusion Suite | Traum 2/ Pod A Room 10 |  |  |  |  | DEFIBRILLATORS | Defibrillator | DEFIBRILLATOR-Medtronic-Lifepak 20 | DEFIBRILLATOR | Lifepak 20 |  |  |  | Medtronic | Defibrillator |  |  | DEFIBRILLATOR-Medtronic-Lifepak 20 |  |  | D-SA | Covered PM Repair - Biomedical | MHHS-Southwest | [8 empty] | DEFIBRILLATOR | Defibrillator | Medtronic
NO | YES |  |  |  | 013-12875 | 013-12875 | Physio-Control, Inc., a division of Medtronic | LIFEPAK 20 |  |  | SW-OR | MHHS-Southwest |  | Defibrillator |  | 013-12875 | 013-12875 | Southwest | MHHS-Southwest | SW-OR | Endo 1 | 3/1/20 |  | 9/1/20 |  | DEFIBRILLATORS | Defibrillator | DEFIBRILLATOR-Medtronic-Lifepak 20 | DEFIBRILLATOR | Lifepak 20 |  |  |  | Medtronic | Defibrillator |  |  | DEFIBRILLATOR-Medtronic-Lifepak 20 | 5/1/14 |  | D-SA | Covered PM Repair - Biomedical | MHHS-Southwest | [8 empty] | DEFIBRILLATOR | Defibrillator | Medtronic
NO | YES |  |  |  |  | 013-14173 | Physio-Control, Inc., a division of Medtronic | LIFEPAK 20 |  |  | SW-Peds | MHHS-Southwest |  | Defibrillator |  |  | 013-14173 | Southwest | MHHS-Southwest | SW-Peds | Pod-C Nurses Station |  |  |  |  | DEFIBRILLATORS | Defibrillator | DEFIBRILLATOR-Medtronic-Lifepak 20 | DEFIBRILLATOR | Lifepak 20 |  |  |  | Medtronic | Defibrillator |  |  | DEFIBRILLATOR-Medtronic-Lifepak 20 | 7/1/14 |  | D-SA | Covered PM Repair - Radiology, High End | MHHS-Southwest | [8 empty] | DEFIBRILLATOR | Defibrillator | Medtronic
NO | YES | [5 empty] | Physio-Control, Inc., a division of Medtronic | LIFEPAK 20 |  |  | Floor 1 | MHHS-Southwest |  | Defibrillator |  |  |  | Southwest | Memorial Hermann Southwest Hospital | Floor 1 | Floor 1 | 8/1/19 |  |  |  | DEFIBRILLATORS | Defibrillator | DEFIBRILLATOR-Medtronic-Lifepak 20 | DEFIBRILLATOR | Lifepak 20 |  |  |  | Medtronic | Defibrillator |  |  | DEFIBRILLATOR-Medtronic-Lifepak 20 |  |  | D-SA | Covered PM Repair - Biomedical | MHHS-Southwest | [8 empty] | DEFIBRILLATOR | Defibrillator | Medtronic
NO | YES |  |  |  |  | 013-12659 | Physio-Control, Inc., a division of Medtronic | LIFEPAK 20 |  |  | SW-Prof Bldg 1-Same Day Surgery | MHHS-Southwest |  | Defibrillator |  |  | 013-12659 | Southwest | MHHS-Southwest | SW-Prof Bldg 1-Same Day Surgery | Crash cart | 8/1/19 |  | 8/1/20 |  | DEFIBRILLATORS | Defibrillator | DEFIBRILLATOR-Medtronic-Lifepak 20 | DEFIBRILLATOR | Lifepak 20 |  |  |  | Medtronic | Defibrillator |  |  | DEFIBRILLATOR-Medtronic-Lifepak 20 | 5/5/16 |  | D-SA | Covered PM Repair - Biomedical | MHHS-Southwest | [8 empty] | DEFIBRILLATOR | Defibrillator | Medtronic
NO | YES |  |  |  |  | 013-12683 | Physio-Control, Inc., a division of Medtronic | LIFEPAK 20 |  |  | SW-HVI-OR | MHHS-Southwest |  | Defibrillator |  |  | 013-12683 | Southwest | MHHS-Southwest | SW-HVI-OR | SW - HVI - OR | 8/1/19 |  | 8/1/20 |  | DEFIBRILLATORS | Defibrillator | DEFIBRILLATOR-Medtronic-Lifepak 20 | DEFIBRILLATOR | Lifepak 20 |  |  |  | Medtronic | Defibrillator |  |  | DEFIBRILLATOR-Medtronic-Lifepak 20 | 11/14/17 |  | D-SA | Covered PM Repair - Biomedical | MHHS-Southwest | [8 empty] | DEFIBRILLATOR | Defibrillator | Medtronic
NO | YES | [5 empty] | Physio-Control, Inc., a division of Medtronic | LIFEPAK 20 |  |  | SW-Telemetry | MHHS-Southwest |  | Defibrillator |  |  |  | Southwest | MHHS-Southwest | SW-Telemetry | Oxygen | 7/1/19 |  | 7/1/20 |  | DEFIBRILLATORS | Defibrillator | DEFIBRILLATOR-Medtronic-Lifepak 20 | DEFIBRILLATOR | Lifepak 20 |  |  |  | Medtronic | Defibrillator |  |  | DEFIBRILLATOR-Medtronic-Lifepak 20 | 11/14/17 |  | D-SA | Covered PM Repair - Biomedical | MHHS-Southwest | [8 empty] | DEFIBRILLATOR | Defibrillator | Medtronic
NO | YES |  |  |  |  | 013-12673 | Physio-Control, Inc., a division of Medtronic | LIFEPAK 20 |  |  | SW - RADIOLOGY | MHHS-Southwest |  | Defibrillator |  |  | 013-12673 | Southwest |  | SW - RADIOLOGY | CT 3 |  |  |  |  | DEFIBRILLATORS |  | DEFIBRILLATOR-Medtronic-Lifepak 20 | DEFIBRILLATOR | Lifepak 20 |  |  |  | Medtronic | Defibrillator |  |  | DEFIBRILLATOR-Medtronic-Lifepak 20 |  |  |  | Covered PM Repair - Biomedical | MHHS-Southwest
NO | YES | [5 empty] | Physio-Control, Inc., a division of Medtronic | LIFEPAK 20 |  |  | SW-Sleep Lab | MHHS-Southwest |  | Defibrillator |  |  |  | Southwest | MHHS-Southwest | SW-Sleep Lab | Sleep lab crash cart | 9/1/19 |  | 9/1/20 |  | DEFIBRILLATORS | Defibrillator | DEFIBRILLATOR-Medtronic-Lifepak 20 | DEFIBRILLATOR | Lifepak 20 |  |  |  | Medtronic | Defibrillator |  |  | DEFIBRILLATOR-Medtronic-Lifepak 20 |  |  | D-SA | Covered PM Repair - Radiology, Low End | MHHS-Southwest | [8 empty] | DEFIBRILLATOR | Defibrillator | Medtronic
NO | YES |  |  |  | 069-27020 | 069-27020 | Physio-Control, Inc., a division of Medtronic | LIFEPAK 20 |  |  | TMC - Biomed Shop | MHHS-SMR |  | Defibrillator |  | 069-27020 | 069-27020 | TMC | Memorial Hermann-Texas Medical Center | TMC - Biomed Shop | Biomed Shop | 3/1/20 |  | 3/1/21 | Repair tagged: replace battery | DEFIBRILLATORS | Defibrillator | DEFIBRILLATOR-Medtronic-Lifepak 20 | DEFIBRILLATOR | Lifepak 20 |  |  |  | Medtronic | Defibrillator |  |  | DEFIBRILLATOR-Medtronic-Lifepak 20 |  |  | D-SA | Covered PM Repair - Biomedical | MHHS-SMR | [8 empty] | DEFIBRILLATOR | Defibrillator | Medtronic
NO | YES |  |  |  |  | 241-01935 | Physio-Control, Inc., a division of Medtronic | LIFEPAK 20 |  |  | TIRR-PCU 4 | MHHS-TIRR |  | Defibrillator |  |  | 241-01935 | TMC | MHHS-Others | TIRR-PCU 4 | Nurses Station | 7/1/19 |  | 6/1/20 |  | DEFIBRILLATORS | Defibrillator | DEFIBRILLATOR-Medtronic-Lifepak 20 | DEFIBRILLATOR | Lifepak 20 |  |  |  | Medtronic | Defibrillator |  |  | DEFIBRILLATOR-Medtronic-Lifepak 20 | 11/1/15 |  | D-SA | Covered PM Repair - Biomedical | MHHS-TIRR | [8 empty] | DEFIBRILLATOR | Defibrillator | Medtronic
NO | YES |  |  |  | 241-01934 | 241-01934 | Physio-Control, Inc., a division of Medtronic | LIFEPAK 20 |  |  | TIRR - 2C | MHHS-TIRR |  | Defibrillator |  | 241-01934 | 241-01934 | TMC | TIRR Memorial Hermann | TIRR - 2C | Nurses Station | 6/1/19 |  | 6/1/20 |  | DEFIBRILLATORS | Defibrillator | DEFIBRILLATOR-Medtronic-Lifepak 20 | DEFIBRILLATOR | Lifepak 20 |  |  |  | Medtronic | Defibrillator |  |  | DEFIBRILLATOR-Medtronic-Lifepak 20 |  |  | D-SA | Covered PM Repair - Biomedical | MHHS-TIRR | [8 empty] | DEFIBRILLATOR | Defibrillator | Medtronic
NO | YES |  |  |  | 241-01933 | 241-01933 | Physio-Control, Inc., a division of Medtronic | LIFEPAK 20 |  |  | TIRR-PCU 3C | MHHS-TIRR |  | Defibrillator |  | 241-01933 | 241-01933 | TMC | MHHS-Others | TIRR-PCU 3C | TIRR - PCU 3C | 6/1/19 |  | 6/1/20 |  | DEFIBRILLATORS | Defibrillator | DEFIBRILLATOR-Medtronic-Lifepak 20 | DEFIBRILLATOR | Lifepak 20 |  |  |  | Medtronic | Defibrillator |  |  | DEFIBRILLATOR-Medtronic-Lifepak 20 |  |  | D-SA | Covered PM Repair - Radiology, Low End | MHHS-TIRR | [8 empty] | DEFIBRILLATOR | Defibrillator | Medtronic
NO | YES |  |  |  |  | 241-01932 | Physio-Control, Inc., a division of Medtronic | LIFEPAK 20 |  |  | TIRR-PCU 5 | MHHS-TIRR |  | Defibrillator |  |  | 241-01932 | TMC | MHHS-Others | TIRR-PCU 5 | Nurses Station | 6/1/19 |  | 6/1/20 |  | DEFIBRILLATORS | Defibrillator | DEFIBRILLATOR-Medtronic-Lifepak 20 | DEFIBRILLATOR | Lifepak 20 |  |  |  | Medtronic | Defibrillator |  |  | DEFIBRILLATOR-Medtronic-Lifepak 20 | 2/18/16 |  | D-SA | Covered PM Repair - Radiology, Low End | MHHS-TIRR | [8 empty] | DEFIBRILLATOR | Defibrillator | Medtronic
NO | YES |  |  |  |  | 241-00953 | Physio-Control, Inc., a division of Medtronic | LIFEPAK 20 |  |  | TIRR-PCU 6 | MHHS-TIRR |  | Defibrillator |  |  | 241-00953 | TMC | MHHS-Others | TIRR-PCU 6 | Nurses Station | 6/1/19 |  | 6/1/20 |  | DEFIBRILLATORS | Defibrillator | DEFIBRILLATOR-Medtronic-Lifepak 20 | DEFIBRILLATOR | Lifepak 20 |  |  |  | Medtronic | Defibrillator |  |  | DEFIBRILLATOR-Medtronic-Lifepak 20 |  |  | D-SA | Covered PM Repair - Radiology, Low End | MHHS-TIRR | [8 empty] | DEFIBRILLATOR | Defibrillator | Medtronic
NO | YES |  |  |  | 069-27285 | 069-27285 | Physio-Control, Inc., a division of Medtronic | LIFEPAK 20 |  |  | ICU | MHHS-TMC |  | Defibrillator |  | 069-27285 | 069-27285 | TMC | Memorial Hermann-Texas Medical Center | ICU | Suite 519 | 2/1/19 |  |  |  | DEFIBRILLATORS | Defibrillator | DEFIBRILLATOR-Medtronic-Lifepak 20 | DEFIBRILLATOR | Lifepak 20 |  |  |  | Medtronic | Defibrillator |  |  | DEFIBRILLATOR-Medtronic-Lifepak 20 | 5/19/17 |  | D-SA | Covered PM Repair - Biomedical | MHHS-TMC | [8 empty] | DEFIBRILLATOR | Defibrillator | Medtronic
NO | YES |  |  |  | 074-03050 | 074-03050 | Physio-Control, Inc., a division of Medtronic | LIFEPAK 20 |  |  | TMC-Cath Lab-Adult (2Hvi) | MHHS-TMC |  | Defibrillator |  | 074-03050 | 074-03050 | TMC | MHHS-TMC | TMC-Cath Lab-Adult (2Hvi) | TMC - CATH LAB - ADULT (2HVI) | 2/1/19 |  | 8/1/20 |  | DEFIBRILLATORS | Defibrillator | DEFIBRILLATOR-Medtronic-Lifepak 20 | DEFIBRILLATOR | Lifepak 20 |  |  |  | Medtronic | Defibrillator |  |  | DEFIBRILLATOR-Medtronic-Lifepak 20 | 5/19/17 |  | D-SA | Covered PM Repair - Biomedical | MHHS-TMC | [8 empty] | DEFIBRILLATOR | Defibrillator | Medtronic
NO | YES |  |  |  | 074-04690 | 074-04690 | Physio-Control, Inc., a division of Medtronic | LIFEPAK 20 |  |  | TMC-Jones-Neuro Acute Care (5J) | MHHS-TMC |  | Defibrillator |  | 074-04690 | 074-04690 | TMC | MHHS-TMC | TMC-Jones-Neuro Acute Care (5J) | Nurses Station | 2/1/20 |  | 2/1/21 |  | DEFIBRILLATORS | Defibrillator | DEFIBRILLATOR-Medtronic-Lifepak 20 | DEFIBRILLATOR | Lifepak 20 |  |  |  | Medtronic | Defibrillator |  |  | DEFIBRILLATOR-Medtronic-Lifepak 20 | 5/19/17 |  | D-SA | Covered PM Repair - Biomedical | MHHS-TMC | [8 empty] | DEFIBRILLATOR | Defibrillator | Medtronic
NO | YES |  |  |  | 074-00006 | 074-00006 | Physio-Control, Inc., a division of Medtronic | LIFEPAK 20 |  |  | TMC-Children's-CCN (10Hp) | MHHS-TMC |  | Defibrillator |  | 074-00006 | 074-00006 | TMC | MHHS-TMC | TMC-Children's-CCN (10Hp) |  | 2/8/19 |  |  |  | DEFIBRILLATORS |  | DEFIBRILLATOR-Medtronic-Lifepak 20 | DEFIBRILLATOR | Lifepak 20 |  |  |  | Medtronic | Defibrillator |  |  | DEFIBRILLATOR-Medtronic-Lifepak 20 | 5/19/17 | Verified 3/29/2020 11:26:am (Central) |  | Covered PM Repair - Biomedical | MHHS-TMC
NO | YES |  |  |  |  | 077-06424 | Physio-Control, Inc., a division of Medtronic | LIFEPAK 20 |  |  | TMC - Biomed Shop | MHHS-TMC |  | Defibrillator |  |  | 077-06424 | TMC | Memorial Hermann-Texas Medical Center | TMC - Biomed Shop | Biomed Shop | 2/1/19 |  |  | No PM Sticker - Damaged sticker in front | DEFIBRILLATORS | Defibrillator | DEFIBRILLATOR-Medtronic-Lifepak 20 | DEFIBRILLATOR | Lifepak 20 |  |  |  | Medtronic | Defibrillator |  |  | DEFIBRILLATOR-Medtronic-Lifepak 20 | 5/19/17 |  | D-SA | Covered PM Repair - Biomedical | MHHS-TMC | [8 empty] | DEFIBRILLATOR | Defibrillator | Medtronic
NO | YES |  |  |  | 077-06428 | 077-06428 | Physio-Control, Inc., a division of Medtronic | LIFEPAK 20 |  |  | TMC-Children's-CCN (10Hp) | MHHS-TMC |  | Defibrillator |  | 077-06428 | 077-06428 | TMC | MHHS-TMC | TMC-Children's-CCN (10Hp) |  | 2/8/19 |  |  |  | DEFIBRILLATORS |  | DEFIBRILLATOR-Medtronic-Lifepak 20 | DEFIBRILLATOR | Lifepak 20 |  |  |  | Medtronic | Defibrillator |  |  | DEFIBRILLATOR-Medtronic-Lifepak 20 | 5/19/17 | Verified 3/29/2020 11:26:am (Central) |  | Covered PM Repair - Biomedical | MHHS-TMC
NO | YES |  |  |  | 077-06590 | 077-06590 | Physio-Control, Inc., a division of Medtronic | LIFEPAK 20 |  |  | TMC-Children's-CCN (10Hp) | MHHS-TMC |  | Defibrillator |  | 077-06590 | 077-06590 | TMC | MHHS-TMC | TMC-Children's-CCN (10Hp) |  | 2/7/19 |  |  |  | DEFIBRILLATORS |  | DEFIBRILLATOR-Medtronic-Lifepak 20 | DEFIBRILLATOR | Lifepak 20 |  |  |  | Medtronic | Defibrillator |  |  | DEFIBRILLATOR-Medtronic-Lifepak 20 | 5/20/17 | Verified 3/29/2020 11:26:am (Central) |  | Covered PM Repair - Biomedical | MHHS-TMC
NO | YES |  |  |  | 077-06591 | 077-06591 | Physio-Control, Inc., a division of Medtronic | LIFEPAK 20 |  |  | TMC-Children's-CCN (10Hp) | MHHS-TMC |  | Defibrillator |  | 077-06591 | 077-06591 | TMC | MHHS-TMC | TMC-Children's-CCN (10Hp) |  | 2/8/19 |  |  |  | DEFIBRILLATORS |  | DEFIBRILLATOR-Medtronic-Lifepak 20 | DEFIBRILLATOR | Lifepak 20 |  |  |  | Medtronic | Defibrillator |  |  | DEFIBRILLATOR-Medtronic-Lifepak 20 | 5/19/17 | Verified 3/29/2020 11:26:am (Central) |  | Covered PM Repair - Biomedical | MHHS-TMC
NO | YES |  |  |  | 077-06436 | 077-06436 | Physio-Control, Inc., a division of Medtronic | LIFEPAK 20 |  |  | TMC-Children's-CSC (9Hp) | MHHS-TMC |  | Defibrillator |  | 077-06436 | 077-06436 | TMC | MHHS-TMC | TMC-Children's-CSC (9Hp) |  | 2/4/19 |  |  |  | DEFIBRILLATORS |  | DEFIBRILLATOR-Medtronic-Lifepak 20 | DEFIBRILLATOR | Lifepak 20 |  |  |  | Medtronic | Defibrillator |  |  | DEFIBRILLATOR-Medtronic-Lifepak 20 | 5/17/17 | Verified 3/30/2020 4:07pm (Central) |  | Covered PM Repair - Biomedical | MHHS-TMC
NO | YES |  |  |  | 077-06437 | 077-06437 | Physio-Control, Inc., a division of Medtronic | LIFEPAK 20 |  |  | TMC-Children's-CSC (9Hp) | MHHS-TMC |  | Defibrillator |  | 077-06437 | 077-06437 | TMC | MHHS-TMC | TMC-Children's-CSC (9Hp) |  | 2/21/19 |  |  |  | DEFIBRILLATORS |  | DEFIBRILLATOR-Medtronic-Lifepak 20 | DEFIBRILLATOR | Lifepak 20 |  |  |  | Medtronic | Defibrillator |  |  | DEFIBRILLATOR-Medtronic-Lifepak 20 | 5/20/17 | Verified 3/30/2020 4:07pm (Central) |  | Covered PM Repair - Biomedical | MHHS-TMC
NO | YES |  |  |  | 069-47895 | 069-47895 | Physio-Control, Inc., a division of Medtronic | LIFEPAK 20 |  |  | TMC-Children's-CSC (9Hp) | MHHS-TMC |  | Defibrillator |  | 069-47895 | 069-47895 | TMC | MHHS-TMC | TMC-Children's-CSC (9Hp) |  | 2/6/19 |  |  |  | DEFIBRILLATORS |  | DEFIBRILLATOR-Medtronic-Lifepak 20 | DEFIBRILLATOR | Lifepak 20 |  |  |  | Medtronic | Defibrillator |  |  | DEFIBRILLATOR-Medtronic-Lifepak 20 | 5/19/17 |  |  | Covered PM Repair - Biomedical | MHHS-TMC
NO | YES |  |  |  | 077-06589 | 077-06589 | Physio-Control, Inc., a division of Medtronic | LIFEPAK 20 |  |  | TMC-Children's-CSC (9Hp) | MHHS-TMC |  | Defibrillator |  | 077-06589 | 077-06589 | TMC | MHHS-TMC | TMC-Children's-CSC (9Hp) |  | 2/5/19 |  |  |  | DEFIBRILLATORS |  | DEFIBRILLATOR-Medtronic-Lifepak 20 | DEFIBRILLATOR | Lifepak 20 |  |  |  | Medtronic | Defibrillator |  |  | DEFIBRILLATOR-Medtronic-Lifepak 20 | 5/19/17 | Verified 3/30/2020 4:07pm (Central) |  | Covered PM Repair - Biomedical | MHHS-TMC
NO | YES |  |  |  | 069-27221 |  | Physio-Control, Inc., a division of Medtronic | LIFEPAK 20 |  |  | TMC - CHILDRENS - M | MHHS-TMC |  | Defibrillator |  | 069-27221 |  | TMC | Memorial Hermann-Texas Medical Center | TMC - CHILDRENS - M | CHILDRENS - M | 3/1/19 |  |  |  | DEFIBRILLATORS |  | DEFIBRILLATOR-Medtronic-Lifepak 20 | DEFIBRILLATOR | Lifepak 20 |  |  |  | Medtronic | Defibrillator |  |  | DEFIBRILLATOR-Medtronic-Lifepak 20 | 5/17/17 |  |  | Covered PM Repair - Biomedical | MHHS-TMC
NO | YES |  |  |  | 069-27222 | 069-27222 | Physio-Control, Inc., a division of Medtronic | LIFEPAK 20 |  |  | TMC-Children's-L&D (5Hp) | MHHS-TMC |  | Defibrillator |  | 069-27222 | 069-27222 | TMC | MHHS-TMC | TMC-Children's-L&D (5Hp) |  | 3/1/19 |  |  |  | DEFIBRILLATORS |  | DEFIBRILLATOR-Medtronic-Lifepak 20 | DEFIBRILLATOR | Lifepak 20 |  |  |  | Medtronic | Defibrillator |  |  | DEFIBRILLATOR-Medtronic-Lifepak 20 |  | Verified 3/30/2020 4:07pm (Central) |  | Covered PM Repair - Biomedical | MHHS-TMC
NO | YES |  |  |  | 069-27224 | 069-27224 | Physio-Control, Inc., a division of Medtronic | LIFEPAK 20 |  |  | TMC-Children's-L&D (5Hp) | MHHS-TMC |  | Defibrillator |  | 069-27224 | 069-27224 | TMC | MHHS-TMC | TMC-Children's-L&D (5Hp) |  | 2/22/19 |  |  |  | DEFIBRILLATORS |  | DEFIBRILLATOR-Medtronic-Lifepak 20 | DEFIBRILLATOR | Lifepak 20 |  |  |  | Medtronic | Defibrillator |  |  | DEFIBRILLATOR-Medtronic-Lifepak 20 | 1/29/15 | Verified 3/30/2020 4:07pm (Central) |  | Covered PM Repair - Biomedical | MHHS-TMC
NO | YES |  |  |  | 069-27226 | 069-27226 | Physio-Control, Inc., a division of Medtronic | LIFEPAK 20 |  |  | TMC-Children's-L&D (5Hp) | MHHS-TMC |  | Defibrillator |  | 069-27226 | 069-27226 | TMC | MHHS-TMC | TMC-Children's-L&D (5Hp) |  | 2/28/19 |  |  |  | DEFIBRILLATORS |  | DEFIBRILLATOR-Medtronic-Lifepak 20 | DEFIBRILLATOR | Lifepak 20 |  |  |  | Medtronic | Defibrillator |  |  | DEFIBRILLATOR-Medtronic-Lifepak 20 | 1/29/15 | Verified 3/30/2020 4:07pm (Central) |  | Covered PM Repair - Biomedical | MHHS-TMC
NO | YES |  |  |  | 069-27227 | 069-27227 | Physio-Control, Inc., a division of Medtronic | LIFEPAK 20 |  |  | TMC-MHTMC-Central Supply (Old) | MHHS-TMC |  | Defibrillator |  | 069-27227 | 069-27227 | TMC | MHHS-TMC | TMC-MHTMC-Central Supply (Old) | L and D 691 | 2/1/20 |  | 2/1/21 |  | DEFIBRILLATORS |  | DEFIBRILLATOR-Medtronic-Lifepak 20 | DEFIBRILLATOR | Lifepak 20 |  |  |  | Medtronic | Defibrillator |  |  | DEFIBRILLATOR-Medtronic-Lifepak 20 |  |  |  | Covered PM Repair - Biomedical | MHHS-TMC
NO | YES |  |  |  | 077-05658 | 077-05658 | Physio-Control, Inc., a division of Medtronic | LIFEPAK 20 |  |  | TMC-Children's-NICU (7Hp) | MHHS-TMC |  | Defibrillator |  | 077-05658 | 077-05658 | TMC | MHHS-TMC | TMC-Children's-NICU (7Hp) |  | 2/22/19 |  |  |  | DEFIBRILLATORS |  | DEFIBRILLATOR-Medtronic-Lifepak 20 | DEFIBRILLATOR | Lifepak 20 |  |  |  | Medtronic | Defibrillator |  |  | DEFIBRILLATOR-Medtronic-Lifepak 20 |  | Verified 3/30/2020 4:07pm (Central) |  | Covered PM Repair - Biomedical | MHHS-TMC
NO | YES |  |  |  | 077-06773 | 077-06773 | Physio-Control, Inc., a division of Medtronic | LIFEPAK 20 |  |  | TMC-Children's-NICU (7Hp) | MHHS-TMC |  | Defibrillator |  | 077-06773 | 077-06773 | TMC | MHHS-TMC | TMC-Children's-NICU (7Hp) |  | 2/22/19 |  |  |  | DEFIBRILLATORS |  | DEFIBRILLATOR-Medtronic-Lifepak 20 | DEFIBRILLATOR | Lifepak 20 |  |  |  | Medtronic | Defibrillator |  |  | DEFIBRILLATOR-Medtronic-Lifepak 20 | 3/1/17 | Verified 3/30/2020 4:07pm (Central) |  | Covered PM Repair - Biomedical | MHHS-TMC
NO | YES |  |  |  | 077-06774 | 077-06774 | Physio-Control, Inc., a division of Medtronic | LIFEPAK 20 |  |  | TMC-Children's-NICU/SCU (8Hp) | MHHS-TMC |  | Defibrillator |  | 077-06774 | 077-06774 | TMC | MHHS-TMC | TMC-Children's-NICU/SCU (8Hp) |  | 2/22/19 |  |  |  | DEFIBRILLATORS |  | DEFIBRILLATOR-Medtronic-Lifepak 20 | DEFIBRILLATOR | Lifepak 20 |  |  |  | Medtronic | Defibrillator |  |  | DEFIBRILLATOR-Medtronic-Lifepak 20 |  | Verified 3/30/2020 4:07pm (Central) |  | Covered PM Repair - Biomedical | MHHS-TMC
NO | YES |  |  |  | 077-06423 |  | Physio-Control, Inc., a division of Medtronic | LIFEPAK 20 |  |  | PICU | MHHS-TMC |  | Defibrillator |  | 077-06423 |  | TMC | TMC | PICU | Memorial Hermann- texas medical center | 2/1/19 |  | 2/1/20 |  | DEFIBRILLATORS |  | DEFIBRILLATOR-Medtronic-Lifepak 20 | DEFIBRILLATOR | Lifepak 20 |  |  |  | Medtronic | Defibrillator |  |  | DEFIBRILLATOR-Medtronic-Lifepak 20 | 1/29/15 |  |  | Covered PM Repair - Biomedical | MHHS-TMC
NO | YES |  |  |  | 077-06434 | 077-06434 | Physio-Control, Inc., a division of Medtronic | LIFEPAK 20 |  |  | TMC-Children's-PICU (9Hp) | MHHS-TMC |  | Defibrillator |  | 077-06434 | 077-06434 | TMC | MHHS-TMC | TMC-Children's-PICU (9Hp) |  | 2/8/19 |  |  |  | DEFIBRILLATORS |  | DEFIBRILLATOR-Medtronic-Lifepak 20 | DEFIBRILLATOR | Lifepak 20 |  |  |  | Medtronic | Defibrillator |  |  | DEFIBRILLATOR-Medtronic-Lifepak 20 |  | Verified 3/30/2020 4:07pm (Central) |  | Covered PM Repair - Biomedical | MHHS-TMC
NO | YES |  |  |  | 077-06435 | 077-06435 | Physio-Control, Inc., a division of Medtronic | LIFEPAK 20 |  |  | TMC-Children's-PICU (9Hp) | MHHS-TMC |  | Defibrillator |  | 077-06435 | 077-06435 | TMC | MHHS-TMC | TMC-Children's-PICU (9Hp) |  | 2/21/19 |  |  |  | DEFIBRILLATORS |  | DEFIBRILLATOR-Medtronic-Lifepak 20 | DEFIBRILLATOR | Lifepak 20 |  |  |  | Medtronic | Defibrillator |  |  | DEFIBRILLATOR-Medtronic-Lifepak 20 |  |  |  | Covered PM Repair - Biomedical | MHHS-TMC
NO | YES |  |  |  | 077-06438 |  | Physio-Control, Inc., a division of Medtronic | LIFEPAK 20 |  |  | PICU | MHHS-TMC |  | Defibrillator |  | 077-06438 |  | TMC | Memorial Hermann- Texas Medical Center | PICU | Children Hospital PICU | 2/1/20 |  | 2/1/21 |  | DEFIBRILLATORS |  | DEFIBRILLATOR-Medtronic-Lifepak 20 | DEFIBRILLATOR | Lifepak 20 |  |  |  | Medtronic | Defibrillator |  |  | DEFIBRILLATOR-Medtronic-Lifepak 20 |  |  |  | Covered PM Repair - Biomedical | MHHS-TMC
NO | YES |  |  |  | 077-05659 | 077-05659 | Physio-Control, Inc., a division of Medtronic | LIFEPAK 20 |  |  | TMC-Children's-RCW (8Hp) | MHHS-TMC |  | Defibrillator |  | 077-05659 | 077-05659 | TMC | MHHS-TMC | TMC-Children's-RCW (8Hp) |  | 2/21/19 |  |  |  | DEFIBRILLATORS |  | DEFIBRILLATOR-Medtronic-Lifepak 20 | DEFIBRILLATOR | Lifepak 20 |  |  |  | Medtronic | Defibrillator |  |  | DEFIBRILLATOR-Medtronic-Lifepak 20 | 1/29/15 | Verified 3/30/2020 4:07pm (Central) |  | Covered PM Repair - Biomedical | MHHS-TMC
NO | YES |  |  |  | 077-05660 | 077-05660 | Physio-Control, Inc., a division of Medtronic | LIFEPAK 20 |  |  | TMC-Children's-RCW (8Hp) | MHHS-TMC |  | Defibrillator |  | 077-05660 | 077-05660 | TMC | MHHS-TMC | TMC-Children's-RCW (8Hp) |  | 2/21/19 |  |  |  | DEFIBRILLATORS |  | DEFIBRILLATOR-Medtronic-Lifepak 20 | DEFIBRILLATOR | Lifepak 20 |  |  |  | Medtronic | Defibrillator |  |  | DEFIBRILLATOR-Medtronic-Lifepak 20 |  | Verified 3/30/2020 4:07pm (Central) |  | Covered PM Repair - Biomedical | MHHS-TMC
NO | YES |  |  |  | 077-06593 | 077-06593 | Physio-Control, Inc., a division of Medtronic | LIFEPAK 20 |  |  | TMC-Children's-RCW (8Hp) | MHHS-TMC |  | Defibrillator |  | 077-06593 | 077-06593 | TMC | MHHS-TMC | TMC-Children's-RCW (8Hp) |  | 2/21/19 |  |  |  | DEFIBRILLATORS |  | DEFIBRILLATOR-Medtronic-Lifepak 20 | DEFIBRILLATOR | Lifepak 20 |  |  |  | Medtronic | Defibrillator |  |  | DEFIBRILLATOR-Medtronic-Lifepak 20 |  | Verified 3/30/2020 4:07pm (Central) |  | Covered PM Repair - Biomedical | MHHS-TMC
NO | YES |  |  |  | 069-27231 | 069-27231 | Physio-Control, Inc., a division of Medtronic | LIFEPAK 20 |  |  | TMC-Cullen-MICU (2C) | MHHS-TMC |  | Defibrillator |  | 069-27231 | 069-27231 | TMC | MHHS-TMC | TMC-Cullen-MICU (2C) |  | 2/1/19 |  |  |  | DEFIBRILLATORS | Defibrillator | DEFIBRILLATOR-Medtronic-Lifepak 20 | DEFIBRILLATOR | Lifepak 20 |  |  |  | Medtronic | Defibrillator |  |  | DEFIBRILLATOR-Medtronic-Lifepak 20 |  |  | D-SA | Covered PM Repair - Biomedical | MHHS-TMC | [8 empty] | DEFIBRILLATOR | Defibrillator | Medtronic
NO | YES |  |  |  | 069-27547 | 069-27547 | Physio-Control, Inc., a division of Medtronic | LIFEPAK 20 |  |  | TMC-Epilepsy-Sleep Lab (5R) | MHHS-TMC |  | Defibrillator |  | 069-27547 | 069-27547 | TMC | MHHS-TMC | TMC-Epilepsy-Sleep Lab (5R) | Crash cart | 2/1/20 |  | 2/1/21 |  | DEFIBRILLATORS | Defibrillator | DEFIBRILLATOR-Medtronic-Lifepak 20 | DEFIBRILLATOR | Lifepak 20 |  |  |  | Medtronic | Defibrillator |  |  | DEFIBRILLATOR-Medtronic-Lifepak 20 | 5/20/17 |  | D-SA | Covered PM Repair - Biomedical | MHHS-TMC | [8 empty] | DEFIBRILLATOR | Defibrillator | Medtronic
NO | YES |  |  |  | 077-05661 | 077-05661 | Physio-Control, Inc., a division of Medtronic | LIFEPAK 20 |  |  | TMC-Dialysis-Children's (9Hp) | MHHS-TMC |  | Defibrillator |  | 077-05661 | 077-05661 | TMC | MHHS-TMC | TMC-Dialysis-Children's (9Hp) |  | 2/8/19 |  |  |  | DEFIBRILLATORS |  | DEFIBRILLATOR-Medtronic-Lifepak 20 | DEFIBRILLATOR | Lifepak 20 |  |  |  | Medtronic | Defibrillator |  |  | DEFIBRILLATOR-Medtronic-Lifepak 20 | 5/1/20 | Verified 3/30/2020 4:07pm (Central) |  | No Coverage Specified | MHHS-TMC
NO | YES |  |  |  |  | 069-25954 | Physio-Control, Inc., a division of Medtronic | LIFEPAK 20 |  |  |  | MHHS-TMC |  | Defibrillator |  |  | 069-25954 | TMC | Memorial Hermann Heart |  | IMU-Crash Cart | 2/1/19 |  |  |  | DEFIBRILLATORS | Defibrillator | DEFIBRILLATOR-Medtronic-Lifepak 20 | DEFIBRILLATOR | Lifepak 20 |  |  |  | Medtronic | Defibrillator |  |  | DEFIBRILLATOR-Medtronic-Lifepak 20 |  |  | D-SA | Covered PM Repair - Biomedical | MHHS-TMC | [8 empty] | DEFIBRILLATOR | Defibrillator | Medtronic
NO | YES |  |  |  | 069-27315 | 069-27315 | Physio-Control, Inc., a division of Medtronic | LIFEPAK 20 |  |  | TMC-Hermann-Adult ER (1Hp) | MHHS-TMC |  | Defibrillator |  | 069-27315 | 069-27315 | TMC | MHHS-TMC | TMC-Hermann-Adult ER (1Hp) | Hallway | 3/1/20 |  | 3/1/21 |  | DEFIBRILLATORS | Defibrillator | DEFIBRILLATOR-Medtronic-Lifepak 20 | DEFIBRILLATOR | Lifepak 20 |  |  |  | Medtronic | Defibrillator |  |  | DEFIBRILLATOR-Medtronic-Lifepak 20 |  |  | D-SA | Covered PM Repair - Biomedical | MHHS-TMC | [8 empty] | DEFIBRILLATOR | Defibrillator | Medtronic
NO | YES |  |  |  | 069-27401 | 069-27401 | Physio-Control, Inc., a division of Medtronic | LIFEPAK 20 |  |  | TMC-HVI-CVIMU (8Hvi) | MHHS-TMC |  | Defibrillator |  | 069-27401 | 069-27401 | TMC | MHHS-TMC | TMC-HVI-CVIMU (8Hvi) | Hall way | 2/1/19 |  | 2/1/20 |  | DEFIBRILLATORS | Defibrillator | DEFIBRILLATOR-Medtronic-Lifepak 20 | DEFIBRILLATOR | Lifepak 20 |  |  |  | Medtronic | Defibrillator |  |  | DEFIBRILLATOR-Medtronic-Lifepak 20 | 1/29/15 |  | D-SA | Covered PM Repair - Biomedical | MHHS-TMC | [8 empty] | DEFIBRILLATOR | Defibrillator | Medtronic
NO | YES | Asset Tag 069-27441 |  |  | 069-27441 | 069-27441 | Physio-Control, Inc., a division of Medtronic | LIFEPAK 20 |  |  | TWC | MHHS-TMC |  | Defibrillator |  | 069-27441 | 069-27441 | TMC | Memorial Hermann-Texas Medical Center | TWC | MICU Crash Cart | 2/1/20 |  | 2/1/20 |  | DEFIBRILLATORS | Defibrillator | DEFIBRILLATOR-Medtronic-Lifepak 20 | DEFIBRILLATOR | Lifepak 20 |  |  |  | Medtronic | Defibrillator |  |  | DEFIBRILLATOR-Medtronic-Lifepak 20 | 1/29/15 |  | D-SA | Covered PM Repair - Biomedical | MHHS-TMC | [8 empty] | DEFIBRILLATOR | Defibrillator | Medtronic
NO | YES |  |  |  | 069-27442 |  | Physio-Control, Inc., a division of Medtronic | LIFEPAK 20 |  |  | TMC-Sarofim 1-Adult ER | MHHS-TMC |  | Defibrillator |  | 069-27442 |  | TMC | MHHS-TMC | TMC-Sarofim 1-Adult ER | TMC - SAROFIM 1 - ADULT T16 | 3/1/19 |  | 3/1/20 |  | DEFIBRILLATORS | Defibrillator | DEFIBRILLATOR-Medtronic-Lifepak 20 | DEFIBRILLATOR | Lifepak 20 |  |  |  | Medtronic | Defibrillator |  |  | DEFIBRILLATOR-Medtronic-Lifepak 20 |  |  | D-SA | Covered PM Repair - Biomedical | MHHS-TMC | [8 empty] | DEFIBRILLATOR | Defibrillator | Medtronic
NO | YES |  |  |  | 069-27448 | 069-27448 | Physio-Control, Inc., a division of Medtronic | LIFEPAK 20 |  |  | TMC-Hermann-Adult ER (1Hp) | MHHS-TMC |  | Defibrillator |  | 069-27448 | 069-27448 | TMC | MHHS-TMC | TMC-Hermann-Adult ER (1Hp) |  | 3/1/19 |  |  |  | DEFIBRILLATORS | Defibrillator | DEFIBRILLATOR-Medtronic-Lifepak 20 | DEFIBRILLATOR | Lifepak 20 |  |  |  | Medtronic | Defibrillator |  |  | DEFIBRILLATOR-Medtronic-Lifepak 20 |  |  | D-SA | Covered PM Repair - Biomedical | MHHS-TMC | [8 empty] | DEFIBRILLATOR | Defibrillator | Medtronic
NO | YES |  |  |  | 069-42087 | 069-42087 | Physio-Control, Inc., a division of Medtronic | LIFEPAK 20 |  |  | TMC-Respiratory-Adult | MHHS-TMC |  | Defibrillator |  | 069-42087 | 069-42087 | TMC | MHHS-TMC | TMC-Respiratory-Adult | Biomed Shop | 3/1/19 |  | 3/1/20 |  | DEFIBRILLATORS | Defibrillator | DEFIBRILLATOR-Medtronic-Lifepak 20 | DEFIBRILLATOR | Lifepak 20 |  |  |  | Medtronic | Defibrillator |  |  | DEFIBRILLATOR-Medtronic-Lifepak 20 |  |  | D-SA | Covered PM Repair - Biomedical | MHHS-TMC | [8 empty] | DEFIBRILLATOR | Defibrillator | Medtronic
NO | YES |  |  |  | 069-46579 | 069-46579 | Physio-Control, Inc., a division of Medtronic | LIFEPAK 20 |  |  | TMC-OR-CVOR (7Hvi) | MHHS-TMC |  | Defibrillator |  | 069-46579 | 069-46579 | TMC | MHHS-TMC | TMC-OR-CVOR (7Hvi) | Cath 03 | 2/1/20 |  | 8/1/20 |  | DEFIBRILLATORS | Defibrillator | DEFIBRILLATOR-Medtronic-Lifepak 20 | DEFIBRILLATOR | Lifepak 20 |  |  |  | Medtronic | Defibrillator |  |  | DEFIBRILLATOR-Medtronic-Lifepak 20 | 1/29/15 |  | D-SA | Covered PM Repair - Biomedical | MHHS-TMC | [8 empty] | DEFIBRILLATOR | Defibrillator | Medtronic
NO | YES |  |  |  | 069-27549 | 069-27549 | Physio-Control, Inc., a division of Medtronic | LIFEPAK 20 |  |  | TMC-Hermann-COU (1R) | MHHS-TMC |  | Defibrillator |  | 069-27549 | 069-27549 | TMC | MHHS-TMC | TMC-Hermann-COU (1R) | Crash cart | 2/1/20 |  | 2/1/21 |  | DEFIBRILLATORS |  | DEFIBRILLATOR-Medtronic-Lifepak 20 | DEFIBRILLATOR | Lifepak 20 |  |  |  | Medtronic | Defibrillator |  |  | DEFIBRILLATOR-Medtronic-Lifepak 20 | 1/15/15 |  |  | Covered PM Repair - Biomedical | MHHS-TMC
NO | YES |  |  |  | 069-27021 | 069-27021 | Physio-Control, Inc., a division of Medtronic | LIFEPAK 20 |  |  | TMC-Hermann-SIMU (3Hp) | MHHS-TMC |  | Defibrillator |  | 069-27021 | 069-27021 | TMC | MHHS-TMC | TMC-Hermann-SIMU (3Hp) |  | 2/28/19 |  |  |  | DEFIBRILLATORS |  | DEFIBRILLATOR-Medtronic-Lifepak 20 | DEFIBRILLATOR | Lifepak 20 |  |  |  | Medtronic | Defibrillator |  |  | DEFIBRILLATOR-Medtronic-Lifepak 20 |  | Verified 3/29/2020 11:26:am (Central) |  | Covered PM Repair - Biomedical | MHHS-TMC
NO | YES |  |  |  | 069-27232 | 069-27232 | Physio-Control, Inc., a division of Medtronic | LIFEPAK 20 |  |  | Cardiovascular Imaging | MHHS-TMC |  | Defibrillator |  | 069-27232 | 069-27232 | TMC | Memorial Hermann-Texas Medical Center | Cardiovascular Imaging | CT | 2/1/19 |  |  |  | DEFIBRILLATORS | Defibrillator | DEFIBRILLATOR-Medtronic-Lifepak 20 | DEFIBRILLATOR | Lifepak 20 |  |  |  | Medtronic | Defibrillator |  |  | DEFIBRILLATOR-Medtronic-Lifepak 20 | 1/29/15 |  | D-SA | Covered PM Repair - Biomedical | MHHS-TMC | [8 empty] | DEFIBRILLATOR | Defibrillator | Medtronic
NO | YES |  |  |  | 074-03051 | 074-03051 | Physio-Control, Inc., a division of Medtronic | LIFEPAK 20 |  |  | Cardiovascular Imaging | MHHS-TMC |  | Defibrillator |  | 074-03051 | 074-03051 | TMC | Memorial Hermann-Texas Medical Center | Cardiovascular Imaging | Echo 3 | 2/1/19 |  |  |  | DEFIBRILLATORS | Defibrillator | DEFIBRILLATOR-Medtronic-Lifepak 20 | DEFIBRILLATOR | Lifepak 20 |  |  |  | Medtronic | Defibrillator |  |  | DEFIBRILLATOR-Medtronic-Lifepak 20 |  |  | D-SA | Covered PM Repair - Biomedical | MHHS-TMC | [8 empty] | DEFIBRILLATOR | Defibrillator | Medtronic
NO | YES |  |  |  | 074-00008 | 074-00008 | Physio-Control, Inc., a division of Medtronic | LIFEPAK 20 |  |  | TMC-Cath Lab-Adult (2Hvi) | MHHS-TMC |  | Defibrillator |  | 074-00008 | 074-00008 | TMC | MHHS-TMC | TMC-Cath Lab-Adult (2Hvi) | TMC - CATH LAB - ADULT (2HVI)q | 2/1/20 |  | 8/1/20 |  | DEFIBRILLATORS | Defibrillator | DEFIBRILLATOR-Medtronic-Lifepak 20 | DEFIBRILLATOR | Lifepak 20 |  |  |  | Medtronic | Defibrillator |  |  | DEFIBRILLATOR-Medtronic-Lifepak 20 | 11/2/19 |  | D-SA | Covered PM Repair - Biomedical | MHHS-TMC | [8 empty] | DEFIBRILLATOR | Defibrillator | Medtronic
NO | YES |  |  |  | 069-27454 | 069-27454 | Physio-Control, Inc., a division of Medtronic | LIFEPAK 20 |  |  | TMC-HVI-CVICU (8Hvi) | MHHS-TMC |  | Defibrillator |  | 069-27454 | 069-27454 | TMC | MHHS-TMC | TMC-HVI-CVICU (8Hvi) | Crash cart | 2/1/20 |  | 2/1/21 |  | DEFIBRILLATORS | Defibrillator | DEFIBRILLATOR-Medtronic-Lifepak 20 | DEFIBRILLATOR | Lifepak 20 |  |  |  | Medtronic | Defibrillator |  |  | DEFIBRILLATOR-Medtronic-Lifepak 20 | 11/2/19 |  | D-SA | Covered PM Repair - Biomedical | MHHS-TMC | [8 empty] | DEFIBRILLATOR | Defibrillator | Medtronic
NO | YES |  |  |  | 074-00007 |  | Physio-Control, Inc., a division of Medtronic | LIFEPAK 20 |  |  | TMC-Hermann-Pedi ER (1Hp) | MHHS-TMC |  | Defibrillator |  | 074-00007 |  | TMC | MHHS-TMC | TMC-Hermann-Pedi ER (1Hp) | Nursing | 3/1/20 |  | 3/1/20 |  | DEFIBRILLATORS | Defibrillator | DEFIBRILLATOR-Medtronic-Lifepak 20 | DEFIBRILLATOR | Lifepak 20 |  |  |  | Medtronic | Defibrillator |  |  | DEFIBRILLATOR-Medtronic-Lifepak 20 | 11/2/19 |  | D-SA | Covered PM Repair - Biomedical | MHHS-TMC | [8 empty] | DEFIBRILLATOR | Defibrillator | Medtronic
NO | YES |  |  |  | 074-00589 |  | Physio-Control, Inc., a division of Medtronic | LIFEPAK 20 |  |  | TMC-HVI-CVIMU (8Hvi) | MHHS-TMC |  | Defibrillator |  | 074-00589 |  | TMC | MHHS-TMC | TMC-HVI-CVIMU (8Hvi) | Hall way | 2/1/20 |  | 2/1/21 |  | DEFIBRILLATORS | Defibrillator | DEFIBRILLATOR-Medtronic-Lifepak 20 | DEFIBRILLATOR | Lifepak 20 |  |  |  | Medtronic | Defibrillator |  |  | DEFIBRILLATOR-Medtronic-Lifepak 20 | 11/1/19 |  | D-SA | Covered PM Repair - Biomedical | MHHS-TMC | [8 empty] | DEFIBRILLATOR | Defibrillator | Medtronic
NO | YES |  |  |  | 069-28094 | 069-28094 | Physio-Control, Inc., a division of Medtronic | LIFEPAK 20 |  |  | TMC-HVI-CVICU (8Hvi) | MHHS-TMC |  | Defibrillator |  | 069-28094 | 069-28094 | TMC | MHHS-TMC | TMC-HVI-CVICU (8Hvi) |  | 6/1/19 |  |  |  | DEFIBRILLATORS | Defibrillator | DEFIBRILLATOR-Medtronic-Lifepak 20 | DEFIBRILLATOR | Lifepak 20 |  |  |  | Medtronic | Defibrillator |  |  | DEFIBRILLATOR-Medtronic-Lifepak 20 | 11/1/19 |  | D-SA | Covered PM Repair - Biomedical | MHHS-TMC | [8 empty] | DEFIBRILLATOR | Defibrillator | Medtronic
NO | YES |  |  |  | 074-00003 | 074-00003 | Physio-Control, Inc., a division of Medtronic | LIFEPAK 20 |  |  | TMC-HVI-CVICU (8Hvi) | MHHS-TMC |  | Defibrillator |  | 074-00003 | 074-00003 | TMC | MHHS-TMC | TMC-HVI-CVICU (8Hvi) | Crash cart | 2/1/20 |  | 2/1/21 |  | DEFIBRILLATORS | Defibrillator | DEFIBRILLATOR-Medtronic-Lifepak 20 | DEFIBRILLATOR | Lifepak 20 |  |  |  | Medtronic | Defibrillator |  |  | DEFIBRILLATOR-Medtronic-Lifepak 20 | 11/2/19 |  | D-SA | Covered PM Repair - Biomedical | MHHS-TMC | [8 empty] | DEFIBRILLATOR | Defibrillator | Medtronic
NO | YES |  |  |  | 074-00005 | 074-00005 | Physio-Control, Inc., a division of Medtronic | LIFEPAK 20 |  |  | TMC | MHHS-TMC |  | Defibrillator |  | 074-00005 | 074-00005 | TMC | Memorial Hermann Heart | TMC | Crash Cart | 2/1/20 |  | 2/1/21 |  | DEFIBRILLATORS | Defibrillator | DEFIBRILLATOR-Medtronic-Lifepak 20 | DEFIBRILLATOR | Lifepak 20 |  |  |  | Medtronic | Defibrillator |  |  | DEFIBRILLATOR-Medtronic-Lifepak 20 | 11/2/19 |  | D-SA | Covered PM Repair - Biomedical | MHHS-TMC | [8 empty] | DEFIBRILLATOR | Defibrillator | Medtronic
NO | YES |  |  |  | 074-03054 | 074-03054 | Physio-Control, Inc., a division of Medtronic | LIFEPAK 20 |  |  | TMC | MHHS-TMC |  | Defibrillator |  | 074-03054 | 074-03054 | TMC | Memorial Hermann Heart | TMC | Nurse Station | 2/1/19 |  | 2/1/20 |  | DEFIBRILLATORS | Defibrillator | DEFIBRILLATOR-Medtronic-Lifepak 20 | DEFIBRILLATOR | Lifepak 20 |  |  |  | Medtronic | Defibrillator |  |  | DEFIBRILLATOR-Medtronic-Lifepak 20 | 11/2/19 |  | D-SA | Covered PM Repair - Biomedical | MHHS-TMC | [8 empty] | DEFIBRILLATOR | Defibrillator | Medtronic
NO | YES |  |  |  | 069-25953 | 069-25953 | Physio-Control, Inc., a division of Medtronic | LIFEPAK 20 |  |  | TMC-OR-Pedi OR (2R) | MHHS-TMC |  | Defibrillator |  | 069-25953 | 069-25953 | TMC | MHHS-TMC | TMC-OR-Pedi OR (2R) | OR 7 | 2/1/19 |  |  |  | DEFIBRILLATORS |  | DEFIBRILLATOR-Medtronic-Lifepak 20 | DEFIBRILLATOR | Lifepak 20 |  |  |  | Medtronic | Defibrillator |  |  | DEFIBRILLATOR-Medtronic-Lifepak 20 | 11/1/19 |  |  | Covered PM Repair - Biomedical | MHHS-TMC
NO | YES |  |  |  | 069-27318 | 069-27318 | Physio-Control, Inc., a division of Medtronic | LIFEPAK 20 |  |  | TMC-Jones-ENT Clinic (Jb) | MHHS-TMC |  | Defibrillator |  | 069-27318 | 069-27318 | TMC | MHHS-TMC | TMC-Jones-ENT Clinic (Jb) | ENT | 2/1/19 |  | 2/1/20 |  | DEFIBRILLATORS |  | DEFIBRILLATOR-Medtronic-Lifepak 20 | DEFIBRILLATOR | Lifepak 20 |  |  |  | Medtronic | Defibrillator |  |  | DEFIBRILLATOR-Medtronic-Lifepak 20 | 11/1/19 |  |  | Covered PM Repair - Biomedical | MHHS-TMC
NO | YES |  |  |  | 069-28206 | 069-28206 | Physio-Control, Inc., a division of Medtronic | LIFEPAK 20 |  |  | TMC-Jones-ENT Clinic (Jb) | MHHS-TMC |  | Defibrillator |  | 069-28206 | 069-28206 | TMC | MHHS-TMC | TMC-Jones-ENT Clinic (Jb) | ENT | 2/1/19 |  | 2/1/20 |  | DEFIBRILLATORS |  | DEFIBRILLATOR-Medtronic-Lifepak 20 | DEFIBRILLATOR | Lifepak 20 |  |  |  | Medtronic | Defibrillator |  |  | DEFIBRILLATOR-Medtronic-Lifepak 20 | 11/1/19 |  |  | Covered PM Repair - Biomedical | MHHS-TMC
NO | YES |  |  |  | 069-27233 | 069-27233 | Physio-Control, Inc., a division of Medtronic | LIFEPAK 20 |  |  | TMC-Jones-Gamma Knife (Jb) | MHHS-TMC |  | Defibrillator |  | 069-27233 | 069-27233 | TMC | MHHS-TMC | TMC-Jones-Gamma Knife (Jb) | Crash cart | 2/1/20 |  | 2/1/21 |  | DEFIBRILLATORS |  | DEFIBRILLATOR-Medtronic-Lifepak 20 | DEFIBRILLATOR | Lifepak 20 |  |  |  | Medtronic | Defibrillator |  |  | DEFIBRILLATOR-Medtronic-Lifepak 20 | 11/2/19 |  |  | Covered PM Repair - Biomedical | MHHS-TMC
NO | YES |  |  |  | 069-28090 | 069-28090 | Physio-Control, Inc., a division of Medtronic | LIFEPAK 20 |  |  | TMC-Jones-Gamma Knife (Jb) | MHHS-TMC |  | Defibrillator |  | 069-28090 | 069-28090 | TMC | MHHS-TMC | TMC-Jones-Gamma Knife (Jb) | Crash cart | 2/1/20 |  | 2/1/21 |  | DEFIBRILLATORS |  | DEFIBRILLATOR-Medtronic-Lifepak 20 | DEFIBRILLATOR | Lifepak 20 |  |  |  | Medtronic | Defibrillator |  |  | DEFIBRILLATOR-Medtronic-Lifepak 20 | 11/2/19 |  |  | Covered PM Repair - Biomedical | MHHS-TMC
NO | YES |  |  |  | 069-27326 | 069-27326 | Physio-Control, Inc., a division of Medtronic | LIFEPAK 20 |  |  | TMC-Jones-Hyperbaric/Wound Care (Jg) | MHHS-TMC |  | Defibrillator |  | 069-27326 | 069-27326 | TMC | MHHS-TMC | TMC-Jones-Hyperbaric/Wound Care (Jg) | Crash Cart | 2/1/20 |  | 2/1/21 |  | DEFIBRILLATORS |  | DEFIBRILLATOR-Medtronic-Lifepak 20 | DEFIBRILLATOR | Lifepak 20 |  |  |  | Medtronic | Defibrillator |  |  | DEFIBRILLATOR-Medtronic-Lifepak 20 | 11/2/19 |  |  | Covered PM Repair - Biomedical | MHHS-TMC
NO | YES |  |  |  | 069-27560 | 069-27560 | Physio-Control, Inc., a division of Medtronic | LIFEPAK 20 |  |  | TMC - Biomed Shop | MHHS-TMC |  | Defibrillator |  | 069-27560 | 069-27560 | TMC | Memorial Hermann-Texas Medical Center | TMC - Biomed Shop | Biomed Shop | 2/1/19 |  | 2/1/21 |  | DEFIBRILLATORS | Defibrillator | DEFIBRILLATOR-Medtronic-Lifepak 20 | DEFIBRILLATOR | Lifepak 20 |  |  |  | Medtronic | Defibrillator |  |  | DEFIBRILLATOR-Medtronic-Lifepak 20 | 11/2/19 |  | D-SA | Covered PM Repair - Biomedical | MHHS-TMC | [8 empty] | DEFIBRILLATOR | Defibrillator | Medtronic
NO | YES |  |  |  | 069-36930 | 069-36930 | Physio-Control, Inc., a division of Medtronic | LIFEPAK 20 |  |  | TMC-Jones-Neuro Acute Care (5J) | MHHS-TMC |  | Defibrillator |  | 069-36930 | 069-36930 | TMC | MHHS-TMC | TMC-Jones-Neuro Acute Care (5J) | TMC - JONES - NEURO ACUTE CARS 5 | 2/1/19 |  | 2/1/21 |  | DEFIBRILLATORS | Defibrillator | DEFIBRILLATOR-Medtronic-Lifepak 20 | DEFIBRILLATOR | Lifepak 20 |  |  |  | Medtronic | Defibrillator |  |  | DEFIBRILLATOR-Medtronic-Lifepak 20 | 5/1/20 |  | D-SA | No Coverage Specified | MHHS-TMC | [8 empty] | DEFIBRILLATOR | Defibrillator | Medtronic
NO | YES |  |  |  | 069-27283 | 069-27283 | Physio-Control, Inc., a division of Medtronic | LIFEPAK 20 |  |  | TMC-OR-Anesthesia (Contract Equip) | MHHS-TMC |  | Defibrillator |  | 069-27283 | 069-27283 | TMC | MHHS-TMC | TMC-OR-Anesthesia (Contract Equip) | TMC - OR - ANESTHESIA | 2/1/19 |  | 2/1/21 |  | DEFIBRILLATORS | Defibrillator | DEFIBRILLATOR-Medtronic-Lifepak 20 | DEFIBRILLATOR | Lifepak 20 |  |  |  | Medtronic | Defibrillator |  |  | DEFIBRILLATOR-Medtronic-Lifepak 20 | 1/8/20 |  | D-SA | Not Covered Vendor Only - Biomedical | MHHS-TMC | [8 empty] | DEFIBRILLATOR | Defibrillator | Medtronic
NO | YES |  |  |  | 069-26997 | 069-26997 | Physio-Control, Inc., a division of Medtronic | LIFEPAK 20 |  |  | TMC-MHTMC-Clinical Engineering | MHHS-TMC |  | Defibrillator |  | 069-26997 | 069-26997 | TMC | MHHS-TMC | TMC-MHTMC-Clinical Engineering | Biomed Shop | 3/1/20 |  | 3/1/21 | Pedi Config Master | DEFIBRILLATORS | Defibrillator | DEFIBRILLATOR-Medtronic-Lifepak 20 | DEFIBRILLATOR | Lifepak 20 |  |  |  | Medtronic | Defibrillator |  |  | DEFIBRILLATOR-Medtronic-Lifepak 20 | 1/8/20 |  | D-SA | Not Covered Vendor Only - Biomedical | MHHS-TMC | [8 empty] | DEFIBRILLATOR | Defibrillator | Medtronic
NO | YES |  |  |  | 069-27715 | 069-27715 | Physio-Control, Inc., a division of Medtronic | LIFEPAK 20 |  |  | TMC-MHTMC-Clinical Engineering | MHHS-TMC |  | Defibrillator |  | 069-27715 | 069-27715 | TMC | MHHS-TMC | TMC-MHTMC-Clinical Engineering | Crash cart | 2/1/19 |  | 2/1/21 |  | DEFIBRILLATORS | Defibrillator | DEFIBRILLATOR-Medtronic-Lifepak 20 | DEFIBRILLATOR | Lifepak 20 |  |  |  | Medtronic | Defibrillator |  |  | DEFIBRILLATOR-Medtronic-Lifepak 20 | 1/8/20 |  | D-SA | Not Covered Vendor Only - Biomedical | MHHS-TMC | [8 empty] | DEFIBRILLATOR | Defibrillator | Medtronic
NO | YES |  |  |  | 069-42262 | 069-42262 | Physio-Control, Inc., a division of Medtronic | LIFEPAK 20 |  |  | TMC-Respiratory-Adult | MHHS-TMC |  | Defibrillator |  | 069-42262 | 069-42262 | TMC | MHHS-TMC | TMC-Respiratory-Adult | Biomed Shop | 3/1/19 |  | 3/1/20 |  | DEFIBRILLATORS | Defibrillator | DEFIBRILLATOR-Medtronic-Lifepak 20 | DEFIBRILLATOR | Lifepak 20 |  |  |  | Medtronic | Defibrillator |  |  | DEFIBRILLATOR-Medtronic-Lifepak 20 | 11/2/19 |  | D-SA | Covered PM Repair - Biomedical | MHHS-TMC | [8 empty] | DEFIBRILLATOR | Defibrillator | Medtronic
NO | YES |  |  |  | 074-00001 | 074-00001 | Physio-Control, Inc., a division of Medtronic | LIFEPAK 20 |  |  | TMC-MHTMC-Clinical Engineering | MHHS-TMC |  | Defibrillator |  | 074-00001 | 074-00001 | TMC | MHHS-TMC | TMC-MHTMC-Clinical Engineering | TMC MHTMC EC | 3/1/19 |  | 2/1/21 |  | DEFIBRILLATORS | Defibrillator | DEFIBRILLATOR-Medtronic-Lifepak 20 | DEFIBRILLATOR | Lifepak 20 |  |  |  | Medtronic | Defibrillator |  |  | DEFIBRILLATOR-Medtronic-Lifepak 20 | 11/2/19 |  | D-SA | Covered PM Repair - Biomedical | MHHS-TMC | [8 empty] | DEFIBRILLATOR | Defibrillator | Medtronic
NO | YES |  |  |  | 069-26998 | 069-26998 | Physio-Control, Inc., a division of Medtronic | LIFEPAK 20 |  |  | TMC-Cullen-MIMU (2C) | MHHS-TMC |  | Defibrillator |  | 069-26998 | 069-26998 | TMC | MHHS-TMC | TMC-Cullen-MIMU (2C) | Crash cart | 2/1/20 |  | 2/1/21 |  | DEFIBRILLATORS | Defibrillator | DEFIBRILLATOR-Medtronic-Lifepak 20 | DEFIBRILLATOR | Lifepak 20 |  |  |  | Medtronic | Defibrillator |  |  | DEFIBRILLATOR-Medtronic-Lifepak 20 | 11/2/19 |  | D-SA | Covered PM Repair - Biomedical | MHHS-TMC | [8 empty] | DEFIBRILLATOR | Defibrillator | Medtronic
NO | YES |  |  |  | 069-27019 | 069-27019 | Physio-Control, Inc., a division of Medtronic | LIFEPAK 20 |  |  | ICU | MHHS-TMC |  | Defibrillator |  | 069-27019 | 069-27019 | TMC | Memorial Hermann-Texas Medical Center | ICU | Central station | 3/1/19 |  |  |  | DEFIBRILLATORS | Defibrillator | DEFIBRILLATOR-Medtronic-Lifepak 20 | DEFIBRILLATOR | Lifepak 20 |  |  |  | Medtronic | Defibrillator |  |  | DEFIBRILLATOR-Medtronic-Lifepak 20 | 11/2/19 |  | D-SA | Covered PM Repair - Biomedical | MHHS-TMC | [8 empty] | DEFIBRILLATOR | Defibrillator | Medtronic
NO | YES |  |  |  | 069-27022 | 069-27022 | Physio-Control, Inc., a division of Medtronic | LIFEPAK 20 |  |  | TMC - MHTMC - RAPID RESPONSE | MHHS-TMC |  | Defibrillator |  | 069-27022 | 069-27022 | TMC | Mischer Neuroscience Institute | TMC - MHTMC - RAPID RESPONSE | Nurses Station | 2/1/20 |  | 2/1/21 |  | DEFIBRILLATORS | Defibrillator | DEFIBRILLATOR-Medtronic-Lifepak 20 | DEFIBRILLATOR | Lifepak 20 |  |  |  | Medtronic | Defibrillator |  |  | DEFIBRILLATOR-Medtronic-Lifepak 20 | 11/2/19 |  | D-SA | Covered PM Repair - Biomedical | MHHS-TMC | [8 empty] | DEFIBRILLATOR | Defibrillator | Medtronic
NO | YES |  |  |  | 069-27276 | 069-27276 | Physio-Control, Inc., a division of Medtronic | LIFEPAK 20 |  |  | TMC - MHTMC - RAPID RESPONSE | MHHS-TMC |  | Defibrillator |  | 069-27276 | 069-27276 | TMC | Memorial Hermann-Texas Medical Center | TMC - MHTMC - RAPID RESPONSE | TMC 5 WEST | 2/1/19 |  | 2/1/21 |  | DEFIBRILLATORS | Defibrillator | DEFIBRILLATOR-Medtronic-Lifepak 20 | DEFIBRILLATOR | Lifepak 20 |  |  |  | Medtronic | Defibrillator |  |  | DEFIBRILLATOR-Medtronic-Lifepak 20 | 3/1/17 |  | D-SA | Covered PM Repair - Biomedical | MHHS-TMC | [8 empty] | DEFIBRILLATOR | Defibrillator | Medtronic
NO | YES |  |  |  | 069-27281 | 069-27281 | Physio-Control, Inc., a division of Medtronic | LIFEPAK 20 |  |  | TMC-HVI-CIMU (4Hvi) | MHHS-TMC |  | Defibrillator |  | 069-27281 | 069-27281 | TMC | MHHS-TMC | TMC-HVI-CIMU (4Hvi) | TMC - HVI - CIMU (4HVI) | 3/1/20 |  | 3/1/21 |  | DEFIBRILLATORS | Defibrillator | DEFIBRILLATOR-Medtronic-Lifepak 20 | DEFIBRILLATOR | Lifepak 20 |  |  |  | Medtronic | Defibrillator |  |  | DEFIBRILLATOR-Medtronic-Lifepak 20 | 11/2/19 |  | D-SA | Covered PM Repair - Biomedical | MHHS-TMC | [8 empty] | DEFIBRILLATOR | Defibrillator | Medtronic
NO | YES |  |  |  |  | 069-27288 | Physio-Control, Inc., a division of Medtronic | LIFEPAK 20 |  |  | TMC-Rehab-Ot/Pt Clinic (4J) | MHHS-TMC |  | Defibrillator |  |  | 069-27288 | TMC | MHHS-TMC | TMC-Rehab-Ot/Pt Clinic (4J) | Hallway | 2/1/19 |  |  |  | DEFIBRILLATORS | Defibrillator | DEFIBRILLATOR-Medtronic-Lifepak 20 | DEFIBRILLATOR | Lifepak 20 |  |  |  | Medtronic | Defibrillator |  |  | DEFIBRILLATOR-Medtronic-Lifepak 20 | 7/7/18 |  | D-SA | Covered PM Repair - Biomedical | MHHS-TMC | [8 empty] | DEFIBRILLATOR | Defibrillator | Medtronic
NO | YES |  |  |  |  | 069-27289 | Physio-Control, Inc., a division of Medtronic | LIFEPAK 20 |  |  | TMC - Biomed Shop | MHHS-TMC |  | Defibrillator |  |  | 069-27289 | TMC | Memorial Hermann-Texas Medical Center | TMC - Biomed Shop | Biomed Shop | 2/1/19 |  | 2/1/20 | Not working properly | DEFIBRILLATORS | Defibrillator | DEFIBRILLATOR-Medtronic-Lifepak 20 | DEFIBRILLATOR | Lifepak 20 |  |  |  | Medtronic | Defibrillator |  |  | DEFIBRILLATOR-Medtronic-Lifepak 20 | 7/1/23 |  | D-SA | Not Covered Vendor Only - Biomedical | MHHS-TMC | [8 empty] | DEFIBRILLATOR | Defibrillator | Medtronic
NO | YES |  |  |  | 069-27316 | 069-27316 | Physio-Control, Inc., a division of Medtronic | LIFEPAK 20 |  |  | TMC - MHTMC - RAPID RESPONSE | MHHS-TMC |  | Defibrillator |  | 069-27316 | 069-27316 | TMC | Memorial Hermann-Texas Medical Center | TMC - MHTMC - RAPID RESPONSE | 9 JONES | 3/1/19 |  | 3/1/20 |  | DEFIBRILLATORS | Defibrillator | DEFIBRILLATOR-Medtronic-Lifepak 20 | DEFIBRILLATOR | Lifepak 20 |  |  |  | Medtronic | Defibrillator |  |  | DEFIBRILLATOR-Medtronic-Lifepak 20 | 11/2/19 |  | D-SA | Covered PM Repair - Biomedical | MHHS-TMC | [8 empty] | DEFIBRILLATOR | Defibrillator | Medtronic
NO | YES |  |  |  | 069-27320 | 069-27320 | Physio-Control, Inc., a division of Medtronic | LIFEPAK 20 |  |  | TMC - MHTMC - RAPID RESPONSE | MHHS-TMC |  | Defibrillator |  | 069-27320 | 069-27320 | TMC | Memorial Hermann-Texas Medical Center | TMC - MHTMC - RAPID RESPONSE | TMC MHTMC RADI RESPONSE | 2/1/19 |  | 2/1/21 |  | DEFIBRILLATORS |  | DEFIBRILLATOR-Medtronic-Lifepak 20 | DEFIBRILLATOR | Lifepak 20 |  |  |  | Medtronic | Defibrillator |  |  | DEFIBRILLATOR-Medtronic-Lifepak 20 | 11/2/19 |  |  | Covered PM Repair - Biomedical | MHHS-TMC
NO | YES |  |  |  | 069-27455 | 069-27455 | Physio-Control, Inc., a division of Medtronic | LIFEPAK 20 |  |  | TMC-OR-Anesthesia (Contract Equip) | MHHS-TMC |  | Defibrillator |  | 069-27455 | 069-27455 | TMC | MHHS-TMC | TMC-OR-Anesthesia (Contract Equip) | OR 9 | 2/1/19 |  | 2/1/20 |  | DEFIBRILLATORS |  | DEFIBRILLATOR-Medtronic-Lifepak 20 | DEFIBRILLATOR | Lifepak 20 |  |  |  | Medtronic | Defibrillator |  |  | DEFIBRILLATOR-Medtronic-Lifepak 20 | 11/2/19 |  |  | Covered PM Repair - Biomedical | MHHS-TMC
NO | YES |  |  |  | 069-43332 | 069-43332 | Physio-Control, Inc., a division of Medtronic | LIFEPAK 20 |  |  | TMC-HVI-CIMU (4Hvi) | MHHS-TMC |  | Defibrillator |  | 069-43332 | 069-43332 | TMC | MHHS-TMC | TMC-HVI-CIMU (4Hvi) | TMC - HVI - CIMU (4HVI) | 6/1/19 |  | 3/1/21 |  | DEFIBRILLATORS | Defibrillator | DEFIBRILLATOR-Medtronic-Lifepak 20 | DEFIBRILLATOR | Lifepak 20 |  |  |  | Medtronic | Defibrillator |  |  | DEFIBRILLATOR-Medtronic-Lifepak 20 | 11/2/19 |  | D-SA | Covered PM Repair - Biomedical | MHHS-TMC | [8 empty] | DEFIBRILLATOR | Defibrillator | Medtronic
NO | YES |  |  |  | 069-44263 | 069-44263 | Physio-Control, Inc., a division of Medtronic | LIFEPAK 20 |  |  | TMC-Children's-L&D (5Hp) | MHHS-TMC |  | Defibrillator |  | 069-44263 | 069-44263 | TMC | MHHS-TMC | TMC-Children's-L&D (5Hp) | CHILDRENS - L | 2/1/20 |  | 2/1/21 |  | DEFIBRILLATORS |  | DEFIBRILLATOR-Medtronic-Lifepak 20 | DEFIBRILLATOR | Lifepak 20 |  |  |  | Medtronic | Defibrillator |  |  | DEFIBRILLATOR-Medtronic-Lifepak 20 | 11/2/19 |  |  | Covered PM Repair - Biomedical | MHHS-TMC
NO | YES |  |  |  | 074-00009 | 074-00009 | Physio-Control, Inc., a division of Medtronic | LIFEPAK 20 |  |  | TMC-HVI-CVICU (8Hvi) | MHHS-TMC |  | Defibrillator |  | 074-00009 | 074-00009 | TMC | MHHS-TMC | TMC-HVI-CVICU (8Hvi) | TMC - HVI CVIMU 4 | 2/1/19 |  | 3/1/21 |  | DEFIBRILLATORS | Defibrillator | DEFIBRILLATOR-Medtronic-Lifepak 20 | DEFIBRILLATOR | Lifepak 20 |  |  |  | Medtronic | Defibrillator |  |  | DEFIBRILLATOR-Medtronic-Lifepak 20 | 11/2/19 |  | D-SA | Covered PM Repair - Biomedical | MHHS-TMC | [8 empty] | DEFIBRILLATOR | Defibrillator | Medtronic
NO | YES |  |  |  | 077-05662 | 077-05662 | Physio-Control, Inc., a division of Medtronic | LIFEPAK 20 |  |  | TMC - MHTMC - RAPID RESPONSE | MHHS-TMC |  | Defibrillator |  | 077-05662 | 077-05662 | TMC |  | TMC - MHTMC - RAPID RESPONSE |  | 2/21/19 |  |  |  | DEFIBRILLATORS |  | DEFIBRILLATOR-Medtronic-Lifepak 20 | DEFIBRILLATOR | Lifepak 20 |  |  |  | Medtronic | Defibrillator |  |  | DEFIBRILLATOR-Medtronic-Lifepak 20 | 11/2/19 | Verified 3/30/2020 4:07pm (Central) |  | Covered PM Repair - Biomedical | MHHS-TMC
NO | YES |  |  |  | 077-06432 | 077-06432 | Physio-Control, Inc., a division of Medtronic | LIFEPAK 20 |  |  | TMC-Gi/Endo-Adult (1J) | MHHS-TMC |  | Defibrillator |  | 077-06432 | 077-06432 | TMC | MHHS-TMC | TMC-Gi/Endo-Adult (1J) | Bay | 2/1/19 |  | 2/1/20 |  | DEFIBRILLATORS |  | DEFIBRILLATOR-Medtronic-Lifepak 20 | DEFIBRILLATOR | Lifepak 20 |  |  |  | Medtronic | Defibrillator |  |  | DEFIBRILLATOR-Medtronic-Lifepak 20 | 11/2/19 |  |  | Covered PM Repair - Biomedical | MHHS-TMC
NO | YES |  |  |  | 077-08283 | 077-08283 | Physio-Control, Inc., a division of Medtronic | LIFEPAK 20 |  |  | TMC - MHTMC - RAPID RESPONSE | MHHS-TMC |  | Defibrillator |  | 077-08283 | 077-08283 | TMC | Memorial Hermann-Texas Medical Center | TMC - MHTMC - RAPID RESPONSE | J2/400.6 |  |  |  |  | DEFIBRILLATORS |  | DEFIBRILLATOR-Medtronic-Lifepak 20 | DEFIBRILLATOR | Lifepak 20 |  |  |  | Medtronic | Defibrillator |  |  | DEFIBRILLATOR-Medtronic-Lifepak 20 | 11/2/19 |  |  | Covered PM Repair - Biomedical | MHHS-TMC
NO | YES |  |  |  |  | 069-28088 | Physio-Control, Inc., a division of Medtronic | LIFEPAK 20 |  |  | TMC - Biomed Shop | MHHS-TMC |  | Defibrillator |  |  | 069-28088 | TMC | Memorial Hermann-Texas Medical Center | TMC - Biomed Shop | Biomed Shop | 2/1/19 |  | 2/1/20 | Damaged note on front | DEFIBRILLATORS | Defibrillator | DEFIBRILLATOR-Medtronic-Lifepak 20 | DEFIBRILLATOR | Lifepak 20 |  |  |  | Medtronic | Defibrillator |  |  | DEFIBRILLATOR-Medtronic-Lifepak 20 | 6/1/14 |  | D-SA | Covered PM Repair - Biomedical | MHHS-TMC | [8 empty] | DEFIBRILLATOR | Defibrillator | Medtronic
NO | YES |  |  |  | 069-27449 | 069-27449 | Physio-Control, Inc., a division of Medtronic | LIFEPAK 20 |  |  | TMC-Sarofim 3-OR | MHHS-TMC |  | Defibrillator |  | 069-27449 | 069-27449 | TMC | MHHS-TMC | TMC-Sarofim 3-OR | OR3 | 7/1/19 |  |  |  | DEFIBRILLATORS |  | DEFIBRILLATOR-Medtronic-Lifepak 20 | DEFIBRILLATOR | Lifepak 20 |  |  |  | Medtronic | Defibrillator |  |  | DEFIBRILLATOR-Medtronic-Lifepak 20 | 11/2/19 |  |  | Covered PM Repair - Biomedical | MHHS-TMC
NO | YES |  |  |  | 069-27550 | 069-27550 | Physio-Control, Inc., a division of Medtronic | LIFEPAK 20 |  |  | TWC | MHHS-TMC |  | Defibrillator |  | 069-27550 | 069-27550 | TMC | Memorial Hermann Medical Group Texas Medical Center Internal Medicine | TWC | Control Room | 3/1/20 |  | 2/1/21 |  | DEFIBRILLATORS | Defibrillator | DEFIBRILLATOR-Medtronic-Lifepak 20 | DEFIBRILLATOR | Lifepak 20 |  |  |  | Medtronic | Defibrillator |  |  | DEFIBRILLATOR-Medtronic-Lifepak 20 | 11/2/19 |  | D-SA | Covered PM Repair - Biomedical | MHHS-TMC | [8 empty] | DEFIBRILLATOR | Defibrillator | Medtronic
NO | YES |  |  |  | 069-28204 |  | Physio-Control, Inc., a division of Medtronic | LIFEPAK 20 |  |  | TMC-OR-Robertson (2R) | MHHS-TMC |  | Defibrillator |  | 069-28204 |  | TMC | MHHS-TMC | TMC-OR-Robertson (2R) | Clean core | 2/1/19 |  | 2/1/20 |  | DEFIBRILLATORS |  | DEFIBRILLATOR-Medtronic-Lifepak 20 | DEFIBRILLATOR | Lifepak 20 |  |  |  | Medtronic | Defibrillator |  |  | DEFIBRILLATOR-Medtronic-Lifepak 20 |  |  |  | Not Covered Vendor Only - Biomedical | MHHS-TMC
NO | YES |  |  |  | 077-06477 | 077-06477 | Physio-Control, Inc., a division of Medtronic | LIFEPAK 20 |  |  | TMC-OR-Hermann (2Hp) | MHHS-TMC |  | Defibrillator |  | 077-06477 | 077-06477 | TMC | MHHS-TMC | TMC-OR-Hermann (2Hp) | Crash cart | 2/1/20 |  | 2/1/21 |  | DEFIBRILLATORS | Defibrillator | DEFIBRILLATOR-Medtronic-Lifepak 20 | DEFIBRILLATOR | Lifepak 20 |  |  |  | Medtronic | Defibrillator |  |  | DEFIBRILLATOR-Medtronic-Lifepak 20 | 11/2/19 |  | D-SA | Covered PM Repair - Biomedical | MHHS-TMC | [8 empty] | DEFIBRILLATOR | Defibrillator | Medtronic
NO | YES |  |  |  | 069-27228 |  | Physio-Control, Inc., a division of Medtronic | LIFEPAK 20 |  |  | TMC-Radiology-IR/Angio | MHHS-TMC |  | Defibrillator |  | 069-27228 |  | TMC | MHHS-TMC | TMC-Radiology-IR/Angio | Room 1 | 3/1/20 |  | 3/1/21 |  | DEFIBRILLATORS |  | DEFIBRILLATOR-Medtronic-Lifepak 20 | DEFIBRILLATOR | Lifepak 20 |  |  |  | Medtronic | Defibrillator |  |  | DEFIBRILLATOR-Medtronic-Lifepak 20 | 11/2/19 |  |  | Covered PM Repair - Biomedical | MHHS-TMC
NO | YES |  |  |  | 069-27235 | 069-27235 | Physio-Control, Inc., a division of Medtronic | LIFEPAK 20 |  |  | TMC-Radiology-Jones Pavilion | MHHS-TMC |  | Defibrillator |  | 069-27235 | 069-27235 | TMC | MHHS-TMC | TMC-Radiology-Jones Pavilion | J2 400.6 | 2/1/20 |  | 2/1/21 |  | DEFIBRILLATORS |  | DEFIBRILLATOR-Medtronic-Lifepak 20 | DEFIBRILLATOR | Lifepak 20 |  |  |  | Medtronic | Defibrillator |  |  | DEFIBRILLATOR-Medtronic-Lifepak 20 | 11/2/19 |  |  | Covered PM Repair - Biomedical | MHHS-TMC
NO | YES |  |  |  | 069-27286 |  | Physio-Control, Inc., a division of Medtronic | LIFEPAK 20 |  |  | Memorial Hermann- Texas Medical Center Radiology | MHHS-TMC |  | Defibrillator |  | 069-27286 |  | TMC | TMC | Memorial Hermann- Texas Medical Center Radiology | Angio 1 | 2/1/19 |  | 2/1/20 |  | DEFIBRILLATORS |  | DEFIBRILLATOR-Medtronic-Lifepak 20 | DEFIBRILLATOR | Lifepak 20 |  |  |  | Medtronic | Defibrillator |  |  | DEFIBRILLATOR-Medtronic-Lifepak 20 | 11/2/19 |  |  | Covered PM Repair - Biomedical | MHHS-TMC
NO | YES |  |  |  | 069-27313 |  | Physio-Control, Inc., a division of Medtronic | LIFEPAK 20 |  |  | TMC-Radiology-Jones Pavilion | MHHS-TMC |  | Defibrillator |  | 069-27313 |  | TMC | MHHS-TMC | TMC-Radiology-Jones Pavilion |  | 4/1/20 |  | 4/1/21 |  | DEFIBRILLATORS |  | DEFIBRILLATOR-Medtronic-Lifepak 20 | DEFIBRILLATOR | Lifepak 20 |  |  |  | Medtronic | Defibrillator |  |  | DEFIBRILLATOR-Medtronic-Lifepak 20 | 11/2/19 |  |  | Covered PM Repair - Biomedical | MHHS-TMC
NO | YES |  |  |  | 069-27314 | 069-27314 | Physio-Control, Inc., a division of Medtronic | LIFEPAK 20 |  |  | TMC-Radiology-Jones Pavilion | MHHS-TMC |  | Defibrillator |  | 069-27314 | 069-27314 | TMC | MHHS-TMC | TMC-Radiology-Jones Pavilion |  | 2/1/19 |  |  |  | DEFIBRILLATORS |  | DEFIBRILLATOR-Medtronic-Lifepak 20 | DEFIBRILLATOR | Lifepak 20 |  |  |  | Medtronic | Defibrillator |  |  | DEFIBRILLATOR-Medtronic-Lifepak 20 | 11/2/19 |  |  | Covered PM Repair - Biomedical | MHHS-TMC
NO | YES |  |  |  | 069-27321 |  | Physio-Control, Inc., a division of Medtronic | LIFEPAK 20 |  |  | TMC-Radiology-IR/Angio | MHHS-TMC |  | Defibrillator |  | 069-27321 |  | TMC | MHHS-TMC | TMC-Radiology-IR/Angio | Room 1 | 3/1/20 |  | 3/1/21 |  | DEFIBRILLATORS |  | DEFIBRILLATOR-Medtronic-Lifepak 20 | DEFIBRILLATOR | Lifepak 20 |  |  |  | Medtronic | Defibrillator |  |  | DEFIBRILLATOR-Medtronic-Lifepak 20 | 11/2/19 |  |  | Covered PM Repair - Biomedical | MHHS-TMC
NO | YES |  |  |  | 069-27324 | 069-27324 | Physio-Control, Inc., a division of Medtronic | LIFEPAK 20 |  |  | TMC-Radiology-IR/Angio | MHHS-TMC |  | Defibrillator |  | 069-27324 | 069-27324 | TMC | MHHS-TMC | TMC-Radiology-IR/Angio | J2313 | 2/1/19 |  | 2/1/21 |  | DEFIBRILLATORS |  | DEFIBRILLATOR-Medtronic-Lifepak 20 | DEFIBRILLATOR | Lifepak 20 |  |  |  | Medtronic | Defibrillator |  |  | DEFIBRILLATOR-Medtronic-Lifepak 20 | 11/1/19 |  |  | Covered PM Repair - Biomedical | MHHS-TMC
NO | YES |  |  |  | 069-27327 | 069-27327 | Physio-Control, Inc., a division of Medtronic | LIFEPAK 20 |  |  | TMC - Biomed Shop | MHHS-TMC |  | Defibrillator |  | 069-27327 | 069-27327 | TMC | Memorial Hermann-Texas Medical Center | TMC - Biomed Shop | Biomed Shop | 2/1/19 |  | 2/1/20 |  | DEFIBRILLATORS | Defibrillator | DEFIBRILLATOR-Medtronic-Lifepak 20 | DEFIBRILLATOR | Lifepak 20 |  |  |  | Medtronic | Defibrillator |  |  | DEFIBRILLATOR-Medtronic-Lifepak 20 | 11/1/19 |  | D-SA | Covered PM Repair - Biomedical | MHHS-TMC | [8 empty] | DEFIBRILLATOR | Defibrillator | Medtronic
NO | YES |  |  |  | 069-27450 | 069-27450 | Physio-Control, Inc., a division of Medtronic | LIFEPAK 20 |  |  | TMC-Radiology-Jones Pavilion | MHHS-TMC |  | Defibrillator |  | 069-27450 | 069-27450 | TMC | MHHS-TMC | TMC-Radiology-Jones Pavilion | TMC - RADIOLOGY - JONES PAVILION | 2/1/19 |  | 3/1/21 |  | DEFIBRILLATORS |  | DEFIBRILLATOR-Medtronic-Lifepak 20 | DEFIBRILLATOR | Lifepak 20 |  |  |  | Medtronic | Defibrillator |  |  | DEFIBRILLATOR-Medtronic-Lifepak 20 | 11/2/19 |  |  | Covered PM Repair - Biomedical | MHHS-TMC
NO | YES |  |  |  | 069-27457 | 069-27457 | Physio-Control, Inc., a division of Medtronic | LIFEPAK 20 |  |  | TMC-Radiology-Jones Pavilion | MHHS-TMC |  | Defibrillator |  | 069-27457 | 069-27457 | TMC | MHHS-TMC | TMC-Radiology-Jones Pavilion |  | 2/1/19 |  |  |  | DEFIBRILLATORS |  | DEFIBRILLATOR-Medtronic-Lifepak 20 | DEFIBRILLATOR | Lifepak 20 |  |  |  | Medtronic | Defibrillator |  |  | DEFIBRILLATOR-Medtronic-Lifepak 20 | 11/2/19 |  |  | Covered PM Repair - Biomedical | MHHS-TMC
NO | YES |  |  |  | 069-28093 | 069-28093 | Physio-Control, Inc., a division of Medtronic | LIFEPAK 20 |  |  | TMC-Radiology-Jones Pavilion | MHHS-TMC |  | Defibrillator |  | 069-28093 | 069-28093 | TMC | MHHS-TMC | TMC-Radiology-Jones Pavilion | J2.313 |  |  |  |  | DEFIBRILLATORS |  | DEFIBRILLATOR-Medtronic-Lifepak 20 | DEFIBRILLATOR | Lifepak 20 |  |  |  | Medtronic | Defibrillator |  |  | DEFIBRILLATOR-Medtronic-Lifepak 20 | 11/2/19 |  |  | Covered PM Repair - Biomedical | MHHS-TMC
NO | YES |  |  |  | 077-06430 | 077-06430 | Physio-Control, Inc., a division of Medtronic | LIFEPAK 20 |  |  | TMC - MHTMC - RAPID RESPONSE | MHHS-TMC |  | Defibrillator |  | 077-06430 | 077-06430 | TMC | Memorial Hermann-Texas Medical Center | TMC - MHTMC - RAPID RESPONSE | J2/400.6 | 2/1/19 |  |  |  | DEFIBRILLATORS |  | DEFIBRILLATOR-Medtronic-Lifepak 20 | DEFIBRILLATOR | Lifepak 20 |  |  |  | Medtronic | Defibrillator |  |  | DEFIBRILLATOR-Medtronic-Lifepak 20 | 11/2/19 |  |  | Covered PM Repair - Biomedical | MHHS-TMC
NO | YES |  |  |  | 069-27234 | 069-27234 | Physio-Control, Inc., a division of Medtronic | LIFEPAK 20 |  |  | TMC-Radiology-Nuc Med | MHHS-TMC |  | Defibrillator |  | 069-27234 | 069-27234 | TMC | MHHS-TMC | TMC-Radiology-Nuc Med | Nuclear Medicine | 2/1/19 |  |  |  | DEFIBRILLATORS |  | DEFIBRILLATOR-Medtronic-Lifepak 20 | DEFIBRILLATOR | Lifepak 20 |  |  |  | Medtronic | Defibrillator |  |  | DEFIBRILLATOR-Medtronic-Lifepak 20 | 1/8/20 |  |  | Not Covered Vendor Only - Biomedical | MHHS-TMC
NO | YES |  |  |  | 069-27290 | 069-27290 | Physio-Control, Inc., a division of Medtronic | LIFEPAK 20 |  |  | TMC-Radiology-Nuc Med | MHHS-TMC |  | Defibrillator |  | 069-27290 | 069-27290 | TMC | MHHS-TMC | TMC-Radiology-Nuc Med | Nuclear Medicine | 2/1/19 |  |  |  | DEFIBRILLATORS |  | DEFIBRILLATOR-Medtronic-Lifepak 20 | DEFIBRILLATOR | Lifepak 20 |  |  |  | Medtronic | Defibrillator |  |  | DEFIBRILLATOR-Medtronic-Lifepak 20 | 11/2/19 |  |  | Covered PM Repair - Biomedical | MHHS-TMC
NO | YES |  |  |  | 069-27319 | 069-27319 | Physio-Control, Inc., a division of Medtronic | LIFEPAK 20 |  |  | TMC-HVI-CIMU (4Hvi) | MHHS-TMC |  | Defibrillator |  | 069-27319 | 069-27319 | TMC | MHHS-TMC | TMC-HVI-CIMU (4Hvi) | TMC - HVI - CIMU (4HVI) | 2/1/19 |  | 2/1/21 |  | DEFIBRILLATORS | Defibrillator | DEFIBRILLATOR-Medtronic-Lifepak 20 | DEFIBRILLATOR | Lifepak 20 |  |  |  | Medtronic | Defibrillator |  |  | DEFIBRILLATOR-Medtronic-Lifepak 20 | 11/2/19 |  | D-SA | Covered PM Repair - Biomedical | MHHS-TMC | [8 empty] | DEFIBRILLATOR | Defibrillator | Medtronic
NO | YES |  |  |  | 069-28089 | 069-28089 | Physio-Control, Inc., a division of Medtronic | LIFEPAK 20 |  |  | TMC-Jones-Hyperbaric/Wound Care (Jg) | MHHS-TMC |  | Defibrillator |  | 069-28089 | 069-28089 | TMC | MHHS-TMC | TMC-Jones-Hyperbaric/Wound Care (Jg) | Gym | 3/1/20 |  | 3/1/21 |  | DEFIBRILLATORS |  | DEFIBRILLATOR-Medtronic-Lifepak 20 | DEFIBRILLATOR | Lifepak 20 |  |  |  | Medtronic | Defibrillator |  |  | DEFIBRILLATOR-Medtronic-Lifepak 20 | 11/2/19 |  |  | Covered PM Repair - Biomedical | MHHS-TMC
NO | YES |  |  |  | 069-28091 | 069-28091 | Physio-Control, Inc., a division of Medtronic | LIFEPAK 20 |  |  | TMC-Radiology-IR/Angio | MHHS-TMC |  | Defibrillator |  | 069-28091 | 069-28091 | TMC | MHHS-TMC | TMC-Radiology-IR/Angio | J2418 | 4/1/20 |  | 4/1/21 |  | DEFIBRILLATORS |  | DEFIBRILLATOR-Medtronic-Lifepak 20 | DEFIBRILLATOR | Lifepak 20 |  |  |  | Medtronic | Defibrillator |  |  | DEFIBRILLATOR-Medtronic-Lifepak 20 | 11/2/19 |  |  | Covered PM Repair - Biomedical | MHHS-TMC
NO | YES |  |  |  | 055-04135 | 055-04315 | Physio-Control, Inc., a division of Medtronic | LIFEPAK 20 |  |  | SE - Stress lab |  |  |  |  | 055-04135 | 055-04315 | Southeast | Memorial Hermann Southeast Hospital | SE - Stress lab | Bay 1 | 8/1/19 |  | 8/1/20
NO | NO | [5 empty] | Physio-Control, Inc., a division of Medtronic | LIFEPAK 20 |  |  | GH - ER | MHHS-Greater Heights |  | Defibrillator |  |  |  | Central & Greater Heights |  | GH - ER | [5 empty] | DEFIBRILLATORS |  | DEFIBRILLATOR-Medtronic-Lifepak 20 | DEFIBRILLATOR | Lifepak 20 |  |  |  | Medtronic | Defibrillator |  |  | DEFIBRILLATOR-Medtronic-Lifepak 20 |  |  |  | Covered PM Repair - Lab Analyzers/Anesth | MHHS-Greater Heights
NO | NO | [5 empty] | Physio-Control, Inc., a division of Medtronic | LIFEPAK 20 |  |  | GH - ER | MHHS-Greater Heights |  | Defibrillator |  |  |  | Central & Greater Heights |  | GH - ER | [5 empty] | DEFIBRILLATORS |  | DEFIBRILLATOR-Medtronic-Lifepak 20 | DEFIBRILLATOR | Lifepak 20 |  |  |  | Medtronic | Defibrillator |  |  | DEFIBRILLATOR-Medtronic-Lifepak 20 |  |  |  | Covered PM Repair - Lab Analyzers/Anesth | MHHS-Greater Heights
NO | NO | [5 empty] | Physio-Control, Inc., a division of Medtronic | LIFEPAK 20 |  |  | GH - ER | MHHS-Greater Heights |  | Defibrillator |  |  |  | Central & Greater Heights |  | GH - ER | [5 empty] | DEFIBRILLATORS |  | DEFIBRILLATOR-Medtronic-Lifepak 20 | DEFIBRILLATOR | Lifepak 20 |  |  |  | Medtronic | Defibrillator |  |  | DEFIBRILLATOR-Medtronic-Lifepak 20 |  |  |  | Covered PM Repair - Lab Analyzers/Anesth | MHHS-Greater Heights
NO | NO |  |  |  | 009-04400 |  | Physio-Control, Inc., a division of Medtronic | LIFEPAK 20 |  |  | GH - ICU | MHHS-Greater Heights |  | Defibrillator |  | 009-04400 |  | Central & Greater Heights |  | GH - ICU | [5 empty] | DEFIBRILLATORS |  | DEFIBRILLATOR-Medtronic-Lifepak 20 | DEFIBRILLATOR | Lifepak 20 |  |  |  | Medtronic | Defibrillator |  |  | DEFIBRILLATOR-Medtronic-Lifepak 20 |  |  |  | Covered PM Repair - Lab Analyzers/Anesth | MHHS-Greater Heights
NO | NO | [5 empty] | Physio-Control, Inc., a division of Medtronic | LIFEPAK 20 |  |  | GH - ICU | MHHS-Greater Heights |  | Defibrillator |  |  |  | Central & Greater Heights |  | GH - ICU | [5 empty] | DEFIBRILLATORS |  | DEFIBRILLATOR-Medtronic-Lifepak 20 | DEFIBRILLATOR | Lifepak 20 |  |  |  | Medtronic | Defibrillator |  |  | DEFIBRILLATOR-Medtronic-Lifepak 20 |  |  |  | Covered PM Repair - Lab Analyzers/Anesth | MHHS-Greater Heights
NO | NO | [5 empty] | Physio-Control, Inc., a division of Medtronic | LIFEPAK 20 |  |  | GH - IMU | MHHS-Greater Heights |  | Defibrillator |  |  |  | Central & Greater Heights |  | GH - IMU | [5 empty] | DEFIBRILLATORS |  | DEFIBRILLATOR-Medtronic-Lifepak 20 | DEFIBRILLATOR | Lifepak 20 |  |  |  | Medtronic | Defibrillator |  |  | DEFIBRILLATOR-Medtronic-Lifepak 20 |  |  |  | Not Covered Vendor Only - Lab Ana/Anes | MHHS-Greater Heights
NO | NO |  |  |  | 133-04552 |  | Physio-Control, Inc., a division of Medtronic | LIFEPAK 20 |  |  | KATY - CT | MHHS-Katy |  | Defibrillator |  | 133-04552 |  | Katy |  | KATY - CT | [5 empty] | DEFIBRILLATORS |  | DEFIBRILLATOR-Medtronic-Lifepak 20 | DEFIBRILLATOR | Lifepak 20 |  |  |  | Medtronic | Defibrillator |  |  | DEFIBRILLATOR-Medtronic-Lifepak 20 |  |  |  | Not Covered Vendor Only - Biomedical | MHHS-Katy
NO | NO | [5 empty] | Physio-Control, Inc., a division of Medtronic | LIFEPAK 20 |  |  | MEMORIAL CITY - CATH LAB HOLDING AREA | MHHS-Mem City |  | Defibrillator |  |  |  | West & Memorial City |  | MEMORIAL CITY - CATH LAB HOLDING AREA | [5 empty] | DEFIBRILLATORS |  | DEFIBRILLATOR-Medtronic-Lifepak 20 | DEFIBRILLATOR | Lifepak 20 |  |  |  | Medtronic | Defibrillator |  |  | DEFIBRILLATOR-Medtronic-Lifepak 20 |  |  |  | Covered PM Repair - Biomedical | MHHS-Mem City
NO | NO | [5 empty] | Physio-Control, Inc., a division of Medtronic | LIFEPAK 20 |  |  | MEMORIAL CITY - CDU | MHHS-Mem City |  | Defibrillator |  |  |  | West & Memorial City |  | MEMORIAL CITY - CDU | [5 empty] | DEFIBRILLATORS |  | DEFIBRILLATOR-Medtronic-Lifepak 20 | DEFIBRILLATOR | Lifepak 20 |  |  |  | Medtronic | Defibrillator |  |  | DEFIBRILLATOR-Medtronic-Lifepak 20 |  |  |  | Covered PM Repair - Biomedical | MHHS-Mem City
NO | NO | [5 empty] | Physio-Control, Inc., a division of Medtronic | LIFEPAK 20 |  |  | MEMORIAL CITY - ER | MHHS-Mem City |  | Defibrillator |  |  |  | West & Memorial City |  | MEMORIAL CITY - ER | [5 empty] | DEFIBRILLATORS |  | DEFIBRILLATOR-Medtronic-Lifepak 20 | DEFIBRILLATOR | Lifepak 20 |  |  |  | Medtronic | Defibrillator |  |  | DEFIBRILLATOR-Medtronic-Lifepak 20 |  |  |  | Covered PM Repair - Biomedical | MHHS-Mem City
NO | NO | [5 empty] | Physio-Control, Inc., a division of Medtronic | LIFEPAK 20 |  |  | MEMORIAL CITY - ER | MHHS-Mem City |  | Defibrillator |  |  |  | West & Memorial City |  | MEMORIAL CITY - ER | [5 empty] | DEFIBRILLATORS |  | DEFIBRILLATOR-Medtronic-Lifepak 20 | DEFIBRILLATOR | Lifepak 20 |  |  |  | Medtronic | Defibrillator |  |  | DEFIBRILLATOR-Medtronic-Lifepak 20 |  |  |  | Covered PM Repair - Biomedical | MHHS-Mem City
NO | NO | [5 empty] | Physio-Control, Inc., a division of Medtronic | LIFEPAK 20 |  |  | MEMORIAL CITY - ER - PEDS | MHHS-Mem City |  | Defibrillator |  |  |  | West & Memorial City |  | MEMORIAL CITY - ER - PEDS | [5 empty] | DEFIBRILLATORS |  | DEFIBRILLATOR-Medtronic-Lifepak 20 | DEFIBRILLATOR | Lifepak 20 |  |  |  | Medtronic | Defibrillator |  |  | DEFIBRILLATOR-Medtronic-Lifepak 20 |  |  |  | Covered PM Repair - Biomedical | MHHS-Mem City
NO | NO | [5 empty] | Physio-Control, Inc., a division of Medtronic | LIFEPAK 20 |  |  | MEMORIAL CITY - EXPRESS ADMITTING | MHHS-Mem City |  | Defibrillator |  |  |  | West & Memorial City |  | MEMORIAL CITY - EXPRESS ADMITTING | [5 empty] | DEFIBRILLATORS |  | DEFIBRILLATOR-Medtronic-Lifepak 20 | DEFIBRILLATOR | Lifepak 20 |  |  |  | Medtronic | Defibrillator |  |  | DEFIBRILLATOR-Medtronic-Lifepak 20 |  |  |  | Covered PM Repair - Biomedical | MHHS-Mem City
NO | NO | [5 empty] | Physio-Control, Inc., a division of Medtronic | LIFEPAK 20 |  |  | MEMORIAL CITY - MED/SURG | MHHS-Mem City |  | Defibrillator |  |  |  | West & Memorial City |  | MEMORIAL CITY - MED/SURG | [5 empty] | DEFIBRILLATORS |  | DEFIBRILLATOR-Medtronic-Lifepak 20 | DEFIBRILLATOR | Lifepak 20 |  |  |  | Medtronic | Defibrillator |  |  | DEFIBRILLATOR-Medtronic-Lifepak 20 |  |  |  | Covered PM Repair - Biomedical | MHHS-Mem City
NO | NO |  |  |  | 041-08504 |  | Physio-Control, Inc., a division of Medtronic | LIFEPAK 20 |  |  | MEMORIAL CITY - MHT - ONCOLOGY | MHHS-Mem City |  | Defibrillator |  | 041-08504 |  | West & Memorial City |  | MEMORIAL CITY - MHT - ONCOLOGY | [5 empty] | DEFIBRILLATORS |  | DEFIBRILLATOR-Medtronic-Lifepak 20 | DEFIBRILLATOR | Lifepak 20 |  |  |  | Medtronic | Defibrillator |  |  | DEFIBRILLATOR-Medtronic-Lifepak 20 |  |  |  | Covered PM Repair - Biomedical | MHHS-Mem City
NO | NO | [5 empty] | Physio-Control, Inc., a division of Medtronic | LIFEPAK 20 |  |  | MEMORIAL CITY - MICU | MHHS-Mem City |  | Defibrillator |  |  |  | West & Memorial City |  | MEMORIAL CITY - MICU | [5 empty] | DEFIBRILLATORS |  | DEFIBRILLATOR-Medtronic-Lifepak 20 | DEFIBRILLATOR | Lifepak 20 |  |  |  | Medtronic | Defibrillator |  |  | DEFIBRILLATOR-Medtronic-Lifepak 20 |  |  |  | Covered PM Repair - Biomedical | MHHS-Mem City
NO | NO | [5 empty] | Physio-Control, Inc., a division of Medtronic | LIFEPAK 20 |  |  | MEMORIAL CITY - MICU | MHHS-Mem City |  | Defibrillator |  |  |  | West & Memorial City |  | MEMORIAL CITY - MICU | [5 empty] | DEFIBRILLATORS |  | DEFIBRILLATOR-Medtronic-Lifepak 20 | DEFIBRILLATOR | Lifepak 20 |  |  |  | Medtronic | Defibrillator |  |  | DEFIBRILLATOR-Medtronic-Lifepak 20 |  |  |  | Covered PM Repair - Biomedical | MHHS-Mem City
NO | NO | [5 empty] | Physio-Control, Inc., a division of Medtronic | LIFEPAK 20 |  |  | MEMORIAL CITY - MOR | MHHS-Mem City |  | Defibrillator |  |  |  | West & Memorial City |  | MEMORIAL CITY - MOR | [5 empty] | DEFIBRILLATORS |  | DEFIBRILLATOR-Medtronic-Lifepak 20 | DEFIBRILLATOR | Lifepak 20 |  |  |  | Medtronic | Defibrillator |  |  | DEFIBRILLATOR-Medtronic-Lifepak 20 |  |  |  | Covered PM Repair - Biomedical | MHHS-Mem City
NO | NO | [5 empty] | Physio-Control, Inc., a division of Medtronic | LIFEPAK 20 |  |  | MEMORIAL CITY - NUCLEAR MEDICINE | MHHS-Mem City |  | Defibrillator |  |  |  | West & Memorial City |  | MEMORIAL CITY - NUCLEAR MEDICINE | [5 empty] | DEFIBRILLATORS |  | DEFIBRILLATOR-Medtronic-Lifepak 20 | DEFIBRILLATOR | Lifepak 20 |  |  |  | Medtronic | Defibrillator |  |  | DEFIBRILLATOR-Medtronic-Lifepak 20 |  |  |  | Covered PM Repair - Biomedical | MHHS-Mem City
NO | NO | [5 empty] | Physio-Control, Inc., a division of Medtronic | LIFEPAK 20 |  |  | MEMORIAL CITY - OCCUPATIONAL HEALTH | MHHS-Mem City |  | Defibrillator |  |  |  | West & Memorial City |  | MEMORIAL CITY - OCCUPATIONAL HEALTH | [5 empty] | DEFIBRILLATORS |  | DEFIBRILLATOR-Medtronic-Lifepak 20 | DEFIBRILLATOR | Lifepak 20 |  |  |  | Medtronic | Defibrillator |  |  | DEFIBRILLATOR-Medtronic-Lifepak 20 |  |  |  | Covered PM Repair - Biomedical | MHHS-Mem City
NO | NO | [5 empty] | Physio-Control, Inc., a division of Medtronic | LIFEPAK 20 |  |  | MEMORIAL CITY - POSTPARTUM | MHHS-Mem City |  | Defibrillator |  |  |  | West & Memorial City |  | MEMORIAL CITY - POSTPARTUM | [5 empty] | DEFIBRILLATORS |  | DEFIBRILLATOR-Medtronic-Lifepak 20 | DEFIBRILLATOR | Lifepak 20 |  |  |  | Medtronic | Defibrillator |  |  | DEFIBRILLATOR-Medtronic-Lifepak 20 |  |  |  | Covered PM Repair - Biomedical | MHHS-Mem City
NO | NO | [5 empty] | Physio-Control, Inc., a division of Medtronic | LIFEPAK 20 |  |  | MEMORIAL CITY - POSTPARTUM - NURSERY | MHHS-Mem City |  | Defibrillator |  |  |  | West & Memorial City |  | MEMORIAL CITY - POSTPARTUM - NURSERY | [5 empty] | DEFIBRILLATORS |  | DEFIBRILLATOR-Medtronic-Lifepak 20 | DEFIBRILLATOR | Lifepak 20 |  |  |  | Medtronic | Defibrillator |  |  | DEFIBRILLATOR-Medtronic-Lifepak 20 |  |  |  | Covered PM Repair - Biomedical | MHHS-Mem City
NO | NO | [5 empty] | Physio-Control, Inc., a division of Medtronic | LIFEPAK 20 |  |  | MEMORIAL CITY - SICU | MHHS-Mem City |  | Defibrillator |  |  |  | West & Memorial City |  | MEMORIAL CITY - SICU | [5 empty] | DEFIBRILLATORS |  | DEFIBRILLATOR-Medtronic-Lifepak 20 | DEFIBRILLATOR | Lifepak 20 |  |  |  | Medtronic | Defibrillator |  |  | DEFIBRILLATOR-Medtronic-Lifepak 20 |  |  |  | Covered PM Repair - Biomedical | MHHS-Mem City
NO | NO | [5 empty] | Physio-Control, Inc., a division of Medtronic | LIFEPAK 20 |  |  | MEMORIAL CITY - WELLNESS CARDIAC REHAB | MHHS-Mem City |  | Defibrillator |  |  |  | West & Memorial City |  | MEMORIAL CITY - WELLNESS CARDIAC REHAB | [5 empty] | DEFIBRILLATORS |  | DEFIBRILLATOR-Medtronic-Lifepak 20 | DEFIBRILLATOR | Lifepak 20 |  |  |  | Medtronic | Defibrillator |  |  | DEFIBRILLATOR-Medtronic-Lifepak 20 |  |  |  | Covered PM Repair - Biomedical | MHHS-Mem City
NO | NO |  |  |  | 005-06299 |  | Physio-Control, Inc., a division of Medtronic | LIFEPAK 20 |  |  | SE - CATH LAB - RECOVERY | MHHS-Southeast |  | Defibrillator |  | 005-06299 |  | Southeast & Bay Area |  | SE - CATH LAB - RECOVERY | [5 empty] | DEFIBRILLATORS |  | DEFIBRILLATOR-Medtronic-Lifepak 20 | DEFIBRILLATOR | Lifepak 20 |  |  |  | Medtronic | Defibrillator |  |  | DEFIBRILLATOR-Medtronic-Lifepak 20 |  |  |  | Not Covered Vendor Only - Biomedical | MHHS-Southeast
NO | NO |  |  |  | 005-06631 |  | Physio-Control, Inc., a division of Medtronic | LIFEPAK 20 |  |  | SE - EMERGENCY CENTER | MHHS-Southeast |  | Defibrillator |  | 005-06631 |  | Southeast & Bay Area |  | SE - EMERGENCY CENTER | [5 empty] | DEFIBRILLATORS |  | DEFIBRILLATOR-Medtronic-Lifepak 20 | DEFIBRILLATOR | Lifepak 20 |  |  |  | Medtronic | Defibrillator |  |  | DEFIBRILLATOR-Medtronic-Lifepak 20 |  |  |  | Covered PM Repair - Biomedical | MHHS-Southeast
NO | NO |  |  |  | 005-10337 |  | Physio-Control, Inc., a division of Medtronic | LIFEPAK 20 |  |  | SE - EMERGENCY CENTER | MHHS-Southeast |  | Defibrillator |  | 005-10337 |  | Southeast & Bay Area |  | SE - EMERGENCY CENTER | [5 empty] | DEFIBRILLATORS |  | DEFIBRILLATOR-Medtronic-Lifepak 20 | DEFIBRILLATOR | Lifepak 20 |  |  |  | Medtronic | Defibrillator |  |  | DEFIBRILLATOR-Medtronic-Lifepak 20 |  |  |  | Covered PM Repair - Biomedical | MHHS-Southeast
NO | NO |  |  |  | 005-03488 |  | Physio-Control, Inc., a division of Medtronic | LIFEPAK 20 |  |  | SE - ICU | MHHS-Southeast |  | Defibrillator |  | 005-03488 |  | Southeast & Bay Area |  | SE - ICU | [5 empty] | DEFIBRILLATORS |  | DEFIBRILLATOR-Medtronic-Lifepak 20 | DEFIBRILLATOR | Lifepak 20 |  |  |  | Medtronic | Defibrillator |  |  | DEFIBRILLATOR-Medtronic-Lifepak 20 |  |  |  | Covered PM Repair - Biomedical | MHHS-Southeast
NO | NO |  |  |  | 005-05782 |  | Physio-Control, Inc., a division of Medtronic | LIFEPAK 20 |  |  | SE - LABOR & DELIVERY | MHHS-Southeast |  | Defibrillator |  | 005-05782 |  | Southeast & Bay Area |  | SE - LABOR & DELIVERY | [5 empty] | DEFIBRILLATORS |  | DEFIBRILLATOR-Medtronic-Lifepak 20 | DEFIBRILLATOR | Lifepak 20 |  |  |  | Medtronic | Defibrillator |  |  | DEFIBRILLATOR-Medtronic-Lifepak 20 |  |  |  | Covered PM Repair - Biomedical | MHHS-Southeast
NO | NO |  |  |  | 005-08814 |  | Physio-Control, Inc., a division of Medtronic | LIFEPAK 20 |  |  | SE - NONINVASIVE CARDIOLOGY | MHHS-Southeast |  | Defibrillator |  | 005-08814 |  | Southeast & Bay Area |  | SE - NONINVASIVE CARDIOLOGY | [5 empty] | DEFIBRILLATORS |  | DEFIBRILLATOR-Medtronic-Lifepak 20 | DEFIBRILLATOR | Lifepak 20 |  |  |  | Medtronic | Defibrillator |  |  | DEFIBRILLATOR-Medtronic-Lifepak 20 |  |  |  | Covered PM Repair - Radiology, Low End | MHHS-Southeast
NO | NO |  |  |  | 005-13019 |  | Physio-Control, Inc., a division of Medtronic | LIFEPAK 20 |  |  | SE - OR | MHHS-Southeast |  | Defibrillator |  | 005-13019 |  | Southeast & Bay Area |  | SE - OR | [5 empty] | DEFIBRILLATORS |  | DEFIBRILLATOR-Medtronic-Lifepak 20 | DEFIBRILLATOR | Lifepak 20 |  |  |  | Medtronic | Defibrillator |  |  | DEFIBRILLATOR-Medtronic-Lifepak 20 |  |  |  | Covered PM Repair - Biomedical | MHHS-Southeast
NO | NO |  |  |  | 005-11095 |  | Physio-Control, Inc., a division of Medtronic | LIFEPAK 20 |  |  | SE - RADIOLOGY | MHHS-Southeast |  | Defibrillator |  | 005-11095 |  | Southeast & Bay Area |  | SE - RADIOLOGY | [5 empty] | DEFIBRILLATORS |  | DEFIBRILLATOR-Medtronic-Lifepak 20 | DEFIBRILLATOR | Lifepak 20 |  |  |  | Medtronic | Defibrillator |  |  | DEFIBRILLATOR-Medtronic-Lifepak 20 |  |  |  | Covered PM Repair - Biomedical | MHHS-Southeast
NO | NO |  |  |  | 005-08882 |  | Physio-Control, Inc., a division of Medtronic | LIFEPAK 20 |  |  | SE - UNIT 1B (MED/SURG) | MHHS-Southeast |  | Defibrillator |  | 005-08882 |  | Southeast & Bay Area |  | SE - UNIT 1B (MED/SURG) | [5 empty] | DEFIBRILLATORS |  | DEFIBRILLATOR-Medtronic-Lifepak 20 | DEFIBRILLATOR | Lifepak 20 |  |  |  | Medtronic | Defibrillator |  |  | DEFIBRILLATOR-Medtronic-Lifepak 20 |  |  |  | Covered PM Repair - Biomedical | MHHS-Southeast
NO | NO | [5 empty] | Physio-Control, Inc., a division of Medtronic | LIFEPAK 20 |  |  | SW - ENDOSCOPY | MHHS-Southwest |  | Defibrillator |  |  |  | Southwest |  | SW - ENDOSCOPY | [5 empty] | DEFIBRILLATORS |  | DEFIBRILLATOR-Medtronic-Lifepak 20 | DEFIBRILLATOR | Lifepak 20 |  |  |  | Medtronic | Defibrillator |  |  | DEFIBRILLATOR-Medtronic-Lifepak 20 |  |  |  | Not Covered Vendor Only - Lab Ana/Anes | MHHS-Southwest
NO | NO | [5 empty] | Physio-Control, Inc., a division of Medtronic | LIFEPAK 20 |  |  | SW - HVI - CV ICU | MHHS-Southwest |  | Defibrillator |  |  |  | Southwest |  | SW - HVI - CV ICU | [5 empty] | DEFIBRILLATORS |  | DEFIBRILLATOR-Medtronic-Lifepak 20 | DEFIBRILLATOR | Lifepak 20 |  |  |  | Medtronic | Defibrillator |  |  | DEFIBRILLATOR-Medtronic-Lifepak 20 |  |  |  | Not Covered Vendor Only - Lab Ana/Anes | MHHS-Southwest
NO | NO | [5 empty] | Physio-Control, Inc., a division of Medtronic | LIFEPAK 20 |  |  | SW - HYPERBARIC | MHHS-Southwest |  | Defibrillator |  |  |  | Southwest |  | SW - HYPERBARIC | [5 empty] | DEFIBRILLATORS |  | DEFIBRILLATOR-Medtronic-Lifepak 20 | DEFIBRILLATOR | Lifepak 20 |  |  |  | Medtronic | Defibrillator |  |  | DEFIBRILLATOR-Medtronic-Lifepak 20 |  |  |  | Not Covered Vendor Only - Biomedical | MHHS-Southwest
NO | NO |  |  |  | 013-12680 |  | Physio-Control, Inc., a division of Medtronic | LIFEPAK 20 |  |  | SW - ICU | MHHS-Southwest |  | Defibrillator |  | 013-12680 |  | Southwest |  | SW - ICU | [5 empty] | DEFIBRILLATORS |  | DEFIBRILLATOR-Medtronic-Lifepak 20 | DEFIBRILLATOR | Lifepak 20 |  |  |  | Medtronic | Defibrillator |  |  | DEFIBRILLATOR-Medtronic-Lifepak 20 |  |  |  | Covered PM Repair - Biomedical | MHHS-Southwest
NO | NO | [5 empty] | Physio-Control, Inc., a division of Medtronic | LIFEPAK 20 |  |  | SW - ICU - CCU | MHHS-Southwest |  | Defibrillator |  |  |  | Southwest |  | SW - ICU - CCU | [5 empty] | DEFIBRILLATORS |  | DEFIBRILLATOR-Medtronic-Lifepak 20 | DEFIBRILLATOR | Lifepak 20 |  |  |  | Medtronic | Defibrillator |  |  | DEFIBRILLATOR-Medtronic-Lifepak 20 |  |  |  | Covered PM Repair - Biomedical | MHHS-Southwest
NO | NO |  |  |  | 013-12876 |  | Physio-Control, Inc., a division of Medtronic | LIFEPAK 20 |  |  | SW - OR | MHHS-Southwest |  | Defibrillator |  | 013-12876 |  | Southwest |  | SW - OR | [5 empty] | DEFIBRILLATORS |  | DEFIBRILLATOR-Medtronic-Lifepak 20 | DEFIBRILLATOR | Lifepak 20 |  |  |  | Medtronic | Defibrillator |  |  | DEFIBRILLATOR-Medtronic-Lifepak 20 |  |  |  | Covered PM Repair - Biomedical | MHHS-Southwest
NO | NO | [5 empty] | Physio-Control, Inc., a division of Medtronic | LIFEPAK 20 |  |  | SW - OR | MHHS-Southwest |  | Defibrillator |  |  |  | Southwest |  | SW - OR | [5 empty] | DEFIBRILLATORS |  | DEFIBRILLATOR-Medtronic-Lifepak 20 | DEFIBRILLATOR | Lifepak 20 |  |  |  | Medtronic | Defibrillator |  |  | DEFIBRILLATOR-Medtronic-Lifepak 20 |  |  |  | Covered PM Repair - Biomedical | MHHS-Southwest
NO | NO | [5 empty] | Physio-Control, Inc., a division of Medtronic | LIFEPAK 20 |  |  | SW - RADIOLOGY | MHHS-Southwest |  | Defibrillator |  |  |  | Southwest |  | SW - RADIOLOGY | [5 empty] | DEFIBRILLATORS |  | DEFIBRILLATOR-Medtronic-Lifepak 20 | DEFIBRILLATOR | Lifepak 20 |  |  |  | Medtronic | Defibrillator |  |  | DEFIBRILLATOR-Medtronic-Lifepak 20 |  |  |  | Not Covered Vendor Only - Biomedical | MHHS-Southwest
NO | NO | [5 empty] | Physio-Control, Inc., a division of Medtronic | LIFEPAK 20 |  |  | SW - RADIOLOGY | MHHS-Southwest |  | Defibrillator |  |  |  | Southwest |  | SW - RADIOLOGY | [5 empty] | DEFIBRILLATORS |  | DEFIBRILLATOR-Medtronic-Lifepak 20 | DEFIBRILLATOR | Lifepak 20 |  |  |  | Medtronic | Defibrillator |  |  | DEFIBRILLATOR-Medtronic-Lifepak 20 |  |  |  | Covered PM Repair - Biomedical | MHHS-Southwest
NO | NO | [5 empty] | Physio-Control, Inc., a division of Medtronic | LIFEPAK 20 |  |  | SW - TELEMETRY | MHHS-Southwest |  | Defibrillator |  |  |  | Southwest |  | SW - TELEMETRY | [5 empty] | DEFIBRILLATORS |  | DEFIBRILLATOR-Medtronic-Lifepak 20 | DEFIBRILLATOR | Lifepak 20 |  |  |  | Medtronic | Defibrillator |  |  | DEFIBRILLATOR-Medtronic-Lifepak 20 |  |  |  | Covered PM Repair - Radiology, Low End | MHHS-Southwest
NO | NO | [5 empty] | Physio-Control, Inc., a division of Medtronic | LIFEPAK 20 |  |  | SW - TRANSITION CARE UNIT | MHHS-Southwest |  | Defibrillator |  |  |  | Southwest |  | SW - TRANSITION CARE UNIT | [5 empty] | DEFIBRILLATORS |  | DEFIBRILLATOR-Medtronic-Lifepak 20 | DEFIBRILLATOR | Lifepak 20 |  |  |  | Medtronic | Defibrillator |  |  | DEFIBRILLATOR-Medtronic-Lifepak 20 |  |  |  | Covered PM Repair - Biomedical | MHHS-Southwest
NO | NO |  |  |  | 241-01937 |  | Physio-Control, Inc., a division of Medtronic | LIFEPAK 20 |  |  | TIRR - EDUCATION | MHHS-TIRR |  | Defibrillator |  | 241-01937 |  | TMC |  | TIRR - EDUCATION | [5 empty] | DEFIBRILLATORS |  | DEFIBRILLATOR-Medtronic-Lifepak 20 | DEFIBRILLATOR | Lifepak 20 |  |  |  | Medtronic | Defibrillator |  |  | DEFIBRILLATOR-Medtronic-Lifepak 20 |  |  |  | Covered PM Repair - Biomedical | MHHS-TIRR
NO | NO |  |  |  | 241-01931 |  | Physio-Control, Inc., a division of Medtronic | LIFEPAK 20 |  |  | TIRR - UROLOGY/SPEC PROC (17) | MHHS-TIRR |  | Defibrillator |  | 241-01931 |  | TMC |  | TIRR - UROLOGY/SPEC PROC (17) | [5 empty] | DEFIBRILLATORS |  | DEFIBRILLATOR-Medtronic-Lifepak 20 | DEFIBRILLATOR | Lifepak 20 |  |  |  | Medtronic | Defibrillator |  |  | DEFIBRILLATOR-Medtronic-Lifepak 20 |  |  |  | Covered PM Repair - Biomedical | MHHS-TIRR
NO | NO |  |  |  | 074-03052 |  | Physio-Control, Inc., a division of Medtronic | LIFEPAK 20 |  |  | TMC - CATH LAB - ADULT (2HVI) | MHHS-TMC |  | Defibrillator |  | 074-03052 |  | TMC |  | TMC - CATH LAB - ADULT (2HVI) | [5 empty] | DEFIBRILLATORS |  | DEFIBRILLATOR-Medtronic-Lifepak 20 | DEFIBRILLATOR | Lifepak 20 |  |  |  | Medtronic | Defibrillator |  |  | DEFIBRILLATOR-Medtronic-Lifepak 20 |  |  |  | Covered PM Repair - Biomedical | MHHS-TMC
NO | NO |  |  |  | 077-06427 |  | Physio-Control, Inc., a division of Medtronic | LIFEPAK 20 |  |  | TMC - CHILDRENS - CCN (10HP) | MHHS-TMC |  | Defibrillator |  | 077-06427 |  | TMC |  | TMC - CHILDRENS - CCN (10HP) | [5 empty] | DEFIBRILLATORS |  | DEFIBRILLATOR-Medtronic-Lifepak 20 | DEFIBRILLATOR | Lifepak 20 |  |  |  | Medtronic | Defibrillator |  |  | DEFIBRILLATOR-Medtronic-Lifepak 20 |  |  |  | Covered PM Repair - Biomedical | MHHS-TMC
NO | NO | [5 empty] | Physio-Control, Inc., a division of Medtronic | LIFEPAK 20 |  |  | TMC - CHILDRENS - CCN (10HP) | MHHS-TMC |  | Defibrillator |  |  |  | TMC |  | TMC - CHILDRENS - CCN (10HP) | [5 empty] | DEFIBRILLATORS |  | DEFIBRILLATOR-Medtronic-Lifepak 20 | DEFIBRILLATOR | Lifepak 20 |  |  |  | Medtronic | Defibrillator |  |  | DEFIBRILLATOR-Medtronic-Lifepak 20 |  |  |  | Covered PM Repair - Biomedical | MHHS-TMC
NO | NO |  |  |  | 077-06592 |  | Physio-Control, Inc., a division of Medtronic | LIFEPAK 20 |  |  | TMC - CHILDRENS - CSC (9HP) | MHHS-TMC |  | Defibrillator |  | 077-06592 |  | TMC |  | TMC - CHILDRENS - CSC (9HP) | [5 empty] | DEFIBRILLATORS |  | DEFIBRILLATOR-Medtronic-Lifepak 20 | DEFIBRILLATOR | Lifepak 20 |  |  |  | Medtronic | Defibrillator |  |  | DEFIBRILLATOR-Medtronic-Lifepak 20 |  |  |  | Covered PM Repair - Biomedical | MHHS-TMC
NO | NO |  |  |  | 069-27223 |  | Physio-Control, Inc., a division of Medtronic | LIFEPAK 20 |  |  | TMC - CHILDRENS - L&D (5HP) | MHHS-TMC |  | Defibrillator |  | 069-27223 |  | TMC |  | TMC - CHILDRENS - L&D (5HP) | [5 empty] | DEFIBRILLATORS |  | DEFIBRILLATOR-Medtronic-Lifepak 20 | DEFIBRILLATOR | Lifepak 20 |  |  |  | Medtronic | Defibrillator |  |  | DEFIBRILLATOR-Medtronic-Lifepak 20 |  |  |  | Covered PM Repair - Biomedical | MHHS-TMC
NO | NO |  |  |  | 077-06778 |  | Physio-Control, Inc., a division of Medtronic | LIFEPAK 20 |  |  | TMC - CHILDRENS - PROCEDURE SUITE (GHP) | MHHS-TMC |  | Defibrillator |  | 077-06778 |  | TMC |  | TMC - CHILDRENS - PROCEDURE SUITE (GHP) | [5 empty] | DEFIBRILLATORS |  | DEFIBRILLATOR-Medtronic-Lifepak 20 | DEFIBRILLATOR | Lifepak 20 |  |  |  | Medtronic | Defibrillator |  |  | DEFIBRILLATOR-Medtronic-Lifepak 20 |  |  |  | Covered PM Repair - Biomedical | MHHS-TMC
NO | NO |  |  |  | 069-27284 |  | Physio-Control, Inc., a division of Medtronic | LIFEPAK 20 |  |  | TMC - EPILEPSY - ADULT EMU (3J) | MHHS-TMC |  | Defibrillator |  | 069-27284 |  | TMC |  | TMC - EPILEPSY - ADULT EMU (3J) | [5 empty] | DEFIBRILLATORS |  | DEFIBRILLATOR-Medtronic-Lifepak 20 | DEFIBRILLATOR | Lifepak 20 |  |  |  | Medtronic | Defibrillator |  |  | DEFIBRILLATOR-Medtronic-Lifepak 20 |  |  |  | No Coverage Specified | MHHS-TMC
NO | NO |  |  |  | 069-27311 |  | Physio-Control, Inc., a division of Medtronic | LIFEPAK 20 |  |  | TMC - EPILEPSY - NEUROPHYSIOLOGY (JB) | MHHS-TMC |  | Defibrillator |  | 069-27311 |  | TMC |  | TMC - EPILEPSY - NEUROPHYSIOLOGY (JB) | [5 empty] | DEFIBRILLATORS |  | DEFIBRILLATOR-Medtronic-Lifepak 20 | DEFIBRILLATOR | Lifepak 20 |  |  |  | Medtronic | Defibrillator |  |  | DEFIBRILLATOR-Medtronic-Lifepak 20 |  |  |  | Covered PM Repair - Radiology, Low End | MHHS-TMC
NO | NO |  |  |  | 069-27451 |  | Physio-Control, Inc., a division of Medtronic | LIFEPAK 20 |  |  | TMC - GI/ENDO - ADULT (1J) | MHHS-TMC |  | Defibrillator |  | 069-27451 |  | TMC |  | TMC - GI/ENDO - ADULT (1J) | [5 empty] | DEFIBRILLATORS |  | DEFIBRILLATOR-Medtronic-Lifepak 20 | DEFIBRILLATOR | Lifepak 20 |  |  |  | Medtronic | Defibrillator |  |  | DEFIBRILLATOR-Medtronic-Lifepak 20 |  |  |  | Covered PM Repair - Biomedical | MHHS-TMC
NO | NO |  |  |  | 069-28659 |  | Physio-Control, Inc., a division of Medtronic | LIFEPAK 20 |  |  | TMC - GI/ENDO - PEDI (GHP) | MHHS-TMC |  | Defibrillator |  | 069-28659 |  | TMC |  | TMC - GI/ENDO - PEDI (GHP) | [5 empty] | DEFIBRILLATORS |  | DEFIBRILLATOR-Medtronic-Lifepak 20 | DEFIBRILLATOR | Lifepak 20 |  |  |  | Medtronic | Defibrillator |  |  | DEFIBRILLATOR-Medtronic-Lifepak 20 |  |  |  | Covered PM Repair - Biomedical | MHHS-TMC
NO | NO |  |  |  | 069-26993 |  | Physio-Control, Inc., a division of Medtronic | LIFEPAK 20 |  |  | TMC - HERMANN - ADULT ER (1HP) | MHHS-TMC |  | Defibrillator |  | 069-26993 |  | TMC |  | TMC - HERMANN - ADULT ER (1HP) | [5 empty] | DEFIBRILLATORS |  | DEFIBRILLATOR-Medtronic-Lifepak 20 | DEFIBRILLATOR | Lifepak 20 |  |  |  | Medtronic | Defibrillator |  |  | DEFIBRILLATOR-Medtronic-Lifepak 20 |  |  |  | Covered PM Repair - Biomedical | MHHS-TMC
NO | NO |  |  |  | 069-26996 |  | Physio-Control, Inc., a division of Medtronic | LIFEPAK 20 |  |  | TMC - HERMANN - ADULT ER (1HP) | MHHS-TMC |  | Defibrillator |  | 069-26996 |  | TMC |  | TMC - HERMANN - ADULT ER (1HP) | [5 empty] | DEFIBRILLATORS |  | DEFIBRILLATOR-Medtronic-Lifepak 20 | DEFIBRILLATOR | Lifepak 20 |  |  |  | Medtronic | Defibrillator |  |  | DEFIBRILLATOR-Medtronic-Lifepak 20 |  |  |  | Covered PM Repair - Biomedical | MHHS-TMC
NO | NO |  |  |  | 069-27443 |  | Physio-Control, Inc., a division of Medtronic | LIFEPAK 20 |  |  | TMC - HERMANN - ADULT ER (1HP) | MHHS-TMC |  | Defibrillator |  | 069-27443 |  | TMC |  | TMC - HERMANN - ADULT ER (1HP) | [5 empty] | DEFIBRILLATORS |  | DEFIBRILLATOR-Medtronic-Lifepak 20 | DEFIBRILLATOR | Lifepak 20 |  |  |  | Medtronic | Defibrillator |  |  | DEFIBRILLATOR-Medtronic-Lifepak 20 |  |  |  | Covered PM Repair - Biomedical | MHHS-TMC
NO | NO |  |  |  | 074-00004 |  | Physio-Control, Inc., a division of Medtronic | LIFEPAK 20 |  |  | TMC - HERMANN - ADULT ER (1HP) | MHHS-TMC |  | Defibrillator |  | 074-00004 |  | TMC |  | TMC - HERMANN - ADULT ER (1HP) | [5 empty] | DEFIBRILLATORS |  | DEFIBRILLATOR-Medtronic-Lifepak 20 | DEFIBRILLATOR | Lifepak 20 |  |  |  | Medtronic | Defibrillator |  |  | DEFIBRILLATOR-Medtronic-Lifepak 20 |  |  |  | Covered PM Repair - Biomedical | MHHS-TMC
NO | NO |  |  |  | 069-29391 |  | Physio-Control, Inc., a division of Medtronic | LIFEPAK 20 |  |  | TMC - HERMANN - EDUCATION/TRAINING (11HP) | MHHS-TMC |  | Defibrillator |  | 069-29391 |  | TMC |  | TMC - HERMANN - EDUCATION/TRAINING (11HP) | [5 empty] | DEFIBRILLATORS |  | DEFIBRILLATOR-Medtronic-Lifepak 20 | DEFIBRILLATOR | Lifepak 20 |  |  |  | Medtronic | Defibrillator |  |  | DEFIBRILLATOR-Medtronic-Lifepak 20 |  |  |  | Covered PM Repair - Biomedical | MHHS-TMC
NO | NO |  |  |  | 069-29392 |  | Physio-Control, Inc., a division of Medtronic | LIFEPAK 20 |  |  | TMC - HERMANN - EDUCATION/TRAINING (11HP) | MHHS-TMC |  | Defibrillator |  | 069-29392 |  | TMC |  | TMC - HERMANN - EDUCATION/TRAINING (11HP) | [5 empty] | DEFIBRILLATORS |  | DEFIBRILLATOR-Medtronic-Lifepak 20 | DEFIBRILLATOR | Lifepak 20 |  |  |  | Medtronic | Defibrillator |  |  | DEFIBRILLATOR-Medtronic-Lifepak 20 |  |  |  | Covered PM Repair - Biomedical | MHHS-TMC
NO | NO |  |  |  | 069-29393 |  | Physio-Control, Inc., a division of Medtronic | LIFEPAK 20 |  |  | TMC - HERMANN - EDUCATION/TRAINING (11HP) | MHHS-TMC |  | Defibrillator |  | 069-29393 |  | TMC |  | TMC - HERMANN - EDUCATION/TRAINING (11HP) | [5 empty] | DEFIBRILLATORS |  | DEFIBRILLATOR-Medtronic-Lifepak 20 | DEFIBRILLATOR | Lifepak 20 |  |  |  | Medtronic | Defibrillator |  |  | DEFIBRILLATOR-Medtronic-Lifepak 20 |  |  |  | Covered PM Repair - Biomedical | MHHS-TMC
NO | NO |  |  |  | 069-29395 |  | Physio-Control, Inc., a division of Medtronic | LIFEPAK 20 |  |  | TMC - HERMANN - EDUCATION/TRAINING (11HP) | MHHS-TMC |  | Defibrillator |  | 069-29395 |  | TMC |  | TMC - HERMANN - EDUCATION/TRAINING (11HP) | [5 empty] | DEFIBRILLATORS |  | DEFIBRILLATOR-Medtronic-Lifepak 20 | DEFIBRILLATOR | Lifepak 20 |  |  |  | Medtronic | Defibrillator |  |  | DEFIBRILLATOR-Medtronic-Lifepak 20 |  |  |  | Covered PM Repair - Biomedical | MHHS-TMC
NO | NO |  |  |  | 069-29396 |  | Physio-Control, Inc., a division of Medtronic | LIFEPAK 20 |  |  | TMC - HERMANN - EDUCATION/TRAINING (11HP) | MHHS-TMC |  | Defibrillator |  | 069-29396 |  | TMC |  | TMC - HERMANN - EDUCATION/TRAINING (11HP) | [5 empty] | DEFIBRILLATORS |  | DEFIBRILLATOR-Medtronic-Lifepak 20 | DEFIBRILLATOR | Lifepak 20 |  |  |  | Medtronic | Defibrillator |  |  | DEFIBRILLATOR-Medtronic-Lifepak 20 |  |  |  | Covered PM Repair - Biomedical | MHHS-TMC
NO | NO |  |  |  | 077-06433 |  | Physio-Control, Inc., a division of Medtronic | LIFEPAK 20 |  |  | TMC - HERMANN - EDUCATION/TRAINING (11HP) | MHHS-TMC |  | Defibrillator |  | 077-06433 |  | TMC |  | TMC - HERMANN - EDUCATION/TRAINING (11HP) | [5 empty] | DEFIBRILLATORS |  | DEFIBRILLATOR-Medtronic-Lifepak 20 | DEFIBRILLATOR | Lifepak 20 |  |  |  | Medtronic | Defibrillator |  |  | DEFIBRILLATOR-Medtronic-Lifepak 20 |  |  |  | Covered PM Repair - Biomedical | MHHS-TMC
NO | NO |  |  |  | 069-26999 |  | Physio-Control, Inc., a division of Medtronic | LIFEPAK 20 |  |  | TMC - HERMANN - PEDI ER (1HP) | MHHS-TMC |  | Defibrillator |  | 069-26999 |  | TMC |  | TMC - HERMANN - PEDI ER (1HP) | [5 empty] | DEFIBRILLATORS |  | DEFIBRILLATOR-Medtronic-Lifepak 20 | DEFIBRILLATOR | Lifepak 20 |  |  |  | Medtronic | Defibrillator |  |  | DEFIBRILLATOR-Medtronic-Lifepak 20 |  |  |  | Covered PM Repair - Biomedical | MHHS-TMC
NO | NO |  |  |  | 069-27456 |  | Physio-Control, Inc., a division of Medtronic | LIFEPAK 20 |  |  | TMC - HERMANN - PEDI ER (1HP) | MHHS-TMC |  | Defibrillator |  | 069-27456 |  | TMC |  | TMC - HERMANN - PEDI ER (1HP) | [5 empty] | DEFIBRILLATORS |  | DEFIBRILLATOR-Medtronic-Lifepak 20 | DEFIBRILLATOR | Lifepak 20 |  |  |  | Medtronic | Defibrillator |  |  | DEFIBRILLATOR-Medtronic-Lifepak 20 |  |  |  | Covered PM Repair - Biomedical | MHHS-TMC
NO | NO |  |  |  | 069-27452 |  | Physio-Control, Inc., a division of Medtronic | LIFEPAK 20 |  |  | TMC - HERMANN - STICU (3HP) | MHHS-TMC |  | Defibrillator |  | 069-27452 |  | TMC |  | TMC - HERMANN - STICU (3HP) | [5 empty] | DEFIBRILLATORS |  | DEFIBRILLATOR-Medtronic-Lifepak 20 | DEFIBRILLATOR | Lifepak 20 |  |  |  | Medtronic | Defibrillator |  |  | DEFIBRILLATOR-Medtronic-Lifepak 20 |  |  |  | Covered PM Repair - Biomedical | MHHS-TMC
NO | NO |  |  |  | 069-42146 |  | Physio-Control, Inc., a division of Medtronic | LIFEPAK 20 |  |  | TMC - HVI - CCU (4HVI) | MHHS-TMC |  | Defibrillator |  | 069-42146 |  | TMC |  | TMC - HVI - CCU (4HVI) | [5 empty] | DEFIBRILLATORS |  | DEFIBRILLATOR-Medtronic-Lifepak 20 | DEFIBRILLATOR | Lifepak 20 |  |  |  | Medtronic | Defibrillator |  |  | DEFIBRILLATOR-Medtronic-Lifepak 20 |  |  |  | Not Covered Vendor Only - Biomedical | MHHS-TMC
NO | NO |  |  |  | 074-00002 |  | Physio-Control, Inc., a division of Medtronic | LIFEPAK 20 |  |  | TMC - HVI - HEART FAILURE ICU (5HVI) | MHHS-TMC |  | Defibrillator |  | 074-00002 |  | TMC |  | TMC - HVI - HEART FAILURE ICU (5HVI) | [5 empty] | DEFIBRILLATORS |  | DEFIBRILLATOR-Medtronic-Lifepak 20 | DEFIBRILLATOR | Lifepak 20 |  |  |  | Medtronic | Defibrillator |  |  | DEFIBRILLATOR-Medtronic-Lifepak 20 |  |  |  | Covered PM Repair - Biomedical | MHHS-TMC
NO | NO |  |  |  | 069-27275 |  | Physio-Control, Inc., a division of Medtronic | LIFEPAK 20 |  |  | TMC - MHTMC - RAPID RESPONSE | MHHS-TMC |  | Defibrillator |  | 069-27275 |  | TMC |  | TMC - MHTMC - RAPID RESPONSE | [5 empty] | DEFIBRILLATORS |  | DEFIBRILLATOR-Medtronic-Lifepak 20 | DEFIBRILLATOR | Lifepak 20 |  |  |  | Medtronic | Defibrillator |  |  | DEFIBRILLATOR-Medtronic-Lifepak 20 |  |  |  | Covered PM Repair - Biomedical | MHHS-TMC
NO | NO |  |  |  | 069-27280 |  | Physio-Control, Inc., a division of Medtronic | LIFEPAK 20 |  |  | TMC - MHTMC - RAPID RESPONSE | MHHS-TMC |  | Defibrillator |  | 069-27280 |  | TMC |  | TMC - MHTMC - RAPID RESPONSE | [5 empty] | DEFIBRILLATORS |  | DEFIBRILLATOR-Medtronic-Lifepak 20 | DEFIBRILLATOR | Lifepak 20 |  |  |  | Medtronic | Defibrillator |  |  | DEFIBRILLATOR-Medtronic-Lifepak 20 |  |  |  | Covered PM Repair - Biomedical | MHHS-TMC
NO | NO |  |  |  | 069-27287 |  | Physio-Control, Inc., a division of Medtronic | LIFEPAK 20 |  |  | TMC - MHTMC - RAPID RESPONSE | MHHS-TMC |  | Defibrillator |  | 069-27287 |  | TMC |  | TMC - MHTMC - RAPID RESPONSE | [5 empty] | DEFIBRILLATORS |  | DEFIBRILLATOR-Medtronic-Lifepak 20 | DEFIBRILLATOR | Lifepak 20 |  |  |  | Medtronic | Defibrillator |  |  | DEFIBRILLATOR-Medtronic-Lifepak 20 |  |  |  | Covered PM Repair - Biomedical | MHHS-TMC
NO | NO |  |  |  | 069-27291 |  | Physio-Control, Inc., a division of Medtronic | LIFEPAK 20 |  |  | TMC - MHTMC - RAPID RESPONSE | MHHS-TMC |  | Defibrillator |  | 069-27291 |  | TMC |  | TMC - MHTMC - RAPID RESPONSE | [5 empty] | DEFIBRILLATORS |  | DEFIBRILLATOR-Medtronic-Lifepak 20 | DEFIBRILLATOR | Lifepak 20 |  |  |  | Medtronic | Defibrillator |  |  | DEFIBRILLATOR-Medtronic-Lifepak 20 |  |  |  | Covered PM Repair - Biomedical | MHHS-TMC
NO | NO |  |  |  | 069-27445 |  | Physio-Control, Inc., a division of Medtronic | LIFEPAK 20 |  |  | TMC - MHTMC - RAPID RESPONSE | MHHS-TMC |  | Defibrillator |  | 069-27445 |  | TMC |  | TMC - MHTMC - RAPID RESPONSE | [5 empty] | DEFIBRILLATORS |  | DEFIBRILLATOR-Medtronic-Lifepak 20 | DEFIBRILLATOR | Lifepak 20 |  |  |  | Medtronic | Defibrillator |  |  | DEFIBRILLATOR-Medtronic-Lifepak 20 |  |  |  | Covered PM Repair - Biomedical | MHHS-TMC
NO | NO |  |  |  | 069-28087 |  | Physio-Control, Inc., a division of Medtronic | LIFEPAK 20 |  |  | TMC - MHTMC - RAPID RESPONSE | MHHS-TMC |  | Defibrillator |  | 069-28087 |  | TMC |  | TMC - MHTMC - RAPID RESPONSE | [5 empty] | DEFIBRILLATORS |  | DEFIBRILLATOR-Medtronic-Lifepak 20 | DEFIBRILLATOR | Lifepak 20 |  |  |  | Medtronic | Defibrillator |  |  | DEFIBRILLATOR-Medtronic-Lifepak 20 |  |  |  | Covered PM Repair - Biomedical | MHHS-TMC
NO | NO |  |  |  | 069-29394 |  | Physio-Control, Inc., a division of Medtronic | LIFEPAK 20 |  |  | TMC - MHTMC - RAPID RESPONSE | MHHS-TMC |  | Defibrillator |  | 069-29394 |  | TMC |  | TMC - MHTMC - RAPID RESPONSE | [5 empty] | DEFIBRILLATORS |  | DEFIBRILLATOR-Medtronic-Lifepak 20 | DEFIBRILLATOR | Lifepak 20 |  |  |  | Medtronic | Defibrillator |  |  | DEFIBRILLATOR-Medtronic-Lifepak 20 |  |  |  | Covered PM Repair - Biomedical | MHHS-TMC
NO | NO |  |  |  | 069-36925 |  | Physio-Control, Inc., a division of Medtronic | LIFEPAK 20 |  |  | TMC - MHTMC - RAPID RESPONSE | MHHS-TMC |  | Defibrillator |  | 069-36925 |  | TMC |  | TMC - MHTMC - RAPID RESPONSE | [5 empty] | DEFIBRILLATORS |  | DEFIBRILLATOR-Medtronic-Lifepak 20 | DEFIBRILLATOR | Lifepak 20 |  |  |  | Medtronic | Defibrillator |  |  | DEFIBRILLATOR-Medtronic-Lifepak 20 |  |  |  | Covered PM Repair - Biomedical | MHHS-TMC
NO | NO |  |  |  | 069-28202 |  | Physio-Control, Inc., a division of Medtronic | LIFEPAK 20 |  |  | TMC - OR - CVOR (7HVI) | MHHS-TMC |  | Defibrillator |  | 069-28202 |  | TMC |  | TMC - OR - CVOR (7HVI) | [5 empty] | DEFIBRILLATORS |  | DEFIBRILLATOR-Medtronic-Lifepak 20 | DEFIBRILLATOR | Lifepak 20 |  |  |  | Medtronic | Defibrillator |  |  | DEFIBRILLATOR-Medtronic-Lifepak 20 |  |  |  | Covered PM Repair - Biomedical | MHHS-TMC
NO | NO |  |  |  | 069-26065 |  | Physio-Control, Inc., a division of Medtronic | LIFEPAK 20 |  |  | TMC - PLAZA - ANESTHESIA CLINIC (UTPB, STE 600) | MHHS-TMC |  | Defibrillator |  | 069-26065 |  | TMC |  | TMC - PLAZA - ANESTHESIA CLINIC (UTPB, STE 600) | [5 empty] | DEFIBRILLATORS |  | DEFIBRILLATOR-Medtronic-Lifepak 20 | DEFIBRILLATOR | Lifepak 20 |  |  |  | Medtronic | Defibrillator |  |  | DEFIBRILLATOR-Medtronic-Lifepak 20 |  |  |  | Covered PM Repair - Biomedical | MHHS-TMC
NO | NO |  |  |  | 069-34485 |  | Physio-Control, Inc., a division of Medtronic | LIFEPAK 20 |  |  | TMC - RADIOLOGY - CHILDRENS HOSPITAL | MHHS-TMC |  | Defibrillator |  | 069-34485 |  | TMC |  | TMC - RADIOLOGY - CHILDRENS HOSPITAL | [5 empty] | DEFIBRILLATORS |  | DEFIBRILLATOR-Medtronic-Lifepak 20 | DEFIBRILLATOR | Lifepak 20 |  |  |  | Medtronic | Defibrillator |  |  | DEFIBRILLATOR-Medtronic-Lifepak 20 |  |  |  | Covered PM Repair - Biomedical | MHHS-TMC
NO | NO |  |  |  | 069-26067 |  | Physio-Control, Inc., a division of Medtronic | LIFEPAK 20 |  |  | TMC - RADIOLOGY - CHILDRENS HOSPITAL (OLD) | MHHS-TMC |  | Defibrillator |  | 069-26067 |  | TMC |  | TMC - RADIOLOGY - CHILDRENS HOSPITAL (OLD) | [5 empty] | DEFIBRILLATORS |  | DEFIBRILLATOR-Medtronic-Lifepak 20 | DEFIBRILLATOR | Lifepak 20 |  |  |  | Medtronic | Defibrillator |  |  | DEFIBRILLATOR-Medtronic-Lifepak 20 |  |  |  | Covered PM Repair - Biomedical | MHHS-TMC
NO | NO |  |  |  | 069-27292 |  | Physio-Control, Inc., a division of Medtronic | LIFEPAK 20 |  |  | TMC - RADIOLOGY - CHILDRENS HOSPITAL (OLD) | MHHS-TMC |  | Defibrillator |  | 069-27292 |  | TMC |  | TMC - RADIOLOGY - CHILDRENS HOSPITAL (OLD) | [5 empty] | DEFIBRILLATORS |  | DEFIBRILLATOR-Medtronic-Lifepak 20 | DEFIBRILLATOR | Lifepak 20 |  |  |  | Medtronic | Defibrillator |  |  | DEFIBRILLATOR-Medtronic-Lifepak 20 |  |  |  | Covered PM Repair - Biomedical | MHHS-TMC
NO | NO |  |  |  | 069-27230 |  | Physio-Control, Inc., a division of Medtronic | LIFEPAK 20 |  |  | TMC - RADIOLOGY - MRI | MHHS-TMC |  | Defibrillator |  | 069-27230 |  | TMC |  | TMC - RADIOLOGY - MRI | [5 empty] | DEFIBRILLATORS |  | DEFIBRILLATOR-Medtronic-Lifepak 20 | DEFIBRILLATOR | Lifepak 20 |  |  |  | Medtronic | Defibrillator |  |  | DEFIBRILLATOR-Medtronic-Lifepak 20 |  |  |  | Not Covered Vendor Only - Biomedical | MHHS-TMC
NO | NO |  |  |  | 069-28201 |  | Physio-Control, Inc., a division of Medtronic | LIFEPAK 20 |  |  | TMC - RADIOLOGY - MRI | MHHS-TMC |  | Defibrillator |  | 069-28201 |  | TMC |  | TMC - RADIOLOGY - MRI | [5 empty] | DEFIBRILLATORS |  | DEFIBRILLATOR-Medtronic-Lifepak 20 | DEFIBRILLATOR | Lifepak 20 |  |  |  | Medtronic | Defibrillator |  |  | DEFIBRILLATOR-Medtronic-Lifepak 20 |  |  |  | Not Covered Vendor Only - Biomedical | MHHS-TMC
NO | NO |  |  |  | 069-26995 |  | Physio-Control, Inc., a division of Medtronic | LIFEPAK 20 |  |  | TMC - ROBERTSON - CLIN RESEARCH (3R) | MHHS-TMC |  | Defibrillator |  | 069-26995 |  | TMC |  | TMC - ROBERTSON - CLIN RESEARCH (3R) | [5 empty] | DEFIBRILLATORS |  | DEFIBRILLATOR-Medtronic-Lifepak 20 | DEFIBRILLATOR | Lifepak 20 |  |  |  | Medtronic | Defibrillator |  |  | DEFIBRILLATOR-Medtronic-Lifepak 20 |  |  |  | Covered PM Repair - Biomedical | MHHS-TMC
NO | NO |  |  |  | 069-28205 |  | Physio-Control, Inc., a division of Medtronic | LIFEPAK 20 |  |  | TMC - ROBERTSON - CLIN RESEARCH (3R) | MHHS-TMC |  | Defibrillator |  | 069-28205 |  | TMC |  | TMC - ROBERTSON - CLIN RESEARCH (3R) | [5 empty] | DEFIBRILLATORS |  | DEFIBRILLATOR-Medtronic-Lifepak 20 | DEFIBRILLATOR | Lifepak 20 |  |  |  | Medtronic | Defibrillator |  |  | DEFIBRILLATOR-Medtronic-Lifepak 20 |  |  |  | Covered PM Repair - Biomedical | MHHS-TMC
NO | NO |  |  |  | 029-12914 |  | Physio-Control, Inc., a division of Medtronic | LIFEPAK 20 |  |  | WOODLANDS - CENTRAL SUPPLY | MHHS-Woodlands |  | Defibrillator |  | 029-12914 |  | Woodlands |  | WOODLANDS - CENTRAL SUPPLY | [5 empty] | DEFIBRILLATORS |  | DEFIBRILLATOR-Medtronic-Lifepak 20 | DEFIBRILLATOR | Lifepak 20 |  |  |  | Medtronic | Defibrillator |  |  | DEFIBRILLATOR-Medtronic-Lifepak 20 |  |  |  | Covered PM Repair - Biomedical | MHHS-Woodlands
NO | YES |  |  |  | 005-10832 | 005-10832 | Physio-Control, Inc., a division of Medtronic | LIFEPAK 20 e |  |  | SE-Cath Lab | MHHS-Southeast |  | Defibrillator |  | 005-10832 | 005-10832 | Southeast | MHHS-Southeast | SE-Cath Lab | Cath lab 1 |  |  |  |  | DEFIBRILLATORS |  | DEFIBRILLATOR-Medtronic-Lifepak 20E | DEFIBRILLATOR | Lifepak 20E |  |  |  | Medtronic | Defibrillator |  |  | DEFIBRILLATOR-Medtronic-Lifepak 20E | 11/8/20 |  |  | Not Covered Vendor Only - Biomedical | MHHS-Southeast
NO | YES |  |  |  | 151-03314 | 151-03314 | Physio-Control, Inc., a division of Medtronic | LIFEPAK 20E |  |  | CY-3 South | MHHS-Cypress |  | Defibrillator |  | 151-03314 | 151-03314 | Northwest | MHHS-Cypress | CY-3 South | nursing | 7/1/19 | 7/1/20 |  |  | DEFIBRILLATORS | Defibrillator | DEFIBRILLATOR-Medtronic-Lifepak 20E | DEFIBRILLATOR | Lifepak 20E |  |  |  | Medtronic | Defibrillator |  |  | DEFIBRILLATOR-Medtronic-Lifepak 20E | 10/1/19 |  | D-SA | Covered PM Repair - Biomedical | MHHS-Cypress | [8 empty] | DEFIBRILLATOR | Defibrillator | Medtronic
NO | YES |  |  |  | 151-03315 | 151-03315 | Physio-Control, Inc., a division of Medtronic | LIFEPAK 20E |  |  | CY-3 South | MHHS-Cypress |  | Defibrillator |  | 151-03315 | 151-03315 | Northwest | MHHS-Cypress | CY-3 South | Nurses station | 7/1/19 | 7/1/20 |  |  | DEFIBRILLATORS | Defibrillator | DEFIBRILLATOR-Medtronic-Lifepak 20E | DEFIBRILLATOR | Lifepak 20E |  |  |  | Medtronic | Defibrillator |  |  | DEFIBRILLATOR-Medtronic-Lifepak 20E | 10/1/19 |  | D-SA | Covered PM Repair - Biomedical | MHHS-Cypress | [8 empty] | DEFIBRILLATOR | Defibrillator | Medtronic
NO | YES |  |  |  | 151-02299 | 151-02299 | Physio-Control, Inc., a division of Medtronic | LIFEPAK 20E |  |  | CY-Cardiac Cath Lab | MHHS-Cypress |  | Defibrillator |  | 151-02299 | 151-02299 | Northwest | MHHS-Cypress | CY-Cardiac Cath Lab | Cath lab | 10/1/19 | 10/1/20 |  |  | DEFIBRILLATORS | Defibrillator | DEFIBRILLATOR-Medtronic-Lifepak 20E | DEFIBRILLATOR | Lifepak 20E |  |  |  | Medtronic | Defibrillator |  |  | DEFIBRILLATOR-Medtronic-Lifepak 20E | 10/1/19 |  | D-SA | Covered PM Repair - Biomedical | MHHS-Cypress | [8 empty] | DEFIBRILLATOR | Defibrillator | Medtronic
NO | YES |  |  |  | 151-02883 | 151-02883 | Physio-Control, Inc., a division of Medtronic | LIFEPAK 20E |  |  | CY-Cardiac Cath Lab | MHHS-Cypress |  | Defibrillator |  | 151-02883 | 151-02883 | Northwest | MHHS-Cypress | CY-Cardiac Cath Lab | Cath Lab 1 | 10/1/19 | 10/1/20 |  |  | DEFIBRILLATORS | Defibrillator | DEFIBRILLATOR-Medtronic-Lifepak 20E | DEFIBRILLATOR | Lifepak 20E |  |  |  | Medtronic | Defibrillator |  |  | DEFIBRILLATOR-Medtronic-Lifepak 20E | 10/1/19 |  | D-SA | Covered PM Repair - Biomedical | MHHS-Cypress | [8 empty] | DEFIBRILLATOR | Defibrillator | Medtronic
NO | YES |  |  |  | 151-02884 | 151-02884 | Physio-Control, Inc., a division of Medtronic | LIFEPAK 20E |  |  | CY-ICU | MHHS-Cypress |  | Defibrillator |  | 151-02884 | 151-02884 | Northwest | MHHS-Cypress | CY-ICU | Nursing | 10/1/19 | 10/1/20 |  |  | DEFIBRILLATORS | Defibrillator | DEFIBRILLATOR-Medtronic-Lifepak 20E | DEFIBRILLATOR | Lifepak 20E |  |  |  | Medtronic | Defibrillator |  |  | DEFIBRILLATOR-Medtronic-Lifepak 20E | 10/1/19 |  | D-SA | Covered PM Repair - Biomedical | MHHS-Cypress | [8 empty] | DEFIBRILLATOR | Defibrillator | Medtronic
NO | YES |  |  |  | 151-01401 | 151-01401 | Physio-Control, Inc., a division of Medtronic | LIFEPAK 20E |  |  | CY-COU | MHHS-Cypress |  | Defibrillator |  | 151-01401 | 151-01401 | Northwest | MHHS-Cypress | CY-COU | COU | 10/1/19 | 10/1/20 |  |  | DEFIBRILLATORS | Defibrillator | DEFIBRILLATOR-Medtronic-Lifepak 20E | DEFIBRILLATOR | Lifepak 20E |  |  |  | Medtronic | Defibrillator |  |  | DEFIBRILLATOR-Medtronic-Lifepak 20E | 10/1/19 |  | D-SA | Covered PM Repair - Biomedical | MHHS-Cypress | [8 empty] | DEFIBRILLATOR | Defibrillator | Medtronic
NO | YES |  |  |  | 151-01412 | 151-01412 | Physio-Control, Inc., a division of Medtronic | LIFEPAK 20E |  |  | CY-Endoscopy | MHHS-Cypress |  | Defibrillator |  | 151-01412 | 151-01412 | Northwest | MHHS-Cypress | CY-Endoscopy | Hallway | 10/1/19 | 10/1/20 |  |  | DEFIBRILLATORS | Defibrillator | DEFIBRILLATOR-Medtronic-Lifepak 20E | DEFIBRILLATOR | Lifepak 20E |  |  |  | Medtronic | Defibrillator |  |  | DEFIBRILLATOR-Medtronic-Lifepak 20E | 10/1/19 |  | D-SA | Covered PM Repair - Biomedical | MHHS-Cypress | [8 empty] | DEFIBRILLATOR | Defibrillator | Medtronic
NO | YES |  |  |  | 151-01403 | 151-01403 | Physio-Control, Inc., a division of Medtronic | LIFEPAK 20E |  |  | CY-ER | MHHS-Cypress |  | Defibrillator |  | 151-01403 | 151-01403 | Northwest | MHHS-Cypress | CY-ER | Er Nurses station | 10/1/19 | 10/1/20 |  |  | DEFIBRILLATORS | Defibrillator | DEFIBRILLATOR-Medtronic-Lifepak 20E | DEFIBRILLATOR | Lifepak 20E |  |  |  | Medtronic | Defibrillator |  |  | DEFIBRILLATOR-Medtronic-Lifepak 20E | 10/1/19 |  | D-SA | Covered PM Repair - Biomedical | MHHS-Cypress | [8 empty] | DEFIBRILLATOR | Defibrillator | Medtronic
NO | YES |  |  |  | 151-02306 | 151-02306 | Physio-Control, Inc., a division of Medtronic | LIFEPAK 20E |  |  | CY-ER | MHHS-Cypress |  | Defibrillator |  | 151-02306 | 151-02306 | Northwest | MHHS-Cypress | CY-ER | Trama 3 | 10/1/19 | 10/1/20 |  |  | DEFIBRILLATORS | Defibrillator | DEFIBRILLATOR-Medtronic-Lifepak 20E | DEFIBRILLATOR | Lifepak 20E |  |  |  | Medtronic | Defibrillator |  |  | DEFIBRILLATOR-Medtronic-Lifepak 20E | 10/1/19 |  | D-SA | Covered PM Repair - Biomedical | MHHS-Cypress | [8 empty] | DEFIBRILLATOR | Defibrillator | Medtronic
NO | YES |  |  |  | 151-02308 | 151-02308 | Physio-Control, Inc., a division of Medtronic | LIFEPAK 20E |  |  | CY-ER | MHHS-Cypress |  | Defibrillator |  | 151-02308 | 151-02308 | Northwest | MHHS-Cypress | CY-ER | Trauma 2 | 10/1/19 | 10/1/20 |  |  | DEFIBRILLATORS | Defibrillator | DEFIBRILLATOR-Medtronic-Lifepak 20E | DEFIBRILLATOR | Lifepak 20E |  |  |  | Medtronic | Defibrillator |  |  | DEFIBRILLATOR-Medtronic-Lifepak 20E | 10/1/19 |  | D-SA | Covered PM Repair - Biomedical | MHHS-Cypress | [8 empty] | DEFIBRILLATOR | Defibrillator | Medtronic
NO | YES |  |  |  | 151-02584 | 151-02584 | Physio-Control, Inc., a division of Medtronic | LIFEPAK 20E |  |  | CY-ER | MHHS-Cypress |  | Defibrillator |  | 151-02584 | 151-02584 | Northwest | MHHS-Cypress | CY-ER | Trauma 2 | 10/1/19 | 10/1/20 |  |  | DEFIBRILLATORS | Defibrillator | DEFIBRILLATOR-Medtronic-Lifepak 20E | DEFIBRILLATOR | Lifepak 20E |  |  |  | Medtronic | Defibrillator |  |  | DEFIBRILLATOR-Medtronic-Lifepak 20E | 10/1/19 |  | D-SA | Covered PM Repair - Biomedical | MHHS-Cypress | [8 empty] | DEFIBRILLATOR | Defibrillator | Medtronic
NO | YES |  |  |  | 151-01408 | 151-01408 | Physio-Control, Inc., a division of Medtronic | LIFEPAK 20E |  |  | CY-ICU | MHHS-Cypress |  | Defibrillator |  | 151-01408 | 151-01408 | Northwest | MHHS-Cypress | CY-ICU | Cath lab | 10/1/19 | 10/1/20 |  |  | DEFIBRILLATORS | Defibrillator | DEFIBRILLATOR-Medtronic-Lifepak 20E | DEFIBRILLATOR | Lifepak 20E |  |  |  | Medtronic | Defibrillator |  |  | DEFIBRILLATOR-Medtronic-Lifepak 20E | 10/1/19 |  | D-SA | Covered PM Repair - Biomedical | MHHS-Cypress | [8 empty] | DEFIBRILLATOR | Defibrillator | Medtronic
NO | YES |  |  |  | 151-01414 | 151-01414 | Physio-Control, Inc., a division of Medtronic | LIFEPAK 20E |  |  | CY - IMAGING | MHHS-Cypress |  | Defibrillator |  | 151-01414 | 151-01414 | Northwest | Cypress | CY - IMAGING |  | 10/1/19 |  |  |  | DEFIBRILLATORS | Defibrillator | DEFIBRILLATOR-Medtronic-Lifepak 20E | DEFIBRILLATOR | Lifepak 20E |  |  |  | Medtronic | Defibrillator |  |  | DEFIBRILLATOR-Medtronic-Lifepak 20E | 10/1/19 |  | D-SA | Covered PM Repair - Biomedical | MHHS-Cypress | [8 empty] | DEFIBRILLATOR | Defibrillator | Medtronic
NO | YES |  |  |  | 151-01405 | 151-01405 | Physio-Control, Inc., a division of Medtronic | LIFEPAK 20E |  |  | CY-Labor & Delivery | MHHS-Cypress |  | Defibrillator |  | 151-01405 | 151-01405 | Northwest | MHHS-Cypress | CY-Labor & Delivery |  | 10/1/19 | 10/1/20 |  |  | DEFIBRILLATORS | Defibrillator | DEFIBRILLATOR-Medtronic-Lifepak 20E | DEFIBRILLATOR | Lifepak 20E |  |  |  | Medtronic | Defibrillator |  |  | DEFIBRILLATOR-Medtronic-Lifepak 20E | 10/1/19 |  | D-SA | Covered PM Repair - Biomedical | MHHS-Cypress | [8 empty] | DEFIBRILLATOR | Defibrillator | Medtronic
NO | YES |  |  |  | 151-01411 | 151-01411 | Physio-Control, Inc., a division of Medtronic | LIFEPAK 20E |  |  | CY-Labor & Delivery | MHHS-Cypress |  | Defibrillator |  | 151-01411 | 151-01411 | Northwest | MHHS-Cypress | CY-Labor & Delivery |  | 10/1/19 | 10/1/20 |  |  | DEFIBRILLATORS | Defibrillator | DEFIBRILLATOR-Medtronic-Lifepak 20E | DEFIBRILLATOR | Lifepak 20E |  |  |  | Medtronic | Defibrillator |  |  | DEFIBRILLATOR-Medtronic-Lifepak 20E | 10/1/19 |  | D-SA | Covered PM Repair - Biomedical | MHHS-Cypress | [8 empty] | DEFIBRILLATOR | Defibrillator | Medtronic
NO | YES |  |  |  | 151-01415 | 151-01415 | Physio-Control, Inc., a division of Medtronic | LIFEPAK 20E |  |  | CY-Labor & Delivery | MHHS-Cypress |  | Defibrillator |  | 151-01415 | 151-01415 | Northwest | MHHS-Cypress | CY-Labor & Delivery | Nurses station | 10/1/19 | 10/1/20 |  |  | DEFIBRILLATORS | Defibrillator | DEFIBRILLATOR-Medtronic-Lifepak 20E | DEFIBRILLATOR | Lifepak 20E |  |  |  | Medtronic | Defibrillator |  |  | DEFIBRILLATOR-Medtronic-Lifepak 20E | 10/1/19 |  | D-SA | Covered PM Repair - Biomedical | MHHS-Cypress | [8 empty] | DEFIBRILLATOR | Defibrillator | Medtronic
NO | YES |  |  |  | 151-01399 | 151-01399 | Physio-Control, Inc., a division of Medtronic | LIFEPAK 20E |  |  | CY-Medsurg | MHHS-Cypress |  | Defibrillator |  | 151-01399 | 151-01399 | Northwest | MHHS-Cypress | CY-Medsurg | Nurses station | 10/1/19 | 10/1/20 |  |  | DEFIBRILLATORS | Defibrillator | DEFIBRILLATOR-Medtronic-Lifepak 20E | DEFIBRILLATOR | Lifepak 20E |  |  |  | Medtronic | Defibrillator |  |  | DEFIBRILLATOR-Medtronic-Lifepak 20E | 10/1/19 |  | D-SA | Covered PM Repair - Biomedical | MHHS-Cypress | [8 empty] | DEFIBRILLATOR | Defibrillator | Medtronic
NO | YES |  |  |  | 151-01404 | 151-01404 | Physio-Control, Inc., a division of Medtronic | LIFEPAK 20E |  |  | CY-Medsurg | MHHS-Cypress |  | Defibrillator |  | 151-01404 | 151-01404 | Northwest | MHHS-Cypress | CY-Medsurg | Hallway next staff lounge | 10/1/19 | 10/1/20 |  |  | DEFIBRILLATORS | Defibrillator | DEFIBRILLATOR-Medtronic-Lifepak 20E | DEFIBRILLATOR | Lifepak 20E |  |  |  | Medtronic | Defibrillator |  |  | DEFIBRILLATOR-Medtronic-Lifepak 20E | 10/1/19 |  | D-SA | Covered PM Repair - Biomedical | MHHS-Cypress | [8 empty] | DEFIBRILLATOR | Defibrillator | Medtronic
NO | YES |  |  |  | 151-01402 | 151-01402 | Physio-Control, Inc., a division of Medtronic | LIFEPAK 20E |  |  | CY - NICU | MHHS-Cypress |  | Defibrillator |  | 151-01402 | 151-01402 | Northwest | Antepartum | CY - NICU | Nurses station | 10/1/19 | 10/1/20 |  |  | DEFIBRILLATORS | Defibrillator | DEFIBRILLATOR-Medtronic-Lifepak 20E | DEFIBRILLATOR | Lifepak 20E |  |  |  | Medtronic | Defibrillator |  |  | DEFIBRILLATOR-Medtronic-Lifepak 20E | 10/1/19 |  | D-SA | Covered PM Repair - Biomedical | MHHS-Cypress | [8 empty] | DEFIBRILLATOR | Defibrillator | Medtronic
NO | YES |  |  |  | 151-01410 | 151-01410 | Physio-Control, Inc., a division of Medtronic | LIFEPAK 20E |  |  | CY-NICU | MHHS-Cypress |  | Defibrillator |  | 151-01410 | 151-01410 | Northwest | MHHS-Cypress | CY-NICU | Storage (S5-200.7) | 10/1/19 | 10/1/20 |  |  | DEFIBRILLATORS | Defibrillator | DEFIBRILLATOR-Medtronic-Lifepak 20E | DEFIBRILLATOR | Lifepak 20E |  |  |  | Medtronic | Defibrillator |  |  | DEFIBRILLATOR-Medtronic-Lifepak 20E | 10/1/19 |  | D-SA | Covered PM Repair - Biomedical | MHHS-Cypress | [8 empty] | DEFIBRILLATOR | Defibrillator | Medtronic
NO | YES |  |  |  | 151-01395 | 151-01395 | Physio-Control, Inc., a division of Medtronic | LIFEPAK 20E |  |  | CY-OR | MHHS-Cypress |  | Defibrillator |  | 151-01395 | 151-01395 | Northwest | MHHS-Cypress | CY-OR | Core | 10/1/19 | 10/1/20 |  |  | DEFIBRILLATORS | Defibrillator | DEFIBRILLATOR-Medtronic-Lifepak 20E | DEFIBRILLATOR | Lifepak 20E |  |  |  | Medtronic | Defibrillator |  |  | DEFIBRILLATOR-Medtronic-Lifepak 20E | 10/1/19 |  | D-SA | Covered PM Repair - Biomedical | MHHS-Cypress | [8 empty] | DEFIBRILLATOR | Defibrillator | Medtronic
NO | YES |  |  |  | 151-01398 | 151-01398 | Physio-Control, Inc., a division of Medtronic | LIFEPAK 20E |  |  | CY - OR | MHHS-Cypress |  | Defibrillator |  | 151-01398 | 151-01398 | Northwest | Cypress | CY - OR | Core | 10/1/19 | 10/1/20 |  |  | DEFIBRILLATORS | Defibrillator | DEFIBRILLATOR-Medtronic-Lifepak 20E | DEFIBRILLATOR | Lifepak 20E |  |  |  | Medtronic | Defibrillator |  |  | DEFIBRILLATOR-Medtronic-Lifepak 20E | 10/1/19 |  | D-SA | Covered PM Repair - Biomedical | MHHS-Cypress | [8 empty] | DEFIBRILLATOR | Defibrillator | Medtronic
NO | YES |  |  |  | 151-01406 | 151-01406 | Physio-Control, Inc., a division of Medtronic | LIFEPAK 20E |  |  | CY-PACU | MHHS-Cypress |  | Defibrillator |  | 151-01406 | 151-01406 | Northwest | MHHS-Cypress | CY-PACU | Pacu nursing | 10/1/19 | 10/1/20 |  |  | DEFIBRILLATORS | Defibrillator | DEFIBRILLATOR-Medtronic-Lifepak 20E | DEFIBRILLATOR | Lifepak 20E |  |  |  | Medtronic | Defibrillator |  |  | DEFIBRILLATOR-Medtronic-Lifepak 20E | 10/1/19 |  | D-SA | Covered PM Repair - Biomedical | MHHS-Cypress | [8 empty] | DEFIBRILLATOR | Defibrillator | Medtronic
NO | YES |  |  |  | 151-01409 | 151-01409 | Physio-Control, Inc., a division of Medtronic | LIFEPAK 20E |  |  | CY-PACU | MHHS-Cypress |  | Defibrillator |  | 151-01409 | 151-01409 | Northwest | MHHS-Cypress | CY-PACU | Pacu nursing | 10/1/19 | 10/1/20 |  |  | DEFIBRILLATORS | Defibrillator | DEFIBRILLATOR-Medtronic-Lifepak 20E | DEFIBRILLATOR | Lifepak 20E |  |  |  | Medtronic | Defibrillator |  |  | DEFIBRILLATOR-Medtronic-Lifepak 20E | 10/1/19 |  | D-SA | Covered PM Repair - Biomedical | MHHS-Cypress | [8 empty] | DEFIBRILLATOR | Defibrillator | Medtronic
NO | YES |  |  |  | 151-01400 | 151-01400 | Physio-Control, Inc., a division of Medtronic | LIFEPAK 20E |  |  | CY-Post Partum | MHHS-Cypress |  | Defibrillator |  | 151-01400 | 151-01400 | Northwest | MHHS-Cypress | CY-Post Partum | Nurses station | 10/1/19 | 10/1/20 |  |  | DEFIBRILLATORS | Defibrillator | DEFIBRILLATOR-Medtronic-Lifepak 20E | DEFIBRILLATOR | Lifepak 20E |  |  |  | Medtronic | Defibrillator |  |  | DEFIBRILLATOR-Medtronic-Lifepak 20E | 10/1/19 |  | D-SA | Covered PM Repair - Biomedical | MHHS-Cypress | [8 empty] | DEFIBRILLATOR | Defibrillator | Medtronic
NO | YES |  |  |  | 151-01407 | 151-01407 | Physio-Control, Inc., a division of Medtronic | LIFEPAK 20E |  |  | CY-Post Partum | MHHS-Cypress |  | Defibrillator |  | 151-01407 | 151-01407 | Northwest | MHHS-Cypress | CY-Post Partum | Nicu crash cart post-partum | 10/1/19 | 10/1/20 |  |  | DEFIBRILLATORS | Defibrillator | DEFIBRILLATOR-Medtronic-Lifepak 20E | DEFIBRILLATOR | Lifepak 20E |  |  |  | Medtronic | Defibrillator |  |  | DEFIBRILLATOR-Medtronic-Lifepak 20E | 10/1/19 |  | D-SA | Covered PM Repair - Biomedical | MHHS-Cypress | [8 empty] | DEFIBRILLATOR | Defibrillator | Medtronic
NO | YES |  |  |  | 151-01394 | 151-01394 | Physio-Control, Inc., a division of Medtronic | LIFEPAK 20E |  |  | CY - Admissions | MHHS-Cypress |  | Defibrillator |  | 151-01394 | 151-01394 | Northwest | Memorial Hermann Cypress Hospital | CY - Admissions | Hall | 10/1/19 | 10/1/20 |  |  | DEFIBRILLATORS | Defibrillator | DEFIBRILLATOR-Medtronic-Lifepak 20E | DEFIBRILLATOR | Lifepak 20E |  |  |  | Medtronic | Defibrillator |  |  | DEFIBRILLATOR-Medtronic-Lifepak 20E | 10/1/19 |  | D-SA | Covered PM Repair - Biomedical | MHHS-Cypress | [8 empty] | DEFIBRILLATOR | Defibrillator | Medtronic
NO | YES |  |  |  | 151-01396 | 151-01396 | Physio-Control, Inc., a division of Medtronic | LIFEPAK 20E |  |  | CY-Preop | MHHS-Cypress |  | Defibrillator |  | 151-01396 | 151-01396 | Northwest | MHHS-Cypress | CY-Preop | Hallway | 10/1/19 | 10/1/20 |  |  | DEFIBRILLATORS | Defibrillator | DEFIBRILLATOR-Medtronic-Lifepak 20E | DEFIBRILLATOR | Lifepak 20E |  |  |  | Medtronic | Defibrillator |  |  | DEFIBRILLATOR-Medtronic-Lifepak 20E | 10/1/19 |  | D-SA | Covered PM Repair - Biomedical | MHHS-Cypress | [8 empty] | DEFIBRILLATOR | Defibrillator | Medtronic
NO | YES |  |  |  | 009-09509 | 009-09509 | Physio-Control, Inc., a division of Medtronic | LIFEPAK 20E |  |  | GH-Cancer Center | MHHS-Greater Heights |  | Defibrillator |  | 009-09509 | 009-09509 | Central | MHHS-Greater Heights | GH-Cancer Center | Cubby by staff lounge | 12/1/19 |  | 11/1/20 |  | DEFIBRILLATORS | Defibrillator | DEFIBRILLATOR-Medtronic-Lifepak 20E | DEFIBRILLATOR | Lifepak 20E |  |  |  | Medtronic | Defibrillator |  |  | DEFIBRILLATOR-Medtronic-Lifepak 20E | 11/8/20 |  | D-SA | Not Covered Vendor Only - Biomedical | MHHS-Greater Heights | [8 empty] | DEFIBRILLATOR | Defibrillator | Medtronic
NO | YES |  |  |  | 009-09657 | 009-09657 | Physio-Control, Inc., a division of Medtronic | LIFEPAK 20E |  |  | GH-Cardiac Rehab | MHHS-Greater Heights |  | Defibrillator |  | 009-09657 | 009-09657 | Central | MHHS-Greater Heights | GH-Cardiac Rehab | Crash Cart | 11/1/19 |  | 11/1/20 |  | DEFIBRILLATORS | Defibrillator | DEFIBRILLATOR-Medtronic-Lifepak 20E | DEFIBRILLATOR | Lifepak 20E |  |  |  | Medtronic | Defibrillator |  |  | DEFIBRILLATOR-Medtronic-Lifepak 20E | 11/8/20 |  | D-SA | Not Covered Vendor Only - Biomedical | MHHS-Greater Heights | [8 empty] | DEFIBRILLATOR | Defibrillator | Medtronic
NO | YES |  |  |  | 009-33523 | 009-33523 | Physio-Control, Inc., a division of Medtronic | LIFEPAK 20E |  |  | GH-Clinical Decision Unit (CDU) | MHHS-Greater Heights |  | Defibrillator |  | 009-33523 | 009-33523 | Central | MHHS-Greater Heights | GH-Clinical Decision Unit (CDU) | Hallway alcove | 11/1/19 |  | 11/1/20 |  | DEFIBRILLATORS | Defibrillator | DEFIBRILLATOR-Medtronic-Lifepak 20E | DEFIBRILLATOR | Lifepak 20E |  |  |  | Medtronic | Defibrillator |  |  | DEFIBRILLATOR-Medtronic-Lifepak 20E | 11/8/20 |  | D-SA | Not Covered Vendor Only - Biomedical | MHHS-Greater Heights | [8 empty] | DEFIBRILLATOR | Defibrillator | Medtronic
NO | YES |  |  |  | 009-09660 | 009-09660 | Physio-Control, Inc., a division of Medtronic | LIFEPAK 20E |  |  | GH-Respiratory | MHHS-Greater Heights |  | Defibrillator |  | 009-09660 | 009-09660 | Central | MHHS-Greater Heights | GH-Respiratory | CV ICU | 11/1/19 |  | 10/1/20 |  | DEFIBRILLATORS | Defibrillator | DEFIBRILLATOR-Medtronic-Lifepak 20E | DEFIBRILLATOR | Lifepak 20E |  |  |  | Medtronic | Defibrillator |  |  | DEFIBRILLATOR-Medtronic-Lifepak 20E | 11/8/20 |  | D-SA | Not Covered Vendor Only - Biomedical | MHHS-Greater Heights | [8 empty] | DEFIBRILLATOR | Defibrillator | Medtronic
NO | YES |  |  |  | 009-09662 | 009-09662 | Physio-Control, Inc., a division of Medtronic | LIFEPAK 20E |  |  | Dialysis | MHHS-Greater Heights |  | Defibrillator |  | 009-09662 | 009-09662 | Central | Memorial Hermann Hospital greater heights | Dialysis | Dialysis | 11/1/19 |  | 11/1/20 |  | DEFIBRILLATORS | Defibrillator | DEFIBRILLATOR-Medtronic-Lifepak 20E | DEFIBRILLATOR | Lifepak 20E |  |  |  | Medtronic | Defibrillator |  |  | DEFIBRILLATOR-Medtronic-Lifepak 20E | 11/8/20 |  | D-SA | Not Covered Vendor Only - Biomedical | MHHS-Greater Heights | [8 empty] | DEFIBRILLATOR | Defibrillator | Medtronic
NO | YES |  |  |  | 009-09664 | 009-09664 | Physio-Control, Inc., a division of Medtronic | LIFEPAK 20E |  |  | GH - LABOR | MHHS-Greater Heights |  | Defibrillator |  | 009-09664 | 009-09664 | Central | Greater heights | GH - LABOR | GH - LABOR |  |  |  |  | DEFIBRILLATORS |  | DEFIBRILLATOR-Medtronic-Lifepak 20E | DEFIBRILLATOR | Lifepak 20E |  |  |  | Medtronic | Defibrillator |  |  | DEFIBRILLATOR-Medtronic-Lifepak 20E |  |  |  | Not Covered Vendor Only - Biomedical | MHHS-Greater Heights
NO | YES |  |  |  | 009-09661 | 009-09661 | Physio-Control, Inc., a division of Medtronic | LIFEPAK 20E |  |  | GH-Med Surg 6 | MHHS-Greater Heights |  | Defibrillator |  | 009-09661 | 009-09661 | Central | MHHS-Greater Heights | GH-Med Surg 6 | Hallway | 11/1/19 |  | 11/1/20 |  | DEFIBRILLATORS | Defibrillator | DEFIBRILLATOR-Medtronic-Lifepak 20E | DEFIBRILLATOR | Lifepak 20E |  |  |  | Medtronic | Defibrillator |  |  | DEFIBRILLATOR-Medtronic-Lifepak 20E | 11/8/20 |  | D-SA | Not Covered Vendor Only - Biomedical | MHHS-Greater Heights | [8 empty] | DEFIBRILLATOR | Defibrillator | Medtronic
NO | YES |  |  |  | 009-09663 | 009-09663 | Physio-Control, Inc., a division of Medtronic | LIFEPAK 20E |  |  | GH-Mother & Baby | MHHS-Greater Heights |  | Defibrillator |  | 009-09663 | 009-09663 | Central | MHHS-Greater Heights | GH-Mother & Baby | Mother baby hallway | 11/1/19 |  | 11/1/20 |  | DEFIBRILLATORS | Defibrillator | DEFIBRILLATOR-Medtronic-Lifepak 20E | DEFIBRILLATOR | Lifepak 20E |  |  |  | Medtronic | Defibrillator |  |  | DEFIBRILLATOR-Medtronic-Lifepak 20E | 11/8/20 |  | D-SA | Not Covered Vendor Only - Biomedical | MHHS-Greater Heights | [8 empty] | DEFIBRILLATOR | Defibrillator | Medtronic
NO | YES |  |  |  | 009-09665 | 009-09665 | Physio-Control, Inc., a division of Medtronic | LIFEPAK 20E |  |  | GH-Neuro 5N | MHHS-Greater Heights |  | Defibrillator |  | 009-09665 | 009-09665 | Central & Greater Heights | MHHS-Greater Heights | GH-Neuro 5N | Hallway | 11/1/19 |  | 11/1/20 |  | DEFIBRILLATORS | Defibrillator | DEFIBRILLATOR-Medtronic-Lifepak 20E | DEFIBRILLATOR | Lifepak 20E |  |  |  | Medtronic | Defibrillator |  |  | DEFIBRILLATOR-Medtronic-Lifepak 20E | 11/8/20 |  | D-SA | Not Covered Vendor Only - Biomedical | MHHS-Greater Heights | [8 empty] | DEFIBRILLATOR | Defibrillator | Medtronic
NO | YES |  |  |  | 009-06127 | 009-06127 | Physio-Control, Inc., a division of Medtronic | LIFEPAK 20E |  |  | GH-OR | MHHS-Greater Heights |  | Defibrillator |  | 009-06127 | 009-06127 | Central | MHHS-Greater Heights | GH-OR | GH - OR | 11/1/19 |  | 11/1/20 |  | DEFIBRILLATORS | Defibrillator | DEFIBRILLATOR-Medtronic-Lifepak 20E | DEFIBRILLATOR | Lifepak 20E |  |  |  | Medtronic | Defibrillator |  |  | DEFIBRILLATOR-Medtronic-Lifepak 20E | 11/8/20 |  | D-SA | Not Covered Vendor Only - Biomedical | MHHS-Greater Heights | [8 empty] | DEFIBRILLATOR | Defibrillator | Medtronic
NO | YES |  |  |  | 009-34322 | 009-34322 | Physio-Control, Inc., a division of Medtronic | LIFEPAK 20E |  |  | GH-OR Anesthesia | MHHS-Greater Heights |  | Defibrillator |  | 009-34322 | 009-34322 | Central | MHHS-Greater Heights | GH-OR Anesthesia | OR | 11/1/19 |  | 11/1/20 |  | DEFIBRILLATORS | Defibrillator | DEFIBRILLATOR-Medtronic-Lifepak 20E | DEFIBRILLATOR | Lifepak 20E |  |  |  | Medtronic | Defibrillator |  |  | DEFIBRILLATOR-Medtronic-Lifepak 20E | 11/8/20 |  | D-SA | Not Covered Vendor Only - Biomedical | MHHS-Greater Heights | [8 empty] | DEFIBRILLATOR | Defibrillator | Medtronic
NO | YES |  |  |  | 009-33432 | 009-33432 | Physio-Control, Inc., a division of Medtronic | LIFEPAK 20E |  |  | GH-Clinical Decision Unit (CDU) | MHHS-Greater Heights |  | Defibrillator |  | 009-33432 | 009-33432 | Greater heights | MHHS-Greater Heights | GH-Clinical Decision Unit (CDU) | Nurse Station | 11/1/19 |  | 11/1/20 |  | DEFIBRILLATORS | Defibrillator | DEFIBRILLATOR-Medtronic-Lifepak 20E | DEFIBRILLATOR | Lifepak 20E |  |  |  | Medtronic | Defibrillator |  |  | DEFIBRILLATOR-Medtronic-Lifepak 20E | 11/8/20 |  | D-SA | Not Covered Vendor Only - Biomedical | MHHS-Greater Heights | [8 empty] | DEFIBRILLATOR | Defibrillator | Medtronic
NO | YES |  |  |  | 009-09658 | 009-09658 | Physio-Control, Inc., a division of Medtronic | LIFEPAK 20E |  |  | GH-Therapy Services | MHHS-Greater Heights |  | Defibrillator |  | 009-09658 | 009-09658 | Central | MHHS-Greater Heights | GH-Therapy Services | Cardiology hallway | 11/1/19 |  | 11/1/20 |  | DEFIBRILLATORS | Defibrillator | DEFIBRILLATOR-Medtronic-Lifepak 20E | DEFIBRILLATOR | Lifepak 20E |  |  |  | Medtronic | Defibrillator |  |  | DEFIBRILLATOR-Medtronic-Lifepak 20E | 11/8/20 |  | D-SA | Not Covered Vendor Only - Biomedical | MHHS-Greater Heights | [8 empty] | DEFIBRILLATOR | Defibrillator | Medtronic
NO | YES |  |  |  | 009-06135 | 009-06135 | Physio-Control, Inc., a division of Medtronic | LIFEPAK 20E |  |  | GH-OR Endoscopy | MHHS-Greater Heights |  | Defibrillator |  | 009-06135 | 009-06135 | Central | MHHS-Greater Heights | GH-OR Endoscopy | OR PER OP | 11/1/19 |  | 11/1/20 |  | DEFIBRILLATORS | Defibrillator | DEFIBRILLATOR-Medtronic-Lifepak 20E | DEFIBRILLATOR | Lifepak 20E |  |  |  | Medtronic | Defibrillator |  |  | DEFIBRILLATOR-Medtronic-Lifepak 20E | 11/8/20 |  | D-SA | Not Covered Vendor Only - Biomedical | MHHS-Greater Heights | [8 empty] | DEFIBRILLATOR | Defibrillator | Medtronic
NO | YES |  |  |  | 009-33355 | 009-33355 | Physio-Control, Inc., a division of Medtronic | LIFEPAK 20E |  |  | TIRR-Greater Heights | MHHS-Greater Heights |  | Defibrillator |  | 009-33355 | 009-33355 | Central | MHHS-Others | TIRR-Greater Heights | Gym | 11/1/19 |  | 11/1/20 |  | DEFIBRILLATORS | Defibrillator | DEFIBRILLATOR-Medtronic-Lifepak 20E | DEFIBRILLATOR | Lifepak 20E |  |  |  | Medtronic | Defibrillator |  |  | DEFIBRILLATOR-Medtronic-Lifepak 20E | 11/8/20 |  | D-SA | Not Covered Vendor Only - Biomedical | MHHS-Greater Heights | [8 empty] | DEFIBRILLATOR | Defibrillator | Medtronic
NO | YES |  |  |  | 133-09310 | 133-09310 | Physio-Control, Inc., a division of Medtronic | LIFEPAK 20E |  |  | Katy-Med/Surg 6th Floor | MHHS-Katy |  | Defibrillator |  | 133-09310 | 133-09310 | Katy | MHHS-Katy | Katy-Med/Surg 6th Floor | Nurses station crash cart | 9/1/19 | 9/1/20 |  |  | DEFIBRILLATORS | Defibrillator | DEFIBRILLATOR-Medtronic-Lifepak 20E | DEFIBRILLATOR | Lifepak 20E |  |  |  | Medtronic | Defibrillator |  |  | DEFIBRILLATOR-Medtronic-Lifepak 20E | 1/1/10 |  | D-SA | Covered PM Repair - Biomedical | MHHS-Katy | [8 empty] | DEFIBRILLATOR | Defibrillator | Medtronic
NO | YES |  |  |  | 133-09311 | 133-09311 | Physio-Control, Inc., a division of Medtronic | LIFEPAK 20E |  |  | Katy-ER | MHHS-Katy |  | Defibrillator |  | 133-09311 | 133-09311 | Katy | MHHS-Katy | Katy-ER | Katy - ER | 9/1/19 |  |  |  | DEFIBRILLATORS | Defibrillator | DEFIBRILLATOR-Medtronic-Lifepak 20E | DEFIBRILLATOR | Lifepak 20E |  |  |  | Medtronic | Defibrillator |  |  | DEFIBRILLATOR-Medtronic-Lifepak 20E | 1/1/10 |  | D-SA | Covered PM Repair - Biomedical | MHHS-Katy | [8 empty] | DEFIBRILLATOR | Defibrillator | Medtronic
NO | YES |  |  |  | 133-09309 | 133-09309 | Physio-Control, Inc., a division of Medtronic | LIFEPAK 20E |  |  | Katy-ICU | MHHS-Katy |  | Defibrillator |  | 133-09309 | 133-09309 | Katy | MHHS-Katy | Katy-ICU | Nurse Station |  |  |  |  | DEFIBRILLATORS | Defibrillator | DEFIBRILLATOR-Medtronic-Lifepak 20E | DEFIBRILLATOR | Lifepak 20E |  |  |  | Medtronic | Defibrillator |  |  | DEFIBRILLATOR-Medtronic-Lifepak 20E | 1/1/10 |  | D-SA | Covered PM Repair - Biomedical | MHHS-Katy | [8 empty] | DEFIBRILLATOR | Defibrillator | Medtronic
NO | YES |  |  |  | 133-10353 | 133-10353 | Physio-Control, Inc., a division of Medtronic | LIFEPAK 20E |  |  | Katy-ER | MHHS-Katy |  | Defibrillator |  | 133-10353 | 133-10353 | Katy | MHHS-Katy | Katy-ER | Pedi ER Unit | 9/1/19 | 9/1/20 |  |  | DEFIBRILLATORS | Defibrillator | DEFIBRILLATOR-Medtronic-Lifepak 20E | DEFIBRILLATOR | Lifepak 20E |  |  |  | Medtronic | Defibrillator |  |  | DEFIBRILLATOR-Medtronic-Lifepak 20E | 1/1/10 |  | D-SA | Covered PM Repair - Biomedical | MHHS-Katy | [8 empty] | DEFIBRILLATOR | Defibrillator | Medtronic
NO | YES |  |  |  | 133-09898 | 133-09898 | Physio-Control, Inc., a division of Medtronic | LIFEPAK 20E |  |  | Katy-ER | MHHS-Katy |  | Defibrillator |  | 133-09898 | 133-09898 | Katy | MHHS-Katy | Katy-ER | EC 17 | 9/1/19 | 9/1/20 |  |  | DEFIBRILLATORS | Defibrillator | DEFIBRILLATOR-Medtronic-Lifepak 20E | DEFIBRILLATOR | Lifepak 20E |  |  |  | Medtronic | Defibrillator |  |  | DEFIBRILLATOR-Medtronic-Lifepak 20E | 1/1/10 |  | D-SA | Covered PM Repair - Biomedical | MHHS-Katy | [8 empty] | DEFIBRILLATOR | Defibrillator | Medtronic
NO | YES |  |  |  | 133-09956 | 133-09956 | Physio-Control, Inc., a division of Medtronic | LIFEPAK 20E |  |  | Katy-NICU | MHHS-Katy |  | Defibrillator |  | 133-09956 | 133-09956 | Katy | MHHS-Katy | Katy-NICU | Pediactrics | 9/1/19 | 9/1/20 |  |  | DEFIBRILLATORS | Defibrillator | DEFIBRILLATOR-Medtronic-Lifepak 20E | DEFIBRILLATOR | Lifepak 20E |  |  |  | Medtronic | Defibrillator |  |  | DEFIBRILLATOR-Medtronic-Lifepak 20E | 1/1/10 |  | D-SA | Covered PM Repair - Biomedical | MHHS-Katy | [8 empty] | DEFIBRILLATOR | Defibrillator | Medtronic
NO | YES |  |  |  | 133-09811 | 133-09811 | Physio-Control, Inc., a division of Medtronic | LIFEPAK 20E |  |  | Katy-OR | MHHS-Katy |  | Defibrillator |  | 133-09811 | 133-09811 | Katy | MHHS-Katy | Katy-OR | OR Storage W2 340.4 | 9/1/19 | 9/1/20 |  |  | DEFIBRILLATORS | Defibrillator | DEFIBRILLATOR-Medtronic-Lifepak 20E | DEFIBRILLATOR | Lifepak 20E |  |  |  | Medtronic | Defibrillator |  |  | DEFIBRILLATOR-Medtronic-Lifepak 20E | 1/1/10 |  | D-SA | Covered PM Repair - Biomedical | MHHS-Katy | [8 empty] | DEFIBRILLATOR | Defibrillator | Medtronic
NO | YES |  |  |  | 133-08559 | 133-08559 | Physio-Control, Inc., a division of Medtronic | LIFEPAK 20E |  |  | Katy-PACU | MHHS-Katy |  | Defibrillator |  | 133-08559 | 133-08559 | Katy | MHHS-Katy | Katy-PACU | PacU crash cart | 9/1/19 | 9/1/20 |  |  | DEFIBRILLATORS | Defibrillator | DEFIBRILLATOR-Medtronic-Lifepak 20E | DEFIBRILLATOR | Lifepak 20E |  |  |  | Medtronic | Defibrillator |  |  | DEFIBRILLATOR-Medtronic-Lifepak 20E | 1/1/10 |  | D-SA | Covered PM Repair - Biomedical | MHHS-Katy | [8 empty] | DEFIBRILLATOR | Defibrillator | Medtronic
NO | YES |  |  |  | 133-09312 | 133-09312 | Physio-Control, Inc., a division of Medtronic | LIFEPAK 20E |  |  | Katy-Postpartum-2W | MHHS-Katy |  | Defibrillator |  | 133-09312 | 133-09312 | Katy | MHHS-Katy | Katy-Postpartum-2W | By nourishment | 9/1/19 | 9/1/20 |  |  | DEFIBRILLATORS | Defibrillator | DEFIBRILLATOR-Medtronic-Lifepak 20E | DEFIBRILLATOR | Lifepak 20E |  |  |  | Medtronic | Defibrillator |  |  | DEFIBRILLATOR-Medtronic-Lifepak 20E | 1/1/10 |  | D-SA | Covered PM Repair - Biomedical | MHHS-Katy | [8 empty] | DEFIBRILLATOR | Defibrillator | Medtronic
NO | YES |  |  |  | 133-10452 | 133-10452 | Physio-Control, Inc., a division of Medtronic | LIFEPAK 20E |  |  | Katy-Radiology | MHHS-Katy |  | Defibrillator |  | 133-10452 | 133-10452 | Katy | MHHS-Katy | Katy-Radiology | Radiology Hallway by Ultrasound 3 | 9/1/19 | 9/1/20 |  |  | DEFIBRILLATORS | Defibrillator | DEFIBRILLATOR-Medtronic-Lifepak 20E | DEFIBRILLATOR | Lifepak 20E |  |  |  | Medtronic | Defibrillator |  |  | DEFIBRILLATOR-Medtronic-Lifepak 20E | 1/1/10 |  | D-SA | Covered PM Repair - Biomedical | MHHS-Katy | [8 empty] | DEFIBRILLATOR | Defibrillator | Medtronic
NO | YES |  |  |  | 009-09972 | 009-09972 | Physio-Control, Inc., a division of Medtronic | LIFEPAK 20E |  |  | CAHF-(GH)-Greater Heights [Mp1-Ste250] | MHHS - Heart Failure Clinics |  | Defibrillator |  | 009-09972 | 009-09972 | Central & Greater Heights | MHHS-Others | CAHF-(GH)-Greater Heights [Mp1-Ste250] | Nursing station | 4/1/19 |  | 4/1/20 |  | DEFIBRILLATORS | Defibrillator | DEFIBRILLATOR-Medtronic-Lifepak 20E | DEFIBRILLATOR | Lifepak 20E |  |  |  | Medtronic | Defibrillator |  |  | DEFIBRILLATOR-Medtronic-Lifepak 20E | 10/1/19 |  | D-SA | Covered PM Repair - Biomedical | MHHS - Heart Failure Clinics | [8 empty] | DEFIBRILLATOR | Defibrillator | Medtronic
NO | YES |  |  |  | 583-00753 | 583-00753 | Physio-Control, Inc., a division of Medtronic | LIFEPAK 20E |  |  | CAHF-(KY)-Katy [Mp2-Ste200] | MHHS - Heart Failure Clinics |  | Defibrillator |  | 583-00753 | 583-00753 | Katy | MHHS-Others | CAHF-(KY)-Katy [Mp2-Ste200] | Cardiology | 1/1/19 | 1/1/20 |  |  | DEFIBRILLATORS | Defibrillator | DEFIBRILLATOR-Medtronic-Lifepak 20E | DEFIBRILLATOR | Lifepak 20E |  |  |  | Medtronic | Defibrillator |  |  | DEFIBRILLATOR-Medtronic-Lifepak 20E | 10/1/19 |  | D-SA | Covered PM Repair - Biomedical | MHHS - Heart Failure Clinics | [8 empty] | DEFIBRILLATOR | Defibrillator | Medtronic
NO | YES |  |  |  | 041-19800 | 041-19800 | Physio-Control, Inc., a division of Medtronic | LIFEPAK 20E |  |  | MEMORIAL CITY - CENTRAL SUPPLY | MHHS-Mem City |  | Defibrillator |  | 041-19800 | 041-19800 | West | Memorial city hear and vascular - memorial city | MEMORIAL CITY - CENTRAL SUPPLY | Cath lab 5 |  |  |  |  | DEFIBRILLATORS |  | DEFIBRILLATOR-Medtronic-Lifepak 20E | DEFIBRILLATOR | Lifepak 20E |  |  |  | Medtronic | Defibrillator |  |  | DEFIBRILLATOR-Medtronic-Lifepak 20E |  |  |  | Not Covered Vendor Only - Biomedical | MHHS-Mem City
NO | YES |  |  |  |  | 041-16492 | Physio-Control, Inc., a division of Medtronic | LIFEPAK 20E |  |  | MEMORIAL CITY - Endoscopy | MHHS-Mem City |  | Defibrillator |  |  | 041-16492 | West | MEMORIAL CITY - MEMORIAL HERMANN HOSPITAL WEST TOWER | MEMORIAL CITY - Endoscopy | Bay 17 |  |  |  |  | DEFIBRILLATORS |  | DEFIBRILLATOR-Medtronic-Lifepak 20E | DEFIBRILLATOR | Lifepak 20E |  |  |  | Medtronic | Defibrillator |  |  | DEFIBRILLATOR-Medtronic-Lifepak 20E |  |  |  | Not Covered Vendor Only - Biomedical | MHHS-Mem City
NO | YES |  |  |  | 041-19318 | 041-19318 | Physio-Control, Inc., a division of Medtronic | LIFEPAK 20E |  |  | MEMORIAL CITY - Orthopedic Surgery | MHHS-Mem City |  | Defibrillator |  | 041-19318 | 041-19318 | West | Memorial Hermann Memorial City Medical Center | MEMORIAL CITY - Orthopedic Surgery | Memorial City - Orthopedic Surgery Hallway |  |  |  |  | DEFIBRILLATORS |  | DEFIBRILLATOR-Medtronic-Lifepak 20E | DEFIBRILLATOR | Lifepak 20E |  |  |  | Medtronic | Defibrillator |  |  | DEFIBRILLATOR-Medtronic-Lifepak 20E |  |  |  | Not Covered Vendor Only - Biomedical | MHHS-Mem City
NO | YES |  |  |  | 041-19319 | 041-19319 | Physio-Control, Inc., a division of Medtronic | LIFEPAK 20E |  |  | MEMORIAL CITY - MHT - JHC RECOVER | MHHS-Mem City |  | Defibrillator |  | 041-19319 | 041-19319 | West | Memorial Hermann Memorial City Medical Center | MEMORIAL CITY - MHT - JHC RECOVER | MEMORIAL CITY - MHT - JHC RECOVER |  |  |  |  | DEFIBRILLATORS |  | DEFIBRILLATOR-Medtronic-Lifepak 20E | DEFIBRILLATOR | Lifepak 20E |  |  |  | Medtronic | Defibrillator |  |  | DEFIBRILLATOR-Medtronic-Lifepak 20E |  |  |  | Not Covered Vendor Only - Biomedical | MHHS-Mem City
NO | YES |  |  |  | 041-19320 | 041-19320 | Physio-Control, Inc., a division of Medtronic | LIFEPAK 20E |  |  | MEMORIAL CITY - Orthopedics Surgery | MHHS-Mem City |  | Defibrillator |  | 041-19320 | 041-19320 | West | Memorial City - Memorial Hermann Hospital | MEMORIAL CITY - Orthopedics Surgery | Hallway |  |  |  |  | DEFIBRILLATORS |  | DEFIBRILLATOR-Medtronic-Lifepak 20E | DEFIBRILLATOR | Lifepak 20E |  |  |  | Medtronic | Defibrillator |  |  | DEFIBRILLATOR-Medtronic-Lifepak 20E |  |  |  | Not Covered Vendor Only - Biomedical | MHHS-Mem City
NO | YES |  |  |  | 041-19321 | 041-19321 | Physio-Control, Inc., a division of Medtronic | LIFEPAK 20E |  |  | MEMORIAL CITY - MHT- JHC PRE OP | MHHS-Mem City |  | Defibrillator |  | 041-19321 | 041-19321 | West | West | MEMORIAL CITY - MHT- JHC PRE OP | PRE OP |  |  |  |  | DEFIBRILLATORS |  | DEFIBRILLATOR-Medtronic-Lifepak 20E | DEFIBRILLATOR | Lifepak 20E |  |  |  | Medtronic | Defibrillator |  |  | DEFIBRILLATOR-Medtronic-Lifepak 20E |  |  |  | Not Covered Vendor Only - Biomedical | MHHS-Mem City
NO | YES |  |  |  | 041-19322 | 041-19322 | Physio-Control, Inc., a division of Medtronic | LIFEPAK 20E |  |  | MEMORIAL CITY - Orthopedics Surgery | MHHS-Mem City |  | Defibrillator |  | 041-19322 | 041-19322 | West | Memorial City - Memorial Hermann Hospital | MEMORIAL CITY - Orthopedics Surgery | Hallway |  |  |  |  | DEFIBRILLATORS |  | DEFIBRILLATOR-Medtronic-Lifepak 20E | DEFIBRILLATOR | Lifepak 20E |  |  |  | Medtronic | Defibrillator |  |  | DEFIBRILLATOR-Medtronic-Lifepak 20E |  |  |  | Not Covered Vendor Only - Biomedical | MHHS-Mem City
NO | YES |  |  |  | 041-19075 | 041-19075 | Physio-Control, Inc., a division of Medtronic | LIFEPAK 20E |  |  | MEMORIAL CITY - MOR | MHHS-Mem City |  | Defibrillator |  | 041-19075 | 041-19075 | West | Memorial City - Memorial Hermann Hospital | MEMORIAL CITY - MOR | MOR 11 |  |  |  |  | DEFIBRILLATORS |  | DEFIBRILLATOR-Medtronic-Lifepak 20E | DEFIBRILLATOR | Lifepak 20E |  |  |  | Medtronic | Defibrillator |  |  | DEFIBRILLATOR-Medtronic-Lifepak 20E |  |  |  | Not Covered Vendor Only - Biomedical | MHHS-Mem City
NO | YES |  |  |  | 041-20491 | 041-20491 | Physio-Control, Inc., a division of Medtronic | LIFEPAK 20E |  |  | MEMORIAL CITY MOR | MHHS-Mem City |  | Defibrillator |  | 041-20491 | 041-20491 | West | Memorial Hermann Memorial City Medical Center | MEMORIAL CITY MOR | MEMORIAL CITY MOR |  |  |  |  | DEFIBRILLATORS |  | DEFIBRILLATOR-Medtronic-Lifepak 20E | DEFIBRILLATOR | Lifepak 20E |  |  |  | Medtronic | Defibrillator |  |  | DEFIBRILLATOR-Medtronic-Lifepak 20E |  |  |  | Not Covered Vendor Only - Biomedical | MHHS-Mem City
NO | YES | Serial Number 39747234 |  |  |  | 041-16487 | Physio-Control, Inc., a division of Medtronic | LIFEPAK 20E |  |  | MEMORIAL CITY - TEXAS ONCOLOGY | MHHS-Mem City |  | Defibrillator |  |  | 041-16487 | West | Memorial Hermann Memorial city | MEMORIAL CITY - TEXAS ONCOLOGY | Memorial Hermann cancer center |  |  |  |  | DEFIBRILLATORS |  | DEFIBRILLATOR-Medtronic-Lifepak 20E | DEFIBRILLATOR | Lifepak 20E |  |  |  | Medtronic | Defibrillator |  |  | DEFIBRILLATOR-Medtronic-Lifepak 20E |  |  |  | Not Covered Vendor Only - Biomedical | MHHS-Mem City
NO | YES | [5 empty] | Physio-Control, Inc., a division of Medtronic | LIFEPAK 20E |  |  | MHOSH-3rd Floor | MHHS Orthopedic & Spine |  | Defibrillator |  |  |  | Central & Greater Heights | MHHS-Orthopedic & Spine | MHOSH-3rd Floor |  | 9/9/19 |  |  |  | DEFIBRILLATORS | Defibrillator | DEFIBRILLATOR-Medtronic-Lifepak 20E | DEFIBRILLATOR | Lifepak 20E |  |  |  | Medtronic | Defibrillator |  |  | DEFIBRILLATOR-Medtronic-Lifepak 20E | 10/1/19 | MHOSH Inventory Dec 2019 into 2020 - Copy.xls - Newly Verified | D-SA | Covered PM Repair - Biomedical | MHHS Orthopedic & Spine | [8 empty] | DEFIBRILLATOR | Defibrillator | Medtronic
NO | YES | Serial Number 43414673 |  |  |  |  | Physio-Control, Inc., a division of Medtronic | LIFEPAK 20E |  |  | MHOSH-3rd Floor | MHHS Orthopedic & Spine |  | Defibrillator |  |  |  | Central & Greater Heights | MHHS-Orthopedic & Spine | MHOSH-3rd Floor |  | 9/9/19 |  |  |  | DEFIBRILLATORS | Defibrillator | DEFIBRILLATOR-Medtronic-Lifepak 20E | DEFIBRILLATOR | Lifepak 20E |  |  |  | Medtronic | Defibrillator |  |  | DEFIBRILLATOR-Medtronic-Lifepak 20E | 10/1/19 | MHOSH Inventory Dec 2019 into 2020 - Copy.xls - Newly Verified | D-SA | Covered PM Repair - Biomedical | MHHS Orthopedic & Spine | [8 empty] | DEFIBRILLATOR | Defibrillator | Medtronic
NO | YES |  |  |  | 925-00884 | 925-00884 | Physio-Control, Inc., a division of Medtronic | LIFEPAK 20E |  |  | MHOSH-3rd Floor | MHHS Orthopedic & Spine |  | Defibrillator |  | 925-00884 | 925-00884 | Central & Greater Heights | MHHS-Orthopedic & Spine | MHOSH-3rd Floor |  | 9/10/19 |  |  |  | DEFIBRILLATORS | Defibrillator | DEFIBRILLATOR-Medtronic-Lifepak 20E | DEFIBRILLATOR | Lifepak 20E |  |  |  | Medtronic | Defibrillator |  |  | DEFIBRILLATOR-Medtronic-Lifepak 20E | 10/1/19 | MHOSH Inventory Dec 2019 into 2020 - Copy.xls - Newly Verified | D-SA | Covered PM Repair - Biomedical | MHHS Orthopedic & Spine | [8 empty] | DEFIBRILLATOR | Defibrillator | Medtronic
NO | YES |  |  |  | 142-06973 | 142-06973 | Physio-Control, Inc., a division of Medtronic | LIFEPAK 20E |  |  | NE-2 West Tower | MHHS-Northeast |  | Defibrillator |  | 142-06973 | 142-06973 | Katy | MHHS-Northeast | NE-2 West Tower | 2 West | 5/1/19 | 5/1/20 |  |  | DEFIBRILLATORS | Defibrillator | DEFIBRILLATOR-Medtronic-Lifepak 20E | DEFIBRILLATOR | Lifepak 20E |  |  |  | Medtronic | Defibrillator |  |  | DEFIBRILLATOR-Medtronic-Lifepak 20E | 11/8/20 |  | D-SA | Not Covered Vendor Only - Biomedical | MHHS-Northeast | [8 empty] | DEFIBRILLATOR | Defibrillator | Medtronic
NO | YES |  |  |  | 142-07856 | 142-07856 | Physio-Control, Inc., a division of Medtronic | LIFEPAK 20E |  |  | NE-2 West Tower | MHHS-Northeast |  | Defibrillator |  | 142-07856 | 142-07856 | Katy | MHHS-Northeast | NE-2 West Tower | 2 West | 10/1/19 | 10/1/20 |  |  | DEFIBRILLATORS | Defibrillator | DEFIBRILLATOR-Medtronic-Lifepak 20E | DEFIBRILLATOR | Lifepak 20E |  |  |  | Medtronic | Defibrillator |  |  | DEFIBRILLATOR-Medtronic-Lifepak 20E | 11/8/20 |  | D-SA | Not Covered Vendor Only - Biomedical | MHHS-Northeast | [8 empty] | DEFIBRILLATOR | Defibrillator | Medtronic
NO | YES |  |  |  | 142-07903 | 142-07903 | Physio-Control, Inc., a division of Medtronic | LIFEPAK 20E |  |  | NE-3 West Tower | MHHS-Northeast |  | Defibrillator |  | 142-07903 | 142-07903 | Katy | MHHS-Northeast | NE-3 West Tower | Nursing | 10/1/19 | 10/1/20 |  |  | DEFIBRILLATORS | Defibrillator | DEFIBRILLATOR-Medtronic-Lifepak 20E | DEFIBRILLATOR | Lifepak 20E |  |  |  | Medtronic | Defibrillator |  |  | DEFIBRILLATOR-Medtronic-Lifepak 20E | 11/8/20 |  | D-SA | Not Covered Vendor Only - Biomedical | MHHS-Northeast | [8 empty] | DEFIBRILLATOR | Defibrillator | Medtronic
NO | YES |  |  |  | 142-07944 | 142-07944 | Physio-Control, Inc., a division of Medtronic | LIFEPAK 20E |  |  | NE-4 West Tower | MHHS-Northeast |  | Defibrillator |  | 142-07944 | 142-07944 | Katy | MHHS-Northeast | NE-4 West Tower |  | 10/1/19 | 10/1/20 |  |  | DEFIBRILLATORS | Defibrillator | DEFIBRILLATOR-Medtronic-Lifepak 20E | DEFIBRILLATOR | Lifepak 20E |  |  |  | Medtronic | Defibrillator |  |  | DEFIBRILLATOR-Medtronic-Lifepak 20E | 11/30/18 |  | D-SA | Covered PM Repair - Biomedical | MHHS-Northeast | [8 empty] | DEFIBRILLATOR | Defibrillator | Medtronic
NO | YES |  |  |  |  | 142-05326 | Physio-Control, Inc., a division of Medtronic | LIFEPAK 20E |  |  | NE-5 South West | MHHS-Northeast |  | Defibrillator |  |  | 142-05326 | Katy | MHHS-Northeast | NE-5 South West |  | 4/1/19 | 4/1/20 |  |  | DEFIBRILLATORS | Defibrillator | DEFIBRILLATOR-Medtronic-Lifepak 20E | DEFIBRILLATOR | Lifepak 20E |  |  |  | Medtronic | Defibrillator |  |  | DEFIBRILLATOR-Medtronic-Lifepak 20E | 11/30/18 |  | D-SA | Covered PM Repair - Biomedical | MHHS-Northeast | [8 empty] | DEFIBRILLATOR | Defibrillator | Medtronic
NO | YES |  |  |  |  | 099-03950 | Physio-Control, Inc., a division of Medtronic | LIFEPAK 20E |  |  | NE-Cancer Center | MHHS-Northeast |  | Defibrillator |  |  | 099-03950 | Katy | MHHS-Northeast | NE-Cancer Center | Patient holding | 5/1/19 | 5/1/20 |  |  | DEFIBRILLATORS | Defibrillator | DEFIBRILLATOR-Medtronic-Lifepak 20E | DEFIBRILLATOR | Lifepak 20E |  |  |  | Medtronic | Defibrillator |  |  | DEFIBRILLATOR-Medtronic-Lifepak 20E | 11/30/18 |  | D-SA | Covered PM Repair - Biomedical | MHHS-Northeast | [8 empty] | DEFIBRILLATOR | Defibrillator | Medtronic
NO | YES | Asset Tag 142-08303 |  |  | 142-08303 | 142-08303 | Physio-Control, Inc., a division of Medtronic | LIFEPAK 20E |  |  | NE-ER | MHHS-Northeast |  | Defibrillator |  | 142-08303 | 142-08303 | Katy | MHHS-Northeast | NE-ER | Er 2 | 10/1/19 | 10/1/20 |  |  | DEFIBRILLATORS | Defibrillator | DEFIBRILLATOR-Medtronic-Lifepak 20E | DEFIBRILLATOR | Lifepak 20E |  |  |  | Medtronic | Defibrillator |  |  | DEFIBRILLATOR-Medtronic-Lifepak 20E | 11/30/18 |  | D-SA | Covered PM Repair - Biomedical | MHHS-Northeast | [8 empty] | DEFIBRILLATOR | Defibrillator | Medtronic
NO | YES |  |  |  | 142-06636 | 142-06636 | Physio-Control, Inc., a division of Medtronic | LIFEPAK 20E |  |  | NE-ICU | MHHS-Northeast |  | Defibrillator |  | 142-06636 | 142-06636 | Katy | MHHS-Northeast | NE-ICU | South west | 12/1/19 | 12/1/20 |  |  | DEFIBRILLATORS | Defibrillator | DEFIBRILLATOR-Medtronic-Lifepak 20E | DEFIBRILLATOR | Lifepak 20E |  |  |  | Medtronic | Defibrillator |  |  | DEFIBRILLATOR-Medtronic-Lifepak 20E | 11/30/18 |  | D-SA | Covered PM Repair - Biomedical | MHHS-Northeast | [8 empty] | DEFIBRILLATOR | Defibrillator | Medtronic
NO | YES |  |  |  | 142-06637 | 142-06637 | Physio-Control, Inc., a division of Medtronic | LIFEPAK 20E |  |  | NE-Clinical Decision Unit | MHHS-Northeast |  | Defibrillator |  | 142-06637 | 142-06637 | Katy | MHHS-Northeast | NE-Clinical Decision Unit | Nurses station | 12/1/19 | 12/1/20 |  |  | DEFIBRILLATORS | Defibrillator | DEFIBRILLATOR-Medtronic-Lifepak 20E | DEFIBRILLATOR | Lifepak 20E |  |  |  | Medtronic | Defibrillator |  |  | DEFIBRILLATOR-Medtronic-Lifepak 20E | 11/30/18 |  | D-SA | Covered PM Repair - Biomedical | MHHS-Northeast | [8 empty] | DEFIBRILLATOR | Defibrillator | Medtronic
NO | YES |  |  |  |  | 142-05320 | Physio-Control, Inc., a division of Medtronic | LIFEPAK 20E |  |  | NE-Endoscopy | MHHS-Northeast |  | Defibrillator |  |  | 142-05320 | Katy | MHHS-Northeast | NE-Endoscopy |  | 4/1/19 | 4/1/20 |  |  | DEFIBRILLATORS | Defibrillator | DEFIBRILLATOR-Medtronic-Lifepak 20E | DEFIBRILLATOR | Lifepak 20E |  |  |  | Medtronic | Defibrillator |  |  | DEFIBRILLATOR-Medtronic-Lifepak 20E |  |  | D-SA | Covered PM Repair - Biomedical | MHHS-Northeast | [8 empty] | DEFIBRILLATOR | Defibrillator | Medtronic
NO | YES |  |  |  | 142-06892 | 142-06892 | Physio-Control, Inc., a division of Medtronic | LIFEPAK 20E |  |  | NE-ER | MHHS-Northeast |  | Defibrillator |  | 142-06892 | 142-06892 | Katy | MHHS-Northeast | NE-ER |  | 5/1/19 | 5/1/20 |  |  | DEFIBRILLATORS | Defibrillator | DEFIBRILLATOR-Medtronic-Lifepak 20E | DEFIBRILLATOR | Lifepak 20E |  |  |  | Medtronic | Defibrillator |  |  | DEFIBRILLATOR-Medtronic-Lifepak 20E | 1/1/10 |  | D-SA | Covered PM Repair - Biomedical | MHHS-Northeast | [8 empty] | DEFIBRILLATOR | Defibrillator | Medtronic
NO | YES |  |  |  | 142-07988 | 142-07988 | Physio-Control, Inc., a division of Medtronic | LIFEPAK 20E |  |  | NE-IMU2 | MHHS-Northeast |  | Defibrillator |  | 142-07988 | 142-07988 | Katy | MHHS-Northeast | NE-IMU2 | Outwie 4018 | 4/1/19 | 4/1/20 |  |  | DEFIBRILLATORS | Defibrillator | DEFIBRILLATOR-Medtronic-Lifepak 20E | DEFIBRILLATOR | Lifepak 20E |  |  |  | Medtronic | Defibrillator |  |  | DEFIBRILLATOR-Medtronic-Lifepak 20E | 1/1/10 |  | D-SA | Covered PM Repair - Biomedical | MHHS-Northeast | [8 empty] | DEFIBRILLATOR | Defibrillator | Medtronic
NO | YES |  |  |  | 142-08203 | 142-08203 | Physio-Control, Inc., a division of Medtronic | LIFEPAK 20E |  |  | NE-ER | MHHS-Northeast |  | Defibrillator |  | 142-08203 | 142-08203 | Katy | MHHS-Northeast | NE-ER | By er 3 | 4/1/19 | 4/1/20 |  |  | DEFIBRILLATORS | Defibrillator | DEFIBRILLATOR-Medtronic-Lifepak 20E | DEFIBRILLATOR | Lifepak 20E |  |  |  | Medtronic | Defibrillator |  |  | DEFIBRILLATOR-Medtronic-Lifepak 20E | 1/1/10 |  | D-SA | Covered PM Repair - Biomedical | MHHS-Northeast | [8 empty] | DEFIBRILLATOR | Defibrillator | Medtronic
NO | YES |  |  |  | 142-08441 | 142-08441 | Physio-Control, Inc., a division of Medtronic | LIFEPAK 20E |  |  | NE-IMU1 | MHHS-Northeast |  | Defibrillator |  | 142-08441 | 142-08441 | Katy | MHHS-Northeast | NE-IMU1 | Cath lab room 1 | 11/1/19 |  |  |  | DEFIBRILLATORS | Defibrillator | DEFIBRILLATOR-Medtronic-Lifepak 20E | DEFIBRILLATOR | Lifepak 20E |  |  |  | Medtronic | Defibrillator |  |  | DEFIBRILLATOR-Medtronic-Lifepak 20E | 1/1/10 |  | D-SA | Covered PM Repair - Biomedical | MHHS-Northeast | [8 empty] | DEFIBRILLATOR | Defibrillator | Medtronic
NO | YES |  |  |  | 142-08230 | 142-08230 | Physio-Control, Inc., a division of Medtronic | LIFEPAK 20e |  |  | NE-ICU | MHHS-Northeast |  | Defibrillator |  | 142-08230 | 142-08230 | Katy | MHHS-Northeast | NE-ICU |  | 4/1/19 |  |  |  | DEFIBRILLATORS | Defibrillator | DEFIBRILLATOR-Medtronic-Lifepak 20E | DEFIBRILLATOR | Lifepak 20E |  |  |  | Medtronic | Defibrillator |  |  | DEFIBRILLATOR-Medtronic-Lifepak 20E | 1/1/10 |  | D-SA | Covered PM Repair - Biomedical | MHHS-Northeast | [8 empty] | DEFIBRILLATOR | Defibrillator | Medtronic
NO | YES |  |  |  |  | 142-05327 | Physio-Control, Inc., a division of Medtronic | LIFEPAK 20E |  |  | NE-Labor & Delivery | MHHS-Northeast |  | Defibrillator |  |  | 142-05327 | Katy | MHHS-Northeast | NE-Labor & Delivery | OR 2 | 8/1/19 | 8/1/20 |  |  | DEFIBRILLATORS | Defibrillator | DEFIBRILLATOR-Medtronic-Lifepak 20E | DEFIBRILLATOR | Lifepak 20E |  |  |  | Medtronic | Defibrillator |  |  | DEFIBRILLATOR-Medtronic-Lifepak 20E | 1/1/10 |  | D-SA | Covered PM Repair - Biomedical | MHHS-Northeast | [8 empty] | DEFIBRILLATOR | Defibrillator | Medtronic
NO | YES |  |  |  |  | 142-05372 | Physio-Control, Inc., a division of Medtronic | LIFEPAK 20E |  |  | NE-Radiology | MHHS-Northeast |  | Defibrillator |  |  | 142-05372 | Katy | MHHS-Northeast | NE-Radiology | Stress lab |  | 4/1/20 |  |  | DEFIBRILLATORS | Defibrillator | DEFIBRILLATOR-Medtronic-Lifepak 20E | DEFIBRILLATOR | Lifepak 20E |  |  |  | Medtronic | Defibrillator |  |  | DEFIBRILLATOR-Medtronic-Lifepak 20E | 1/1/10 |  | D-SA | Covered PM Repair - Biomedical | MHHS-Northeast | [8 empty] | DEFIBRILLATOR | Defibrillator | Medtronic
NO | YES |  |  |  | 142-07989 | 142-07989 | Physio-Control, Inc., a division of Medtronic | LIFEPAK 20E |  |  | NE-Clinical Decision Unit | MHHS-Northeast |  | Defibrillator |  | 142-07989 | 142-07989 | Katy | MHHS-Northeast | NE-Clinical Decision Unit | Nurse station | 4/1/19 | 4/1/20 |  |  | DEFIBRILLATORS | Defibrillator | DEFIBRILLATOR-Medtronic-Lifepak 20E | DEFIBRILLATOR | Lifepak 20E |  |  |  | Medtronic | Defibrillator |  |  | DEFIBRILLATOR-Medtronic-Lifepak 20E | 1/1/10 |  | D-SA | Covered PM Repair - Biomedical | MHHS-Northeast | [8 empty] | DEFIBRILLATOR | Defibrillator | Medtronic
NO | YES |  |  |  |  | 142-05378 | Physio-Control, Inc., a division of Medtronic | LIFEPAK 20E |  |  | NE-NICU | MHHS-Northeast |  | Defibrillator |  |  | 142-05378 | Katy | MHHS-Northeast | NE-NICU | Hall | 8/1/19 | 8/1/20 |  |  | DEFIBRILLATORS | Defibrillator | DEFIBRILLATOR-Medtronic-Lifepak 20E | DEFIBRILLATOR | Lifepak 20E |  |  |  | Medtronic | Defibrillator |  |  | DEFIBRILLATOR-Medtronic-Lifepak 20E | 1/1/10 |  | D-SA | Covered PM Repair - Biomedical | MHHS-Northeast | [8 empty] | DEFIBRILLATOR | Defibrillator | Medtronic
NO | YES |  |  |  |  | 142-05322 | Physio-Control, Inc., a division of Medtronic | LIFEPAK 20E |  |  | NE-OR | MHHS-Northeast |  | Defibrillator |  |  | 142-05322 | Katy | MHHS-Northeast | NE-OR | Sterile Core |  | 4/1/20 |  |  | DEFIBRILLATORS | Defibrillator | DEFIBRILLATOR-Medtronic-Lifepak 20E | DEFIBRILLATOR | Lifepak 20E |  |  |  | Medtronic | Defibrillator |  |  | DEFIBRILLATOR-Medtronic-Lifepak 20E | 1/1/10 |  | D-SA | Covered PM Repair - Biomedical | MHHS-Northeast | [8 empty] | DEFIBRILLATOR | Defibrillator | Medtronic
NO | YES |  |  |  |  | 142-06262 | Physio-Control, Inc., a division of Medtronic | LIFEPAK 20E |  |  | NE-OR | MHHS-Northeast |  | Defibrillator |  |  | 142-06262 | Katy | MHHS-Northeast | NE-OR | OR Hybrid Room | 1/1/19 | 1/1/20 |  |  | DEFIBRILLATORS | Defibrillator | DEFIBRILLATOR-Medtronic-Lifepak 20E | DEFIBRILLATOR | Lifepak 20E |  |  |  | Medtronic | Defibrillator |  |  | DEFIBRILLATOR-Medtronic-Lifepak 20E | 1/1/10 |  | D-SA | Covered PM Repair - Biomedical | MHHS-Northeast | [8 empty] | DEFIBRILLATOR | Defibrillator | Medtronic
NO | YES |  |  |  |  | 142-01508 | Physio-Control, Inc., a division of Medtronic | LIFEPAK 20E |  |  | NE-OR Holding | MHHS-Northeast |  | Defibrillator |  |  | 142-01508 | Katy | MHHS-Northeast | NE-OR Holding | Nurses Station | 12/1/18 | 12/1/19 |  |  | DEFIBRILLATORS | Defibrillator | DEFIBRILLATOR-Medtronic-Lifepak 20E | DEFIBRILLATOR | Lifepak 20E |  |  |  | Medtronic | Defibrillator |  |  | DEFIBRILLATOR-Medtronic-Lifepak 20E | 1/1/10 |  | D-SA | Covered PM Repair - Biomedical | MHHS-Northeast | [8 empty] | DEFIBRILLATOR | Defibrillator | Medtronic
NO | YES |  |  |  |  | 142-03513 | Physio-Control, Inc., a division of Medtronic | LIFEPAK 20E |  |  | NE-OR Holding | MHHS-Northeast |  | Defibrillator |  |  | 142-03513 | Katy | MHHS-Northeast | NE-OR Holding | Nurses station | 7/1/19 | 7/1/20 |  |  | DEFIBRILLATORS | Defibrillator | DEFIBRILLATOR-Medtronic-Lifepak 20E | DEFIBRILLATOR | Lifepak 20E |  |  |  | Medtronic | Defibrillator |  |  | DEFIBRILLATOR-Medtronic-Lifepak 20E | 1/1/10 |  | D-SA | Covered PM Repair - Biomedical | MHHS-Northeast | [8 empty] | DEFIBRILLATOR | Defibrillator | Medtronic
NO | YES |  |  |  |  | 142-05353 | Physio-Control, Inc., a division of Medtronic | LIFEPAK 20E |  |  | NE-Radiology | MHHS-Northeast |  | Defibrillator |  |  | 142-05353 | Katy | MHHS-Northeast | NE-Radiology | CT 1 |  | 4/1/20 |  |  | DEFIBRILLATORS | Defibrillator | DEFIBRILLATOR-Medtronic-Lifepak 20E | DEFIBRILLATOR | Lifepak 20E |  |  |  | Medtronic | Defibrillator |  |  | DEFIBRILLATOR-Medtronic-Lifepak 20E | 1/1/10 |  | D-SA | Covered PM Repair - Biomedical | MHHS-Northeast | [8 empty] | DEFIBRILLATOR | Defibrillator | Medtronic
NO | YES |  |  |  |  | 142-05318 | Physio-Control, Inc., a division of Medtronic | LIFEPAK 20E |  |  | NE-Radiology | MHHS-Northeast |  | Defibrillator |  |  | 142-05318 | Katy | MHHS-Northeast | NE-Radiology | Outside C2 214 | 4/1/19 | 4/1/20 |  |  | DEFIBRILLATORS | Defibrillator | DEFIBRILLATOR-Medtronic-Lifepak 20E | DEFIBRILLATOR | Lifepak 20E |  |  |  | Medtronic | Defibrillator |  |  | DEFIBRILLATOR-Medtronic-Lifepak 20E | 1/1/10 |  | D-SA | Covered PM Repair - Biomedical | MHHS-Northeast | [8 empty] | DEFIBRILLATOR | Defibrillator | Medtronic
NO | YES |  |  |  | 142-08033 | 142-08033 | Physio-Control, Inc., a division of Medtronic | LIFEPAK 20E |  |  | NE-Respiratory | MHHS-Northeast |  | Defibrillator |  | 142-08033 | 142-08033 | Katy | MHHS-Northeast | NE-Respiratory | Respiratory | 10/1/19 | 10/1/20 |  |  | DEFIBRILLATORS | Defibrillator | DEFIBRILLATOR-Medtronic-Lifepak 20E | DEFIBRILLATOR | Lifepak 20E |  |  |  | Medtronic | Defibrillator |  |  | DEFIBRILLATOR-Medtronic-Lifepak 20E | 1/1/10 |  | D-SA | Covered PM Repair - Biomedical | MHHS-Northeast | [8 empty] | DEFIBRILLATOR | Defibrillator | Medtronic
NO | YES |  |  |  | 142-05328 | 142-05328 | Physio-Control, Inc., a division of Medtronic | LIFEPAK 20E |  |  | OPID-(NE)-Northeast-437 (Mp1) | MHHS-OPID |  | Defibrillator |  | 142-05328 | 142-05328 | Katy | MHHS-Others | OPID-(NE)-Northeast-437 (Mp1) | Outside Ultrasound 1 | 9/1/19 | 9/1/20 |  |  | DEFIBRILLATORS | Defibrillator | DEFIBRILLATOR-Medtronic-Lifepak 20E | DEFIBRILLATOR | Lifepak 20E |  |  |  | Medtronic | Defibrillator |  |  | DEFIBRILLATOR-Medtronic-Lifepak 20E | 10/1/19 |  | D-SA | Covered PM Repair - Biomedical | MHHS-OPID | [8 empty] | DEFIBRILLATOR | Defibrillator | Medtronic
NO | YES |  |  |  | 129-07310 | 129-07310 | Physio-Control, Inc., a division of Medtronic | LIFEPAK 20E |  |  | OPID - (SL) - SUGAR LAND - 449 (MP1) | MHHS-OPID |  | Defibrillator |  | 129-07310 | 129-07310 | Sugar Land | MD Anderson Breast Care with Memorial Hermann - Sugar Land (#120) | OPID - (SL) - SUGAR LAND - 449 (MP1) | CT Room | 11/1/19 |  | 11/1/20 |  | DEFIBRILLATORS | Defibrillator | DEFIBRILLATOR-Medtronic-Lifepak 20E | DEFIBRILLATOR | Lifepak 20E |  |  |  | Medtronic | Defibrillator |  |  | DEFIBRILLATOR-Medtronic-Lifepak 20E | 10/1/19 |  | D-SA | Covered PM Repair - Biomedical | MHHS-OPID | [8 empty] | DEFIBRILLATOR | Defibrillator | Medtronic
NO | YES | Asset Tag 069-35917 |  |  | 069-35917 | 069-35917 | Physio-Control, Inc., a division of Medtronic | LIFEPAK 20E |  |  | OPID - (TMC) - MH IMAGING CENTER - 417 | MHHS-OPID |  | Defibrillator |  | 069-35917 | 069-35917 | TMC |  | OPID - (TMC) - MH IMAGING CENTER - 417 |  | 2/13/19 |  |  |  | DEFIBRILLATORS |  | DEFIBRILLATOR-Medtronic-Lifepak 20E | DEFIBRILLATOR | Lifepak 20E |  |  |  | Medtronic | Defibrillator |  |  | DEFIBRILLATOR-Medtronic-Lifepak 20E | 10/1/19 | Verified 3/29/2020 11:26:am (Central) |  | Covered PM Repair - Biomedical | MHHS-OPID
NO | YES |  |  |  | 145-00356 | 145-00356 | Physio-Control, Inc., a division of Medtronic | LIFEPAK 20E |  |  | Pearland-3N-Med/Surg | MHHS-Pearland Hospital |  | Defibrillator |  | 145-00356 | 145-00356 | Pearland | MHHS-Pearland Hospital | Pearland-3N-Med/Surg | Crash cart | 7/1/19 | 7/1/20 |  |  | DEFIBRILLATORS | Defibrillator | DEFIBRILLATOR-Medtronic-Lifepak 20E | DEFIBRILLATOR | Lifepak 20E |  |  |  | Medtronic | Defibrillator |  |  | DEFIBRILLATOR-Medtronic-Lifepak 20E | 10/1/19 |  | D-SA | Covered PM Repair - Biomedical | MHHS-Pearland Hospital | [8 empty] | DEFIBRILLATOR | Defibrillator | Medtronic
NO | YES |  |  |  | 145-00362 | 145-00362 | Physio-Control, Inc., a division of Medtronic | LIFEPAK 20E |  |  | Pearland-Med/Surg | MHHS-Pearland Hospital |  | Defibrillator |  | 145-00362 | 145-00362 | Pearland | MHHS-Pearland Hospital | Pearland-Med/Surg |  | 7/1/19 | 7/1/20 |  |  | DEFIBRILLATORS | Defibrillator | DEFIBRILLATOR-Medtronic-Lifepak 20E | DEFIBRILLATOR | Lifepak 20E |  |  |  | Medtronic | Defibrillator |  |  | DEFIBRILLATOR-Medtronic-Lifepak 20E | 10/1/19 |  | D-SA | Covered PM Repair - Biomedical | MHHS-Pearland Hospital | [8 empty] | DEFIBRILLATOR | Defibrillator | Medtronic
NO | YES |  |  |  | 145-00282 | 145-00282 | Physio-Control, Inc., a division of Medtronic | LIFEPAK 20E |  |  | Pearland-4N-Med/Surg | MHHS-Pearland Hospital |  | Defibrillator |  | 145-00282 | 145-00282 | Pearland | MHHS-Pearland Hospital | Pearland-4N-Med/Surg | 4 north | 5/1/19 | 12/1/20 |  |  | DEFIBRILLATORS | Defibrillator | DEFIBRILLATOR-Medtronic-Lifepak 20E | DEFIBRILLATOR | Lifepak 20E |  |  |  | Medtronic | Defibrillator |  |  | DEFIBRILLATOR-Medtronic-Lifepak 20E | 10/1/19 |  | D-SA | Covered PM Repair - Biomedical | MHHS-Pearland Hospital | [8 empty] | DEFIBRILLATOR | Defibrillator | Medtronic
NO | YES |  |  |  | 145-00562 | 145-00562 | Physio-Control, Inc., a division of Medtronic | LIFEPAK 20E |  |  | Pearland-4N-Med/Surg | MHHS-Pearland Hospital |  | Defibrillator |  | 145-00562 | 145-00562 | Pearland | MHHS-Pearland Hospital | Pearland-4N-Med/Surg | Nursing | 1/1/20 | 2/1/21 |  |  | DEFIBRILLATORS | Defibrillator | DEFIBRILLATOR-Medtronic-Lifepak 20E | DEFIBRILLATOR | Lifepak 20E |  |  |  | Medtronic | Defibrillator |  |  | DEFIBRILLATOR-Medtronic-Lifepak 20E | 10/1/19 |  | D-SA | Covered PM Repair - Biomedical | MHHS-Pearland Hospital | [8 empty] | DEFIBRILLATOR | Defibrillator | Medtronic
NO | YES |  |  |  | 145-00334 | 145-00334 | Physio-Control, Inc., a division of Medtronic | LIFEPAK 20E |  |  | Pearland-Cardiac Cath Lab | MHHS-Pearland Hospital |  | Defibrillator |  | 145-00334 | 145-00334 | Pearland | MHHS-Pearland Hospital | Pearland-Cardiac Cath Lab | Prep | 7/1/19 | 7/1/20 |  |  | DEFIBRILLATORS | Defibrillator | DEFIBRILLATOR-Medtronic-Lifepak 20E | DEFIBRILLATOR | Lifepak 20E |  |  |  | Medtronic | Defibrillator |  |  | DEFIBRILLATOR-Medtronic-Lifepak 20E | 10/1/19 |  | D-SA | Covered PM Repair - Biomedical | MHHS-Pearland Hospital | [8 empty] | DEFIBRILLATOR | Defibrillator | Medtronic
NO | YES |  |  |  | 145-00709 | 145-00709 | Physio-Control, Inc., a division of Medtronic | LIFEPAK 20E |  |  | Pearland-Cardiac Cath Lab | MHHS-Pearland Hospital |  | Defibrillator |  | 145-00709 | 145-00709 | Pearland | MHHS-Pearland Hospital | Pearland-Cardiac Cath Lab | Cath lab procedure room | 4/1/19 | 4/1/20 |  |  | DEFIBRILLATORS | Defibrillator | DEFIBRILLATOR-Medtronic-Lifepak 20E | DEFIBRILLATOR | Lifepak 20E |  |  |  | Medtronic | Defibrillator |  |  | DEFIBRILLATOR-Medtronic-Lifepak 20E | 10/1/19 |  | D-SA | Covered PM Repair - Biomedical | MHHS-Pearland Hospital | [8 empty] | DEFIBRILLATOR | Defibrillator | Medtronic
NO | YES |  |  |  | 145-00134 | 145-00134 | Physio-Control, Inc., a division of Medtronic | LIFEPAK 20E |  |  | Pearland-Emergency Center | MHHS-Pearland Hospital |  | Defibrillator |  | 145-00134 | 145-00134 | Pearland | MHHS-Pearland Hospital | Pearland-Emergency Center | Crash cart | 2/1/19 | 2/1/20 |  |  | DEFIBRILLATORS | Defibrillator | DEFIBRILLATOR-Medtronic-Lifepak 20E | DEFIBRILLATOR | Lifepak 20E |  |  |  | Medtronic | Defibrillator |  |  | DEFIBRILLATOR-Medtronic-Lifepak 20E | 10/1/19 |  | D-SA | Covered PM Repair - Biomedical | MHHS-Pearland Hospital | [8 empty] | DEFIBRILLATOR | Defibrillator | Medtronic
NO | YES |  |  |  | 145-00200 | 145-00200 | Physio-Control, Inc., a division of Medtronic | LIFEPAK 20E |  |  | Pearland-Emergency Center | MHHS-Pearland Hospital |  | Defibrillator |  | 145-00200 | 145-00200 | Pearland | MHHS-Pearland Hospital | Pearland-Emergency Center | Pearland ER |  |  |  |  | DEFIBRILLATORS | Defibrillator | DEFIBRILLATOR-Medtronic-Lifepak 20E | DEFIBRILLATOR | Lifepak 20E |  |  |  | Medtronic | Defibrillator |  |  | DEFIBRILLATOR-Medtronic-Lifepak 20E | 10/1/19 |  | D-SA | Covered PM Repair - Biomedical | MHHS-Pearland Hospital | [8 empty] | DEFIBRILLATOR | Defibrillator | Medtronic
NO | YES |  |  |  | 145-00213 | 145-00213 | Physio-Control, Inc., a division of Medtronic | LIFEPAK 20E |  |  | Pearland-Emergency Center | MHHS-Pearland Hospital |  | Defibrillator |  | 145-00213 | 145-00213 | Pearland | MHHS-Pearland Hospital | Pearland-Emergency Center | ER crash cart | 2/1/19 | 2/1/20 |  |  | DEFIBRILLATORS | Defibrillator | DEFIBRILLATOR-Medtronic-Lifepak 20E | DEFIBRILLATOR | Lifepak 20E |  |  |  | Medtronic | Defibrillator |  |  | DEFIBRILLATOR-Medtronic-Lifepak 20E | 10/1/19 |  | D-SA | Covered PM Repair - Biomedical | MHHS-Pearland Hospital | [8 empty] | DEFIBRILLATOR | Defibrillator | Medtronic
NO | YES |  |  |  | 145-00222 | 145-00222 | Physio-Control, Inc., a division of Medtronic | LIFEPAK 20E |  |  | Pearland-Emergency Center | MHHS-Pearland Hospital |  | Defibrillator |  | 145-00222 | 145-00222 | Pearland | MHHS-Pearland Hospital | Pearland-Emergency Center | Trauma 2 |  |  |  |  | DEFIBRILLATORS | Defibrillator | DEFIBRILLATOR-Medtronic-Lifepak 20E | DEFIBRILLATOR | Lifepak 20E |  |  |  | Medtronic | Defibrillator |  |  | DEFIBRILLATOR-Medtronic-Lifepak 20E | 10/1/19 |  | D-SA | Covered PM Repair - Biomedical | MHHS-Pearland Hospital | [8 empty] | DEFIBRILLATOR | Defibrillator | Medtronic
NO | YES |  |  |  | 145-00380 | 145-00380 | Physio-Control, Inc., a division of Medtronic | LIFEPAK 20E |  |  | Pearland-Emergency Center | MHHS-Pearland Hospital |  | Defibrillator |  | 145-00380 | 145-00380 | Pearland | MHHS-Pearland Hospital | Pearland-Emergency Center | Trauma3 | 2/1/20 | 2/1/21 |  |  | DEFIBRILLATORS | Defibrillator | DEFIBRILLATOR-Medtronic-Lifepak 20E | DEFIBRILLATOR | Lifepak 20E |  |  |  | Medtronic | Defibrillator |  |  | DEFIBRILLATOR-Medtronic-Lifepak 20E | 10/1/19 |  | D-SA | Covered PM Repair - Biomedical | MHHS-Pearland Hospital | [8 empty] | DEFIBRILLATOR | Defibrillator | Medtronic
NO | YES |  |  |  | 145-00551 | 145-00551 | Physio-Control, Inc., a division of Medtronic | LIFEPAK 20E |  |  | Pearland-Endoscopy | MHHS-Pearland Hospital |  | Defibrillator |  | 145-00551 | 145-00551 | Pearland | MHHS-Pearland Hospital | Pearland-Endoscopy | Endo crash cart | 10/1/19 | 10/1/20 |  |  | DEFIBRILLATORS | Defibrillator | DEFIBRILLATOR-Medtronic-Lifepak 20E | DEFIBRILLATOR | Lifepak 20E |  |  |  | Medtronic | Defibrillator |  |  | DEFIBRILLATOR-Medtronic-Lifepak 20E | 10/1/19 |  | D-SA | Covered PM Repair - Biomedical | MHHS-Pearland Hospital | [8 empty] | DEFIBRILLATOR | Defibrillator | Medtronic
NO | YES |  |  |  | 145-00215 | 145-00215 | Physio-Control, Inc., a division of Medtronic | LIFEPAK 20E |  |  | Pearland-ICU/IMCU | MHHS-Pearland Hospital |  | Defibrillator |  | 145-00215 | 145-00215 | Pearland | MHHS-Pearland Hospital | Pearland-ICU/IMCU | Icu cpd crash cart | 3/1/19 | 2/1/20 |  |  | DEFIBRILLATORS | Defibrillator | DEFIBRILLATOR-Medtronic-Lifepak 20E | DEFIBRILLATOR | Lifepak 20E |  |  |  | Medtronic | Defibrillator |  |  | DEFIBRILLATOR-Medtronic-Lifepak 20E | 10/1/19 |  | D-SA | Covered PM Repair - Biomedical | MHHS-Pearland Hospital | [8 empty] | DEFIBRILLATOR | Defibrillator | Medtronic
NO | YES |  |  |  | 145-00388 | 145-00388 | Physio-Control, Inc., a division of Medtronic | LIFEPAK 20E |  |  | Pearland-ICU/IMCU | MHHS-Pearland Hospital |  | Defibrillator |  | 145-00388 | 145-00388 | Pearland | MHHS-Pearland Hospital | Pearland-ICU/IMCU | Icu crash cart | 1/1/19 | 1/1/20 |  |  | DEFIBRILLATORS | Defibrillator | DEFIBRILLATOR-Medtronic-Lifepak 20E | DEFIBRILLATOR | Lifepak 20E |  |  |  | Medtronic | Defibrillator |  |  | DEFIBRILLATOR-Medtronic-Lifepak 20E | 10/1/19 |  | D-SA | Covered PM Repair - Biomedical | MHHS-Pearland Hospital | [8 empty] | DEFIBRILLATOR | Defibrillator | Medtronic
NO | YES |  |  |  | 145-00592 | 145-00592 | Physio-Control, Inc., a division of Medtronic | LIFEPAK 20E |  |  | Pearland-Labor & Delivery | MHHS-Pearland Hospital |  | Defibrillator |  | 145-00592 | 145-00592 | Pearland | MHHS-Pearland Hospital | Pearland-Labor & Delivery | Nursing | 12/1/19 | 12/1/20 |  |  | DEFIBRILLATORS | Defibrillator | DEFIBRILLATOR-Medtronic-Lifepak 20E | DEFIBRILLATOR | Lifepak 20E |  |  |  | Medtronic | Defibrillator |  |  | DEFIBRILLATOR-Medtronic-Lifepak 20E | 10/1/19 |  | D-SA | Covered PM Repair - Biomedical | MHHS-Pearland Hospital | [8 empty] | DEFIBRILLATOR | Defibrillator | Medtronic
NO | YES |  |  |  | 145-00736 | 145-00736 | Physio-Control, Inc., a division of Medtronic | LIFEPAK 20E |  |  | Pearland-Labor & Delivery | MHHS-Pearland Hospital |  | Defibrillator |  | 145-00736 | 145-00736 | Pearland | MHHS-Pearland Hospital | Pearland-Labor & Delivery |  | 6/1/19 |  |  |  | DEFIBRILLATORS | Defibrillator | DEFIBRILLATOR-Medtronic-Lifepak 20E | DEFIBRILLATOR | Lifepak 20E |  |  |  | Medtronic | Defibrillator |  |  | DEFIBRILLATOR-Medtronic-Lifepak 20E | 10/1/19 |  | D-SA | Covered PM Repair - Biomedical | MHHS-Pearland Hospital | [8 empty] | DEFIBRILLATOR | Defibrillator | Medtronic
NO | YES |  |  |  | 145-00394 | 145-00394 | Physio-Control, Inc., a division of Medtronic | LIFEPAK 20E |  |  | Pearland-OR | MHHS-Pearland Hospital |  | Defibrillator |  | 145-00394 | 145-00394 | Pearland | MHHS-Pearland Hospital | Pearland-OR | Sterile Core | 9/1/19 | 9/1/20 |  |  | DEFIBRILLATORS | Defibrillator | DEFIBRILLATOR-Medtronic-Lifepak 20E | DEFIBRILLATOR | Lifepak 20E |  |  |  | Medtronic | Defibrillator |  |  | DEFIBRILLATOR-Medtronic-Lifepak 20E | 10/1/19 |  | D-SA | Covered PM Repair - Biomedical | MHHS-Pearland Hospital | [8 empty] | DEFIBRILLATOR | Defibrillator | Medtronic
NO | YES |  |  |  | 145-00446 | 145-00446 | Physio-Control, Inc., a division of Medtronic | LIFEPAK 20E |  |  | Pearland-OR | MHHS-Pearland Hospital |  | Defibrillator |  | 145-00446 | 145-00446 | Pearland | MHHS-Pearland Hospital | Pearland-OR | Sterile Core | 9/1/19 | 9/1/20 |  |  | DEFIBRILLATORS | Defibrillator | DEFIBRILLATOR-Medtronic-Lifepak 20E | DEFIBRILLATOR | Lifepak 20E |  |  |  | Medtronic | Defibrillator |  |  | DEFIBRILLATOR-Medtronic-Lifepak 20E | 10/1/19 |  | D-SA | Covered PM Repair - Biomedical | MHHS-Pearland Hospital | [8 empty] | DEFIBRILLATOR | Defibrillator | Medtronic
NO | YES |  |  |  | 145-00439 | 145-00439 | Physio-Control, Inc., a division of Medtronic | LIFEPAK 20E |  |  | Pearland-OR-Preop/PACU | MHHS-Pearland Hospital |  | Defibrillator |  | 145-00439 | 145-00439 | Pearland | MHHS-Pearland Hospital | Pearland-OR-Preop/PACU | By pre op 7 | 9/1/19 | 9/1/20 |  |  | DEFIBRILLATORS | Defibrillator | DEFIBRILLATOR-Medtronic-Lifepak 20E | DEFIBRILLATOR | Lifepak 20E |  |  |  | Medtronic | Defibrillator |  |  | DEFIBRILLATOR-Medtronic-Lifepak 20E | 10/1/19 |  | D-SA | Covered PM Repair - Biomedical | MHHS-Pearland Hospital | [8 empty] | DEFIBRILLATOR | Defibrillator | Medtronic
NO | YES |  |  |  | 145-00442 | 145-00442 | Physio-Control, Inc., a division of Medtronic | LIFEPAK 20E |  |  | Pearland-OR-Preop/PACU | MHHS-Pearland Hospital |  | Defibrillator |  | 145-00442 | 145-00442 | Pearland | MHHS-Pearland Hospital | Pearland-OR-Preop/PACU | By pre op 7 | 9/1/19 | 9/1/20 |  |  | DEFIBRILLATORS | Defibrillator | DEFIBRILLATOR-Medtronic-Lifepak 20E | DEFIBRILLATOR | Lifepak 20E |  |  |  | Medtronic | Defibrillator |  |  | DEFIBRILLATOR-Medtronic-Lifepak 20E | 10/1/19 |  | D-SA | Covered PM Repair - Biomedical | MHHS-Pearland Hospital | [8 empty] | DEFIBRILLATOR | Defibrillator | Medtronic
NO | YES |  |  |  | 145-00274 | 145-00274 | Physio-Control, Inc., a division of Medtronic | LIFEPAK 20E |  |  | Pearland-Radiology | MHHS-Pearland Hospital |  | Defibrillator |  | 145-00274 | 145-00274 | Pearland | MHHS-Pearland Hospital | Pearland-Radiology | CT | 11/1/20 | 11/1/19 |  |  | DEFIBRILLATORS | Defibrillator | DEFIBRILLATOR-Medtronic-Lifepak 20E | DEFIBRILLATOR | Lifepak 20E |  |  |  | Medtronic | Defibrillator |  |  | DEFIBRILLATOR-Medtronic-Lifepak 20E | 10/1/19 |  | D-SA | Covered PM Repair - Biomedical | MHHS-Pearland Hospital | [8 empty] | DEFIBRILLATOR | Defibrillator | Medtronic
NO | YES |  |  |  | 145-00632 | 145-00632 | Physio-Control, Inc., a division of Medtronic | LIFEPAK 20E |  |  | Pearland-Radiology | MHHS-Pearland Hospital |  | Defibrillator |  | 145-00632 | 145-00632 | Pearland | MHHS-Pearland Hospital | Pearland-Radiology | RF Room | 12/1/19 | 12/1/20 |  |  | DEFIBRILLATORS | Defibrillator | DEFIBRILLATOR-Medtronic-Lifepak 20E | DEFIBRILLATOR | Lifepak 20E |  |  |  | Medtronic | Defibrillator |  |  | DEFIBRILLATOR-Medtronic-Lifepak 20E | 10/1/19 |  | D-SA | Covered PM Repair - Biomedical | MHHS-Pearland Hospital | [8 empty] | DEFIBRILLATOR | Defibrillator | Medtronic
NO | YES |  |  |  | 145-00634 | 145-00634 | Physio-Control, Inc., a division of Medtronic | LIFEPAK 20E |  |  | Pearland-Radiology | MHHS-Pearland Hospital |  | Defibrillator |  | 145-00634 | 145-00634 | Pearland | MHHS-Pearland Hospital | Pearland-Radiology | Crash cart | 12/1/19 | 12/1/20 |  |  | DEFIBRILLATORS | Defibrillator | DEFIBRILLATOR-Medtronic-Lifepak 20E | DEFIBRILLATOR | Lifepak 20E |  |  |  | Medtronic | Defibrillator |  |  | DEFIBRILLATOR-Medtronic-Lifepak 20E | 10/1/19 |  | D-SA | Covered PM Repair - Biomedical | MHHS-Pearland Hospital | [8 empty] | DEFIBRILLATOR | Defibrillator | Medtronic
NO | YES |  |  |  | 145-00393 | 145-00393 | Physio-Control, Inc., a division of Medtronic | LIFEPAK 20E |  |  | Pearland-Radiology-Nuc Med | MHHS-Pearland Hospital |  | Defibrillator |  | 145-00393 | 145-00393 | Pearland | MHHS-Pearland Hospital | Pearland-Radiology-Nuc Med | Nuc med crash cart | 7/1/19 | 7/1/20 |  |  | DEFIBRILLATORS | Defibrillator | DEFIBRILLATOR-Medtronic-Lifepak 20E | DEFIBRILLATOR | Lifepak 20E |  |  |  | Medtronic | Defibrillator |  |  | DEFIBRILLATOR-Medtronic-Lifepak 20E | 10/1/19 |  | D-SA | Covered PM Repair - Biomedical | MHHS-Pearland Hospital | [8 empty] | DEFIBRILLATOR | Defibrillator | Medtronic
NO | YES |  |  |  | 142-05585 | 142-05585 | Physio-Control, Inc., a division of Medtronic | LIFEPAK 20E |  |  | SC CCC-(NE)-Emergency Room | MHHS-Summer Creek CCC |  | Defibrillator |  | 142-05585 | 142-05585 | Katy | MHHS-Others | SC CCC-(NE)-Emergency Room | Nurses Station | 7/1/19 | 7/1/20 |  |  | DEFIBRILLATORS | Defibrillator | DEFIBRILLATOR-Medtronic-Lifepak 20E | DEFIBRILLATOR | Lifepak 20E |  |  |  | Medtronic | Defibrillator |  |  | DEFIBRILLATOR-Medtronic-Lifepak 20E | 10/1/19 |  | D-SA | Covered PM Repair - Biomedical | MHHS-Summer Creek CCC | [8 empty] | DEFIBRILLATOR | Defibrillator | Medtronic
NO | YES |  |  |  | 583-00937 | 583-00937 | Physio-Control, Inc., a division of Medtronic | LIFEPAK 20E |  |  | KT CCC-(KY)-Emergency Room | MHHS-South Katy CCC |  | Defibrillator |  | 583-00937 | 583-00937 | Katy | MHHS-Others | KT CCC-(KY)-Emergency Room | Crash Cart | 5/1/19 | 5/1/20 |  |  | DEFIBRILLATORS | Defibrillator | DEFIBRILLATOR-Medtronic-Lifepak 20E | DEFIBRILLATOR | Lifepak 20E |  |  |  | Medtronic | Defibrillator |  |  | DEFIBRILLATOR-Medtronic-Lifepak 20E | 10/1/19 |  | D-SA | Covered PM Repair - Biomedical | MHHS-South Katy CCC | [8 empty] | DEFIBRILLATOR | Defibrillator | Medtronic
NO | YES |  |  |  | 583-00938 | 583-00938 | Physio-Control, Inc., a division of Medtronic | LIFEPAK 20E |  |  | KT CCC-(KY)-Emergency Room | MHHS-South Katy CCC |  | Defibrillator |  | 583-00938 | 583-00938 | Katy | MHHS-Others | KT CCC-(KY)-Emergency Room | Ex 6 | 5/1/19 | 5/1/20 |  |  | DEFIBRILLATORS | Defibrillator | DEFIBRILLATOR-Medtronic-Lifepak 20E | DEFIBRILLATOR | Lifepak 20E |  |  |  | Medtronic | Defibrillator |  |  | DEFIBRILLATOR-Medtronic-Lifepak 20E | 10/1/19 |  | D-SA | Covered PM Repair - Biomedical | MHHS-South Katy CCC | [8 empty] | DEFIBRILLATOR | Defibrillator | Medtronic
NO | YES |  |  |  | 583-00939 | 583-00939 | Physio-Control, Inc., a division of Medtronic | LIFEPAK 20E |  |  | KT CCC-(KY)-Emergency Room | MHHS-South Katy CCC |  | Defibrillator |  | 583-00939 | 583-00939 | Katy | MHHS-Others | KT CCC-(KY)-Emergency Room | Ex 6 | 5/1/19 | 5/1/20 |  |  | DEFIBRILLATORS | Defibrillator | DEFIBRILLATOR-Medtronic-Lifepak 20E | DEFIBRILLATOR | Lifepak 20E |  |  |  | Medtronic | Defibrillator |  |  | DEFIBRILLATOR-Medtronic-Lifepak 20E | 10/1/19 |  | D-SA | Covered PM Repair - Biomedical | MHHS-South Katy CCC | [8 empty] | DEFIBRILLATOR | Defibrillator | Medtronic
NO | YES |  |  |  | 005-10154 | 005-10154 | Physio-Control, Inc., a division of Medtronic | LIFEPAK 20E |  |  | Memorial Hermann- Dielesys | MHHS-Southeast |  | Defibrillator |  | 005-10154 | 005-10154 | Southeast & Bay Area | Memorial Hermann- Dielesys | Memorial Hermann- Dielesys | Diaelisys nurse station | 4/1/20 |  | 4/1/21 |  | DEFIBRILLATORS |  | DEFIBRILLATOR-Medtronic-Lifepak 20E | DEFIBRILLATOR | Lifepak 20E |  |  |  | Medtronic | Defibrillator |  |  | DEFIBRILLATOR-Medtronic-Lifepak 20E | 11/8/20 |  |  | Not Covered Vendor Only - Biomedical | MHHS-Southeast
NO | YES | Serial Number 4394 |  |  | 005-10320 | 005-10320 | Physio-Control, Inc., a division of Medtronic | LIFEPAK 20E |  |  | SE - EMERGENCY CENTER | MHHS-Southeast |  | Defibrillator |  | 005-10320 | 005-10320 | Southeast & Bay Area | Memorial Hermann- South East | SE - EMERGENCY CENTER |  | 9/1/19 |  | 9/1/20 |  | DEFIBRILLATORS |  | DEFIBRILLATOR-Medtronic-Lifepak 20E | DEFIBRILLATOR | Lifepak 20E |  |  |  | Medtronic | Defibrillator |  |  | DEFIBRILLATOR-Medtronic-Lifepak 20E | 11/8/20 |  |  | Not Covered Vendor Only - Biomedical | MHHS-Southeast
NO | YES |  |  |  | 005-10321 | 005-10321 | Physio-Control, Inc., a division of Medtronic | LIFEPAK 20E |  |  | SE-Emergency Center | MHHS-Southeast |  | Defibrillator |  | 005-10321 | 005-10321 | Southeast | MHHS-Southeast | SE-Emergency Center | ER | 1/1/20 |  | 1/1/21 |  | DEFIBRILLATORS |  | DEFIBRILLATOR-Medtronic-Lifepak 20E | DEFIBRILLATOR | Lifepak 20E |  |  |  | Medtronic | Defibrillator |  |  | DEFIBRILLATOR-Medtronic-Lifepak 20E | 11/8/20 |  |  | Not Covered Vendor Only - Biomedical | MHHS-Southeast
NO | YES |  |  |  | 005-10322 | 005-10322 | Physio-Control, Inc., a division of Medtronic | LIFEPAK 20E |  |  | SE-Emergency Center | MHHS-Southeast |  | Defibrillator |  | 005-10322 | 005-10322 | Southeast | MHHS-Southeast | SE-Emergency Center |  | 9/1/19 |  | 9/1/20 |  | DEFIBRILLATORS |  | DEFIBRILLATOR-Medtronic-Lifepak 20E | DEFIBRILLATOR | Lifepak 20E |  |  |  | Medtronic | Defibrillator |  |  | DEFIBRILLATOR-Medtronic-Lifepak 20E | 11/8/20 |  |  | Not Covered Vendor Only - Biomedical | MHHS-Southeast
NO | YES |  |  |  | 005-10324 | 005-10324 | Physio-Control, Inc., a division of Medtronic | LIFEPAK 20E |  |  | SE-Emergency Center | MHHS-Southeast |  | Defibrillator |  | 005-10324 | 005-10324 | Southeast | MHHS-Southeast | SE-Emergency Center | Cath lab 3 |  |  |  |  | DEFIBRILLATORS |  | DEFIBRILLATOR-Medtronic-Lifepak 20E | DEFIBRILLATOR | Lifepak 20E |  |  |  | Medtronic | Defibrillator |  |  | DEFIBRILLATOR-Medtronic-Lifepak 20E | 11/8/20 |  |  | Not Covered Vendor Only - Biomedical | MHHS-Southeast
NO | YES |  |  |  | 005-10325 | 005-10325 | Physio-Control, Inc., a division of Medtronic | LIFEPAK 20E |  |  | SE-Emergency Center | MHHS-Southeast |  | Defibrillator |  | 005-10325 | 005-10325 | Southeast | MHHS-Southeast | SE-Emergency Center | ER3 | 9/1/19 |  | 9/1/20 |  | DEFIBRILLATORS |  | DEFIBRILLATOR-Medtronic-Lifepak 20E | DEFIBRILLATOR | Lifepak 20E |  |  |  | Medtronic | Defibrillator |  |  | DEFIBRILLATOR-Medtronic-Lifepak 20E | 11/8/20 |  |  | Not Covered Vendor Only - Biomedical | MHHS-Southeast
NO | YES |  |  |  | 005-12119 | 005-12119 | Physio-Control, Inc., a division of Medtronic | LIFEPAK 20E |  |  | SE-OR | MHHS-Southeast |  | Defibrillator |  | 005-12119 | 005-12119 | Southeast | MHHS-Southeast | SE-OR | Room 12 | 2/1/20 |  | 2/1/21 |  | DEFIBRILLATORS |  | DEFIBRILLATOR-Medtronic-Lifepak 20E | DEFIBRILLATOR | Lifepak 20E |  |  |  | Medtronic | Defibrillator |  |  | DEFIBRILLATOR-Medtronic-Lifepak 20E | 11/8/20 |  |  | Not Covered Vendor Only - Biomedical | MHHS-Southeast
NO | YES |  |  |  | 005-12217 | 005-12217 | Physio-Control, Inc., a division of Medtronic | LIFEPAK 20E |  |  | SE-OR | MHHS-Southeast |  | Defibrillator |  | 005-12217 | 005-12217 | Southeast | MHHS-Southeast | SE-OR | Storage | 1/1/19 |  | 7/1/20 |  | DEFIBRILLATORS |  | DEFIBRILLATOR-Medtronic-Lifepak 20E | DEFIBRILLATOR | Lifepak 20E |  |  |  | Medtronic | Defibrillator |  |  | DEFIBRILLATOR-Medtronic-Lifepak 20E | 11/8/20 |  |  | Not Covered Vendor Only - Biomedical | MHHS-Southeast
NO | YES |  |  |  | 005-12221 | 005-12221 | Physio-Control, Inc., a division of Medtronic | LIFEPAK 20E |  |  | SE-OR | MHHS-Southeast |  | Defibrillator |  | 005-12221 | 005-12221 | Southeast | MHHS-Southeast | SE-OR | OR14 | 1/1/19 |  |  |  | DEFIBRILLATORS |  | DEFIBRILLATOR-Medtronic-Lifepak 20E | DEFIBRILLATOR | Lifepak 20E |  |  |  | Medtronic | Defibrillator |  |  | DEFIBRILLATOR-Medtronic-Lifepak 20E | 11/8/20 |  |  | Not Covered Vendor Only - Biomedical | MHHS-Southeast
NO | YES |  |  |  | 005-12223 | 005-12223 | Physio-Control, Inc., a division of Medtronic | LIFEPAK 20E |  |  | SE-Labor & Delivery | MHHS-Southeast |  | Defibrillator |  | 005-12223 | 005-12223 | Southeast | MHHS-Southeast | SE-Labor & Delivery | Hallway | 1/1/20 |  | 7/1/20 |  | DEFIBRILLATORS |  | DEFIBRILLATOR-Medtronic-Lifepak 20E | DEFIBRILLATOR | Lifepak 20E |  |  |  | Medtronic | Defibrillator |  |  | DEFIBRILLATOR-Medtronic-Lifepak 20E | 11/8/20 |  |  | Not Covered Vendor Only - Biomedical | MHHS-Southeast
NO | YES |  |  |  | 005-11812 | 005-11812 | Physio-Control, Inc., a division of Medtronic | LIFEPAK 20E |  |  | SE-OR-PACU | MHHS-Southeast |  | Defibrillator |  | 005-11812 | 005-11812 | Southeast | MHHS-Southeast | SE-OR-PACU | Bay 6 | 9/1/19 |  | 9/1/20 |  | DEFIBRILLATORS |  | DEFIBRILLATOR-Medtronic-Lifepak 20E | DEFIBRILLATOR | Lifepak 20E |  |  |  | Medtronic | Defibrillator |  |  | DEFIBRILLATOR-Medtronic-Lifepak 20E | 11/8/20 |  |  | Not Covered Vendor Only - Biomedical | MHHS-Southeast
NO | YES |  |  |  | 005-11690 | 005-11690 | Physio-Control, Inc., a division of Medtronic | LIFEPAK 20E |  |  | SW-Radiology | MHHS-Southeast |  | Defibrillator |  | 005-11690 | 005-11690 | Southeast & Bay Area | MHHS-Southwest | SW-Radiology | 2W264 | 8/1/19 |  | 8/1/20 |  | DEFIBRILLATORS |  | DEFIBRILLATOR-Medtronic-Lifepak 20E | DEFIBRILLATOR | Lifepak 20E |  |  |  | Medtronic | Defibrillator |  |  | DEFIBRILLATOR-Medtronic-Lifepak 20E | 11/8/20 |  |  | Not Covered Vendor Only - Biomedical | MHHS-Southeast
NO | YES |  |  |  | 005-11813 | 005-11813 | Physio-Control, Inc., a division of Medtronic | LIFEPAK 20E |  |  | SE - RADIOLOGY | MHHS-Southeast |  | Defibrillator |  | 005-11813 | 005-11813 | Southeast | Memorial Hermann Southeast Hospital | SE - RADIOLOGY | CT 1 |  |  |  |  | DEFIBRILLATORS |  | DEFIBRILLATOR-Medtronic-Lifepak 20E | DEFIBRILLATOR | Lifepak 20E |  |  |  | Medtronic | Defibrillator |  |  | DEFIBRILLATOR-Medtronic-Lifepak 20E | 11/8/20 |  |  | Not Covered Vendor Only - Biomedical | MHHS-Southeast
NO | YES |  |  |  | 013-38385 | 013-38385 | Physio-Control, Inc., a division of Medtronic | LIFEPAK 20E |  |  | SW-ER | MHHS-Southwest |  | Defibrillator |  | 013-38385 | 013-38385 | Southwest | MHHS-Southwest | SW-ER | EP3 | 8/1/19 |  | 8/1/20 |  | DEFIBRILLATORS | Defibrillator | DEFIBRILLATOR-Medtronic-Lifepak 20E | DEFIBRILLATOR | Lifepak 20E |  |  |  | Medtronic | Defibrillator |  |  | DEFIBRILLATOR-Medtronic-Lifepak 20E | 11/8/20 |  | D-SA | Not Covered Vendor Only - Biomedical | MHHS-Southwest | [8 empty] | DEFIBRILLATOR | Defibrillator | Medtronic
NO | YES |  |  |  | 013-38386 | 013-38386 | Physio-Control, Inc., a division of Medtronic | LIFEPAK 20E |  |  | SW-ER | MHHS-Southwest |  | Defibrillator |  | 013-38386 | 013-38386 | Southwest | MHHS-Southwest | SW-ER | Pod b |  |  |  |  | DEFIBRILLATORS | Defibrillator | DEFIBRILLATOR-Medtronic-Lifepak 20E | DEFIBRILLATOR | Lifepak 20E |  |  |  | Medtronic | Defibrillator |  |  | DEFIBRILLATOR-Medtronic-Lifepak 20E | 11/8/20 |  | D-SA | Not Covered Vendor Only - Biomedical | MHHS-Southwest | [8 empty] | DEFIBRILLATOR | Defibrillator | Medtronic
NO | YES |  |  |  | 013-38999 | 013-38999 | Physio-Control, Inc., a division of Medtronic | LIFEPAK 20E |  |  | SW-ER | MHHS-Southwest |  | Defibrillator |  | 013-38999 | 013-38999 | Southwest | MHHS-Southwest | SW-ER | [5 empty] | DEFIBRILLATORS | Defibrillator | DEFIBRILLATOR-Medtronic-Lifepak 20E | DEFIBRILLATOR | Lifepak 20E |  |  |  | Medtronic | Defibrillator |  |  | DEFIBRILLATOR-Medtronic-Lifepak 20E | 11/8/20 | Finished from Script 3/27/2020 12:11:52pm (Central) | D-SA | Not Covered Vendor Only - Biomedical | MHHS-Southwest | [8 empty] | DEFIBRILLATOR | Defibrillator | Medtronic
NO | YES |  |  |  | 013-36068 | 013-36068 | Physio-Control, Inc., a division of Medtronic | LIFEPAK 20E |  |  | SW-Cath Lab | MHHS-Southwest |  | Defibrillator |  | 013-36068 | 013-36068 | Southwest | MHHS-Southwest | SW-Cath Lab | HVI EP4 | 8/1/19 |  | 8/1/20 |  | DEFIBRILLATORS | Defibrillator | DEFIBRILLATOR-Medtronic-Lifepak 20E | DEFIBRILLATOR | Lifepak 20E |  |  |  | Medtronic | Defibrillator |  |  | DEFIBRILLATOR-Medtronic-Lifepak 20E | 11/8/20 |  | D-SA | Not Covered Vendor Only - Biomedical | MHHS-Southwest | [8 empty] | DEFIBRILLATOR | Defibrillator | Medtronic
NO | YES |  |  |  | 013-36069 | 013-36069 | Physio-Control, Inc., a division of Medtronic | LIFEPAK 20E |  |  | SW-Cath Lab | MHHS-Southwest |  | Defibrillator |  | 013-36069 | 013-36069 | Southwest | MHHS-Southwest | SW-Cath Lab | Cath Lab | 7/1/19 |  |  |  | DEFIBRILLATORS | Defibrillator | DEFIBRILLATOR-Medtronic-Lifepak 20E | DEFIBRILLATOR | Lifepak 20E |  |  |  | Medtronic | Defibrillator |  |  | DEFIBRILLATOR-Medtronic-Lifepak 20E | 11/8/20 |  | D-SA | Not Covered Vendor Only - Biomedical | MHHS-Southwest | [8 empty] | DEFIBRILLATOR | Defibrillator | Medtronic
NO | YES |  |  |  | 013-37712 | 013-37712 | Physio-Control, Inc., a division of Medtronic | LIFEPAK 20E |  |  | ICU C | MHHS-Southwest |  | Defibrillator |  | 013-37712 | 013-37712 | Southwest | Memorial Hermann Southwest Hospital | ICU C | Nurse Station | 7/1/19 |  | 7/1/20 |  | DEFIBRILLATORS | Defibrillator | DEFIBRILLATOR-Medtronic-Lifepak 20E | DEFIBRILLATOR | Lifepak 20E |  |  |  | Medtronic | Defibrillator |  |  | DEFIBRILLATOR-Medtronic-Lifepak 20E | 11/8/20 |  | D-SA | Not Covered Vendor Only - Biomedical | MHHS-Southwest | [8 empty] | DEFIBRILLATOR | Defibrillator | Medtronic
NO | YES |  |  |  | 013-37837 | 013-37837 | Physio-Control, Inc., a division of Medtronic | LIFEPAK 20E |  |  | SW-ICU-Neuro & Stroke | MHHS-Southwest |  | Defibrillator |  | 013-37837 | 013-37837 | Southwest | MHHS-Southwest | SW-ICU-Neuro & Stroke | Nurses Station | 7/1/19 |  | 7/1/20 |  | DEFIBRILLATORS | Defibrillator | DEFIBRILLATOR-Medtronic-Lifepak 20E | DEFIBRILLATOR | Lifepak 20E |  |  |  | Medtronic | Defibrillator |  |  | DEFIBRILLATOR-Medtronic-Lifepak 20E | 11/8/20 |  | D-SA | Not Covered Vendor Only - Biomedical | MHHS-Southwest | [8 empty] | DEFIBRILLATOR | Defibrillator | Medtronic
NO | YES |  |  |  | 013-37891 | 013-37891 | Physio-Control, Inc., a division of Medtronic | LIFEPAK 20E |  |  | SW-Preop | MHHS-Southwest |  | Defibrillator |  | 013-37891 | 013-37891 | Southwest | MHHS-Southwest | SW-Preop | Crash cart | 3/1/20 |  | 3/1/21 |  | DEFIBRILLATORS | Defibrillator | DEFIBRILLATOR-Medtronic-Lifepak 20E | DEFIBRILLATOR | Lifepak 20E |  |  |  | Medtronic | Defibrillator |  |  | DEFIBRILLATOR-Medtronic-Lifepak 20E | 11/8/20 |  | D-SA | Not Covered Vendor Only - Biomedical | MHHS-Southwest | [8 empty] | DEFIBRILLATOR | Defibrillator | Medtronic
NO | YES |  |  |  | 129-05978 | 129-05978 | Physio-Control, Inc., a division of Medtronic | LIFEPAK 20E |  |  | Sugar Land-Pedi IMU | MHHS-Sugarland |  | Defibrillator |  | 129-05978 | 129-05978 | Sugar Land | MHHS-Sugarland | Sugar Land-Pedi IMU |  | 6/1/19 | 6/1/20 |  |  | DEFIBRILLATORS | Defibrillator | DEFIBRILLATOR-Medtronic-Lifepak 20E | DEFIBRILLATOR | Lifepak 20E |  |  |  | Medtronic | Defibrillator |  |  | DEFIBRILLATOR-Medtronic-Lifepak 20E | 1/1/10 |  | D-SA | Covered PM Repair - Biomedical | MHHS-Sugarland | [8 empty] | DEFIBRILLATOR | Defibrillator | Medtronic
NO | YES |  |  |  | 129-06439 | 129-06439 | Physio-Control, Inc., a division of Medtronic | LIFEPAK 20E |  |  | Sugar Land-Pedi IMU | MHHS-Sugarland |  | Defibrillator |  | 129-06439 | 129-06439 | Sugar Land | MHHS-Sugarland | Sugar Land-Pedi IMU |  | 11/1/19 | 11/1/20 |  |  | DEFIBRILLATORS | Defibrillator | DEFIBRILLATOR-Medtronic-Lifepak 20E | DEFIBRILLATOR | Lifepak 20E |  |  |  | Medtronic | Defibrillator |  |  | DEFIBRILLATOR-Medtronic-Lifepak 20E | 1/1/10 |  | D-SA | Covered PM Repair - Biomedical | MHHS-Sugarland | [8 empty] | DEFIBRILLATOR | Defibrillator | Medtronic
NO | YES |  |  |  | 129-07306 | 129-07306 | Physio-Control, Inc., a division of Medtronic | LIFEPAK 20E |  |  | Sugar Land-Pedi IMU | MHHS-Sugarland |  | Defibrillator |  | 129-07306 | 129-07306 | Sugar Land | MHHS-Sugarland | Sugar Land-Pedi IMU |  | 12/1/19 | 12/1/20 |  |  | DEFIBRILLATORS | Defibrillator | DEFIBRILLATOR-Medtronic-Lifepak 20E | DEFIBRILLATOR | Lifepak 20E |  |  |  | Medtronic | Defibrillator |  |  | DEFIBRILLATOR-Medtronic-Lifepak 20E | 1/1/10 |  | D-SA | Covered PM Repair - Biomedical | MHHS-Sugarland | [8 empty] | DEFIBRILLATOR | Defibrillator | Medtronic
NO | YES |  |  |  | 129-04262 | 129-04262 | Physio-Control, Inc., a division of Medtronic | LIFEPAK 20E |  |  | Sugar Land-Cath Lab | MHHS-Sugarland |  | Defibrillator |  | 129-04262 | 129-04262 | Sugar Land | MHHS-Sugarland | Sugar Land-Cath Lab | Room 2 | 11/1/19 |  |  |  | DEFIBRILLATORS | Defibrillator | DEFIBRILLATOR-Medtronic-Lifepak 20E | DEFIBRILLATOR | Lifepak 20E |  |  |  | Medtronic | Defibrillator |  |  | DEFIBRILLATOR-Medtronic-Lifepak 20E | 1/1/10 |  | D-SA | Covered PM Repair - Biomedical | MHHS-Sugarland | [8 empty] | DEFIBRILLATOR | Defibrillator | Medtronic
NO | YES |  |  |  | 129-04263 | 129-04263 | Physio-Control, Inc., a division of Medtronic | LIFEPAK 20E |  |  | SUGAR LAND - CATH LAB | MHHS-Sugarland |  | Defibrillator |  | 129-04263 | 129-04263 | Sugar Land | Memorial Hermann Sugar Land Hospital | SUGAR LAND - CATH LAB | CALH LAB | 12/1/19 |  | 12/1/20 |  | DEFIBRILLATORS | Defibrillator | DEFIBRILLATOR-Medtronic-Lifepak 20E | DEFIBRILLATOR | Lifepak 20E |  |  |  | Medtronic | Defibrillator |  |  | DEFIBRILLATOR-Medtronic-Lifepak 20E | 1/1/10 |  | D-SA | Covered PM Repair - Biomedical | MHHS-Sugarland | [8 empty] | DEFIBRILLATOR | Defibrillator | Medtronic
NO | YES |  |  |  | 129-04264 | 129-04264 | Physio-Control, Inc., a division of Medtronic | LIFEPAK 20E |  |  | Sugar Land-Cath Lab | MHHS-Sugarland |  | Defibrillator |  | 129-04264 | 129-04264 | Sugar Land | MHHS-Sugarland | Sugar Land-Cath Lab |  | 11/1/19 |  |  |  | DEFIBRILLATORS | Defibrillator | DEFIBRILLATOR-Medtronic-Lifepak 20E | DEFIBRILLATOR | Lifepak 20E |  |  |  | Medtronic | Defibrillator |  |  | DEFIBRILLATOR-Medtronic-Lifepak 20E | 1/1/10 |  | D-SA | Covered PM Repair - Biomedical | MHHS-Sugarland | [8 empty] | DEFIBRILLATOR | Defibrillator | Medtronic
NO | YES |  |  |  | 129-05982 | 129-05982 | Physio-Control, Inc., a division of Medtronic | LIFEPAK 20E |  |  | Sugar Land-Endoscopy | MHHS-Sugarland |  | Defibrillator |  | 129-05982 | 129-05982 | Sugar Land | MHHS-Sugarland | Sugar Land-Endoscopy | Procedure Room 2 | 12/1/19 |  |  |  | DEFIBRILLATORS | Defibrillator | DEFIBRILLATOR-Medtronic-Lifepak 20E | DEFIBRILLATOR | Lifepak 20E |  |  |  | Medtronic | Defibrillator |  |  | DEFIBRILLATOR-Medtronic-Lifepak 20E | 9/27/19 |  | D-SA | Covered PM Repair - Biomedical | MHHS-Sugarland | [8 empty] | DEFIBRILLATOR | Defibrillator | Medtronic
NO | YES |  |  |  | 129-06996 | 129-06996 | Physio-Control, Inc., a division of Medtronic | LIFEPAK 20E |  |  | SUGAR LAND - ENDOSCOPY | MHHS-Sugarland |  | Defibrillator |  | 129-06996 | 129-06996 | Sugar Land | Memorial Hermann Sugar Land Hospital | SUGAR LAND - ENDOSCOPY | Endoscopy | 11/1/19 |  | 11/1/20 |  | DEFIBRILLATORS | Defibrillator | DEFIBRILLATOR-Medtronic-Lifepak 20E | DEFIBRILLATOR | Lifepak 20E |  |  |  | Medtronic | Defibrillator |  |  | DEFIBRILLATOR-Medtronic-Lifepak 20E |  |  | D-SA | Covered PM Repair - Biomedical | MHHS-Sugarland | [8 empty] | DEFIBRILLATOR | Defibrillator | Medtronic
NO | YES |  |  |  | 129-05826 | 129-05826 | Physio-Control, Inc., a division of Medtronic | LIFEPAK 20E |  |  | SUGAR LAND - ER | MHHS-Sugarland |  | Defibrillator |  | 129-05826 | 129-05826 | Sugar Land | Memorial Hermann Sugar Land Hospital | SUGAR LAND - ER | ER | 11/1/19 |  | 11/1/20 |  | DEFIBRILLATORS | Defibrillator | DEFIBRILLATOR-Medtronic-Lifepak 20E | DEFIBRILLATOR | Lifepak 20E |  |  |  | Medtronic | Defibrillator |  |  | DEFIBRILLATOR-Medtronic-Lifepak 20E |  |  | D-SA | Covered PM Repair - Biomedical | MHHS-Sugarland | [8 empty] | DEFIBRILLATOR | Defibrillator | Medtronic
NO | YES |  |  |  | 129-05976 | 129-05976 | Physio-Control, Inc., a division of Medtronic | LIFEPAK 20E |  |  | SUGAR LAND - ER | MHHS-Sugarland |  | Defibrillator |  | 129-05976 | 129-05976 | Sugar Land | Memorial Hermann Sugar Land Hospital | SUGAR LAND - ER |  | 11/1/19 | 11/1/20 |  | Missing door and damaged corner | DEFIBRILLATORS | Defibrillator | DEFIBRILLATOR-Medtronic-Lifepak 20E | DEFIBRILLATOR | Lifepak 20E |  |  |  | Medtronic | Defibrillator |  |  | DEFIBRILLATOR-Medtronic-Lifepak 20E | 1/1/16 |  | D-SA | Covered PM Repair - Biomedical | MHHS-Sugarland | [8 empty] | DEFIBRILLATOR | Defibrillator | Medtronic
NO | YES |  |  |  | 129-05983 | 129-05983 | Physio-Control, Inc., a division of Medtronic | LIFEPAK 20E |  |  | Pediatric ER | MHHS-Sugarland |  | Defibrillator |  | 129-05983 | 129-05983 | Sugar Land | Memorial Hermann Sugar Land Hospital | Pediatric ER |  | 12/1/19 |  |  |  | DEFIBRILLATORS | Defibrillator | DEFIBRILLATOR-Medtronic-Lifepak 20E | DEFIBRILLATOR | Lifepak 20E |  |  |  | Medtronic | Defibrillator |  |  | DEFIBRILLATOR-Medtronic-Lifepak 20E | 1/1/16 |  | D-SA | Covered PM Repair - Biomedical | MHHS-Sugarland | [8 empty] | DEFIBRILLATOR | Defibrillator | Medtronic
NO | YES |  |  |  | 129-05988 | 129-05988 | Physio-Control, Inc., a division of Medtronic | LIFEPAK 20E |  |  | SUGAR LAND - ER | MHHS-Sugarland |  | Defibrillator |  | 129-05988 | 129-05988 | Sugar Land | Memorial Hermann Sugar Land Hospital | SUGAR LAND - ER |  | 11/1/19 |  |  | Missing door and damaged corner | DEFIBRILLATORS | Defibrillator | DEFIBRILLATOR-Medtronic-Lifepak 20E | DEFIBRILLATOR | Lifepak 20E |  |  |  | Medtronic | Defibrillator |  |  | DEFIBRILLATOR-Medtronic-Lifepak 20E | 1/1/16 |  | D-SA | Covered PM Repair - Biomedical | MHHS-Sugarland | [8 empty] | DEFIBRILLATOR | Defibrillator | Medtronic
NO | YES |  |  |  | 129-05989 | 129-05989 | Physio-Control, Inc., a division of Medtronic | LIFEPAK 20E |  |  | Sugar Land-Pedi IMU | MHHS-Sugarland |  | Defibrillator |  | 129-05989 | 129-05989 | Sugar Land | MHHS-Sugarland | Sugar Land-Pedi IMU |  | 11/1/19 | 11/1/20 |  |  | DEFIBRILLATORS | Defibrillator | DEFIBRILLATOR-Medtronic-Lifepak 20E | DEFIBRILLATOR | Lifepak 20E |  |  |  | Medtronic | Defibrillator |  |  | DEFIBRILLATOR-Medtronic-Lifepak 20E | 1/1/16 |  | D-SA | Covered PM Repair - Biomedical | MHHS-Sugarland | [8 empty] | DEFIBRILLATOR | Defibrillator | Medtronic
NO | YES |  |  |  | 129-05553 | 129-05553 | Physio-Control, Inc., a division of Medtronic | LIFEPAK 20E |  |  | SUGAR LAND - ICU | MHHS-Sugarland |  | Defibrillator |  | 129-05553 | 129-05553 | Sugar Land | Memorial Hermann Sugar Land Hospital | SUGAR LAND - ICU | ICU | 11/1/19 |  | 11/1/20 |  | DEFIBRILLATORS | Defibrillator | DEFIBRILLATOR-Medtronic-Lifepak 20E | DEFIBRILLATOR | Lifepak 20E |  |  |  | Medtronic | Defibrillator |  |  | DEFIBRILLATOR-Medtronic-Lifepak 20E | 1/1/16 |  | D-SA | Covered PM Repair - Biomedical | MHHS-Sugarland | [8 empty] | DEFIBRILLATOR | Defibrillator | Medtronic
NO | YES |  |  |  | 129-06994 | 129-06994 | Physio-Control, Inc., a division of Medtronic | LIFEPAK 20E |  |  | Sugar Land-ICU | MHHS-Sugarland |  | Defibrillator |  | 129-06994 | 129-06994 | Sugar Land | MHHS-Sugarland | Sugar Land-ICU |  | 11/1/19 | 11/1/20 |  |  | DEFIBRILLATORS | Defibrillator | DEFIBRILLATOR-Medtronic-Lifepak 20E | DEFIBRILLATOR | Lifepak 20E |  |  |  | Medtronic | Defibrillator |  |  | DEFIBRILLATOR-Medtronic-Lifepak 20E | 1/1/16 |  | D-SA | Covered PM Repair - Biomedical | MHHS-Sugarland | [8 empty] | DEFIBRILLATOR | Defibrillator | Medtronic
NO | YES |  |  |  | 129-06995 | 129-06995 | Physio-Control, Inc., a division of Medtronic | LIFEPAK 20E |  |  | Sugar Land-IMU | MHHS-Sugarland |  | Defibrillator |  | 129-06995 | 129-06995 | Sugar Land | MHHS-Sugarland | Sugar Land-IMU | 3 IMU | 11/1/19 |  | 11/1/20 |  | DEFIBRILLATORS | Defibrillator | DEFIBRILLATOR-Medtronic-Lifepak 20E | DEFIBRILLATOR | Lifepak 20E |  |  |  | Medtronic | Defibrillator |  |  | DEFIBRILLATOR-Medtronic-Lifepak 20E | 1/1/16 |  | D-SA | Covered PM Repair - Biomedical | MHHS-Sugarland | [8 empty] | DEFIBRILLATOR | Defibrillator | Medtronic
NO | YES |  |  |  | 129-05981 | 129-05981 | Physio-Control, Inc., a division of Medtronic | LIFEPAK 20E |  |  | Sugar Land-Labor & Delivery | MHHS-Sugarland |  | Defibrillator |  | 129-05981 | 129-05981 | Sugar Land | MHHS-Sugarland | Sugar Land-Labor & Delivery | L | 11/1/19 |  | 11/1/20 |  | DEFIBRILLATORS | Defibrillator | DEFIBRILLATOR-Medtronic-Lifepak 20E | DEFIBRILLATOR | Lifepak 20E |  |  |  | Medtronic | Defibrillator |  |  | DEFIBRILLATOR-Medtronic-Lifepak 20E | 1/1/16 |  | D-SA | Covered PM Repair - Biomedical | MHHS-Sugarland | [8 empty] | DEFIBRILLATOR | Defibrillator | Medtronic
NO | YES |  |  |  | 129-06997 | 129-06997 | Physio-Control, Inc., a division of Medtronic | LIFEPAK 20E |  |  | Sugar Land-Med/Surg-East 4th | MHHS-Sugarland |  | Defibrillator |  | 129-06997 | 129-06997 | Sugar Land | MHHS-Sugarland | Sugar Land-Med/Surg-East 4th | 4 East | 11/1/19 |  | 11/1/20 |  | DEFIBRILLATORS | Defibrillator | DEFIBRILLATOR-Medtronic-Lifepak 20E | DEFIBRILLATOR | Lifepak 20E |  |  |  | Medtronic | Defibrillator |  |  | DEFIBRILLATOR-Medtronic-Lifepak 20E | 1/1/16 |  | D-SA | Covered PM Repair - Biomedical | MHHS-Sugarland | [8 empty] | DEFIBRILLATOR | Defibrillator | Medtronic
NO | YES |  |  |  | 129-06998 | 129-06998 | Physio-Control, Inc., a division of Medtronic | LIFEPAK 20E |  |  | Sugar Land-Med/Surg-East 4th | MHHS-Sugarland |  | Defibrillator |  | 129-06998 | 129-06998 | Sugar Land | MHHS-Sugarland | Sugar Land-Med/Surg-East 4th | Nurses Station | 11/1/19 | 11/1/20 |  |  | DEFIBRILLATORS | Defibrillator | DEFIBRILLATOR-Medtronic-Lifepak 20E | DEFIBRILLATOR | Lifepak 20E |  |  |  | Medtronic | Defibrillator |  |  | DEFIBRILLATOR-Medtronic-Lifepak 20E | 1/1/16 |  | D-SA | Covered PM Repair - Biomedical | MHHS-Sugarland | [8 empty] | DEFIBRILLATOR | Defibrillator | Medtronic
NO | YES |  |  |  | 129-31236 | 129-31236 | Physio-Control, Inc., a division of Medtronic | LIFEPAK 20E |  |  | SUGAR LAND - MED/SURG - EAST 5TH | MHHS-Sugarland |  | Defibrillator |  | 129-31236 | 129-31236 | Sugar Land |  | SUGAR LAND - MED/SURG - EAST 5TH |  | 8/1/19 | 8/1/20 |  |  | DEFIBRILLATORS | Defibrillator | DEFIBRILLATOR-Medtronic-Lifepak 20E | DEFIBRILLATOR | Lifepak 20E |  |  |  | Medtronic | Defibrillator |  |  | DEFIBRILLATOR-Medtronic-Lifepak 20E | 1/1/16 |  | D-SA | Covered PM Repair - Biomedical | MHHS-Sugarland | [8 empty] | DEFIBRILLATOR | Defibrillator | Medtronic
NO | YES |  |  |  | 129-31238 | 129-31238 | Physio-Control, Inc., a division of Medtronic | LIFEPAK 20E |  |  | Sugar Land-Med/Surg-East 5th | MHHS-Sugarland |  | Defibrillator |  | 129-31238 | 129-31238 | Sugar Land | MHHS-Sugarland | Sugar Land-Med/Surg-East 5th | Nurses Station | 8/1/19 |  | 8/1/20 |  | DEFIBRILLATORS | Defibrillator | DEFIBRILLATOR-Medtronic-Lifepak 20E | DEFIBRILLATOR | Lifepak 20E |  |  |  | Medtronic | Defibrillator |  |  | DEFIBRILLATOR-Medtronic-Lifepak 20E | 1/1/16 |  | D-SA | Covered PM Repair - Biomedical | MHHS-Sugarland | [8 empty] | DEFIBRILLATOR | Defibrillator | Medtronic
NO | YES |  |  |  | 129-05748 | 129-05748 | Physio-Control, Inc., a division of Medtronic | LIFEPAK 20E |  |  | SUGAR LAND - MED/SURG - WEST 4TH | MHHS-Sugarland |  | Defibrillator |  | 129-05748 | 129-05748 | Sugar Land |  | SUGAR LAND - MED/SURG - WEST 4TH |  | 11/1/19 |  |  |  | DEFIBRILLATORS | Defibrillator | DEFIBRILLATOR-Medtronic-Lifepak 20E | DEFIBRILLATOR | Lifepak 20E |  |  |  | Medtronic | Defibrillator |  |  | DEFIBRILLATOR-Medtronic-Lifepak 20E | 1/1/16 |  | D-SA | Covered PM Repair - Biomedical | MHHS-Sugarland | [8 empty] | DEFIBRILLATOR | Defibrillator | Medtronic
NO | YES |  |  |  | 129-05987 | 129-05987 | Physio-Control, Inc., a division of Medtronic | LIFEPAK 20E |  |  | SUGAR LAND - Nuclear Medicine | MHHS-Sugarland |  | Defibrillator |  | 129-05987 | 129-05987 | Sugar Land | Memorial Hermann Sugar Land Hospital | SUGAR LAND - Nuclear Medicine | W1 328.5 | 11/1/19 |  |  |  | DEFIBRILLATORS | Defibrillator | DEFIBRILLATOR-Medtronic-Lifepak 20E | DEFIBRILLATOR | Lifepak 20E |  |  |  | Medtronic | Defibrillator |  |  | DEFIBRILLATOR-Medtronic-Lifepak 20E | 1/1/16 |  | D-SA | Covered PM Repair - Biomedical | MHHS-Sugarland | [8 empty] | DEFIBRILLATOR | Defibrillator | Medtronic
NO | YES |  |  |  | 129-05984 | 129-05984 | Physio-Control, Inc., a division of Medtronic | LIFEPAK 20E |  |  | Sugar Land-Nursery | MHHS-Sugarland |  | Defibrillator |  | 129-05984 | 129-05984 | Sugar Land | MHHS-Sugarland | Sugar Land-Nursery | Nursery | 12/1/19 |  | 11/1/20 |  | DEFIBRILLATORS | Defibrillator | DEFIBRILLATOR-Medtronic-Lifepak 20E | DEFIBRILLATOR | Lifepak 20E |  |  |  | Medtronic | Defibrillator |  |  | DEFIBRILLATOR-Medtronic-Lifepak 20E | 1/1/16 |  | D-SA | Covered PM Repair - Biomedical | MHHS-Sugarland | [8 empty] | DEFIBRILLATOR | Defibrillator | Medtronic
NO | YES |  |  |  | 129-07308 | 129-07308 | Physio-Control, Inc., a division of Medtronic | LIFEPAK 20E |  |  | Sugar Land-Nursery | MHHS-Sugarland |  | Defibrillator |  | 129-07308 | 129-07308 | Sugar Land | MHHS-Sugarland | Sugar Land-Nursery | Nursery | 12/1/19 |  |  |  | DEFIBRILLATORS | Defibrillator | DEFIBRILLATOR-Medtronic-Lifepak 20E | DEFIBRILLATOR | Lifepak 20E |  |  |  | Medtronic | Defibrillator |  |  | DEFIBRILLATOR-Medtronic-Lifepak 20E | 1/1/16 |  | D-SA | Covered PM Repair - Biomedical | MHHS-Sugarland | [8 empty] | DEFIBRILLATOR | Defibrillator | Medtronic
NO | YES |  |  |  | 129-31237 | 129-31237 | Physio-Control, Inc., a division of Medtronic | LIFEPAK 20E |  |  | SUGAR LAND - OBSERVATION UNIT | MHHS-Sugarland |  | Defibrillator |  | 129-31237 | 129-31237 | Sugar Land | Memorial Hermann Sugar Land Hospital | SUGAR LAND - OBSERVATION UNIT | Observation | 8/1/19 |  | 8/1/20 |  | DEFIBRILLATORS | Defibrillator | DEFIBRILLATOR-Medtronic-Lifepak 20E | DEFIBRILLATOR | Lifepak 20E |  |  |  | Medtronic | Defibrillator |  |  | DEFIBRILLATOR-Medtronic-Lifepak 20E | 1/1/16 |  | D-SA | Covered PM Repair - Biomedical | MHHS-Sugarland | [8 empty] | DEFIBRILLATOR | Defibrillator | Medtronic
NO | YES |  |  |  | 129-05977 | 129-05977 | Physio-Control, Inc., a division of Medtronic | LIFEPAK 20E |  |  | 3 East | MHHS-Sugarland |  | Defibrillator |  | 129-05977 | 129-05977 | Sugar Land | Memorial Hermann Sugar land Hospital | 3 East | Back hallway | 12/1/19 |  | 12/1/20 |  | DEFIBRILLATORS | Defibrillator | DEFIBRILLATOR-Medtronic-Lifepak 20E | DEFIBRILLATOR | Lifepak 20E |  |  |  | Medtronic | Defibrillator |  |  | DEFIBRILLATOR-Medtronic-Lifepak 20E | 1/1/16 |  | D-SA | Covered PM Repair - Biomedical | MHHS-Sugarland | [8 empty] | DEFIBRILLATOR | Defibrillator | Medtronic
NO | YES |  |  |  | 129-05979 | 129-05979 | Physio-Control, Inc., a division of Medtronic | LIFEPAK 20E |  |  | Operating Room | MHHS-Sugarland |  | Defibrillator |  | 129-05979 | 129-05979 | Sugar Land | Memorial Hermann Sugar Land Hospital | Operating Room |  | 12/1/19 | 12/1/20 |  |  | DEFIBRILLATORS | Defibrillator | DEFIBRILLATOR-Medtronic-Lifepak 20E | DEFIBRILLATOR | Lifepak 20E |  |  |  | Medtronic | Defibrillator |  |  | DEFIBRILLATOR-Medtronic-Lifepak 20E | 1/1/16 |  | D-SA | Covered PM Repair - Biomedical | MHHS-Sugarland | [8 empty] | DEFIBRILLATOR | Defibrillator | Medtronic
NO | YES |  |  |  | 129-05980 | 129-05980 | Physio-Control, Inc., a division of Medtronic | LIFEPAK 20E |  |  | Sugar Land-PACU | MHHS-Sugarland |  | Defibrillator |  | 129-05980 | 129-05980 | Sugar Land | MHHS-Sugarland | Sugar Land-PACU |  | 12/1/19 | 12/1/20 |  |  | DEFIBRILLATORS | Defibrillator | DEFIBRILLATOR-Medtronic-Lifepak 20E | DEFIBRILLATOR | Lifepak 20E |  |  |  | Medtronic | Defibrillator |  |  | DEFIBRILLATOR-Medtronic-Lifepak 20E | 1/1/16 |  | D-SA | Covered PM Repair - Biomedical | MHHS-Sugarland | [8 empty] | DEFIBRILLATOR | Defibrillator | Medtronic
NO | YES |  |  |  | 129-07307 | 129-07307 | Physio-Control, Inc., a division of Medtronic | LIFEPAK 20E |  |  | Sugar Land-Pedi IMU | MHHS-Sugarland |  | Defibrillator |  | 129-07307 | 129-07307 | Sugar Land | MHHS-Sugarland | Sugar Land-Pedi IMU | PEDI IMU | 11/1/19 |  | 11/1/20 |  | DEFIBRILLATORS | Defibrillator | DEFIBRILLATOR-Medtronic-Lifepak 20E | DEFIBRILLATOR | Lifepak 20E |  |  |  | Medtronic | Defibrillator |  |  | DEFIBRILLATOR-Medtronic-Lifepak 20E | 1/1/16 |  | D-SA | Covered PM Repair - Biomedical | MHHS-Sugarland | [8 empty] | DEFIBRILLATOR | Defibrillator | Medtronic
NO | YES |  |  |  | 129-06874 | 129-06874 | Physio-Control, Inc., a division of Medtronic | LIFEPAK 20E |  |  | SUGAR LAND - PRE-ADMIT TESTING | MHHS-Sugarland |  | Defibrillator |  | 129-06874 | 129-06874 | Sugar Land |  | SUGAR LAND - PRE-ADMIT TESTING |  | 11/1/19 |  |  |  | DEFIBRILLATORS | Defibrillator | DEFIBRILLATOR-Medtronic-Lifepak 20E | DEFIBRILLATOR | Lifepak 20E |  |  |  | Medtronic | Defibrillator |  |  | DEFIBRILLATOR-Medtronic-Lifepak 20E | 1/1/10 |  | D-SA | Covered PM Repair - Biomedical | MHHS-Sugarland | [8 empty] | DEFIBRILLATOR | Defibrillator | Medtronic
NO | YES |  |  |  | 129-05986 | 129-05986 | Physio-Control, Inc., a division of Medtronic | LIFEPAK 20E |  |  | SUGARLAND - RADIOLOGY | MHHS-Sugarland |  | Defibrillator |  | 129-05986 | 129-05986 | West | MHHS-SUGARLAND | SUGARLAND - RADIOLOGY | CT |  |  |  |  | DEFIBRILLATORS |  | DEFIBRILLATOR-Medtronic-Lifepak 20E | DEFIBRILLATOR | Lifepak 20E |  |  |  | Medtronic | Defibrillator |  |  | DEFIBRILLATOR-Medtronic-Lifepak 20E |  |  |  | Covered PM Repair - Biomedical | MHHS-Sugarland
NO | YES |  |  |  | 129-06102 | 129-06102 | Physio-Control, Inc., a division of Medtronic | LIFEPAK 20E |  |  | SP CCC - (SL) - EMERGENCY ROOM | MHHS-Sienna Plantation CCC |  | Defibrillator |  | 129-06102 | 129-06102 | Sugar Land | MHHS-Others | SP CCC - (SL) - EMERGENCY ROOM | Nurses Station | 5/1/19 |  | 5/1/20 |  | DEFIBRILLATORS | Defibrillator | DEFIBRILLATOR-Medtronic-Lifepak 20E | DEFIBRILLATOR | Lifepak 20E |  |  |  | Medtronic | Defibrillator |  |  | DEFIBRILLATOR-Medtronic-Lifepak 20E | 10/1/19 |  | D-SA | Covered PM Repair - Biomedical | MHHS-Sienna Plantation CCC | [8 empty] | DEFIBRILLATOR | Defibrillator | Medtronic
NO | YES |  |  |  | 129-06103 | 129-06103 | Physio-Control, Inc., a division of Medtronic | LIFEPAK 20E |  |  | SP CCC - (SL) - EMERGENCY ROOM | MHHS-Sienna Plantation CCC |  | Defibrillator |  | 129-06103 | 129-06103 | Sugar Land | MHHS-Others | SP CCC - (SL) - EMERGENCY ROOM | ER Hall | 5/1/19 | 5/1/20 |  |  | DEFIBRILLATORS | Defibrillator | DEFIBRILLATOR-Medtronic-Lifepak 20E | DEFIBRILLATOR | Lifepak 20E |  |  |  | Medtronic | Defibrillator |  |  | DEFIBRILLATOR-Medtronic-Lifepak 20E | 10/1/19 |  | D-SA | Covered PM Repair - Biomedical | MHHS-Sienna Plantation CCC | [8 empty] | DEFIBRILLATOR | Defibrillator | Medtronic
NO | YES |  |  |  | 129-06104 | 129-06104 | Physio-Control, Inc., a division of Medtronic | LIFEPAK 20E |  |  | SP CCC - (SL) - EMERGENCY ROOM | MHHS-Sienna Plantation CCC |  | Defibrillator |  | 129-06104 | 129-06104 | Sugar Land | MHHS-Others | SP CCC - (SL) - EMERGENCY ROOM | Exam 5 | 5/1/19 | 5/1/20 |  |  | DEFIBRILLATORS | Defibrillator | DEFIBRILLATOR-Medtronic-Lifepak 20E | DEFIBRILLATOR | Lifepak 20E |  |  |  | Medtronic | Defibrillator |  |  | DEFIBRILLATOR-Medtronic-Lifepak 20E | 10/1/19 |  | D-SA | Covered PM Repair - Biomedical | MHHS-Sienna Plantation CCC | [8 empty] | DEFIBRILLATOR | Defibrillator | Medtronic
NO | YES |  |  |  | 241-02730 | 241-02730 | Physio-Control, Inc., a division of Medtronic | LIFEPAK 20E |  |  | TIRR-Outpatient Clinic | MHHS-TIRR |  | Defibrillator |  | 241-02730 | 241-02730 | TM | MHHS-Others | TIRR-Outpatient Clinic | TIRR - OUTPATIENT CLINIC | 6/1/19 |  | 6/1/20 |  | DEFIBRILLATORS | Defibrillator | DEFIBRILLATOR-Medtronic-Lifepak 20E | DEFIBRILLATOR | Lifepak 20E |  |  |  | Medtronic | Defibrillator |  |  | DEFIBRILLATOR-Medtronic-Lifepak 20E | 11/8/20 |  | D-SA | Not Covered Vendor Only - Biomedical | MHHS-TIRR | [8 empty] | DEFIBRILLATOR | Defibrillator | Medtronic
NO | YES |  |  |  | 241-02731 | 241-02731 | Physio-Control, Inc., a division of Medtronic | LIFEPAK 20E |  |  | TIRR-Outpatient Clinic | MHHS-TIRR |  | Defibrillator |  | 241-02731 | 241-02731 | TM | MHHS-Others | TIRR-Outpatient Clinic | TIRR - OUTPATIENT CLINIC | 6/1/19 |  | 6/1/20 |  | DEFIBRILLATORS | Defibrillator | DEFIBRILLATOR-Medtronic-Lifepak 20E | DEFIBRILLATOR | Lifepak 20E |  |  |  | Medtronic | Defibrillator |  |  | DEFIBRILLATOR-Medtronic-Lifepak 20E | 11/8/20 |  | D-SA | Not Covered Vendor Only - Biomedical | MHHS-TIRR | [8 empty] | DEFIBRILLATOR | Defibrillator | Medtronic
NO | YES |  |  |  | 241-02551 | 241-02551 | Physio-Control, Inc., a division of Medtronic | LIFEPAK 20E |  |  | TIRR - Unit 3 | MHHS-TIRR |  | Defibrillator |  | 241-02551 | 241-02551 | TMC | TIRR Memorial Hermann | TIRR - Unit 3 | Nurses Station | 6/1/19 |  | 6/1/20 |  | DEFIBRILLATORS | Defibrillator | DEFIBRILLATOR-Medtronic-Lifepak 20E | DEFIBRILLATOR | Lifepak 20E |  |  |  | Medtronic | Defibrillator |  |  | DEFIBRILLATOR-Medtronic-Lifepak 20E | 11/8/20 |  | D-SA | Not Covered Vendor Only - Biomedical | MHHS-TIRR | [8 empty] | DEFIBRILLATOR | Defibrillator | Medtronic
NO | YES |  |  |  |  | 241-01696 | Physio-Control, Inc., a division of Medtronic | LIFEPAK 20E |  |  | TIRR-Radiology | MHHS-TIRR |  | Defibrillator |  |  | 241-01696 | TM | MHHS-Others | TIRR-Radiology | TIRR - Radiology |  |  |  |  | DEFIBRILLATORS | Defibrillator | DEFIBRILLATOR-Medtronic-Lifepak 20E | DEFIBRILLATOR | Lifepak 20E |  |  |  | Medtronic | Defibrillator |  |  | DEFIBRILLATOR-Medtronic-Lifepak 20E | 11/8/20 |  | D-SA | Not Covered Vendor Only - Biomedical | MHHS-TIRR | [8 empty] | DEFIBRILLATOR | Defibrillator | Medtronic
NO | YES |  |  |  | 241-02218 | 241-02218 | Physio-Control, Inc., a division of Medtronic | LIFEPAK 20E |  |  | TIRR-Sleep Lab | MHHS-TIRR |  | Defibrillator |  | 241-02218 | 241-02218 | TMC | MHHS-Others | TIRR-Sleep Lab | TIRR - SLEEP LAB | 6/1/19 |  | 6/1/20 |  | DEFIBRILLATORS | Defibrillator | DEFIBRILLATOR-Medtronic-Lifepak 20E | DEFIBRILLATOR | Lifepak 20E |  |  |  | Medtronic | Defibrillator |  |  | DEFIBRILLATOR-Medtronic-Lifepak 20E | 11/8/20 |  | D-SA | Not Covered Vendor Only - Biomedical | MHHS-TIRR | [8 empty] | DEFIBRILLATOR | Defibrillator | Medtronic
NO | YES |  |  |  | 074-00947 | 074-00947 | Physio-Control, Inc., a division of Medtronic | LIFEPAK 20E |  |  | TWC | MHHS-TMC |  | Defibrillator |  | 074-00947 | 074-00947 | TMC | Memorial Hermann Heart | TWC | Cath Lab 1 | 2/1/20 |  | 2/1/21 |  | DEFIBRILLATORS | Defibrillator | DEFIBRILLATOR-Medtronic-Lifepak 20E | DEFIBRILLATOR | Lifepak 20E |  |  |  | Medtronic | Defibrillator |  |  | DEFIBRILLATOR-Medtronic-Lifepak 20E | 10/1/16 |  | D-SA | Covered PM Repair - Biomedical | MHHS-TMC | [8 empty] | DEFIBRILLATOR | Defibrillator | Medtronic
NO | YES |  |  |  | 074-00950 | 074-00950 | Physio-Control, Inc., a division of Medtronic | LIFEPAK 20E |  |  | TMC - HERMANN - RTA | MHHS-TMC |  | Defibrillator |  | 074-00950 | 074-00950 | TMC | Memorial Hermann-Texas Medical Center | TMC - HERMANN - RTA | Pedi pacu 7 | 2/1/20 |  | 2/1/21 |  | DEFIBRILLATORS | Defibrillator | DEFIBRILLATOR-Medtronic-Lifepak 20E | DEFIBRILLATOR | Lifepak 20E |  |  |  | Medtronic | Defibrillator |  |  | DEFIBRILLATOR-Medtronic-Lifepak 20E | 8/31/17 |  | D-SA | Covered PM Repair - Biomedical | MHHS-TMC | [8 empty] | DEFIBRILLATOR | Defibrillator | Medtronic
NO | YES |  |  |  | 074-00951 | 074-00951 | Physio-Control, Inc., a division of Medtronic | LIFEPAK 20E |  |  | TMC-Cath Lab-Adult (2Hvi) | MHHS-TMC |  | Defibrillator |  | 074-00951 | 074-00951 | TMC | MHHS-TMC | TMC-Cath Lab-Adult (2Hvi) | TMC - CATH LAB - ADULT (2HVI) | 2/1/20 |  | 8/1/20 |  | DEFIBRILLATORS | Defibrillator | DEFIBRILLATOR-Medtronic-Lifepak 20E | DEFIBRILLATOR | Lifepak 20E |  |  |  | Medtronic | Defibrillator |  |  | DEFIBRILLATOR-Medtronic-Lifepak 20E |  |  | D-SA | Covered PM Repair - Biomedical | MHHS-TMC | [8 empty] | DEFIBRILLATOR | Defibrillator | Medtronic
NO | YES |  |  |  | 069-37517 | 069-37517 | Physio-Control, Inc., a division of Medtronic | LIFEPAK 20E |  |  | H8101 | MHHS-TMC |  | Defibrillator |  | 069-37517 | 069-37517 | TMC | TMC | H8101 | Memorial Hermann- texas medical center | 2/1/20 |  | 2/1/21 |  | DEFIBRILLATORS |  | DEFIBRILLATOR-Medtronic-Lifepak 20E | DEFIBRILLATOR | Lifepak 20E |  |  |  | Medtronic | Defibrillator |  |  | DEFIBRILLATOR-Medtronic-Lifepak 20E | 12/1/20 |  |  | Not Covered Vendor Only - Biomedical | MHHS-TMC
NO | YES |  |  |  | 069-37518 | 069-37518 | Physio-Control, Inc., a division of Medtronic | LIFEPAK 20E |  |  | TMC-Children's-L&D (5Hp) | MHHS-TMC |  | Defibrillator |  | 069-37518 | 069-37518 | TMC | MHHS-TMC | TMC-Children's-L&D (5Hp) |  | 2/22/19 |  |  |  | DEFIBRILLATORS |  | DEFIBRILLATOR-Medtronic-Lifepak 20E | DEFIBRILLATOR | Lifepak 20E |  |  |  | Medtronic | Defibrillator |  |  | DEFIBRILLATOR-Medtronic-Lifepak 20E | 10/26/20 | Verified 3/30/2020 4:07pm (Central) |  | Not Covered Vendor Only - Rad, High End | MHHS-TMC
NO | YES |  |  |  | 069-37519 | 069-37519 | Physio-Control, Inc., a division of Medtronic | LIFEPAK 20E |  |  | TMC-Children's-L&D (5Hp) | MHHS-TMC |  | Defibrillator |  | 069-37519 | 069-37519 | TMC | MHHS-TMC | TMC-Children's-L&D (5Hp) |  | 2/22/19 |  |  |  | DEFIBRILLATORS |  | DEFIBRILLATOR-Medtronic-Lifepak 20E | DEFIBRILLATOR | Lifepak 20E |  |  |  | Medtronic | Defibrillator |  |  | DEFIBRILLATOR-Medtronic-Lifepak 20E | 4/1/17 | Verified 3/30/2020 4:07pm (Central) |  | Covered PM Repair - Biomedical | MHHS-TMC
NO | YES |  |  |  | 077-08270 | 077-08270 | Physio-Control, Inc., a division of Medtronic | LIFEPAK 20E |  |  | TWC | MHHS-TMC |  | Defibrillator |  | 077-08270 | 077-08270 | TMC | Memorial Hermann Heart | TWC | Cath Lab 4 | 2/1/20 |  | 8/1/20 |  | DEFIBRILLATORS | Defibrillator | DEFIBRILLATOR-Medtronic-Lifepak 20E | DEFIBRILLATOR | Lifepak 20E |  |  |  | Medtronic | Defibrillator |  |  | DEFIBRILLATOR-Medtronic-Lifepak 20E |  |  | D-SA | Covered PM Repair - Radiology, Low End | MHHS-TMC | [8 empty] | DEFIBRILLATOR | Defibrillator | Medtronic
NO | YES |  |  |  | 074-04645 | 074-04645 | Physio-Control, Inc., a division of Medtronic | LIFEPAK 20E |  |  | TMC-HVI-CVICU (8Hvi) | MHHS-TMC |  | Defibrillator |  | 074-04645 | 074-04645 | TMC | MHHS-TMC | TMC-HVI-CVICU (8Hvi) | TMC - HVI - CVIMU (8HVI) | 2/1/20 |  | 2/1/21 |  | DEFIBRILLATORS | Defibrillator | DEFIBRILLATOR-Medtronic-Lifepak 20E | DEFIBRILLATOR | Lifepak 20E |  |  |  | Medtronic | Defibrillator |  |  | DEFIBRILLATOR-Medtronic-Lifepak 20E |  |  | D-SA | Covered PM Repair - Biomedical | MHHS-TMC | [8 empty] | DEFIBRILLATOR | Defibrillator | Medtronic
NO | YES |  |  |  | 069-41860 | 069-41860 | Physio-Control, Inc., a division of Medtronic | LIFEPAK 20E |  |  | TMC-Sarofim 3-OR | MHHS-TMC |  | Defibrillator |  | 069-41860 | 069-41860 | TMC | MHHS-TMC | TMC-Sarofim 3-OR | Sarofim OR 3 | 3/1/20 |  | 3/1/21 |  | DEFIBRILLATORS |  | DEFIBRILLATOR-Medtronic-Lifepak 20E | DEFIBRILLATOR | Lifepak 20E |  |  |  | Medtronic | Defibrillator |  |  | DEFIBRILLATOR-Medtronic-Lifepak 20E |  |  |  | Covered PM Repair - Biomedical | MHHS-TMC
NO | YES |  |  |  | 074-00960 |  | Physio-Control, Inc., a division of Medtronic | LIFEPAK 20E |  |  | TMC - neuroscience | MHHS-TMC |  | Defibrillator |  | 074-00960 |  | TMC | Memorial Hermann-Texas Medical Center | TMC - neuroscience | neuroscience | 2/1/20 |  | 2/1/21 |  | DEFIBRILLATORS | Defibrillator | DEFIBRILLATOR-Medtronic-Lifepak 20E | DEFIBRILLATOR | Lifepak 20E |  |  |  | Medtronic | Defibrillator |  |  | DEFIBRILLATOR-Medtronic-Lifepak 20E | 2/14/20 |  | D-SA | Not Covered Vendor Only - Biomedical | MHHS-TMC | [8 empty] | DEFIBRILLATOR | Defibrillator | Medtronic
NO | YES |  |  |  | 074-04300 | 074-04300 | Physio-Control, Inc., a division of Medtronic | LIFEPAK 20E |  |  | Inpatient Rehab | MHHS-TMC |  | Defibrillator |  | 074-04300 | 074-04300 | TMC | Mischer Neuroscience Institute | Inpatient Rehab | By J421 | 2/1/20 |  | 2/1/21 |  | DEFIBRILLATORS | Defibrillator | DEFIBRILLATOR-Medtronic-Lifepak 20E | DEFIBRILLATOR | Lifepak 20E |  |  |  | Medtronic | Defibrillator |  |  | DEFIBRILLATOR-Medtronic-Lifepak 20E |  |  | D-SA | Covered PM Repair - Biomedical | MHHS-TMC | [8 empty] | DEFIBRILLATOR | Defibrillator | Medtronic
NO | YES |  |  |  | 069-35757 | 069-35757 | Physio-Control, Inc., a division of Medtronic | LIFEPAK 20E |  |  | TMC-Respiratory-Adult | MHHS-TMC |  | Defibrillator |  | 069-35757 | 069-35757 | TMC | MHHS-TMC | TMC-Respiratory-Adult | Biomed Shop | 2/1/20 |  | 2/1/21 |  | DEFIBRILLATORS | Defibrillator | DEFIBRILLATOR-Medtronic-Lifepak 20E | DEFIBRILLATOR | Lifepak 20E |  |  |  | Medtronic | Defibrillator |  |  | DEFIBRILLATOR-Medtronic-Lifepak 20E | 5/1/20 |  | D-SA | Not Covered Vendor Only - Biomedical | MHHS-TMC | [8 empty] | DEFIBRILLATOR | Defibrillator | Medtronic
NO | YES |  |  |  | 069-40626 | 069-40626 | Physio-Control, Inc., a division of Medtronic | LIFEPAK 20E |  |  | TMC-Jones-Tx Trauma (6J) | MHHS-TMC |  | Defibrillator |  | 069-40626 | 069-40626 | TMC | MHHS-TMC | TMC-Jones-Tx Trauma (6J) | Crash Cart | 2/1/19 |  |  |  | DEFIBRILLATORS | Defibrillator | DEFIBRILLATOR-Medtronic-Lifepak 20E | DEFIBRILLATOR | Lifepak 20E |  |  |  | Medtronic | Defibrillator |  |  | DEFIBRILLATOR-Medtronic-Lifepak 20E | 4/1/17 |  | D-SA | Covered PM Repair - Biomedical | MHHS-TMC | [8 empty] | DEFIBRILLATOR | Defibrillator | Medtronic
NO | YES |  |  |  | 069-29444 | 069-29444 | Physio-Control, Inc., a division of Medtronic | LIFEPAK 20E |  |  | TMC-Jones-Transplant Clinic (1J) | MHHS-TMC |  | Defibrillator |  | 069-29444 | 069-29444 | TMC | MHHS-TMC | TMC-Jones-Transplant Clinic (1J) | Rm 8 | 2/1/20 |  | 2/1/21 |  | DEFIBRILLATORS |  | DEFIBRILLATOR-Medtronic-Lifepak 20E | DEFIBRILLATOR | Lifepak 20E |  |  |  | Medtronic | Defibrillator |  |  | DEFIBRILLATOR-Medtronic-Lifepak 20E | 2/14/18 |  |  | Covered PM Repair - Biomedical | MHHS-TMC
NO | YES | Asset Tag 069-28712 |  |  | 069-28712 | 069-28712 | Physio-Control, Inc., a division of Medtronic | LIFEPAK 20E |  |  | TMC-MHTMC-Clinical Engineering | MHHS-TMC |  | Defibrillator |  | 069-28712 | 069-28712 | TMC | MHHS-TMC | TMC-MHTMC-Clinical Engineering |  | 2/27/19 |  |  |  | DEFIBRILLATORS |  | DEFIBRILLATOR-Medtronic-Lifepak 20E | DEFIBRILLATOR | Lifepak 20E |  |  |  | Medtronic | Defibrillator |  |  | DEFIBRILLATOR-Medtronic-Lifepak 20E | 2/14/18 | Verified 3/29/2020 11:26:am (Central) |  | Covered PM Repair - Biomedical | MHHS-TMC
NO | YES |  |  |  | 069-29039 | 069-29039 | Physio-Control, Inc., a division of Medtronic | LIFEPAK 20E |  |  | TMC-Cullen-IMU (3C) | MHHS-TMC |  | Defibrillator |  | 069-29039 | 069-29039 | TMC | MHHS-TMC | TMC-Cullen-IMU (3C) | Cullen (3W) | 2/1/20 |  | 2/1/20 |  | DEFIBRILLATORS | Defibrillator | DEFIBRILLATOR-Medtronic-Lifepak 20E | DEFIBRILLATOR | Lifepak 20E |  |  |  | Medtronic | Defibrillator |  |  | DEFIBRILLATOR-Medtronic-Lifepak 20E |  |  | D-SA | Covered PM Repair - Biomedical | MHHS-TMC | [8 empty] | DEFIBRILLATOR | Defibrillator | Medtronic
NO | YES |  |  |  | 069-29689 | 069-29689 | Physio-Control, Inc., a division of Medtronic | LIFEPAK 20E |  |  | TMC-Jones-Transplant Clinic (1J) | MHHS-TMC |  | Defibrillator |  | 069-29689 | 069-29689 | TMC | MHHS-TMC | TMC-Jones-Transplant Clinic (1J) | Pedi Crash Cart | 2/1/20 |  | 2/1/21 |  | DEFIBRILLATORS |  | DEFIBRILLATOR-Medtronic-Lifepak 20E | DEFIBRILLATOR | Lifepak 20E |  |  |  | Medtronic | Defibrillator |  |  | DEFIBRILLATOR-Medtronic-Lifepak 20E |  |  |  | Covered PM Repair - Biomedical | MHHS-TMC
NO | YES |  |  |  | 069-35754 | 069-35754 | Physio-Control, Inc., a division of Medtronic | LIFEPAK 20E |  |  | ER | MHHS-TMC |  | Defibrillator |  | 069-35754 | 069-35754 | TMC | Memorial Hermann-Texas Medical Center | ER | Room 15 | 2/1/19 |  |  |  | DEFIBRILLATORS | Defibrillator | DEFIBRILLATOR-Medtronic-Lifepak 20E | DEFIBRILLATOR | Lifepak 20E |  |  |  | Medtronic | Defibrillator |  |  | DEFIBRILLATOR-Medtronic-Lifepak 20E | 11/8/20 |  | D-SA | Not Covered Vendor Only - Biomedical | MHHS-TMC | [8 empty] | DEFIBRILLATOR | Defibrillator | Medtronic
NO | YES |  |  |  | 074-00817 | 074-00817 | Physio-Control, Inc., a division of Medtronic | LIFEPAK 20E |  |  | TWC | MHHS-TMC |  | Defibrillator |  | 074-00817 | 074-00817 | TMC | Memorial Hermann Heart | TWC | CVOR 6 |  |  |  |  | DEFIBRILLATORS | Defibrillator | DEFIBRILLATOR-Medtronic-Lifepak 20E | DEFIBRILLATOR | Lifepak 20E |  |  |  | Medtronic | Defibrillator |  |  | DEFIBRILLATOR-Medtronic-Lifepak 20E | 11/8/20 |  | D-SA | Not Covered Vendor Only - Biomedical | MHHS-TMC | [8 empty] | DEFIBRILLATOR | Defibrillator | Medtronic
NO | YES |  |  |  | 074-01011 |  | Physio-Control, Inc., a division of Medtronic | LIFEPAK 20E |  |  | TMC-OR-CVOR (7Hvi) | MHHS-TMC |  | Defibrillator |  | 074-01011 |  | TMC | MHHS-TMC | TMC-OR-CVOR (7Hvi) | CVOR (7HVI) | 2/1/19 |  | 2/1/20 |  | DEFIBRILLATORS | Defibrillator | DEFIBRILLATOR-Medtronic-Lifepak 20E | DEFIBRILLATOR | Lifepak 20E |  |  |  | Medtronic | Defibrillator |  |  | DEFIBRILLATOR-Medtronic-Lifepak 20E | 11/8/20 |  | D-SA | Not Covered Vendor Only - Biomedical | MHHS-TMC | [8 empty] | DEFIBRILLATOR | Defibrillator | Medtronic
NO | YES |  |  |  | 074-01012 | 074-01012 | Physio-Control, Inc., a division of Medtronic | LIFEPAK 20E |  |  | TMC-OR-Anesthesia (Contract Equip) | MHHS-TMC |  | Defibrillator |  | 074-01012 | 074-01012 | TMC | MHHS-TMC | TMC-OR-Anesthesia (Contract Equip) | CVOR 4 | 2/1/19 |  | 2/1/20 |  | DEFIBRILLATORS | Defibrillator | DEFIBRILLATOR-Medtronic-Lifepak 20E | DEFIBRILLATOR | Lifepak 20E |  |  |  | Medtronic | Defibrillator |  |  | DEFIBRILLATOR-Medtronic-Lifepak 20E | 11/8/20 |  | D-SA | Not Covered Vendor Only - Biomedical | MHHS-TMC | [8 empty] | DEFIBRILLATOR | Defibrillator | Medtronic
NO | YES |  |  |  | 074-00816 | 074-00816 | Physio-Control, Inc., a division of Medtronic | LIFEPAK 20E |  |  | TMC-OR-CVOR (7Hvi) | MHHS-TMC |  | Defibrillator |  | 074-00816 | 074-00816 | TMC | MHHS-TMC | TMC-OR-CVOR (7Hvi) | Cv OR 1 | 2/1/19 |  | 2/1/20 | PM Past Due | DEFIBRILLATORS | Defibrillator | DEFIBRILLATOR-Medtronic-Lifepak 20E | DEFIBRILLATOR | Lifepak 20E |  |  |  | Medtronic | Defibrillator |  |  | DEFIBRILLATOR-Medtronic-Lifepak 20E | 11/8/20 |  | D-SA | Not Covered Vendor Only - Biomedical | MHHS-TMC | [8 empty] | DEFIBRILLATOR | Defibrillator | Medtronic
NO | YES |  |  |  | 069-37522 | 069-37522 | Physio-Control, Inc., a division of Medtronic | LIFEPAK 20E |  |  | TMC-OR-Day Surgery (2R) | MHHS-TMC |  | Defibrillator |  | 069-37522 | 069-37522 | TMC | MHHS-TMC | TMC-OR-Day Surgery (2R) | Crash Cart | 3/1/20 |  | 3/1/21 |  | DEFIBRILLATORS |  | DEFIBRILLATOR-Medtronic-Lifepak 20E | DEFIBRILLATOR | Lifepak 20E |  |  |  | Medtronic | Defibrillator |  |  | DEFIBRILLATOR-Medtronic-Lifepak 20E | 11/8/20 |  |  | Not Covered Vendor Only - Biomedical | MHHS-TMC
NO | YES |  |  |  | 074-04043 | 074-04043 | Physio-Control, Inc., a division of Medtronic | LIFEPAK 20E |  |  | TMC-OR-Day Surgery (2R) | MHHS-TMC |  | Defibrillator |  | 074-04043 | 074-04043 | TMC | MHHS-TMC | TMC-OR-Day Surgery (2R) | Nurses Station | 3/1/20 |  | 3/1/21 |  | DEFIBRILLATORS |  | DEFIBRILLATOR-Medtronic-Lifepak 20E | DEFIBRILLATOR | Lifepak 20E |  |  |  | Medtronic | Defibrillator |  |  | DEFIBRILLATOR-Medtronic-Lifepak 20E | 11/8/20 |  |  | Not Covered Vendor Only - Biomedical | MHHS-TMC
NO | YES |  |  |  | 069-29033 | 069-29033 | Physio-Control, Inc., a division of Medtronic | LIFEPAK 20E |  |  | TMC-OR-Hermann (2Hp) | MHHS-TMC |  | Defibrillator |  | 069-29033 | 069-29033 | TMC | MHHS-TMC | TMC-OR-Hermann (2Hp) |  | 2/28/19 |  |  |  | DEFIBRILLATORS |  | DEFIBRILLATOR-Medtronic-Lifepak 20E | DEFIBRILLATOR | Lifepak 20E |  |  |  | Medtronic | Defibrillator |  |  | DEFIBRILLATOR-Medtronic-Lifepak 20E | 11/8/20 | Verified 3/29/2020 11:26:am (Central) |  | Not Covered Vendor Only - Biomedical | MHHS-TMC
NO | YES | Asset Tag 069-29034 |  |  | 069-29034 | 069-29034 | Physio-Control, Inc., a division of Medtronic | LIFEPAK 20E |  |  | TMC-OR-Hermann (2Hp) | MHHS-TMC |  | Defibrillator |  | 069-29034 | 069-29034 | TMC | MHHS-TMC | TMC-OR-Hermann (2Hp) |  | 4/23/19 |  |  |  | DEFIBRILLATORS |  | DEFIBRILLATOR-Medtronic-Lifepak 20E | DEFIBRILLATOR | Lifepak 20E |  |  |  | Medtronic | Defibrillator |  |  | DEFIBRILLATOR-Medtronic-Lifepak 20E | 11/8/20 | Verified 3/29/2020 11:26:am (Central) |  | Not Covered Vendor Only - Biomedical | MHHS-TMC
NO | YES |  |  |  | 069-28714 | 069-28714 | Physio-Control, Inc., a division of Medtronic | LIFEPAK 20E |  |  | Pediatrics PACU | MHHS-TMC |  | Defibrillator |  | 069-28714 | 069-28714 | TMC | Children?Aos OR Robertson building | Pediatrics PACU |  | 3/1/20 |  | 3/1/21 |  | DEFIBRILLATORS |  | DEFIBRILLATOR-Medtronic-Lifepak 20E | DEFIBRILLATOR | Lifepak 20E |  |  |  | Medtronic | Defibrillator |  |  | DEFIBRILLATOR-Medtronic-Lifepak 20E | 11/8/20 |  |  | Not Covered Vendor Only - Biomedical | MHHS-TMC
NO | YES |  |  |  | 074-00821 |  | Physio-Control, Inc., a division of Medtronic | LIFEPAK 20E |  |  | TMC-PACU-HVI (7Hvi) | MHHS-TMC |  | Defibrillator |  | 074-00821 |  | TMC | MHHS-TMC | TMC-PACU-HVI (7Hvi) | PACU - HVI (7HVI) | 2/1/19 |  | 2/1/20 |  | DEFIBRILLATORS | Defibrillator | DEFIBRILLATOR-Medtronic-Lifepak 20E | DEFIBRILLATOR | Lifepak 20E |  |  |  | Medtronic | Defibrillator |  |  | DEFIBRILLATOR-Medtronic-Lifepak 20E | 11/8/20 |  | D-SA | Not Covered Vendor Only - Biomedical | MHHS-TMC | [8 empty] | DEFIBRILLATOR | Defibrillator | Medtronic
NO | YES |  |  |  | 069-42144 | 069-42144 | Physio-Control, Inc., a division of Medtronic | LIFEPAK 20E |  |  | TMC-MHTMC-Central Supply | MHHS-TMC |  | Defibrillator |  | 069-42144 | 069-42144 | TMC | MHHS-TMC | TMC-MHTMC-Central Supply | PACU | 5/1/19 |  | 5/1/20 |  | DEFIBRILLATORS |  | DEFIBRILLATOR-Medtronic-Lifepak 20E | DEFIBRILLATOR | Lifepak 20E |  |  |  | Medtronic | Defibrillator |  |  | DEFIBRILLATOR-Medtronic-Lifepak 20E | 11/8/20 |  |  | Not Covered Vendor Only - Biomedical | MHHS-TMC
NO | YES |  |  |  | 069-35915 | 069-35915 | Physio-Control, Inc., a division of Medtronic | LIFEPAK 20E |  |  | TMC-Plaza-Cancer Center (Ste 2900) | MHHS-TMC |  | Defibrillator |  | 069-35915 | 069-35915 | TMC | MHHS-TMC | TMC-Plaza-Cancer Center (Ste 2900) | Nurse station | 2/1/19 |  | 2/1/20 |  | DEFIBRILLATORS | Defibrillator | DEFIBRILLATOR-Medtronic-Lifepak 20E | DEFIBRILLATOR | Lifepak 20E |  |  |  | Medtronic | Defibrillator |  |  | DEFIBRILLATOR-Medtronic-Lifepak 20E | 11/8/20 |  | D-SA | Not Covered Vendor Only - Biomedical | MHHS-TMC | [8 empty] | DEFIBRILLATOR | Defibrillator | Medtronic
NO | YES |  |  |  | 069-36440 | 069-36440 | Physio-Control, Inc., a division of Medtronic | LIFEPAK 20E |  |  | TMC - Biomed Shop | MHHS-TMC |  | Defibrillator |  | 069-36440 | 069-36440 | TMC | Memorial Hermann-Texas Medical Center | TMC - Biomed Shop | Biomed Shop | 4/1/19 |  | 4/1/20 | Damaged sticker | DEFIBRILLATORS | Defibrillator | DEFIBRILLATOR-Medtronic-Lifepak 20E | DEFIBRILLATOR | Lifepak 20E |  |  |  | Medtronic | Defibrillator |  |  | DEFIBRILLATOR-Medtronic-Lifepak 20E | 11/8/20 |  | D-SA | Not Covered Vendor Only - Biomedical | MHHS-TMC | [8 empty] | DEFIBRILLATOR | Defibrillator | Medtronic
NO | YES |  |  |  | 069-40627 | 069-40627 | Physio-Control, Inc., a division of Medtronic | LIFEPAK 20E |  |  | TMC-Plaza-Cancer Center (Ste 2900) | MHHS-TMC |  | Defibrillator |  | 069-40627 | 069-40627 | TMC | MHHS-TMC | TMC-Plaza-Cancer Center (Ste 2900) | Nursing | 3/1/20 |  | 3/1/21 |  | DEFIBRILLATORS |  | DEFIBRILLATOR-Medtronic-Lifepak 20E | DEFIBRILLATOR | Lifepak 20E |  |  |  | Medtronic | Defibrillator |  |  | DEFIBRILLATOR-Medtronic-Lifepak 20E | 11/8/20 |  |  | Not Covered Vendor Only - Biomedical | MHHS-TMC
NO | YES |  |  |  | 069-41772 | 069-41772 | Physio-Control, Inc., a division of Medtronic | LIFEPAK 20E |  |  | TMC-Plaza-Cancer Center (Ste 2900) | MHHS-TMC |  | Defibrillator |  | 069-41772 | 069-41772 | TMC | MHHS-TMC | TMC-Plaza-Cancer Center (Ste 2900) | Nursing | 2/1/19 |  | 2/1/20 |  | DEFIBRILLATORS |  | DEFIBRILLATOR-Medtronic-Lifepak 20E | DEFIBRILLATOR | Lifepak 20E |  |  |  | Medtronic | Defibrillator |  |  | DEFIBRILLATOR-Medtronic-Lifepak 20E | 11/8/20 |  |  | Not Covered Vendor Only - Biomedical | MHHS-TMC
NO | YES |  |  |  | 069-35758 | 069-35758 | Physio-Control, Inc., a division of Medtronic | LIFEPAK 20E |  |  | TMC-Radiology-Jones Pavilion | MHHS-TMC |  | Defibrillator |  | 069-35758 | 069-35758 | TMC | MHHS-TMC | TMC-Radiology-Jones Pavilion | J2.313 |  |  |  |  | DEFIBRILLATORS |  | DEFIBRILLATOR-Medtronic-Lifepak 20E | DEFIBRILLATOR | Lifepak 20E |  |  |  | Medtronic | Defibrillator |  |  | DEFIBRILLATOR-Medtronic-Lifepak 20E | 11/8/20 |  |  | Not Covered Vendor Only - Biomedical | MHHS-TMC
NO | YES |  |  |  | 069-36503 | 069-36503 | Physio-Control, Inc., a division of Medtronic | LIFEPAK 20E |  |  | TMC-Radiology-Jones Pavilion | MHHS-TMC |  | Defibrillator |  | 069-36503 | 069-36503 | TMC | MHHS-TMC | TMC-Radiology-Jones Pavilion | J2.313 | 2/1/19 |  |  |  | DEFIBRILLATORS |  | DEFIBRILLATOR-Medtronic-Lifepak 20E | DEFIBRILLATOR | Lifepak 20E |  |  |  | Medtronic | Defibrillator |  |  | DEFIBRILLATOR-Medtronic-Lifepak 20E | 11/8/20 |  |  | Not Covered Vendor Only - Biomedical | MHHS-TMC
NO | YES |  |  |  | 069-37521 | 069-37521 | Physio-Control, Inc., a division of Medtronic | LIFEPAK 20E |  |  | Memorial Hermann- Texas Medical Center Radiology | MHHS-TMC |  | Defibrillator |  | 069-37521 | 069-37521 | TMC | TMC | Memorial Hermann- Texas Medical Center Radiology | Angio 1 | 3/1/20 |  | 3/1/21 |  | DEFIBRILLATORS |  | DEFIBRILLATOR-Medtronic-Lifepak 20E | DEFIBRILLATOR | Lifepak 20E |  |  |  | Medtronic | Defibrillator |  |  | DEFIBRILLATOR-Medtronic-Lifepak 20E | 11/8/20 |  |  | Not Covered Vendor Only - Biomedical | MHHS-TMC
NO | YES |  |  |  | 069-42354 | 069-42354 | Physio-Control, Inc., a division of Medtronic | LIFEPAK 20E |  |  | TMC-Radiology-Jones Pavilion | MHHS-TMC |  | Defibrillator |  | 069-42354 | 069-42354 | TMC | MHHS-TMC | TMC-Radiology-Jones Pavilion |  | 2/25/19 |  |  |  | DEFIBRILLATORS | Defibrillator | DEFIBRILLATOR-Medtronic-Lifepak 20E | DEFIBRILLATOR | Lifepak 20E |  |  |  | Medtronic | Defibrillator |  |  | DEFIBRILLATOR-Medtronic-Lifepak 20E | 11/8/20 | Finished from Script 3/27/2020 12:11:52pm (Central) | D-SA | Not Covered Vendor Only - Biomedical | MHHS-TMC | [8 empty] | DEFIBRILLATOR | Defibrillator | Medtronic
NO | YES |  |  |  | 029-06715 | 029-06715 | Physio-Control, Inc., a division of Medtronic | LIFEPAK 20E |  |  | Woodlands-OR | MHHS-Woodlands |  | Defibrillator |  | 029-06715 | 029-06715 | Woodlands | MHHS-Woodlands | Woodlands-OR | Rm 19 | 10/1/19 |  | 4/1/20 |  | DEFIBRILLATORS | Defibrillator | DEFIBRILLATOR-Medtronic-Lifepak 20E | DEFIBRILLATOR | Lifepak 20E |  |  |  | Medtronic | Defibrillator |  |  | DEFIBRILLATOR-Medtronic-Lifepak 20E | 10/1/19 |  | D-SA | Covered PM Repair - Biomedical | MHHS-Woodlands | [8 empty] | DEFIBRILLATOR | Defibrillator | Medtronic
NO | YES |  |  |  | 029-06999 | 029-06999 | Physio-Control, Inc., a division of Medtronic | LIFEPAK 20E |  |  | Woodlands-Cath Lab | MHHS-Woodlands |  | Defibrillator |  | 029-06999 | 029-06999 | Woodlands | MHHS-Woodlands | Woodlands-Cath Lab | Cath lab 1 | 10/1/19 |  | 10/1/20 |  | DEFIBRILLATORS | Defibrillator | DEFIBRILLATOR-Medtronic-Lifepak 20E | DEFIBRILLATOR | Lifepak 20E |  |  |  | Medtronic | Defibrillator |  |  | DEFIBRILLATOR-Medtronic-Lifepak 20E | 10/1/19 |  | D-SA | Covered PM Repair - Biomedical | MHHS-Woodlands | [8 empty] | DEFIBRILLATOR | Defibrillator | Medtronic
NO | YES |  |  |  | 029-07000 | 029-07000 | Physio-Control, Inc., a division of Medtronic | LIFEPAK 20E |  |  | Woodlands-Cath Lab | MHHS-Woodlands |  | Defibrillator |  | 029-07000 | 029-07000 | Woodlands | MHHS-Woodlands | Woodlands-Cath Lab | CATH LAB | 10/1/19 |  | 4/1/20 |  | DEFIBRILLATORS | Defibrillator | DEFIBRILLATOR-Medtronic-Lifepak 20E | DEFIBRILLATOR | Lifepak 20E |  |  |  | Medtronic | Defibrillator |  |  | DEFIBRILLATOR-Medtronic-Lifepak 20E | 10/1/19 |  | D-SA | Covered PM Repair - Biomedical | MHHS-Woodlands | [8 empty] | DEFIBRILLATOR | Defibrillator | Medtronic
NO | YES |  |  |  | 029-32065 | 029-32065 | Physio-Control, Inc., a division of Medtronic | LIFEPAK 20E |  |  | Woodlands-ER | MHHS-Woodlands |  | Defibrillator |  | 029-32065 | 029-32065 | Woodlands | MHHS-Woodlands | Woodlands-ER |  | 9/1/19 |  | 9/1/20 |  | DEFIBRILLATORS | Defibrillator | DEFIBRILLATOR-Medtronic-Lifepak 20E | DEFIBRILLATOR | Lifepak 20E |  |  |  | Medtronic | Defibrillator |  |  | DEFIBRILLATOR-Medtronic-Lifepak 20E | 10/1/19 |  | D-SA | Covered PM Repair - Biomedical | MHHS-Woodlands | [8 empty] | DEFIBRILLATOR | Defibrillator | Medtronic
NO | YES |  |  |  | 029-32068 | 029-32068 | Physio-Control, Inc., a division of Medtronic | LIFEPAK 20E |  |  | Woodlands-Terramont ER (Clinic) | MHHS-Woodlands |  | Defibrillator |  | 029-32068 | 029-32068 | Woodlands | MHHS-Woodlands | Woodlands-Terramont ER (Clinic) | ER | 9/1/19 |  | 9/1/20 |  | DEFIBRILLATORS | Defibrillator | DEFIBRILLATOR-Medtronic-Lifepak 20E | DEFIBRILLATOR | Lifepak 20E |  |  |  | Medtronic | Defibrillator |  |  | DEFIBRILLATOR-Medtronic-Lifepak 20E | 10/1/19 |  | D-SA | Covered PM Repair - Biomedical | MHHS-Woodlands | [8 empty] | DEFIBRILLATOR | Defibrillator | Medtronic
NO | YES |  |  |  | 029-32069 | 029-32069 | Physio-Control, Inc., a division of Medtronic | LIFEPAK 20E |  |  | Woodlands-Terramont ER (Clinic) | MHHS-Woodlands |  | Defibrillator |  | 029-32069 | 029-32069 | Woodlands | MHHS-Woodlands | Woodlands-Terramont ER (Clinic) | ER HALL | 9/1/19 |  | 9/1/20 |  | DEFIBRILLATORS | Defibrillator | DEFIBRILLATOR-Medtronic-Lifepak 20E | DEFIBRILLATOR | Lifepak 20E |  |  |  | Medtronic | Defibrillator |  |  | DEFIBRILLATOR-Medtronic-Lifepak 20E | 10/1/19 |  | D-SA | Covered PM Repair - Biomedical | MHHS-Woodlands | [8 empty] | DEFIBRILLATOR | Defibrillator | Medtronic
NO | YES |  |  |  | 142-05380 | 142-05380 | Physio-Control, Inc., a division of Medtronic | LIFEPAK 20E |  |  | NE-3 West Tower |  |  |  |  | 142-05380 | 142-05380 | NorthEast | MHHS-Northeast | NE-3 West Tower |  |  |  |  | No pm |  | Defibrillator | DEFIBRILLATOR-Medtronic-Lifepak 20E | [12 empty] | D-SA | [10 empty] | DEFIBRILLATOR | Defibrillator | Medtronic
NO | YES |  |  |  | 142-05379 | 142-05379 | Physio-Control, Inc., a division of Medtronic | LIFEPAK 20E |  |  | NE-Hemodialysis |  |  |  |  | 142-05379 | 142-05379 | NorthEast | MHHS-Northeast | NE-Hemodialysis |  |  |  |  | No pm |  | Defibrillator | DEFIBRILLATOR-Medtronic-Lifepak 20E | [12 empty] | D-SA | [10 empty] | DEFIBRILLATOR | Defibrillator | Medtronic
NO | YES |  |  |  | 142-05586 | 142-05586 | Physio-Control, Inc., a division of Medtronic | LIFEPAK 20E |  |  | SC CCC-(NE)-Emergency Room |  |  |  |  | 142-05586 | 142-05586 | NorthEast | MHHS-Others | SC CCC-(NE)-Emergency Room |  |  |  |  | No pm |  | Defibrillator | DEFIBRILLATOR-Medtronic-Lifepak 20E | [12 empty] | D-SA | [10 empty] | DEFIBRILLATOR | Defibrillator | Medtronic
NO | YES |  |  |  |  | 142-05367 | Physio-Control, Inc., a division of Medtronic | LIFEPAK 20e |  |  | NE-5 South West | [5 empty] | 142-05367 | Katy | MHHS-Northeast | NE-5 South West | [6 empty] | Defibrillator | DEFIBRILLATOR-Medtronic-Lifepak 20E | [12 empty] | D-SA | [10 empty] | DEFIBRILLATOR | Defibrillator | Medtronic
NO | YES |  |  |  |  | 142-05374 | Physio-Control, Inc., a division of Medtronic | LIFEPAK 20e |  |  | NE-IMU2 | [5 empty] | 142-05374 | Katy | MHHS-Northeast | NE-IMU2 | Nurses Station | 4/1/19 | 4/1/20 |  |  |  | Defibrillator | DEFIBRILLATOR-Medtronic-Lifepak 20E | [12 empty] | D-SA | [10 empty] | DEFIBRILLATOR | Defibrillator | Medtronic
YES | YES |  |  |  | 142-09133 | 142-09133 | Physio-Control, Inc., a division of Medtronic | LIFEPAK 20E |  |  | Med surg |  |  |  |  | 142-09133 | 142-09133 |  |  | Med surg | [6 empty] | Defibrillator | DEFIBRILLATOR-Medtronic-Lifepak 20E | [12 empty] | D-SA | [10 empty] | DEFIBRILLATOR | Defibrillator | Medtronic
NO | YES |  |  |  | 009-09708 | 009-09708 | Physio-Control, Inc., a division of Medtronic | LIFEPAK 20E |  |  | GH - NEURO 5N |  |  |  |  | 009-09708 | 009-09708 |  |  | GH - NEURO 5N | Hallway |  |  | 11/1/20
NO | YES |  |  |  |  | 074-00959 | Physio-Control, Inc., a division of Medtronic | LIFEPAK 20E |  |  | Biomed Shop | [5 empty] | 074-00959 | TMC | Memorial Hermann-Texas Medical Center | Biomed Shop | Biomed Shop | 2/1/20 |  | 2/1/21 | Adult Config Master
YES | YES |  |  |  | 069-47996 | 069-47996 | Physio-Control, Inc., a division of Medtronic | LIFEPAK 20e |  |  | TMC - HERMANN - ADULT ER (1HP) |  |  |  |  | 069-47996 | 069-47996 | TMC | Memorial Hermann-Texas Medical Center | TMC - HERMANN - ADULT ER (1HP) | TMC HERMANN ADULT ER POP | 12/1/19 |  | 12/1/20 |  |  |  | DEFIBRILLATOR-Medtronic-Lifepak 20E
NO | NO |  |  |  | 151-01397 |  | Physio-Control, Inc., a division of Medtronic | LIFEPAK 20E |  |  | CY - ICU | MHHS-Cypress |  | Defibrillator |  | 151-01397 |  | Northwest & Cypress |  | CY - ICU | [5 empty] | DEFIBRILLATORS |  | DEFIBRILLATOR-Medtronic-Lifepak 20E | DEFIBRILLATOR | Lifepak 20E |  |  |  | Medtronic | Defibrillator |  |  | DEFIBRILLATOR-Medtronic-Lifepak 20E |  |  |  | Covered PM Repair - Biomedical | MHHS-Cypress
NO | NO |  |  |  | 009-09973 |  | Physio-Control, Inc., a division of Medtronic | LIFEPAK 20E |  |  | GH - GENERAL SURGERY 3 SOUTH | MHHS-Greater Heights |  | Defibrillator |  | 009-09973 |  | Central & Greater Heights |  | GH - GENERAL SURGERY 3 SOUTH | [5 empty] | DEFIBRILLATORS |  | DEFIBRILLATOR-Medtronic-Lifepak 20E | DEFIBRILLATOR | Lifepak 20E |  |  |  | Medtronic | Defibrillator |  |  | DEFIBRILLATOR-Medtronic-Lifepak 20E |  |  |  | Not Covered Vendor Only - Biomedical | MHHS-Greater Heights
NO | NO |  |  |  | 009-10262 |  | Physio-Control, Inc., a division of Medtronic | LIFEPAK 20E |  |  | GH - GENERAL SURGERY 3 SOUTH | MHHS-Greater Heights |  | Defibrillator |  | 009-10262 |  | Central & Greater Heights |  | GH - GENERAL SURGERY 3 SOUTH | [5 empty] | DEFIBRILLATORS |  | DEFIBRILLATOR-Medtronic-Lifepak 20E | DEFIBRILLATOR | Lifepak 20E |  |  |  | Medtronic | Defibrillator |  |  | DEFIBRILLATOR-Medtronic-Lifepak 20E |  |  |  | Not Covered Vendor Only - Biomedical | MHHS-Greater Heights
NO | NO |  |  |  | 009-33439 |  | Physio-Control, Inc., a division of Medtronic | LIFEPAK 20E |  |  | GH - MED SURG 6 | MHHS-Greater Heights |  | Defibrillator |  | 009-33439 |  | Central & Greater Heights |  | GH - MED SURG 6 | [5 empty] | DEFIBRILLATORS |  | DEFIBRILLATOR-Medtronic-Lifepak 20E | DEFIBRILLATOR | Lifepak 20E |  |  |  | Medtronic | Defibrillator |  |  | DEFIBRILLATOR-Medtronic-Lifepak 20E |  |  |  | Not Covered Vendor Only - Biomedical | MHHS-Greater Heights
NO | NO |  |  |  | 133-31051 |  | Physio-Control, Inc., a division of Medtronic | LIFEPAK 20E |  |  | KATY - EDUCATION | MHHS-Katy |  | Defibrillator |  | 133-31051 |  | Katy |  | KATY - EDUCATION | [5 empty] | DEFIBRILLATORS |  | DEFIBRILLATOR-Medtronic-Lifepak 20E | DEFIBRILLATOR | Lifepak 20E |  |  |  | Medtronic | Defibrillator |  |  | DEFIBRILLATOR-Medtronic-Lifepak 20E |  |  |  | Covered PM Repair - Biomedical | MHHS-Katy
NO | NO |  |  |  | 069-29037 |  | Physio-Control, Inc., a division of Medtronic | LIFEPAK 20E |  |  | CAHF - (TMC) - TMC MEDICAL PLAZA [MHMP-STE2500] | MHHS - Heart Failure Clinics |  | Defibrillator |  | 069-29037 |  | TMC |  | CAHF - (TMC) - TMC MEDICAL PLAZA [MHMP-STE2500] | [5 empty] | DEFIBRILLATORS |  | DEFIBRILLATOR-Medtronic-Lifepak 20E | DEFIBRILLATOR | Lifepak 20E |  |  |  | Medtronic | Defibrillator |  |  | DEFIBRILLATOR-Medtronic-Lifepak 20E |  |  |  | Covered PM Repair - Biomedical | MHHS - Heart Failure Clinics
NO | NO |  |  |  | 069-38750 |  | Physio-Control, Inc., a division of Medtronic | LIFEPAK 20E |  |  | CAHF - (TMC) - TMC MEDICAL PLAZA [MHMP-STE2500] | MHHS - Heart Failure Clinics |  | Defibrillator |  | 069-38750 |  | TMC |  | CAHF - (TMC) - TMC MEDICAL PLAZA [MHMP-STE2500] | [5 empty] | DEFIBRILLATORS |  | DEFIBRILLATOR-Medtronic-Lifepak 20E | DEFIBRILLATOR | Lifepak 20E |  |  |  | Medtronic | Defibrillator |  |  | DEFIBRILLATOR-Medtronic-Lifepak 20E |  |  |  | Covered PM Repair - Biomedical | MHHS - Heart Failure Clinics
NO | NO | [5 empty] | Physio-Control, Inc., a division of Medtronic | LIFEPAK 20E |  |  | MEMORIAL CITY - ER | MHHS-Mem City |  | Defibrillator |  |  |  | West & Memorial City |  | MEMORIAL CITY - ER | [5 empty] | DEFIBRILLATORS |  | DEFIBRILLATOR-Medtronic-Lifepak 20E | DEFIBRILLATOR | Lifepak 20E |  |  |  | Medtronic | Defibrillator |  |  | DEFIBRILLATOR-Medtronic-Lifepak 20E |  |  |  | Not Covered Vendor Only - Biomedical | MHHS-Mem City
NO | NO |  |  |  | 041-16489 |  | Physio-Control, Inc., a division of Medtronic | LIFEPAK 20E |  |  | MEMORIAL CITY - MICU | MHHS-Mem City |  | Defibrillator |  | 041-16489 |  | West & Memorial City |  | MEMORIAL CITY - MICU | [5 empty] | DEFIBRILLATORS |  | DEFIBRILLATOR-Medtronic-Lifepak 20E | DEFIBRILLATOR | Lifepak 20E |  |  |  | Medtronic | Defibrillator |  |  | DEFIBRILLATOR-Medtronic-Lifepak 20E |  |  |  | Not Covered Vendor Only - Biomedical | MHHS-Mem City
NO | NO | [5 empty] | Physio-Control, Inc., a division of Medtronic | LIFEPAK 20E |  |  | MEMORIAL CITY - OUTPATIENT SURGERY | MHHS-Mem City |  | Defibrillator |  |  |  | West & Memorial City |  | MEMORIAL CITY - OUTPATIENT SURGERY | [5 empty] | DEFIBRILLATORS |  | DEFIBRILLATOR-Medtronic-Lifepak 20E | DEFIBRILLATOR | Lifepak 20E |  |  |  | Medtronic | Defibrillator |  |  | DEFIBRILLATOR-Medtronic-Lifepak 20E |  |  |  | Not Covered Vendor Only - Biomedical | MHHS-Mem City
NO | NO | [5 empty] | Physio-Control, Inc., a division of Medtronic | LIFEPAK 20E |  |  | MEMORIAL CITY - OUTPATIENT SURGERY PREOP | MHHS-Mem City |  | Defibrillator |  |  |  | West & Memorial City |  | MEMORIAL CITY - OUTPATIENT SURGERY PREOP | [5 empty] | DEFIBRILLATORS |  | DEFIBRILLATOR-Medtronic-Lifepak 20E | DEFIBRILLATOR | Lifepak 20E |  |  |  | Medtronic | Defibrillator |  |  | DEFIBRILLATOR-Medtronic-Lifepak 20E |  |  |  | Not Covered Vendor Only - Biomedical | MHHS-Mem City
NO | NO | [5 empty] | Physio-Control, Inc., a division of Medtronic | LIFEPAK 20E |  |  | MEMORIAL CITY - RADIOLOGY - INPATIENT | MHHS-Mem City |  | Defibrillator |  |  |  | West & Memorial City |  | MEMORIAL CITY - RADIOLOGY - INPATIENT | [5 empty] | DEFIBRILLATORS |  | DEFIBRILLATOR-Medtronic-Lifepak 20E | DEFIBRILLATOR | Lifepak 20E |  |  |  | Medtronic | Defibrillator |  |  | DEFIBRILLATOR-Medtronic-Lifepak 20E |  |  |  | Not Covered Vendor Only - Biomedical | MHHS-Mem City
NO | NO |  |  |  | 142-08196 |  | Physio-Control, Inc., a division of Medtronic | LIFEPAK 20E |  |  | NE - 5 SOUTH WEST | MHHS-Northeast |  | Defibrillator |  | 142-08196 |  | Katy |  | NE - 5 SOUTH WEST | [5 empty] | DEFIBRILLATORS |  | DEFIBRILLATOR-Medtronic-Lifepak 20E | DEFIBRILLATOR | Lifepak 20E |  |  |  | Medtronic | Defibrillator |  |  | DEFIBRILLATOR-Medtronic-Lifepak 20E |  |  |  | Covered PM Repair - Biomedical | MHHS-Northeast
NO | NO | [5 empty] | Physio-Control, Inc., a division of Medtronic | LIFEPAK 20E |  |  | NE - EDUCATION | MHHS-Northeast |  | Defibrillator |  |  |  | Katy |  | NE - EDUCATION | [5 empty] | DEFIBRILLATORS |  | DEFIBRILLATOR-Medtronic-Lifepak 20E | DEFIBRILLATOR | Lifepak 20E |  |  |  | Medtronic | Defibrillator |  |  | DEFIBRILLATOR-Medtronic-Lifepak 20E |  |  |  | Covered PM Repair - Biomedical | MHHS-Northeast
NO | NO | [5 empty] | Physio-Control, Inc., a division of Medtronic | LIFEPAK 20E |  |  | NE - ICU | MHHS-Northeast |  | Defibrillator |  |  |  | Katy |  | NE - ICU | [5 empty] | DEFIBRILLATORS |  | DEFIBRILLATOR-Medtronic-Lifepak 20E | DEFIBRILLATOR | Lifepak 20E |  |  |  | Medtronic | Defibrillator |  |  | DEFIBRILLATOR-Medtronic-Lifepak 20E |  |  |  | Covered PM Repair - Biomedical | MHHS-Northeast
NO | NO | [5 empty] | Physio-Control, Inc., a division of Medtronic | LIFEPAK 20E |  |  | NE - MED/SURG | MHHS-Northeast |  | Defibrillator |  |  |  | Katy |  | NE - MED/SURG | [5 empty] | DEFIBRILLATORS |  | DEFIBRILLATOR-Medtronic-Lifepak 20E | DEFIBRILLATOR | Lifepak 20E |  |  |  | Medtronic | Defibrillator |  |  | DEFIBRILLATOR-Medtronic-Lifepak 20E |  |  |  | Covered PM Repair - Biomedical | MHHS-Northeast
NO | NO |  |  |  | 142-07416 |  | Physio-Control, Inc., a division of Medtronic | LIFEPAK 20E |  |  | NE - MED/SURG | MHHS-Northeast |  | Defibrillator |  | 142-07416 |  | Katy |  | NE - MED/SURG | [5 empty] | DEFIBRILLATORS |  | DEFIBRILLATOR-Medtronic-Lifepak 20E | DEFIBRILLATOR | Lifepak 20E |  |  |  | Medtronic | Defibrillator |  |  | DEFIBRILLATOR-Medtronic-Lifepak 20E |  |  |  | Covered PM Repair - Biomedical | MHHS-Northeast
NO | NO |  |  |  | 041-16490 |  | Physio-Control, Inc., a division of Medtronic | LIFEPAK 20E |  |  | OPID - (MC) - MEMORIAL CITY - 422 (MP4) | MHHS-OPID |  | Defibrillator |  | 041-16490 |  | West & Memorial City |  | OPID - (MC) - MEMORIAL CITY - 422 (MP4) | [5 empty] | DEFIBRILLATORS |  | DEFIBRILLATOR-Medtronic-Lifepak 20E | DEFIBRILLATOR | Lifepak 20E |  |  |  | Medtronic | Defibrillator |  |  | DEFIBRILLATOR-Medtronic-Lifepak 20E |  |  |  | Covered PM Repair - Biomedical | MHHS-OPID
NO | NO |  |  |  | 145-00197 |  | Physio-Control, Inc., a division of Medtronic | LIFEPAK 20E |  |  | PEARLAND - EMERGENCY CENTER | MHHS-Pearland Hospital |  | Defibrillator |  | 145-00197 |  | Pearland |  | PEARLAND - EMERGENCY CENTER | [5 empty] | DEFIBRILLATORS |  | DEFIBRILLATOR-Medtronic-Lifepak 20E | DEFIBRILLATOR | Lifepak 20E |  |  |  | Medtronic | Defibrillator |  |  | DEFIBRILLATOR-Medtronic-Lifepak 20E |  |  |  | Covered PM Repair - Biomedical | MHHS-Pearland Hospital
NO | NO |  |  |  | 145-00001 |  | Physio-Control, Inc., a division of Medtronic | LIFEPAK 20E |  |  | PEARLAND - MED/SURG | MHHS-Pearland Hospital |  | Defibrillator |  | 145-00001 |  | Pearland |  | PEARLAND - MED/SURG | [5 empty] | DEFIBRILLATORS |  | DEFIBRILLATOR-Medtronic-Lifepak 20E | DEFIBRILLATOR | Lifepak 20E |  |  |  | Medtronic | Defibrillator |  |  | DEFIBRILLATOR-Medtronic-Lifepak 20E |  |  |  | Covered PM Repair - Biomedical | MHHS-Pearland Hospital
NO | NO |  |  |  | 145-00644 |  | Physio-Control, Inc., a division of Medtronic | LIFEPAK 20E |  |  | PEARLAND - REHAB SERVICES | MHHS-Pearland Hospital |  | Defibrillator |  | 145-00644 |  | Pearland |  | PEARLAND - REHAB SERVICES | [5 empty] | DEFIBRILLATORS |  | DEFIBRILLATOR-Medtronic-Lifepak 20E | DEFIBRILLATOR | Lifepak 20E |  |  |  | Medtronic | Defibrillator |  |  | DEFIBRILLATOR-Medtronic-Lifepak 20E |  |  |  | Covered PM Repair - Biomedical | MHHS-Pearland Hospital
NO | NO |  |  |  | 005-10323 |  | Physio-Control, Inc., a division of Medtronic | LIFEPAK 20E |  |  | SE - EMERGENCY CENTER | MHHS-Southeast |  | Defibrillator |  | 005-10323 |  | Southeast & Bay Area |  | SE - EMERGENCY CENTER | [5 empty] | DEFIBRILLATORS |  | DEFIBRILLATOR-Medtronic-Lifepak 20E | DEFIBRILLATOR | Lifepak 20E |  |  |  | Medtronic | Defibrillator |  |  | DEFIBRILLATOR-Medtronic-Lifepak 20E |  |  |  | Not Covered Vendor Only - Biomedical | MHHS-Southeast
NO | NO |  |  |  | 005-11687 |  | Physio-Control, Inc., a division of Medtronic | LIFEPAK 20E |  |  | SE - ICU | MHHS-Southeast |  | Defibrillator |  | 005-11687 |  | Southeast & Bay Area |  | SE - ICU | [5 empty] | DEFIBRILLATORS |  | DEFIBRILLATOR-Medtronic-Lifepak 20E | DEFIBRILLATOR | Lifepak 20E |  |  |  | Medtronic | Defibrillator |  |  | DEFIBRILLATOR-Medtronic-Lifepak 20E |  |  |  | Not Covered Vendor Only - Biomedical | MHHS-Southeast
NO | NO |  |  |  | 005-11689 |  | Physio-Control, Inc., a division of Medtronic | LIFEPAK 20E |  |  | SE - ICU | MHHS-Southeast |  | Defibrillator |  | 005-11689 |  | Southeast & Bay Area |  | SE - ICU | [5 empty] | DEFIBRILLATORS |  | DEFIBRILLATOR-Medtronic-Lifepak 20E | DEFIBRILLATOR | Lifepak 20E |  |  |  | Medtronic | Defibrillator |  |  | DEFIBRILLATOR-Medtronic-Lifepak 20E |  |  |  | Not Covered Vendor Only - Biomedical | MHHS-Southeast
NO | NO |  |  |  | 005-11749 |  | Physio-Control, Inc., a division of Medtronic | LIFEPAK 20E |  |  | SE - ICU | MHHS-Southeast |  | Defibrillator |  | 005-11749 |  | Southeast & Bay Area |  | SE - ICU | [5 empty] | DEFIBRILLATORS |  | DEFIBRILLATOR-Medtronic-Lifepak 20E | DEFIBRILLATOR | Lifepak 20E |  |  |  | Medtronic | Defibrillator |  |  | DEFIBRILLATOR-Medtronic-Lifepak 20E |  |  |  | Not Covered Vendor Only - Biomedical | MHHS-Southeast
NO | NO |  |  |  | 005-12280 |  | Physio-Control, Inc., a division of Medtronic | LIFEPAK 20E |  |  | SE - ICU | MHHS-Southeast |  | Defibrillator |  | 005-12280 |  | Southeast & Bay Area |  | SE - ICU | [5 empty] | DEFIBRILLATORS |  | DEFIBRILLATOR-Medtronic-Lifepak 20E | DEFIBRILLATOR | Lifepak 20E |  |  |  | Medtronic | Defibrillator |  |  | DEFIBRILLATOR-Medtronic-Lifepak 20E |  |  |  | Not Covered Vendor Only - Biomedical | MHHS-Southeast
NO | NO |  |  |  | 005-09345 |  | Physio-Control, Inc., a division of Medtronic | LIFEPAK 20E |  |  | SE - OR | MHHS-Southeast |  | Defibrillator |  | 005-09345 |  | Southeast & Bay Area |  | SE - OR | [5 empty] | DEFIBRILLATORS |  | DEFIBRILLATOR-Medtronic-Lifepak 20E | DEFIBRILLATOR | Lifepak 20E |  |  |  | Medtronic | Defibrillator |  |  | DEFIBRILLATOR-Medtronic-Lifepak 20E |  |  |  | Not Covered Vendor Only - Biomedical | MHHS-Southeast
NO | NO |  |  |  | 005-11688 |  | Physio-Control, Inc., a division of Medtronic | LIFEPAK 20E |  |  | SE - UNIT 3A (IMU) | MHHS-Southeast |  | Defibrillator |  | 005-11688 |  | Southeast & Bay Area |  | SE - UNIT 3A (IMU) | [5 empty] | DEFIBRILLATORS |  | DEFIBRILLATOR-Medtronic-Lifepak 20E | DEFIBRILLATOR | Lifepak 20E |  |  |  | Medtronic | Defibrillator |  |  | DEFIBRILLATOR-Medtronic-Lifepak 20E |  |  |  | Not Covered Vendor Only - Biomedical | MHHS-Southeast
NO | NO |  |  |  | 013-36312 |  | Physio-Control, Inc., a division of Medtronic | LIFEPAK 20E |  |  | SW - ER | MHHS-Southwest |  | Defibrillator |  | 013-36312 |  | Southwest |  | SW - ER | [5 empty] | DEFIBRILLATORS |  | DEFIBRILLATOR-Medtronic-Lifepak 20E | DEFIBRILLATOR | Lifepak 20E |  |  |  | Medtronic | Defibrillator |  |  | DEFIBRILLATOR-Medtronic-Lifepak 20E |  |  |  | Not Covered Vendor Only - Biomedical | MHHS-Southwest
NO | NO |  |  |  | 129-06875 |  | Physio-Control, Inc., a division of Medtronic | LIFEPAK 20E |  |  | SUGAR LAND - EDUCATION | MHHS-Sugarland |  | Defibrillator |  | 129-06875 |  | Sugar Land |  | SUGAR LAND - EDUCATION | [5 empty] | DEFIBRILLATORS |  | DEFIBRILLATOR-Medtronic-Lifepak 20E | DEFIBRILLATOR | Lifepak 20E |  |  |  | Medtronic | Defibrillator |  |  | DEFIBRILLATOR-Medtronic-Lifepak 20E |  |  |  | Covered PM Repair - Biomedical | MHHS-Sugarland
NO | NO |  |  |  | 129-07309 |  | Physio-Control, Inc., a division of Medtronic | LIFEPAK 20E |  |  | SUGAR LAND - EDUCATION | MHHS-Sugarland |  | Defibrillator |  | 129-07309 |  | Sugar Land |  | SUGAR LAND - EDUCATION | [5 empty] | DEFIBRILLATORS |  | DEFIBRILLATOR-Medtronic-Lifepak 20E | DEFIBRILLATOR | Lifepak 20E |  |  |  | Medtronic | Defibrillator |  |  | DEFIBRILLATOR-Medtronic-Lifepak 20E |  |  |  | Covered PM Repair - Biomedical | MHHS-Sugarland
NO | NO |  |  |  | 129-05985 |  | Physio-Control, Inc., a division of Medtronic | LIFEPAK 20E |  |  | SUGAR LAND - MED/SURG - WEST 4TH | MHHS-Sugarland |  | Defibrillator |  | 129-05985 |  | Sugar Land |  | SUGAR LAND - MED/SURG - WEST 4TH | [5 empty] | DEFIBRILLATORS |  | DEFIBRILLATOR-Medtronic-Lifepak 20E | DEFIBRILLATOR | Lifepak 20E |  |  |  | Medtronic | Defibrillator |  |  | DEFIBRILLATOR-Medtronic-Lifepak 20E |  |  |  | Covered PM Repair - Biomedical | MHHS-Sugarland
NO | NO |  |  |  | 069-33631 |  | Physio-Control, Inc., a division of Medtronic | LIFEPAK 20E |  |  | SMR - (TMC) - IRONMAN [MHMP-16FLR] | MHHS-SMR |  | Defibrillator |  | 069-33631 |  | TMC |  | SMR - (TMC) - IRONMAN [MHMP-16FLR] | [5 empty] | DEFIBRILLATORS |  | DEFIBRILLATOR-Medtronic-Lifepak 20E | DEFIBRILLATOR | Lifepak 20E |  |  |  | Medtronic | Defibrillator |  |  | DEFIBRILLATOR-Medtronic-Lifepak 20E |  |  |  | Covered PM Repair - Biomedical | MHHS-SMR
NO | NO |  |  |  | 074-00948 |  | Physio-Control, Inc., a division of Medtronic | LIFEPAK 20E |  |  | TMC - CATH LAB - ADULT (2HVI) | MHHS-TMC |  | Defibrillator |  | 074-00948 |  | TMC |  | TMC - CATH LAB - ADULT (2HVI) | [5 empty] | DEFIBRILLATORS |  | DEFIBRILLATOR-Medtronic-Lifepak 20E | DEFIBRILLATOR | Lifepak 20E |  |  |  | Medtronic | Defibrillator |  |  | DEFIBRILLATOR-Medtronic-Lifepak 20E |  |  |  | Not Covered Vendor Only - Biomedical | MHHS-TMC
NO | NO |  |  |  | 074-00949 |  | Physio-Control, Inc., a division of Medtronic | LIFEPAK 20E |  |  | TMC - CATH LAB - ADULT (2HVI) | MHHS-TMC |  | Defibrillator |  | 074-00949 |  | TMC |  | TMC - CATH LAB - ADULT (2HVI) | [5 empty] | DEFIBRILLATORS |  | DEFIBRILLATOR-Medtronic-Lifepak 20E | DEFIBRILLATOR | Lifepak 20E |  |  |  | Medtronic | Defibrillator |  |  | DEFIBRILLATOR-Medtronic-Lifepak 20E |  |  |  | Not Covered Vendor Only - Biomedical | MHHS-TMC
NO | NO |  |  |  | 069-48417 |  | Physio-Control, Inc., a division of Medtronic | LIFEPAK 20E |  |  | TMC - CATH LAB - PEDI (GHP) | MHHS-TMC |  | Defibrillator |  | 069-48417 |  | TMC |  | TMC - CATH LAB - PEDI (GHP) | [5 empty] | DEFIBRILLATORS |  | DEFIBRILLATOR-Medtronic-Lifepak 20E | DEFIBRILLATOR | Lifepak 20E |  |  |  | Medtronic | Defibrillator |  |  | DEFIBRILLATOR-Medtronic-Lifepak 20E |  |  |  | Covered PM Repair - Biomedical | MHHS-TMC
NO | NO |  |  |  | 069-29442 |  | Physio-Control, Inc., a division of Medtronic | LIFEPAK 20E |  |  | TMC - CHILDRENS - CCN (10HP) | MHHS-TMC |  | Defibrillator |  | 069-29442 |  | TMC |  | TMC - CHILDRENS - CCN (10HP) | [5 empty] | DEFIBRILLATORS |  | DEFIBRILLATOR-Medtronic-Lifepak 20E | DEFIBRILLATOR | Lifepak 20E |  |  |  | Medtronic | Defibrillator |  |  | DEFIBRILLATOR-Medtronic-Lifepak 20E |  |  |  | Covered PM Repair - Biomedical | MHHS-TMC
NO | NO |  |  |  | 069-29440 |  | Physio-Control, Inc., a division of Medtronic | LIFEPAK 20E |  |  | TMC - HERMANN - ADULT ER (1HP) | MHHS-TMC |  | Defibrillator |  | 069-29440 |  | TMC |  | TMC - HERMANN - ADULT ER (1HP) | [5 empty] | DEFIBRILLATORS |  | DEFIBRILLATOR-Medtronic-Lifepak 20E | DEFIBRILLATOR | Lifepak 20E |  |  |  | Medtronic | Defibrillator |  |  | DEFIBRILLATOR-Medtronic-Lifepak 20E |  |  |  | Covered PM Repair - Radiology, Low End | MHHS-TMC
NO | NO |  |  |  | 069-37100 |  | Physio-Control, Inc., a division of Medtronic | LIFEPAK 20E |  |  | TMC - HERMANN - PEDI ER (1HP) | MHHS-TMC |  | Defibrillator |  | 069-37100 |  | TMC |  | TMC - HERMANN - PEDI ER (1HP) | [5 empty] | DEFIBRILLATORS |  | DEFIBRILLATOR-Medtronic-Lifepak 20E | DEFIBRILLATOR | Lifepak 20E |  |  |  | Medtronic | Defibrillator |  |  | DEFIBRILLATOR-Medtronic-Lifepak 20E |  |  |  | Covered PM Repair - Radiology, Low End | MHHS-TMC
NO | NO |  |  |  | 074-01007 |  | Physio-Control, Inc., a division of Medtronic | LIFEPAK 20E |  |  | TMC - HVI - CARDIOLOGY (3HVI) | MHHS-TMC |  | Defibrillator |  | 074-01007 |  | TMC |  | TMC - HVI - CARDIOLOGY (3HVI) | [5 empty] | DEFIBRILLATORS |  | DEFIBRILLATOR-Medtronic-Lifepak 20E | DEFIBRILLATOR | Lifepak 20E |  |  |  | Medtronic | Defibrillator |  |  | DEFIBRILLATOR-Medtronic-Lifepak 20E |  |  |  | Covered PM Repair - Radiology, Low End | MHHS-TMC
NO | NO |  |  |  | 069-36502 |  | Physio-Control, Inc., a division of Medtronic | LIFEPAK 20E |  |  | TMC - MHTMC - CLINICAL ENGINEERING | MHHS-TMC |  | Defibrillator |  | 069-36502 |  | TMC |  | TMC - MHTMC - CLINICAL ENGINEERING | [5 empty] | DEFIBRILLATORS |  | DEFIBRILLATOR-Medtronic-Lifepak 20E | DEFIBRILLATOR | Lifepak 20E |  |  |  | Medtronic | Defibrillator |  |  | DEFIBRILLATOR-Medtronic-Lifepak 20E |  |  |  | Not Covered Vendor Only - Biomedical | MHHS-TMC
NO | NO |  |  |  | 074-05317 |  | Physio-Control, Inc., a division of Medtronic | LIFEPAK 20E |  |  | TMC - MHTMC - CLINICAL ENGINEERING | MHHS-TMC |  | Defibrillator |  | 074-05317 |  | TMC |  | TMC - MHTMC - CLINICAL ENGINEERING | [5 empty] | DEFIBRILLATORS |  | DEFIBRILLATOR-Medtronic-Lifepak 20E | DEFIBRILLATOR | Lifepak 20E |  |  |  | Medtronic | Defibrillator |  |  | DEFIBRILLATOR-Medtronic-Lifepak 20E |  |  |  | Not Covered Vendor Only - Biomedical | MHHS-TMC
NO | NO |  |  |  | 074-00712 |  | Physio-Control, Inc., a division of Medtronic | LIFEPAK 20E |  |  | TMC - MHTMC - RAPID RESPONSE | MHHS-TMC |  | Defibrillator |  | 074-00712 |  | TMC |  | TMC - MHTMC - RAPID RESPONSE | [5 empty] | DEFIBRILLATORS |  | DEFIBRILLATOR-Medtronic-Lifepak 20E | DEFIBRILLATOR | Lifepak 20E |  |  |  | Medtronic | Defibrillator |  |  | DEFIBRILLATOR-Medtronic-Lifepak 20E |  |  |  | Not Covered Vendor Only - Biomedical | MHHS-TMC
NO | NO |  |  |  | 069-28713 |  | Physio-Control, Inc., a division of Medtronic | LIFEPAK 20E |  |  | TMC - PACU - ADULT (2HP) | MHHS-TMC |  | Defibrillator |  | 069-28713 |  | TMC |  | TMC - PACU - ADULT (2HP) | [5 empty] | DEFIBRILLATORS |  | DEFIBRILLATOR-Medtronic-Lifepak 20E | DEFIBRILLATOR | Lifepak 20E |  |  |  | Medtronic | Defibrillator |  |  | DEFIBRILLATOR-Medtronic-Lifepak 20E |  |  |  | Not Covered Vendor Only - Biomedical | MHHS-TMC
NO | NO |  |  |  | 069-28716 |  | Physio-Control, Inc., a division of Medtronic | LIFEPAK 20E |  |  | TMC - PLAZA - ANESTHESIA CLINIC (UTPB, STE 600) | MHHS-TMC |  | Defibrillator |  | 069-28716 |  | TMC |  | TMC - PLAZA - ANESTHESIA CLINIC (UTPB, STE 600) | [5 empty] | DEFIBRILLATORS |  | DEFIBRILLATOR-Medtronic-Lifepak 20E | DEFIBRILLATOR | Lifepak 20E |  |  |  | Medtronic | Defibrillator |  |  | DEFIBRILLATOR-Medtronic-Lifepak 20E |  |  |  | Not Covered Vendor Only - Biomedical | MHHS-TMC
NO | NO |  |  |  | 069-36504 |  | Physio-Control, Inc., a division of Medtronic | LIFEPAK 20E |  |  | TMC - PLAZA - CARDIAC REHAB (UT POB) | MHHS-TMC |  | Defibrillator |  | 069-36504 |  | TMC |  | TMC - PLAZA - CARDIAC REHAB (UT POB) | [5 empty] | DEFIBRILLATORS |  | DEFIBRILLATOR-Medtronic-Lifepak 20E | DEFIBRILLATOR | Lifepak 20E |  |  |  | Medtronic | Defibrillator |  |  | DEFIBRILLATOR-Medtronic-Lifepak 20E |  |  |  | Not Covered Vendor Only - Biomedical | MHHS-TMC
NO | NO |  |  |  | 077-07750 |  | Physio-Control, Inc., a division of Medtronic | LIFEPAK 20E |  |  | TMC - RADIOLOGY - CHILDRENS HOSPITAL (OLD) | MHHS-TMC |  | Defibrillator |  | 077-07750 |  | TMC |  | TMC - RADIOLOGY - CHILDRENS HOSPITAL (OLD) | [5 empty] | DEFIBRILLATORS |  | DEFIBRILLATOR-Medtronic-Lifepak 20E | DEFIBRILLATOR | Lifepak 20E |  |  |  | Medtronic | Defibrillator |  |  | DEFIBRILLATOR-Medtronic-Lifepak 20E |  |  |  | Not Covered Vendor Only - Biomedical | MHHS-TMC
NO | NO |  |  |  | 029-10890 |  | Physio-Control, Inc., a division of Medtronic | LIFEPAK 20E |  |  | WOODLANDS - CATH LAB | MHHS-Woodlands |  | Defibrillator |  | 029-10890 |  | Woodlands |  | WOODLANDS - CATH LAB | [5 empty] | DEFIBRILLATORS |  | DEFIBRILLATOR-Medtronic-Lifepak 20E | DEFIBRILLATOR | Lifepak 20E |  |  |  | Medtronic | Defibrillator |  |  | DEFIBRILLATOR-Medtronic-Lifepak 20E |  |  |  | Covered PM Repair - Biomedical | MHHS-Woodlands
NO | NO |  |  |  | 029-32066 |  | Physio-Control, Inc., a division of Medtronic | LIFEPAK 20E |  |  | WOODLANDS - ER | MHHS-Woodlands |  | Defibrillator |  | 029-32066 |  | Woodlands |  | WOODLANDS - ER | [5 empty] | DEFIBRILLATORS |  | DEFIBRILLATOR-Medtronic-Lifepak 20E | DEFIBRILLATOR | Lifepak 20E |  |  |  | Medtronic | Defibrillator |  |  | DEFIBRILLATOR-Medtronic-Lifepak 20E |  |  |  | Covered PM Repair - Biomedical | MHHS-Woodlands
NO | NO |  |  |  | 029-01772 |  | Physio-Control, Inc., a division of Medtronic | LIFEPAK 500 |  |  | OPID - (WDLS) - SPRING CCC - 440 | MHHS-OPID |  | Defibrillator, AED |  | 029-01772 |  | Woodlands |  | OPID - (WDLS) - SPRING CCC - 440 | [5 empty] | DEFIBRILLATORS |  | DEFIBRILLATORAED-Medtronic-LIFEPAK 500 | DEFIBRILLATORAED | LIFEPAK 500 |  |  |  | Medtronic | Defibrillator, AED |  |  | DEFIBRILLATORAED-Medtronic-LIFEPAK 500 |  |  |  | Covered PM Repair - Biomedical | MHHS-OPID
NO | YES |  |  |  | 929-01427 | 929-01427 | Physio-Control, Inc., a division of Medtronic | LUCAS 2 |  |  | MH MG-(NE)-Summer Creek CCC | MHHS-Summer Creek CCC |  | Resuscitator |  | 929-01427 | 929-01427 | Katy | MHHS-MG | MH MG-(NE)-Summer Creek CCC | Treatment room 8 | 7/1/19 | 7/1/20 |  |  | RESUSCITATORS, CARDIAC | Resuscitator | RESUSCITATOR-Jolife AB-Lucas 2 | RESUSCITATOR | Lucas 2 |  |  |  | Jolife AB | Resuscitator |  |  | RESUSCITATOR-Jolife AB-Lucas 2 |  |  |  | Not Covered Vendor Only - Biomedical | MHHS-Summer Creek CCC | [8 empty] | RESUSCITATOR | Resuscitator | Jolife AB
NO | YES |  |  |  | 583-01288 | 583-01288 | Physio-Control, Inc., a division of Medtronic | LUCAS 2 |  | 3015B770 | KT CCC-(KY)-Emergency Room | MHHS-South Katy CCC |  | Resuscitator |  | 583-01288 | 583-01288 | Katy | MHHS-Others | KT CCC-(KY)-Emergency Room | Exam 6 | 5/1/19 | 5/1/20 |  |  | RESUSCITATORS, CARDIAC | Resuscitator | RESUSCITATOR-Jolife AB-Lucas 2 | RESUSCITATOR | Lucas 2 |  |  |  | Jolife AB | Resuscitator |  |  | RESUSCITATOR-Jolife AB-Lucas 2 |  |  |  | Not Covered Vendor Only - Biomedical | MHHS-South Katy CCC | [8 empty] | RESUSCITATOR | Resuscitator | Jolife AB
NO | YES |  |  |  | 069-39966 | 069-39966 | Physio-Control, Inc., a division of Medtronic | LUCAS 2 |  | 3014A539 | TMC-Hermann-Life Flight (11Hp) | MHHS-TMC |  | Resuscitator |  | 069-39966 | 069-39966 | TMC | MHHS-TMC | TMC-Hermann-Life Flight (11Hp) |  | 8/20/19 |  |  |  | RESUSCITATORS, CARDIAC | Resuscitator | RESUSCITATOR-Jolife AB-Lucas 2 | RESUSCITATOR | Lucas 2 |  |  |  | Jolife AB | Resuscitator |  |  | RESUSCITATOR-Jolife AB-Lucas 2 |  |  |  | Covered PM Repair - Biomedical | MHHS-TMC | [8 empty] | RESUSCITATOR | Resuscitator | Jolife AB
NO | NO |  |  |  | 041-19912 |  | Physio-Control, Inc., a division of Medtronic | LUCAS 2 |  | 3015F207 | CY - ER | MHHS-Cypress |  | Resuscitator |  | 041-19912 |  | Northwest & Cypress |  | CY - ER | [5 empty] | RESUSCITATORS, CARDIAC |  | RESUSCITATOR-Jolife AB-Lucas 2 | RESUSCITATOR | Lucas 2 |  |  |  | Jolife AB | Resuscitator |  |  | RESUSCITATOR-Jolife AB-Lucas 2 |  |  |  | Not Covered Vendor Only - Biomedical | MHHS-Cypress
NO | NO |  |  |  | 069-39968 |  | Physio-Control, Inc., a division of Medtronic | LUCAS 2 |  | 3014 A542 | TMC - HERMANN - LIFE FLIGHT (11HP) | MHHS-TMC |  | Resuscitator |  | 069-39968 |  | TMC |  | TMC - HERMANN - LIFE FLIGHT (11HP) | [5 empty] | RESUSCITATORS, CARDIAC |  | RESUSCITATOR-Jolife AB-Lucas 2 | RESUSCITATOR | Lucas 2 |  |  |  | Jolife AB | Resuscitator |  |  | RESUSCITATOR-Jolife AB-Lucas 2 |  |  |  | Covered PM Repair - Biomedical | MHHS-TMC
NO | NO |  |  |  | 069-39970 |  | Physio-Control, Inc., a division of Medtronic | LUCAS 2 |  | 3014 A499 | TMC - HERMANN - LIFE FLIGHT (11HP) | MHHS-TMC |  | Resuscitator |  | 069-39970 |  | TMC |  | TMC - HERMANN - LIFE FLIGHT (11HP) | [5 empty] | RESUSCITATORS, CARDIAC |  | RESUSCITATOR-Jolife AB-Lucas 2 | RESUSCITATOR | Lucas 2 |  |  |  | Jolife AB | Resuscitator |  |  | RESUSCITATOR-Jolife AB-Lucas 2 |  |  |  | Not Covered Vendor Only - Biomedical | MHHS-TMC
NO | NO |  |  |  | 069-39971 |  | Physio-Control, Inc., a division of Medtronic | LUCAS 2 |  | 3014 A540 | TMC - HERMANN - LIFE FLIGHT (11HP) | MHHS-TMC |  | Resuscitator |  | 069-39971 |  | TMC |  | TMC - HERMANN - LIFE FLIGHT (11HP) | [5 empty] | RESUSCITATORS, CARDIAC |  | RESUSCITATOR-Jolife AB-Lucas 2 | RESUSCITATOR | Lucas 2 |  |  |  | Jolife AB | Resuscitator |  |  | RESUSCITATOR-Jolife AB-Lucas 2 |  |  |  | Not Covered Vendor Only - Biomedical | MHHS-TMC
NO | NO |  |  |  | 069-41619 |  | Physio-Control, Inc., a division of Medtronic | LUCAS 2 |  | 3014A538 | TMC - HERMANN - LIFE FLIGHT (11HP) | MHHS-TMC |  | Resuscitator |  | 069-41619 |  | TMC |  | TMC - HERMANN - LIFE FLIGHT (11HP) | [5 empty] | RESUSCITATORS, CARDIAC |  | RESUSCITATOR-Jolife AB-Lucas 2 | RESUSCITATOR | Lucas 2 |  |  |  | Jolife AB | Resuscitator |  |  | RESUSCITATOR-Jolife AB-Lucas 2 |  |  |  | Not Covered Vendor Only - Biomedical | MHHS-TMC
NO | NO |  |  |  | 069-41623 |  | Physio-Control, Inc., a division of Medtronic | LUCAS 2 |  | 3014A541 | TMC - HERMANN - LIFE FLIGHT (11HP) | MHHS-TMC |  | Resuscitator |  | 069-41623 |  | TMC |  | TMC - HERMANN - LIFE FLIGHT (11HP) | [5 empty] | RESUSCITATORS, CARDIAC |  | RESUSCITATOR-Jolife AB-Lucas 2 | RESUSCITATOR | Lucas 2 |  |  |  | Jolife AB | Resuscitator |  |  | RESUSCITATOR-Jolife AB-Lucas 2 |  |  |  | Not Covered Vendor Only - Biomedical | MHHS-TMC
NO | NO |  |  |  | 009-10403 |  | Physio-Control, Inc., a division of Medtronic | LUCAS 3 |  |  | GH - ER | MHHS-Greater Heights |  | Resuscitator |  | 009-10403 |  | Central & Greater Heights |  | GH - ER | [5 empty] | RESUSCITATORS, CARDIAC |  | RESUSCITATOR-Physio-Control-Lucas 3 | RESUSCITATOR | Lucas 3 |  |  |  | Physio-Control | Resuscitator |  | RESUSCITATOR-Physio-Control-Lucas 3 |  |  |  |  | Not Covered Vendor Only - Biomedical | MHHS-Greater Heights
NO | NO |  |  |  | 009-10404 |  | Physio-Control, Inc., a division of Medtronic | LUCAS 3 |  |  | GH - ICU | MHHS-Greater Heights |  | Resuscitator |  | 009-10404 |  | Central & Greater Heights |  | GH - ICU | [5 empty] | RESUSCITATORS, CARDIAC |  | RESUSCITATOR-Physio-Control-Lucas 3 | RESUSCITATOR | Lucas 3 |  |  |  | Physio-Control | Resuscitator |  | RESUSCITATOR-Physio-Control-Lucas 3 |  |  |  |  | Not Covered Vendor Only - Biomedical | MHHS-Greater Heights
NO | NO |  |  |  | 069-37564 |  | Physio-Control, Inc., a division of Medtronic | REDI-CHARGE |  |  | TMC - HERMANN - LIFE FLIGHT (11HP) | MHHS-TMC |  |  |  | 069-37564 |  | TMC |  | TMC - HERMANN - LIFE FLIGHT (11HP) | [5 empty] | BATTERIES, EXTERNAL DEFIBRILLATOR |  | .needs class | [5 empty] | Physio-Control | [7 empty] | Not Covered Vendor Only - Biomedical | MHHS-TMC
NO | NO |  |  |  | 069-37565 |  | Physio-Control, Inc., a division of Medtronic | REDI-CHARGE |  |  | TMC - HERMANN - LIFE FLIGHT (11HP) | MHHS-TMC |  |  |  | 069-37565 |  | TMC |  | TMC - HERMANN - LIFE FLIGHT (11HP) | [5 empty] | BATTERIES, EXTERNAL DEFIBRILLATOR |  | .needs class | [5 empty] | Physio-Control | [7 empty] | Not Covered Vendor Only - Biomedical | MHHS-TMC
NO | NO |  |  |  | 069-37566 |  | Physio-Control, Inc., a division of Medtronic | REDI-CHARGE |  |  | TMC - HERMANN - LIFE FLIGHT (11HP) | MHHS-TMC |  |  |  | 069-37566 |  | TMC |  | TMC - HERMANN - LIFE FLIGHT (11HP) | [5 empty] | BATTERIES, EXTERNAL DEFIBRILLATOR |  | .needs class | [5 empty] | Physio-Control | [7 empty] | Not Covered Vendor Only - Biomedical | MHHS-TMC
NO | NO |  |  |  | 069-37567 |  | Physio-Control, Inc., a division of Medtronic | REDI-CHARGE |  |  | TMC - HERMANN - LIFE FLIGHT (11HP) | MHHS-TMC |  |  |  | 069-37567 |  | TMC |  | TMC - HERMANN - LIFE FLIGHT (11HP) | [5 empty] | BATTERIES, EXTERNAL DEFIBRILLATOR |  | .needs class | [5 empty] | Physio-Control | [7 empty] | Covered PM Repair - Biomedical | MHHS-TMC
NO | NO |  |  |  | 069-37568 |  | Physio-Control, Inc., a division of Medtronic | REDI-CHARGE |  |  | TMC - HERMANN - LIFE FLIGHT (11HP) | MHHS-TMC |  |  |  | 069-37568 |  | TMC |  | TMC - HERMANN - LIFE FLIGHT (11HP) | [5 empty] | BATTERIES, EXTERNAL DEFIBRILLATOR |  | .needs class | [5 empty] | Physio-Control | [7 empty] | Covered PM Repair - Biomedical | MHHS-TMC
NO | NO |  |  |  | 069-37569 |  | Physio-Control, Inc., a division of Medtronic | REDI-CHARGE |  |  | TMC - HERMANN - LIFE FLIGHT (11HP) | MHHS-TMC |  |  |  | 069-37569 |  | TMC |  | TMC - HERMANN - LIFE FLIGHT (11HP) | [5 empty] | BATTERIES, EXTERNAL DEFIBRILLATOR |  | .needs class | [5 empty] | Physio-Control | [7 empty] | Covered PM Repair - Biomedical | MHHS-TMC
NO | NO |  |  |  | 069-39958 |  | Physio-Control, Inc., a division of Medtronic | REDI-CHARGE |  |  | TMC - HERMANN - LIFE FLIGHT (11HP) | MHHS-TMC |  |  |  | 069-39958 |  | TMC |  | TMC - HERMANN - LIFE FLIGHT (11HP) | [5 empty] | BATTERIES, EXTERNAL DEFIBRILLATOR |  | .needs class | [5 empty] | Physio-Control | [7 empty] | Covered PM Repair - Biomedical | MHHS-TMC
NO | NO |  |  |  | 069-39959 |  | Physio-Control, Inc., a division of Medtronic | REDI-CHARGE |  |  | TMC - HERMANN - LIFE FLIGHT (11HP) | MHHS-TMC |  |  |  | 069-39959 |  | TMC |  | TMC - HERMANN - LIFE FLIGHT (11HP) | [5 empty] | BATTERIES, EXTERNAL DEFIBRILLATOR |  | .needs class | [5 empty] | Physio-Control | [7 empty] | Covered PM Repair - Biomedical | MHHS-TMC
NO | YES | Asset Tag 000-03834 |  |  | 000-03834 | 000-03834 | PhysioMill | Treadmill |  |  | Katy - 1st Floor Rehab |  |  |  |  | 000-03834 | 000-03834 | Katy | Memorial Hermann Katy Hospital | Katy - 1st Floor Rehab | Katy - 1st Floor Rehab | 3/1/19 | 3/1/20
NO | NO |  |  |  | 041-05934 |  | Picker International Inc | X-RAY VIEW LIGHT |  | 041-05934 | MEMORIAL CITY - OUTPATIENT SURGERY | MHHS-Mem City |  |  |  | 041-05934 |  | West & Memorial City |  | MEMORIAL CITY - OUTPATIENT SURGERY | [5 empty] | VIEW BOXES, X-RAY |  | .needs class | [5 empty] | PICKER | [7 empty] | Covered PM Repair - Biomedical | MHHS-Mem City
YES | YES |  |  |  | 005-06988 | 005-06988 | Pigg-O-STAT | Pigg- O-Stat |  |  | SE - EMERGENCY CENTER |  |  |  |  | 005-06988 | 005-06988 | Southeast | Memorial Hermann Southeast Hospital | SE - EMERGENCY CENTER | ED Rad rm |  |  |  | No pm needed
YES | YES |  |  |  | 041-02220 | 041-02220 | Pilling Weck |  |  | PD 000165 | MEMORIAL CITY - MEMORIAL CITY 10TH FLOOR STORAGE |  |  |  |  | 041-02220 | 041-02220 | West | MEMORIAL CITY - MEMORIAL HERMANN HOSPITAL | MEMORIAL CITY - MEMORIAL CITY 10TH FLOOR STORAGE | 10th floor storage |  |  |  | No pm sticker
NO | NO | [5 empty] | Pilling Weck Co A Teleflex Co | LUMINATOR |  |  | TMC - OR - ROBERTSON (2R) | MHHS-TMC |  | Light Source, Fiberoptic |  |  |  | TMC |  | TMC - OR - ROBERTSON (2R) | [5 empty] | LIGHT SOURCES, FIBEROPTIC |  | LIGHTSOURCEFIBEROPT-NARCO-Luminator | LIGHTSOURCEFIBEROPT | Luminator |  |  |  | NARCO | Light Source, Fiberoptic |  |  | LIGHTSOURCEFIBEROPT-NARCO-Luminator |  |  |  | Covered PM Repair - Biomedical | MHHS-TMC
NO | YES |  |  |  | 099-12163 | 099-12163 | Pintler medical | PM1183 |  | PM1183 | Biomed shop |  |  |  |  | 099-12163 | 099-12163 | TMC | Memorial Hermann-Texas Medical Center | Biomed shop | Biomed shop | 7/1/19 |  | 1/1/20
NO | YES |  |  |  | 041-18411 | 041-18411 | Pintler Medical | PPWS-001 |  | PM1080 | OR | MHHS-Mem City |  |  |  | 041-18411 | 041-18411 | West | Memorial Hermann - Memorial City | OR | E2 Room 300 Storage/Equipment Room |  |  |  |  | WARMING/COOLING UNITS, PATIENT |  | .needs class | [13 empty] | Covered PM Repair - Biomedical | MHHS-Mem City
NO | YES |  |  |  | 005-12142 | 005-12142 | Pintler Medical | PPWS-001 |  | PM1548 | SE-OR | MHHS-Southeast |  |  |  | 005-12142 | 005-12142 | Southeast | MHHS-Southeast | SE-OR | Biomed | 8/1/19 |  | 8/1/20 |  | WARMING/COOLING UNITS, PATIENT |  | .needs class | [13 empty] | Covered PM Repair - Biomedical | MHHS-Southeast
NO | YES |  |  |  | 069-41639 | 069-41639 | Pintler Medical | PPWS-001 |  | PM1186 | TMC-OR-CVOR (7Hvi) | MHHS-TMC |  |  |  | 069-41639 | 069-41639 | TMC | MHHS-TMC | TMC-OR-CVOR (7Hvi) | Cv OR 1 | 3/1/19 |  |  |  | WARMING/COOLING UNITS, PATIENT |  | .needs class | [13 empty] | Covered PM Repair - Biomedical | MHHS-TMC
NO | YES |  |  |  | 069-41105 | 069-41105 | Pintler Medical | PPWS-001 |  | PM1243 | TMC-Sarofim 2-OR | MHHS-TMC |  |  |  | 069-41105 | 069-41105 | TMC | MHHS-TMC | TMC-Sarofim 2-OR | OR 40 | 3/1/20 |  | 3/1/21 |  | WARMING/COOLING UNITS, PATIENT |  | .needs class | [13 empty] | Covered PM Repair - Biomedical | MHHS-TMC
YES | YES |  |  |  | 069-41645 | 069-41645 | Pintler Medical | PPWS-001 |  | PM1185 | TMC - OR - CVOR (7HVI) |  |  |  |  | 069-41645 | 069-41645 | TMC | Memorial Hermann Heart | TMC - OR - CVOR (7HVI) | OR 4
NO | NO |  |  |  | 041-17086 |  | Pintler Medical | PPWS-001 |  | PM1079 | MEMORIAL CITY - MOR | MHHS-Mem City |  |  |  | 041-17086 |  | West & Memorial City |  | MEMORIAL CITY - MOR | [5 empty] | WARMING/COOLING UNITS, PATIENT |  | .needs class | [13 empty] | Covered PM Repair - Biomedical | MHHS-Mem City
NO | NO |  |  |  | 005-12143 |  | Pintler Medical | PPWS-001 |  | PM1549 | SE - OR | MHHS-Southeast |  |  |  | 005-12143 |  | Southeast & Bay Area |  | SE - OR | [5 empty] | WARMING/COOLING UNITS, PATIENT |  | .needs class | [13 empty] | Covered PM Repair - Biomedical | MHHS-Southeast
YES | YES |  |  |  | 1727F3 | 1727F3 | Pixium | FE 3543 EZ |  | 1727F3 | SUGARLAND - RADIOLOGY |  |  |  |  | 1727F3 | 1727F3 | West | MHHS-SUGARLAND | SUGARLAND - RADIOLOGY | Hallway
YES | YES |  |  |  | 1520TZ | 1520TZ | Pixium | FE 3543 EZ |  | 1520TZ | Memorial City- Radiology |  |  |  |  | 1520TZ | 1520TZ | West | Memorial City - Memorial Hermann Hospital | Memorial City- Radiology | Radiology 3
YES | YES |  |  |  | 1637BB | 1637BB | Pixium | FE 3543 pR |  | 1637BB | SUGAR LAND - RADIOLOGY |  |  |  |  | 1637BB | 1637BB | West | MHHS-Sugarland | SUGAR LAND - RADIOLOGY | W1:239
YES | YES | Serial Number Cnf |  |  | 029-07984 | 029-07984 | Pixium | FE 3543 pR |  | CNF | WOODLANDS-RADIOLOGY |  |  |  |  | 029-07984 | 029-07984 | Woodlands | MHHS-WOODLANDS | WOODLANDS-RADIOLOGY | XRay Rm 4
YES | YES | Asset Tag 069-37732 |  |  | 069-37732 | 069-37732 | Planar System | PL2011MBK |  |  | Memorial Hermann- T exas Medical Center Childrens OR |  |  |  |  | 069-37732 | 069-37732 |  | TCM | Memorial Hermann- T exas Medical Center Childrens OR | Nurse station
YES | YES | Asset Tag 069-37732 |  |  | 069-37732 | 069-37732 | Planar system | PL2011MBK |  | AM824F06515 | Memorial Hermann- T exas Medical Center Childrens OR |  |  |  |  | 069-37732 | 069-37732 |  | TCM | Memorial Hermann- T exas Medical Center Childrens OR | Nurse station | 4/1/20 |  |  | No PM Sticker
YES | YES |  |  |  | 099-14988 | 099-14988 | Planar Systems Inc |  |  |  | SW - Biomed |  |  |  |  | 099-14988 | 099-14988 | Southwest | Memorial Hermann Southwest Hospital | SW - Biomed | Biomed
YES | YES |  |  |  | 151-04865 | 151-04865 | Planar Systems Inc | PL2010M |  | AJ744F22195 | Biomed Dept |  |  |  |  | 151-04865 | 151-04865 | West | Memorial Hermann Memorial City Medical Center | Biomed Dept | Biomed Dept |  |  |  | Not In Use/Extra Monitor
NO | NO | [5 empty] | Planar Systems Inc. | D6015TM |  | M0022PN1240105 | TMC - HERMANN - STICU (3HP) | MHHS-TMC | [5 empty] | TMC |  | TMC - HERMANN - STICU (3HP) | [5 empty] | MONITORS, VIDEO |  | .needs class | [5 empty] | Planar | [7 empty] | Covered PM Repair - Biomedical | MHHS-TMC
NO | NO | [5 empty] | Planar Systems Inc. | D6015TM |  | M0022PN1240193 | TMC - MHTMC - CLINICAL ENGINEERING | MHHS-TMC | [5 empty] | TMC |  | TMC - MHTMC - CLINICAL ENGINEERING | [5 empty] | MONITORS, VIDEO |  | .needs class | [5 empty] | Planar | [7 empty] | Covered ES - Biomedical | MHHS-TMC
NO | NO | [5 empty] | Planar Systems Inc. | D6015TM |  | L087004842 | TMC - OR - ANESTHESIA (OLD) | MHHS-TMC | [5 empty] | TMC |  | TMC - OR - ANESTHESIA (OLD) | [5 empty] | MONITORS, VIDEO |  | .needs class | [5 empty] | Planar | [7 empty] | Covered PM Repair - Biomedical | MHHS-TMC
NO | NO | [5 empty] | Planar Systems Inc. | D6015TM |  | L087004810 | TMC - OR - PEDI OR (2R) | MHHS-TMC | [5 empty] | TMC |  | TMC - OR - PEDI OR (2R) | [5 empty] | MONITORS, VIDEO |  | .needs class | [5 empty] | Planar | [7 empty] | Covered PM Repair - Biomedical | MHHS-TMC
NO | NO | [5 empty] | Planar Systems Inc. | D6015TM |  | L087004852 | TMC - OR - PEDI OR (2R) | MHHS-TMC | [5 empty] | TMC |  | TMC - OR - PEDI OR (2R) | [5 empty] | MONITORS, VIDEO |  | .needs class | [5 empty] | Planar | [7 empty] | Covered PM Repair - Biomedical | MHHS-TMC
NO | NO | [5 empty] | Planar Systems Inc. | D6015TM |  | L087004829 | TMC - OR - PEDI OR (2R) | MHHS-TMC | [5 empty] | TMC |  | TMC - OR - PEDI OR (2R) | [5 empty] | MONITORS, VIDEO |  | .needs class | [5 empty] | Planar | [7 empty] | Covered PM Repair - Biomedical | MHHS-TMC
NO | NO | [5 empty] | Planar Systems Inc. | D6015TM |  | L087004942 | TMC - OR - PEDI OR (2R) | MHHS-TMC | [5 empty] | TMC |  | TMC - OR - PEDI OR (2R) | [5 empty] | MONITORS, VIDEO |  | .needs class | [5 empty] | Planar | [7 empty] | Covered PM Repair - Biomedical | MHHS-TMC
NO | NO | [5 empty] | Planar Systems Inc. | D6015TM |  | L087004937 | TMC - OR - PEDI OR (2R) | MHHS-TMC | [5 empty] | TMC |  | TMC - OR - PEDI OR (2R) | [5 empty] | MONITORS, VIDEO |  | .needs class | [5 empty] | Planar | [7 empty] | Covered PM Repair - Biomedical | MHHS-TMC
NO | NO | [5 empty] | Planar Systems Inc. | D6015TM |  | L087004941 | TMC - OR - PEDI OR (2R) | MHHS-TMC | [5 empty] | TMC |  | TMC - OR - PEDI OR (2R) | [5 empty] | MONITORS, VIDEO |  | .needs class | [5 empty] | Planar | [7 empty] | Covered PM Repair - Biomedical | MHHS-TMC
NO | NO | [5 empty] | Planar Systems Inc. | D6015TM |  | L087004817 | TMC - OR - PEDI OR (2R) | MHHS-TMC | [5 empty] | TMC |  | TMC - OR - PEDI OR (2R) | [5 empty] | MONITORS, VIDEO |  | .needs class | [5 empty] | Planar | [7 empty] | Covered PM Repair - Biomedical | MHHS-TMC
NO | NO | [5 empty] | Planar Systems Inc. | D6015TM |  | L087004825 | TMC - OR - PEDI OR (2R) | MHHS-TMC | [5 empty] | TMC |  | TMC - OR - PEDI OR (2R) | [5 empty] | MONITORS, VIDEO |  | .needs class | [5 empty] | Planar | [7 empty] | Covered PM Repair - Biomedical | MHHS-TMC
NO | NO | [5 empty] | Planar Systems Inc. | D6015TM |  | L087004837 | TMC - OR - PEDI OR (2R) | MHHS-TMC | [5 empty] | TMC |  | TMC - OR - PEDI OR (2R) | [5 empty] | MONITORS, VIDEO |  | .needs class | [5 empty] | Planar | [7 empty] | Covered PM Repair - Biomedical | MHHS-TMC
NO | NO | [5 empty] | Planar Systems Inc. | D6015TM |  | L087004836 | TMC - OR - PEDI OR (2R) | MHHS-TMC | [5 empty] | TMC |  | TMC - OR - PEDI OR (2R) | [5 empty] | MONITORS, VIDEO |  | .needs class | [5 empty] | Planar | [7 empty] | Covered PM Repair - Biomedical | MHHS-TMC
NO | NO | [5 empty] | Planar Systems Inc. | D6015TM |  | L087003261 | WOODLANDS - OR | MHHS-Woodlands | [5 empty] | Woodlands |  | WOODLANDS - OR | [5 empty] | MONITORS, VIDEO |  | .needs class | [5 empty] | Planar | [7 empty] | Covered PM Repair - Biomedical | MHHS-Woodlands
NO | NO |  |  |  | 009-05229 |  | Planar Systems Inc. | PCT2785 |  | PL520HYS00052 | GH - CARDIAC REHAB | MHHS-Greater Heights |  | Monitor, Video |  | 009-05229 |  | Central & Greater Heights |  | GH - CARDIAC REHAB | [5 empty] | MONITORS, VIDEO |  | MONITORVIDEO-PLANAR-PCT2785 | MONITORVIDEO | PCT2785 |  |  |  | PLANAR | Monitor, Video |  | MONITORVIDEO-PLANAR-PCT2785 |  |  |  |  | Not Covered Vendor Only - Biomedical | MHHS-Greater Heights
NO | YES |  |  |  | 077-08173 | 077-08173 | Planar Systems Inc. | PL1910M |  | PL439LR400137 | TMC-Children's-NICU/SCU (8Hp) | MHHS-TMC |  | Monitor, Video |  | 077-08173 | 077-08173 | TMC | MHHS-TMC | TMC-Children's-NICU/SCU (8Hp) |  | 1/4/18 |  |  |  | MONITORS, VIDEO |  | MONITORVIDEO-Planar-PL1910M | MONITORVIDEO | PL1910M |  |  |  | Planar | Monitor, Video |  | MONITORVIDEO-Planar-PL1910M |  | 11/11/12 | Verified 3/30/2020 4:07pm (Central) |  | Covered PM Repair - Biomedical | MHHS-TMC
NO | YES |  |  |  | 077-06723 | 077-06723 | Planar Systems Inc. | PLL1910M |  | PL425LR400635 | TMC-Children's-NICU/SCU (8Hp) | MHHS-TMC |  |  |  | 077-06723 | 077-06723 | TMC | MHHS-TMC | TMC-Children's-NICU/SCU (8Hp) |  | 3/29/18 |  |  |  | MONITORS, VIDEO |  | MONITORVIDEO-Planar-PL1910M |  |  |  |  | MONITORVIDEO-Planar-PL1910M | Planar | [5 empty] | Verified 3/30/2020 4:07pm (Central) |  | Covered PM Repair - Biomedical | MHHS-TMC
NO | YES |  |  |  | 077-06728 | 077-06728 | Planar Systems Inc. | PLL1910M |  | PL425LR00062 | TMC-Children's-NICU/SCU (8Hp) | MHHS-TMC |  |  |  | 077-06728 | 077-06728 | TMC | MHHS-TMC | TMC-Children's-NICU/SCU (8Hp) |  | 1/7/18 |  |  |  | MONITORS, VIDEO |  | MONITORVIDEO-Planar-PL1910M |  |  |  |  | MONITORVIDEO-Planar-PL1910M | Planar |  |  |  |  | 12/26/20 | Verified 3/30/2020 4:07pm (Central) |  | No Coverage Specified | MHHS-TMC
NO | YES |  |  |  | 077-08064 | 077-08064 | Planar Systems Inc. | PLL1910M |  | PL425LR400092 | TMC-Children's-NICU/SCU (8Hp) | MHHS-TMC |  |  |  | 077-08064 | 077-08064 | TMC | MHHS-TMC | TMC-Children's-NICU/SCU (8Hp) |  | 1/7/18 |  |  |  | MONITORS, VIDEO |  | MONITORVIDEO-Planar-PL1910M |  |  |  |  | MONITORVIDEO-Planar-PL1910M | Planar |  |  |  |  | 5/13/20 | Verified 3/30/2020 4:07pm (Central) |  | Not Covered Vendor Only - Biomedical | MHHS-TMC
NO | YES |  |  |  | 077-08065 | 077-08065 | Planar Systems Inc. | PLL1910M |  | PL425LR400434 | TMC-Children's-NICU/SCU (8Hp) | MHHS-TMC |  |  |  | 077-08065 | 077-08065 | TMC | MHHS-TMC | TMC-Children's-NICU/SCU (8Hp) |  | 1/7/18 |  |  |  | MONITORS, VIDEO |  | MONITORVIDEO-Planar-PL1910M |  |  |  |  | MONITORVIDEO-Planar-PL1910M | Planar | [5 empty] | Verified 3/30/2020 4:07pm (Central) |  | Covered PM Repair - Biomedical | MHHS-TMC
NO | YES |  |  |  | 077-08066 | 077-08066 | Planar Systems Inc. | PLL1910M |  | PL425LR400543 | TMC-Children's-NICU/SCU (8Hp) | MHHS-TMC |  |  |  | 077-08066 | 077-08066 | TMC | MHHS-TMC | TMC-Children's-NICU/SCU (8Hp) |  | 1/4/18 |  |  |  | MONITORS, VIDEO |  | MONITORVIDEO-Planar-PL1910M |  |  |  |  | MONITORVIDEO-Planar-PL1910M | Planar |  |  |  |  | 8/1/13 | Verified 3/30/2020 4:07pm (Central) |  | Covered PM Repair - Biomedical | MHHS-TMC
NO | YES |  |  |  | 077-08082 | 077-08082 | Planar Systems Inc. | PLL1910M |  | PL350L1400411 | TMC-Children's-NICU/SCU (8Hp) | MHHS-TMC |  |  |  | 077-08082 | 077-08082 | TMC | MHHS-TMC | TMC-Children's-NICU/SCU (8Hp) |  | 1/7/18 |  |  |  | MONITORS, VIDEO |  | MONITORVIDEO-Planar-PL1910M |  |  |  |  | MONITORVIDEO-Planar-PL1910M | Planar |  |  |  |  | 8/1/13 | Verified 3/30/2020 4:07pm (Central) |  | Covered PM Repair - Biomedical | MHHS-TMC
NO | YES |  |  |  | 077-08086 | 077-08086 | Planar Systems Inc. | PLL1910M |  | PL425LR400053 | TMC-Children's-NICU/SCU (8Hp) | MHHS-TMC |  |  |  | 077-08086 | 077-08086 | TMC | MHHS-TMC | TMC-Children's-NICU/SCU (8Hp) |  | 1/9/18 |  |  |  | MONITORS, VIDEO |  | MONITORVIDEO-Planar-PL1910M |  |  |  |  | MONITORVIDEO-Planar-PL1910M | Planar |  |  |  |  | 8/1/16 | Verified 3/30/2020 4:07pm (Central) |  | Covered PM Repair - Biomedical | MHHS-TMC
NO | YES |  |  |  | 077-08087 | 077-08087 | Planar Systems Inc. | PLL1910M |  | PL425LR400480 | TMC-Children's-NICU/SCU (8Hp) | MHHS-TMC |  |  |  | 077-08087 | 077-08087 | TMC | MHHS-TMC | TMC-Children's-NICU/SCU (8Hp) |  | 1/4/18 |  |  |  | MONITORS, VIDEO |  | MONITORVIDEO-Planar-PL1910M |  |  |  |  | MONITORVIDEO-Planar-PL1910M | Planar |  |  |  |  | 6/6/15 | Verified 3/30/2020 4:07pm (Central) |  | Covered PM Repair - Biomedical | MHHS-TMC
NO | YES |  |  |  | 077-09053 | 077-09053 | Planar Systems Inc. | PLL1910M |  | PL425LR400357 | TMC-Children's-NICU/SCU (8Hp) | MHHS-TMC |  |  |  | 077-09053 | 077-09053 | TMC | MHHS-TMC | TMC-Children's-NICU/SCU (8Hp) |  | 1/5/18 |  |  |  | MONITORS, VIDEO |  | MONITORVIDEO-Planar-PL1910M |  |  |  |  | MONITORVIDEO-Planar-PL1910M | Planar |  |  |  |  | 8/20/15 | Verified 3/30/2020 4:07pm (Central) |  | Covered PM Repair - Biomedical | MHHS-TMC
NO | YES |  |  |  | 077-09582 | 077-09582 | Planar Systems Inc. | PLL1910M |  | PL634LRS00055 | TMC-Children's-NICU/SCU (8Hp) | MHHS-TMC |  |  |  | 077-09582 | 077-09582 | TMC | MHHS-TMC | TMC-Children's-NICU/SCU (8Hp) | [5 empty] | MONITORS, VIDEO |  | MONITORVIDEO-Planar-PL1910M |  |  |  |  | MONITORVIDEO-Planar-PL1910M | Planar | [5 empty] | Verified 3/30/2020 4:07pm (Central) |  | Covered PM Repair - Biomedical | MHHS-TMC
NO | YES |  |  |  | 077-09832 | 077-09832 | Planar Systems Inc. | PLL1910M |  | PL652LRS00729 | TMC-Children's-NICU/SCU (8Hp) | MHHS-TMC |  |  |  | 077-09832 | 077-09832 | TMC | MHHS-TMC | TMC-Children's-NICU/SCU (8Hp) | [5 empty] | MONITORS, VIDEO |  | MONITORVIDEO-Planar-PL1910M |  |  |  |  | MONITORVIDEO-Planar-PL1910M | Planar | [5 empty] | (null) |  | Covered PM Repair - Biomedical | MHHS-TMC
NO | YES |  |  |  | 077-10040 | 077-10040 | Planar Systems Inc. | PLL1910M |  | PL425LR400588 | TMC-Children's-NICU/SCU (8Hp) | MHHS-TMC |  |  |  | 077-10040 | 077-10040 | TMC | MHHS-TMC | TMC-Children's-NICU/SCU (8Hp) | [5 empty] | MONITORS, VIDEO |  | MONITORVIDEO-Planar-PL1910M |  |  |  |  | MONITORVIDEO-Planar-PL1910M | Planar | [5 empty] | Verified 3/30/2020 4:07pm (Central) |  | Covered PM Repair - Biomedical | MHHS-TMC
NO | YES |  |  |  | 077-09231 | 077-09231 | Planar Systems Inc. | PLL1910M |  | PL532LRS00523 | TMC-Children's-PICU (9Hp) | MHHS-TMC |  |  |  | 077-09231 | 077-09231 | TMC | MHHS-TMC | TMC-Children's-PICU (9Hp) |  | 4/12/19 |  |  |  | MONITORS, VIDEO |  | MONITORVIDEO-Planar-PL1910M |  |  |  |  | MONITORVIDEO-Planar-PL1910M | Planar | [5 empty] | Verified 3/30/2020 4:07pm (Central) |  | Covered PM Repair - Biomedical | MHHS-TMC
NO | YES |  |  |  | 077-09234 | 077-09234 | Planar Systems Inc. | PLL1910M |  | PL532LRS00522 | TMC-Children's-PICU (9Hp) | MHHS-TMC |  |  |  | 077-09234 | 077-09234 | TMC | MHHS-TMC | TMC-Children's-PICU (9Hp) |  | 4/12/19 |  |  |  | MONITORS, VIDEO |  | MONITORVIDEO-Planar-PL1910M |  |  |  |  | MONITORVIDEO-Planar-PL1910M | Planar |  |  |  |  | 11/20/18 | Verified 3/30/2020 4:07pm (Central) |  | Covered PM Repair - Biomedical | MHHS-TMC
NO | YES |  |  |  | 077-09252 | 077-09252 | Planar Systems Inc. | PLL1910M |  | PL532LRS00527 | TMC-Children's-PICU (9Hp) | MHHS-TMC |  |  |  | 077-09252 | 077-09252 | TMC | MHHS-TMC | TMC-Children's-PICU (9Hp) |  | 4/12/19 |  |  |  | MONITORS, VIDEO |  | MONITORVIDEO-Planar-PL1910M |  |  |  |  | MONITORVIDEO-Planar-PL1910M | Planar | [5 empty] | Verified 3/30/2020 4:07pm (Central) |  | Covered PM Repair - Biomedical | MHHS-TMC
NO | YES |  |  |  | 077-09253 | 077-09253 | Planar Systems Inc. | PLL1910M |  | PL532LRS00535 | TMC-Children's-PICU (9Hp) | MHHS-TMC |  |  |  | 077-09253 | 077-09253 | TMC | MHHS-TMC | TMC-Children's-PICU (9Hp) |  | 4/12/19 |  |  |  | MONITORS, VIDEO |  | MONITORVIDEO-Planar-PL1910M |  |  |  |  | MONITORVIDEO-Planar-PL1910M | Planar |  |  |  |  | 6/13/17 | Verified 3/30/2020 4:07pm (Central) |  | Covered PM Repair - Biomedical | MHHS-TMC
NO | YES |  |  |  | 077-09254 | 077-09254 | Planar Systems Inc. | PLL1910M |  | PL532LRS00518 | TMC-Children's-PICU (9Hp) | MHHS-TMC |  |  |  | 077-09254 | 077-09254 | TMC | MHHS-TMC | TMC-Children's-PICU (9Hp) |  | 4/12/19 |  |  |  | MONITORS, VIDEO |  | MONITORVIDEO-Planar-PL1910M |  |  |  |  | MONITORVIDEO-Planar-PL1910M | Planar |  |  |  |  | 4/15/09 | Verified 3/30/2020 4:07pm (Central) |  | Covered PM Repair - Biomedical | MHHS-TMC
NO | YES |  |  |  | 077-09255 | 077-09255 | Planar Systems Inc. | PLL1910M |  | PL532LRS00510 | TMC-Children's-PICU (9Hp) | MHHS-TMC |  |  |  | 077-09255 | 077-09255 | TMC | MHHS-TMC | TMC-Children's-PICU (9Hp) |  | 4/12/19 |  |  |  | MONITORS, VIDEO |  | MONITORVIDEO-Planar-PL1910M |  |  |  |  | MONITORVIDEO-Planar-PL1910M | Planar | [5 empty] | Verified 3/30/2020 4:07pm (Central) |  | Covered PM Repair - Biomedical | MHHS-TMC
NO | YES |  |  |  | 077-09256 | 077-09256 | Planar Systems Inc. | PLL1910M |  | PL532LRS00547 | TMC-Children's-PICU (9Hp) | MHHS-TMC |  |  |  | 077-09256 | 077-09256 | TMC | MHHS-TMC | TMC-Children's-PICU (9Hp) |  | 4/12/19 |  |  |  | MONITORS, VIDEO |  | MONITORVIDEO-Planar-PL1910M |  |  |  |  | MONITORVIDEO-Planar-PL1910M | Planar |  |  |  |  | 4/15/09 | Verified 3/30/2020 4:07pm (Central) |  | Covered PM Repair - Biomedical | MHHS-TMC
NO | YES |  |  |  | 077-09774 | 077-09774 | Planar Systems Inc. | PLL1910M |  | PL728NRS00804 | TMC-Children's-PICU (9Hp) | MHHS-TMC |  |  |  | 077-09774 | 077-09774 | TMC | MHHS-TMC | TMC-Children's-PICU (9Hp) |  | 1/30/18 |  |  |  | MONITORS, VIDEO |  | MONITORVIDEO-Planar-PL1910M |  |  |  |  | MONITORVIDEO-Planar-PL1910M | Planar |  |  |  |  | 1/22/14 | Verified 3/30/2020 4:07pm (Central) |  | Covered PM Repair - Biomedical | MHHS-TMC
NO | YES |  |  |  | 077-09901 | 077-09901 | Planar Systems Inc. | PLL1910M |  | PL728NRS00824 | TMC-Children's-PICU (9Hp) | MHHS-TMC |  |  |  | 077-09901 | 077-09901 | TMC | MHHS-TMC | TMC-Children's-PICU (9Hp) |  | 1/30/18 |  |  |  | MONITORS, VIDEO |  | MONITORVIDEO-Planar-PL1910M |  |  |  |  | MONITORVIDEO-Planar-PL1910M | Planar |  |  |  |  | 1/22/14 | Verified 3/30/2020 4:07pm (Central) |  | Covered PM Repair - Biomedical | MHHS-TMC
NO | YES |  |  |  | 077-09902 | 077-09902 | Planar Systems Inc. | PLL1910M |  | PL728NRS00771 | TMC-Children's-PICU (9Hp) | MHHS-TMC |  |  |  | 077-09902 | 077-09902 | TMC | MHHS-TMC | TMC-Children's-PICU (9Hp) | [5 empty] | MONITORS, VIDEO |  | MONITORVIDEO-Planar-PL1910M |  |  |  |  | MONITORVIDEO-Planar-PL1910M | Planar |  |  |  |  | 3/1/13 | (null) |  | Covered PM Repair - Biomedical | MHHS-TMC
NO | YES |  |  |  | 077-09905 | 077-09905 | Planar Systems Inc. | PLL1910M |  | PL728NRS00812 | PICU | MHHS-TMC |  |  |  | 077-09905 | 077-09905 | TMC | Memorial Hermann- Texas Medical Center | PICU | Children Hospital PICU | 1/1/18 |  |  | No PM Sticker | MONITORS, VIDEO |  | MONITORVIDEO-Planar-PL1910M |  |  |  |  | MONITORVIDEO-Planar-PL1910M | Planar |  |  |  |  | 10/1/14 |  |  | Covered PM Repair - Biomedical | MHHS-TMC
NO | YES |  |  |  | 077-09906 | 077-09906 | Planar Systems Inc. | PLL1910M |  | PL728NRS00829 | TMC-Children's-PICU (9Hp) | MHHS-TMC |  |  |  | 077-09906 | 077-09906 | TMC | MHHS-TMC | TMC-Children's-PICU (9Hp) |  | 1/30/18 |  |  |  | MONITORS, VIDEO |  | MONITORVIDEO-Planar-PL1910M |  |  |  |  | MONITORVIDEO-Planar-PL1910M | Planar | [5 empty] | Verified 3/30/2020 4:07pm (Central) |  | Covered PM Repair - Biomedical | MHHS-TMC
NO | YES |  |  |  | 077-09907 | 077-09907 | Planar Systems Inc. | PLL1910M |  | PL728NRS00826 | PICU | MHHS-TMC |  |  |  | 077-09907 | 077-09907 | TMC | Memorial Hermann- Texas Medical Center | PICU | Children Hospital PICU | 1/1/18 |  |  | No PM Sticker | MONITORS, VIDEO |  | MONITORVIDEO-Planar-PL1910M |  |  |  |  | MONITORVIDEO-Planar-PL1910M | Planar |  |  |  |  | 1/1/05 |  |  | Covered PM Repair - Biomedical | MHHS-TMC
NO | YES |  |  |  | 077-09908 | 077-09908 | Planar Systems Inc. | PLL1910M |  | PL728NRS00459 | TMC-Children's-PICU (9Hp) | MHHS-TMC |  |  |  | 077-09908 | 077-09908 | TMC | MHHS-TMC | TMC-Children's-PICU (9Hp) |  | 1/30/18 |  |  |  | MONITORS, VIDEO |  | MONITORVIDEO-Planar-PL1910M |  |  |  |  | MONITORVIDEO-Planar-PL1910M | Planar | [5 empty] | Verified 3/30/2020 4:07pm (Central) |  | Covered PM Repair - Biomedical | MHHS-TMC
NO | YES |  |  |  | 077-09909 | 077-09909 | Planar Systems Inc. | PLL1910M |  | PL728NRS00802 | TMC-Children's-PICU (9Hp) | MHHS-TMC |  |  |  | 077-09909 | 077-09909 | TMC | MHHS-TMC | TMC-Children's-PICU (9Hp) |  | 1/30/18 |  |  |  | MONITORS, VIDEO |  | MONITORVIDEO-Planar-PL1910M |  |  |  |  | MONITORVIDEO-Planar-PL1910M | Planar |  |  |  |  | 6/19/19 | Verified 3/30/2020 4:07pm (Central) |  | Covered PM Repair - Biomedical | MHHS-TMC
NO | YES |  |  |  | 077-09910 | 077-09910 | Planar Systems Inc. | PLL1910M |  | PL728NRS00825 | TMC-Children's-PICU (9Hp) | MHHS-TMC |  |  |  | 077-09910 | 077-09910 | TMC | MHHS-TMC | TMC-Children's-PICU (9Hp) |  | 1/30/18 |  |  |  | MONITORS, VIDEO |  | MONITORVIDEO-Planar-PL1910M |  |  |  |  | MONITORVIDEO-Planar-PL1910M | Planar |  |  |  |  | 6/19/19 | Verified 3/30/2020 4:07pm (Central) |  | Covered PM Repair - Biomedical | MHHS-TMC
NO | YES |  |  |  | 077-09911 | 077-09911 | Planar Systems Inc. | PLL1910M |  | PL728NRS00256 | TMC-Children's-PICU (9Hp) | MHHS-TMC |  |  |  | 077-09911 | 077-09911 | TMC | MHHS-TMC | TMC-Children's-PICU (9Hp) |  | 1/30/18 |  |  |  | MONITORS, VIDEO |  | MONITORVIDEO-Planar-PL1910M |  |  |  |  | MONITORVIDEO-Planar-PL1910M | Planar |  |  |  |  | 6/19/19 | (null) |  | Covered PM Repair - Biomedical | MHHS-TMC
NO | YES |  |  |  | 077-09912 | 077-09912 | Planar Systems Inc. | PLL1910M |  | PL728NRS00090 | TMC-Children's-PICU (9Hp) | MHHS-TMC |  |  |  | 077-09912 | 077-09912 | TMC | MHHS-TMC | TMC-Children's-PICU (9Hp) |  | 1/30/18 |  |  |  | MONITORS, VIDEO |  | MONITORVIDEO-Planar-PL1910M |  |  |  |  | MONITORVIDEO-Planar-PL1910M | Planar | [5 empty] | Verified 3/30/2020 4:07pm (Central) |  | Covered PM Repair - Biomedical | MHHS-TMC
NO | YES |  |  |  | 077-09913 | 077-09913 | Planar Systems Inc. | PLL1910M |  | PL728NRS00279 | TMC-Children's-PICU (9Hp) | MHHS-TMC |  |  |  | 077-09913 | 077-09913 | TMC | MHHS-TMC | TMC-Children's-PICU (9Hp) |  | 1/30/18 |  |  |  | MONITORS, VIDEO |  | MONITORVIDEO-Planar-PL1910M |  |  |  |  | MONITORVIDEO-Planar-PL1910M | Planar |  |  |  |  | 3/1/13 | Verified 3/30/2020 4:07pm (Central) |  | Covered PM Repair - Biomedical | MHHS-TMC
NO | YES |  |  |  | 077-09914 | 077-09914 | Planar Systems Inc. | PLL1910M |  | PL728NRS00296 | TMC-Children's-PICU (9Hp) | MHHS-TMC |  |  |  | 077-09914 | 077-09914 | TMC | MHHS-TMC | TMC-Children's-PICU (9Hp) |  | 1/30/18 |  |  |  | MONITORS, VIDEO |  | MONITORVIDEO-Planar-PL1910M |  |  |  |  | MONITORVIDEO-Planar-PL1910M | Planar |  |  |  |  | 4/1/17 | Verified 3/30/2020 4:07pm (Central) |  | Covered PM Repair - Radiology, Low End | MHHS-TMC
NO | YES |  |  |  | 077-09915 | 077-09915 | Planar Systems Inc. | PLL1910M |  | PL728NRS00819 | TMC-Children's-PICU (9Hp) | MHHS-TMC |  |  |  | 077-09915 | 077-09915 | TMC | MHHS-TMC | TMC-Children's-PICU (9Hp) |  | 1/30/18 |  |  |  | MONITORS, VIDEO |  | MONITORVIDEO-Planar-PL1910M |  |  |  |  | MONITORVIDEO-Planar-PL1910M | Planar |  |  |  |  | 4/1/17 | Verified 3/30/2020 4:07pm (Central) |  | Covered PM Repair - Radiology, Low End | MHHS-TMC
NO | YES |  |  |  | 077-09916 | 077-09916 | Planar Systems Inc. | PLL1910M |  | PL728NRS00830 | TMC-Children's-PICU (9Hp) | MHHS-TMC |  |  |  | 077-09916 | 077-09916 | TMC | MHHS-TMC | TMC-Children's-PICU (9Hp) |  | 1/30/18 |  |  |  | MONITORS, VIDEO |  | MONITORVIDEO-Planar-PL1910M |  |  |  |  | MONITORVIDEO-Planar-PL1910M | Planar | [5 empty] | Verified 3/30/2020 4:07pm (Central) |  | Covered PM Repair - Biomedical | MHHS-TMC
NO | YES |  |  |  | 077-09917 | 077-09917 | Planar Systems Inc. | PLL1910M |  | PL728NRS00822 | TMC-Children's-PICU (9Hp) | MHHS-TMC |  |  |  | 077-09917 | 077-09917 | TMC | MHHS-TMC | TMC-Children's-PICU (9Hp) |  | 1/30/18 |  |  |  | MONITORS, VIDEO |  | MONITORVIDEO-Planar-PL1910M |  |  |  |  | MONITORVIDEO-Planar-PL1910M | Planar |  |  |  |  | 10/2/19 | Verified 3/30/2020 4:07pm (Central) |  | Covered PM Repair - Biomedical | MHHS-TMC
NO | YES |  |  |  | 077-09918 | 077-09918 | Planar Systems Inc. | PLL1910M |  | PL728NRS00828 | TMC-Children's-PICU (9Hp) | MHHS-TMC |  |  |  | 077-09918 | 077-09918 | TMC | MHHS-TMC | TMC-Children's-PICU (9Hp) |  | 1/30/18 |  |  |  | MONITORS, VIDEO |  | MONITORVIDEO-Planar-PL1910M |  |  |  |  | MONITORVIDEO-Planar-PL1910M | Planar | [5 empty] | Verified 3/30/2020 4:07pm (Central) |  | Covered PM Repair - Biomedical | MHHS-TMC
NO | YES |  |  |  | 077-09919 | 077-09919 | Planar Systems Inc. | PLL1910M |  | PL728NRS00815 | TMC-Children's-PICU (9Hp) | MHHS-TMC |  |  |  | 077-09919 | 077-09919 | TMC | MHHS-TMC | TMC-Children's-PICU (9Hp) |  | 1/30/18 |  |  |  | MONITORS, VIDEO |  | MONITORVIDEO-Planar-PL1910M |  |  |  |  | MONITORVIDEO-Planar-PL1910M | Planar |  |  |  |  | 9/30/19 | Verified 3/30/2020 4:07pm (Central) |  | Not Covered Vendor Only - Biomedical | MHHS-TMC
NO | YES |  |  |  | 077-08068 | 077-08068 | Planar Systems Inc. | PLL1910M |  | PL425R400199 | TMC-Children's-RCW (8Hp) | MHHS-TMC |  |  |  | 077-08068 | 077-08068 | TMC | MHHS-TMC | TMC-Children's-RCW (8Hp) |  | 1/4/18 |  |  |  | MONITORS, VIDEO |  | MONITORVIDEO-Planar-PL1910M |  |  |  |  | MONITORVIDEO-Planar-PL1910M | Planar | [5 empty] | Verified 3/30/2020 4:07pm (Central) |  | Covered PM Repair - Biomedical | MHHS-TMC
NO | YES |  |  |  | 077-08120 | 077-08120 | Planar Systems Inc. | PLL1910M |  | PL441LRS00838 | TMC-Children's-RCW (8Hp) | MHHS-TMC |  |  |  | 077-08120 | 077-08120 | TMC | MHHS-TMC | TMC-Children's-RCW (8Hp) |  | 1/5/18 |  |  |  | MONITORS, VIDEO |  | MONITORVIDEO-Planar-PL1910M |  |  |  |  | MONITORVIDEO-Planar-PL1910M | Planar | [5 empty] | Verified 3/30/2020 4:07pm (Central) |  | Covered PM Repair - Biomedical | MHHS-TMC
NO | YES |  |  |  | 077-08131 | 077-08131 | Planar Systems Inc. | PLL1910M |  | PL425LR400011 | TMC-Children's-RCW (8Hp) | MHHS-TMC |  |  |  | 077-08131 | 077-08131 | TMC | MHHS-TMC | TMC-Children's-RCW (8Hp) |  | 1/3/18 |  |  |  | MONITORS, VIDEO |  | MONITORVIDEO-Planar-PL1910M |  |  |  |  | MONITORVIDEO-Planar-PL1910M | Planar |  |  |  |  | 3/1/13 | Verified 3/30/2020 4:07pm (Central) |  | Covered PM Repair - Biomedical | MHHS-TMC
NO | YES |  |  |  | 077-09173 | 077-09173 | Planar Systems Inc. | PLL1910M |  | PL542LRS00586 | TMC-Children's-RCW (8Hp) | MHHS-TMC |  |  |  | 077-09173 | 077-09173 | TMC | MHHS-TMC | TMC-Children's-RCW (8Hp) |  | 1/3/18 |  |  |  | MONITORS, VIDEO |  | MONITORVIDEO-Planar-PL1910M |  |  |  |  | MONITORVIDEO-Planar-PL1910M | Planar |  |  |  |  | 3/1/13 | Verified 3/30/2020 4:07pm (Central) |  | Covered PM Repair - Biomedical | MHHS-TMC
NO | YES |  |  |  | 077-09900 | 077-09900 | Planar Systems Inc. | PLL1910M |  | PL625LRS00236 | TMC-Children's-RCW (8Hp) | MHHS-TMC |  |  |  | 077-09900 | 077-09900 | TMC | MHHS-TMC | TMC-Children's-RCW (8Hp) |  | 10/22/18 |  |  |  | MONITORS, VIDEO |  | MONITORVIDEO-Planar-PL1910M |  |  |  |  | MONITORVIDEO-Planar-PL1910M | Planar | [5 empty] | Verified 3/30/2020 4:07pm (Central) |  | Covered PM Repair - Biomedical | MHHS-TMC
NO | NO |  |  |  | 077-09811 |  | Planar Systems Inc. | PLL1910M |  | PL728NRS00820 | TMC - CHILDRENS - CSC (9HP) | MHHS-TMC |  |  |  | 077-09811 |  | TMC |  | TMC - CHILDRENS - CSC (9HP) | [5 empty] | MONITORS, VIDEO |  | MONITORVIDEO-Planar-PL1910M |  |  |  |  | MONITORVIDEO-Planar-PL1910M | Planar | [7 empty] | Not Covered Vendor Only - Biomedical | MHHS-TMC
NO | NO |  |  |  | 077-09815 |  | Planar Systems Inc. | PLL1910M |  | PL728NRS00272 | TMC - CHILDRENS - CSC (9HP) | MHHS-TMC |  |  |  | 077-09815 |  | TMC |  | TMC - CHILDRENS - CSC (9HP) | [5 empty] | MONITORS, VIDEO |  | MONITORVIDEO-Planar-PL1910M |  |  |  |  | MONITORVIDEO-Planar-PL1910M | Planar | [7 empty] | Not Covered Vendor Only - Biomedical | MHHS-TMC
NO | NO |  |  |  | 077-08083 |  | Planar Systems Inc. | PLL1910M |  | PL350L1400407 | TMC - CHILDRENS - NICU/SCU (8HP) | MHHS-TMC |  |  |  | 077-08083 |  | TMC |  | TMC - CHILDRENS - NICU/SCU (8HP) | [5 empty] | MONITORS, VIDEO |  | MONITORVIDEO-Planar-PL1910M |  |  |  |  | MONITORVIDEO-Planar-PL1910M | Planar | [7 empty] | Covered PM Repair - Biomedical | MHHS-TMC
NO | NO |  |  |  | 077-09248 |  | Planar Systems Inc. | PLL1910M |  | PL425LR400180 | TMC - CHILDRENS - NICU/SCU (8HP) | MHHS-TMC |  |  |  | 077-09248 |  | TMC |  | TMC - CHILDRENS - NICU/SCU (8HP) | [5 empty] | MONITORS, VIDEO |  | MONITORVIDEO-Planar-PL1910M |  |  |  |  | MONITORVIDEO-Planar-PL1910M | Planar | [7 empty] | Covered PM Repair - Biomedical | MHHS-TMC
NO | NO |  |  |  | 077-08017 |  | Planar Systems Inc. | PLL1910M |  | PL350L1400402 | TMC - CHILDRENS - RCW (8HP) | MHHS-TMC |  |  |  | 077-08017 |  | TMC |  | TMC - CHILDRENS - RCW (8HP) | [5 empty] | MONITORS, VIDEO |  | MONITORVIDEO-Planar-PL1910M |  |  |  |  | MONITORVIDEO-Planar-PL1910M | Planar | [7 empty] | Covered PM Repair - Biomedical | MHHS-TMC
NO | NO |  |  |  | 077-09048 |  | Planar Systems Inc. | PLL1910M |  | PL425LR400315 | TMC - CHILDRENS - RCW (8HP) | MHHS-TMC |  |  |  | 077-09048 |  | TMC |  | TMC - CHILDRENS - RCW (8HP) | [5 empty] | MONITORS, VIDEO |  | MONITORVIDEO-Planar-PL1910M |  |  |  |  | MONITORVIDEO-Planar-PL1910M | Planar | [7 empty] | Covered PM Repair - Biomedical | MHHS-TMC
NO | YES |  |  |  | 077-10042 | 077-10042 | Planar Systems Inc. | PLL1911M |  | PL634LR00052 | TMC-Children's-NICU (7Hp) | MHHS-TMC |  |  |  | 077-10042 | 077-10042 | TMC | MHHS-TMC | TMC-Children's-NICU (7Hp) |  | 12/17/19 |  |  |  | MONITORS, VIDEO |  | .needs class | [5 empty] | Planar |  |  |  |  | 9/30/19 | Verified 3/30/2020 4:07pm (Central) |  | Not Covered Vendor Only - Biomedical | MHHS-TMC
NO | YES |  |  |  | 077-09584 | 077-09584 | Planar Systems Inc. | PLL1911M |  | PLL34LRS00038 | TMC-Children's-NICU/SCU (8Hp) | MHHS-TMC |  |  |  | 077-09584 | 077-09584 | TMC | MHHS-TMC | TMC-Children's-NICU/SCU (8Hp) | [5 empty] | MONITORS, VIDEO |  | .needs class | [5 empty] | Planar | [5 empty] | Verified 3/30/2020 4:07pm (Central) |  | Covered PM Repair - Biomedical | MHHS-TMC
NO | YES |  |  |  | 077-09777 | 077-09777 | Planar Systems Inc. | PLL1911M |  | PL652LRS00810 | TMC-Children's-NICU/SCU (8Hp) | MHHS-TMC |  |  |  | 077-09777 | 077-09777 | TMC | MHHS-TMC | TMC-Children's-NICU/SCU (8Hp) | [5 empty] | MONITORS, VIDEO |  | .needs class | [5 empty] | Planar |  |  |  |  | 3/1/13 | Verified 3/30/2020 4:07pm (Central) |  | Covered PM Repair - Biomedical | MHHS-TMC
NO | YES |  |  |  | 142-06922 | 142-06922 | Planar Systems Inc. | PLL2210MW |  | PL625LT501258 | NE-ER | MHHS-Northeast |  |  |  | 142-06922 | 142-06922 | Katy | MHHS-Northeast | NE-ER | Nurses station | 5/1/19 | 5/1/20 |  |  | MONITORS, CENTRAL STATION |  | .needs class | [5 empty] | Planar |  |  |  |  | 3/1/13 |  |  | Covered PM Repair - Biomedical | MHHS-Northeast
NO | YES |  |  |  | 142-06923 | 142-06923 | Planar Systems Inc. | PLL2210MW |  | PL625LT501091 | NE-ER | MHHS-Northeast |  |  |  | 142-06923 | 142-06923 | Katy | MHHS-Northeast | NE-ER | Nurses station | 5/1/19 | 5/1/20 |  |  | MONITORS, CENTRAL STATION |  | .needs class | [5 empty] | Planar |  |  |  |  | 3/1/13 |  |  | Covered PM Repair - Biomedical | MHHS-Northeast
NO | NO |  |  |  | 009-09601 |  | Planar Systems Inc. | VS17SXAD |  | J13C017719 | GH - OR ANESTHESIA | MHHS-Greater Heights |  |  |  | 009-09601 |  | Central & Greater Heights |  | GH - OR ANESTHESIA | [5 empty] | MONITORS, VIDEO |  | .needs class | [5 empty] | Planar | [7 empty] | Covered PM Repair - Biomedical | MHHS-Greater Heights
NO | YES | [5 empty] | Planmeca Oy | PROLINE XC |  | XC430474 | Woodlands-Radiology | MHHS-Woodlands |  | Radiographic Unit, Dental, Panoramic |  |  |  | Woodlands | MHHS-Woodlands | Woodlands-Radiology |  | 9/1/19 |  |  |  | X-RAY FILM PROCESSORS, AUTOMATIC | Radiographic Unit, Dental, Panoramic | RADIOGRAPHICUNITDENTPANO-Planmeca Inc-Proline Xc | RADIOGRAPHICUNITDENTPANO | Proline Xc |  |  |  | Planmeca Inc | Radiographic Unit, Dental, Panoramic |  | RADIOGRAPHICUNITDENTPANO-Planmeca Inc-Proline Xc |  |  |  |  | Covered PM Repair - Respiratory/Steriliz | MHHS-Woodlands | [8 empty] | RADIOGRAPHICUNITDENTPANO | Radiographic Unit, Dental, Panoramic | Planmeca Inc
NO | NO |  |  |  | R-069-DENTAL |  | Planmeca Oy | PROMAX PX-1001 |  | RPX251384 | TMC - RADIOLOGY - HERMANN PAVILION | MHHS-TMC |  |  |  | R-069-DENTAL |  | TMC |  | TMC - RADIOLOGY - HERMANN PAVILION | [5 empty] | RADIOGRAPHIC UNITS, DENTAL |  | .needs class | [5 empty] | Planmeca Inc | [7 empty] | Covered PM Repair - Biomedical | MHHS-TMC
NO | YES |  |  |  | 069-22568 | 069-42568 | Pneumex, Inc. | ParaPAC plus 310 |  |  | Serfan 8th floor med surge |  |  |  |  | 069-22568 | 069-42568 | TMC | Memorial Hermman Texas Medical Center | Serfan 8th floor med surge | Nurse station
NO | NO |  |  |  | 029-12282 |  | Pneumex, Inc. | PNEUWEIGHT |  | PDW020416 | SMR - (WDLS) - MED PLAZA 4 (MP4) | MHHS-SMR |  |  |  | 029-12282 |  | Woodlands |  | SMR - (WDLS) - MED PLAZA 4 (MP4) | [5 empty] | WEIGHTS, BALANCE, PRECISION |  | .needs class | [5 empty] | PNEUMEX | [7 empty] | Covered PM Repair - Biomedical | MHHS-SMR
NO | NO |  |  |  | 041-17653 |  | Pneumex, Inc. | PNEUWEIGHT |  |  | TIRR - MEMORIAL CITY | MHHS-TIRR |  |  |  | 041-17653 |  | West & Memorial City |  | TIRR - MEMORIAL CITY | [5 empty] | WEIGHTS, BALANCE, PRECISION |  | .needs class | [5 empty] | PNEUMEX | [7 empty] | Covered PM Repair - Biomedical | MHHS-TIRR
YES | YES | Serial Number S10142-26 |  |  |  | 099-08022 | PNUMBRA |  |  | S10142-26 | WOODLANDS - PCU5 | [5 empty] | 099-08022 | Woodlands | Herman woodland hospital | WOODLANDS - PCU5 | Cath lab 2 | 3/1/20
NO | YES |  |  |  | 000-04306 |  | Pollenex A Rival Co. | F175 |  |  | SMR - (SE) - BEAUMONT | MHHS-SMR |  | Bath, Whirlpool |  | 000-04306 |  | Southeast & Bay Area |  | SMR - (SE) - BEAUMONT |  | 09/06/2019 |  |  |  | BATHS, WHIRLPOOL |  | BATHWHIRLPOOL-Pollenex-F-175 | BATHWHIRLPOOL | F-175 |  |  |  | Pollenex | Bath, Whirlpool |  |  | BATHWHIRLPOOL-Pollenex-F-175 |  |  |  | Covered PM Repair - Biomedical | MHHS-SMR
YES | YES |  |  |  | 099-13129 | 099-13129 | Polymedco | OC-Auto 80 micro |  | 08UL0394 | SW-Lab |  |  |  |  | 099-13129 | 099-13129 | Southwest | Memorial Hermann Southwest Hospital Emergency Center | SW-Lab | Microbiology
NO | YES |  |  |  | 029-08921 | 029-08921 | Polymedco Inc. | SEDIMAT 60 |  |  | Woodlands-Laboratory | MHHS-Woodlands |  | Analyzer, Hematology |  | 029-08921 | 029-08921 | Woodlands | MHHS-Woodlands | Woodlands-Laboratory | Lab | 12/1/16 |  |  |  | SEDIMENTATION RATE UNITS | Analyzer, Hematology | ANALYZERHEMATOLOGY-POLYMEDCO-SEDIMAT 60 | ANALYZERHEMATOLOGY | SEDIMAT 60 |  |  |  | POLYMEDCO | Analyzer, Hematology |  | ANALYZERHEMATOLOGY-POLYMEDCO-SEDIMAT 60 |  |  |  | AH-A | Covered PM Repair - Biomedical | MHHS-Woodlands | [8 empty] | ANALYZERHEMATOLOGY | Analyzer, Hematology | POLYMEDCO
NO | NO |  |  |  | 005-06868 |  | Polymedco Inc. | SJ-1200 |  |  | SE - LABORATORY | MHHS-Southeast |  | Analyzer, Hematology |  | 005-06868 |  | Southeast & Bay Area |  | SE - LABORATORY | [5 empty] | SEDIMENTATION RATE UNITS |  | ANALYZERHEMATOLOGY-POLYMEDCO-SJ-1200 | ANALYZERHEMATOLOGY | SJ-1200 |  |  |  | POLYMEDCO | Analyzer, Hematology |  | ANALYZERHEMATOLOGY-POLYMEDCO-SJ-1200 |  |  |  |  | Covered PM Repair - Biomedical | MHHS-Southeast
NO | YES |  |  |  | 133-08502 | 133-08502 | Polymedco Inc. | V2.8 |  | SJ-1200 | Katy-Laboratory | MHHS-Katy |  |  |  | 133-08502 | 133-08502 | Katy | MHHS-Katy | Katy-Laboratory | Lab | 1/1/20 | 1/1/21 |  |  | TIMERS |  | .needs class | [5 empty] | POLYMEDCO |  |  |  |  | 7/10/22 |  |  | Not Covered Vendor Only - Biomedical | MHHS-Katy
YES | YES |  |  |  | 151-04961 | 151-04961 | Polymer technology systems inc | CardioChek |  |  | Farfield suite 100 |  |  |  |  | 151-04961 | 151-04961 | Northwest | Memorial Hermann Cypress Hospital | Farfield suite 100 | C1 124
YES | YES |  |  |  | 02969-1217 | 02969-1217 | Portable Therapeutix | Squid Model One |  | 02969-1217 | Gym |  |  |  |  | 02969-1217 | 02969-1217 | Katy | Memorial Hermann Sports Medicine | Gym | Gym Floor
YES | YES |  |  |  | 925-01890 | 925-01890 | Porter Instr | Tracer III |  |  | MHOSH - 3RD FLOOR |  |  |  |  | 925-01890 | 925-01890 | Central | Memorial Hermann orthopedic and spine | MHOSH - 3RD FLOOR | MHOSH - 3RD FLOOR
NO | YES |  |  |  | 029-11834 | 029-11834 | Porter Instrument Company, Inc. | NITRONOX |  | NXHD-1531 | Woodlands-Birth Center | MHHS-Woodlands |  | N2O Delivery System |  | 029-11834 | 029-11834 | Woodlands | MHHS-Woodlands | Woodlands-Birth Center | Birth Center |  |  |  |  | OXYGEN CONCENTRATORS | N2O Delivery System | N2ODELIVERYSYS-OhmedaMedical-Nitronox | N2ODELIVERYSYS | Nitronox |  |  |  | Ohmeda Med | N2O Delivery System |  |  | N2ODELIVERYSYS-OhmedaMedical-Nitronox | 9/1/15 |  | NO-A | Covered PM Repair - Biomedical | MHHS-Woodlands | [8 empty] | N2ODELIVERYSYS | N2O Delivery System | Ohmeda Med
NO | YES |  |  |  | 029-11835 | 029-11835 | Porter Instrument Company, Inc. | NITRONOX |  | NXHD-1530 | Woodlands-Birth Center | MHHS-Woodlands |  | N2O Delivery System |  | 029-11835 | 029-11835 | Woodlands | MHHS-Woodlands | Woodlands-Birth Center | Birth Center |  |  |  |  | OXYGEN CONCENTRATORS | N2O Delivery System | N2ODELIVERYSYS-OhmedaMedical-Nitronox | N2ODELIVERYSYS | Nitronox |  |  |  | Ohmeda Med | N2O Delivery System |  |  | N2ODELIVERYSYS-OhmedaMedical-Nitronox |  |  | NO-A | Covered PM Repair - Biomedical | MHHS-Woodlands | [8 empty] | N2ODELIVERYSYS | N2O Delivery System | Ohmeda Med
NO | YES |  |  |  | TIW282 |  | POSEY | EASYCARE 2003DC |  |  | Rental | MHHS-Northeast |  |  |  | TIW282 |  | Katy |  | Rental | [7 empty] | .needs class |  | POSEY 8070 STAY SAFE BED FRAME | [9 empty] | Verified as Rental |  |  | MHHS-Northeast
NO | YES |  |  |  | TIW641 |  | POSEY | EASYCARE 2003DC |  |  | Rental | MHHS-Pearland Hospital |  |  |  | TIW641 |  | Pearland |  | Rental | [7 empty] | .needs class |  | POSEY 8070 STAY SAFE BED FRAME | [9 empty] | Verified as Rental |  |  | MHHS-Pearland Hospital
NO | YES |  |  |  | TIW595 |  | POSEY | EASYCARE 2003DC |  |  | Rental | MHHS-Southeast |  |  |  | TIW595 |  | Southeast & Bay Area |  | Rental | [7 empty] | .needs class |  | POSEY 8070 STAY SAFE BED FRAME | [9 empty] | Verified as Rental |  |  | MHHS-Southeast
NO | YES |  |  |  | TIW701 |  | POSEY | EASYCARE 2003DC |  |  | Rental | MHHS-Southeast |  |  |  | TIW701 |  | Southeast & Bay Area |  | Rental | [7 empty] | .needs class |  | POSEY 8070 STAY SAFE BED FRAME | [9 empty] | Verified as Rental |  |  | MHHS-Southeast
NO | YES |  |  |  | TIW423 |  | POSEY | EASYCARE 2003DC |  |  | Rental | MHHS-TMC |  |  |  | TIW423 |  | TMC |  | Rental | [7 empty] | .needs class |  | POSEY 8070 STAY SAFE BED FRAME | [9 empty] | Verified as Rental |  |  | MHHS-TMC
NO | YES |  |  |  | TIW428 |  | POSEY | EASYCARE 2003DC |  |  | Rental | MHHS-TMC |  |  |  | TIW428 |  | TMC |  | Rental | [7 empty] | .needs class |  | POSEY 8070 STAY SAFE BED FRAME | [9 empty] | Verified as Rental |  |  | MHHS-TMC
NO | YES |  |  |  | TQW391 |  | POSEY | SC900DLXW-POS |  | 15LF039608 | Rental | MHHS-Northeast |  |  |  | TQW391 |  | Katy |  | Rental | [7 empty] | .needs class |  | POSEY 8070 STAY SAFE BED FRAME | [9 empty] | Verified as Rental |  |  | MHHS-Northeast
NO | YES |  |  |  | TQW394 |  | POSEY | SC900DLXW-POS |  | 16AF037260 | Rental | MHHS-Pearland Hospital |  |  |  | TQW394 |  | Pearland |  | Rental | [7 empty] | .needs class |  | POSEY 8070 STAY SAFE BED FRAME | [9 empty] | Verified as Rental |  |  | MHHS-Pearland Hospital
NO | YES |  |  |  | TQW345 |  | POSEY | SC900DLXW-POS |  | 15JF030877 | Rental | MHHS-TIRR |  |  |  | TQW345 |  | TMC |  | Rental | [7 empty] | .needs class |  | POSEY 8070 STAY SAFE BED FRAME | [9 empty] | Verified as Rental |  |  | MHHS-TIRR
YES | YES |  |  |  | 099-04684 | 099-04684 | Posey Co | Cat#8345 |  | 1433HG1555 | KATY - ASSET 360 |  |  |  |  | 099-04684 | 099-04684 | Katy | Memorial Hermann Katy Hospital | KATY - ASSET 360 | Clean equipment room W5:144
YES | YES |  |  |  | 099-04979 | 099-04979 | Posey Co | Cat#8345 |  | 151KF0731 | KATY - ASSET 360 |  |  |  |  | 099-04979 | 099-04979 | Katy | Memorial Hermann Katy Hospital | KATY - ASSET 360 | Clean equipment room W5:144 | 2/1/20
YES | YES |  |  |  | 099-04980 | 099-04980 | Posey Co | Cat#8345 |  | 1636KF0877 | KATY - ASSET 360 |  |  |  |  | 099-04980 | 099-04980 | Katy | Memorial Hermann Katy Hospital | KATY - ASSET 360 | Clean equipment room W5:144
YES | YES |  |  |  | 099-14145 | 099-14145 | Posey Co | Sitter Elite |  | 1708KF0748 | Biomed shop |  |  |  |  | 099-14145 | 099-14145 | Southwest | Memorial Hermann Southwest Hospital | Biomed shop | Biomed shop |  |  |  | No pm required, had to change serial to front |  | Alarm, Bed | ALARMBED-Posey Co-Sitter Elite | [22 empty] | Alarm, Bed | ALARMBED | Alarm, Bed | Posey Co
YES | YES |  |  |  | 099-14146 | 099-14146 | Posey Co | Sitter Elite |  | 1634KF0467 | Biomed shop |  |  |  |  | 099-14146 | 099-14146 | Southwest | Memorial Hermann Southwest Hospital | Biomed shop | Biomed shop |  |  |  | No pm required, changed serial to front |  | Alarm, Bed | ALARMBED-Posey Co-Sitter Elite | [22 empty] | Alarm, Bed | ALARMBED | Alarm, Bed | Posey Co
YES | YES |  |  |  | 099-14143 | 099-14143 | Posey Co | Sitter Elite |  | 1842KF0761 | SW - ER |  |  |  |  | 099-14143 | 099-14143 | Southwest | Memorial Hermann Southwest Hospital | SW - ER | Biomed |  |  |  | No PM Sticker |  | Alarm, Bed | ALARMBED-Posey Co-Sitter Elite | [22 empty] | Alarm, Bed | ALARMBED | Alarm, Bed | Posey Co
NO | NO |  |  |  | 129-05661 |  | Posey Co | SITTER ELITE |  | 1334KF0873 | SUGAR LAND - MED/SURG - WEST 4TH | MHHS-Sugarland |  | Alarm, Bed |  | 129-05661 |  | Sugar Land |  | SUGAR LAND - MED/SURG - WEST 4TH | [5 empty] | ALARMS, OCCUPANCY |  | ALARMBED-Posey Co-Sitter Elite | ALARMBED | Sitter Elite |  |  |  | Posey Co | Alarm, Bed |  | ALARMBED-Posey Co-Sitter Elite |  |  |  |  | Covered PM Repair - Biomedical | MHHS-Sugarland
NO | NO |  |  |  | 129-05662 |  | Posey Co | SITTER ELITE |  | 1334KF0872 | SUGAR LAND - MED/SURG - WEST 4TH | MHHS-Sugarland |  | Alarm, Bed |  | 129-05662 |  | Sugar Land |  | SUGAR LAND - MED/SURG - WEST 4TH | [5 empty] | ALARMS, OCCUPANCY |  | ALARMBED-Posey Co-Sitter Elite | ALARMBED | Sitter Elite |  |  |  | Posey Co | Alarm, Bed |  | ALARMBED-Posey Co-Sitter Elite |  |  |  |  | Covered PM Repair - Biomedical | MHHS-Sugarland
NO | NO |  |  |  | 129-05663 |  | Posey Co | SITTER ELITE |  | 1334kf0872 | SUGAR LAND - MED/SURG - WEST 4TH | MHHS-Sugarland |  | Alarm, Bed |  | 129-05663 |  | Sugar Land |  | SUGAR LAND - MED/SURG - WEST 4TH | [5 empty] | ALARMS, OCCUPANCY |  | ALARMBED-Posey Co-Sitter Elite | ALARMBED | Sitter Elite |  |  |  | Posey Co | Alarm, Bed |  | ALARMBED-Posey Co-Sitter Elite |  |  |  |  | Covered PM Repair - Biomedical | MHHS-Sugarland
NO | NO |  |  |  | 129-05663 |  | Posey Co | SITTER ELITE |  | 1334kf0872 | SUGAR LAND - MED/SURG - WEST 4TH | MHHS-Sugarland |  | Alarm, Bed |  | 129-05663 |  | Sugar Land |  | SUGAR LAND - MED/SURG - WEST 4TH | [5 empty] | ALARMS, OCCUPANCY |  | ALARMBED-Posey Co-Sitter Elite | ALARMBED | Sitter Elite |  |  |  | Posey Co | Alarm, Bed |  | ALARMBED-Posey Co-Sitter Elite |  |  |  |  | Covered PM Repair - Biomedical | MHHS-Sugarland
NO | NO |  |  |  | 129-05664 |  | Posey Co | SITTER ELITE |  | 1334KF0874 | SUGAR LAND - MED/SURG - WEST 4TH | MHHS-Sugarland |  | Alarm, Bed |  | 129-05664 |  | Sugar Land |  | SUGAR LAND - MED/SURG - WEST 4TH | [5 empty] | ALARMS, OCCUPANCY |  | ALARMBED-Posey Co-Sitter Elite | ALARMBED | Sitter Elite |  |  |  | Posey Co | Alarm, Bed |  | ALARMBED-Posey Co-Sitter Elite |  |  |  |  | Covered PM Repair - Biomedical | MHHS-Sugarland
NO | NO |  |  |  | 129-05665 |  | Posey Co | SITTER ELITE |  | 1334KF0876 | SUGAR LAND - MED/SURG - WEST 4TH | MHHS-Sugarland |  | Alarm, Bed |  | 129-05665 |  | Sugar Land |  | SUGAR LAND - MED/SURG - WEST 4TH | [5 empty] | ALARMS, OCCUPANCY |  | ALARMBED-Posey Co-Sitter Elite | ALARMBED | Sitter Elite |  |  |  | Posey Co | Alarm, Bed |  | ALARMBED-Posey Co-Sitter Elite |  |  |  |  | Covered PM Repair - Biomedical | MHHS-Sugarland
NO | NO |  |  |  | 129-05666 |  | Posey Co | SITTER ELITE |  | 1334KF0858 | SUGAR LAND - MED/SURG - WEST 4TH | MHHS-Sugarland |  | Alarm, Bed |  | 129-05666 |  | Sugar Land |  | SUGAR LAND - MED/SURG - WEST 4TH | [5 empty] | ALARMS, OCCUPANCY |  | ALARMBED-Posey Co-Sitter Elite | ALARMBED | Sitter Elite |  |  |  | Posey Co | Alarm, Bed |  | ALARMBED-Posey Co-Sitter Elite |  |  |  |  | Covered PM Repair - Biomedical | MHHS-Sugarland
NO | NO |  |  |  | 029-07465 |  | Posey Co | SITTER ELITE |  |  | WOODLANDS - CENTRAL SUPPLY | MHHS-Woodlands |  | Alarm, Bed |  | 029-07465 |  | Woodlands |  | WOODLANDS - CENTRAL SUPPLY | [5 empty] | ALARMS, OCCUPANCY |  | ALARMBED-Posey Co-Sitter Elite | ALARMBED | Sitter Elite |  |  |  | Posey Co | Alarm, Bed |  | ALARMBED-Posey Co-Sitter Elite |  |  |  |  | Covered PM Repair - Biomedical | MHHS-Woodlands
NO | NO |  |  |  | 029-07466 |  | Posey Co | SITTER ELITE |  |  | WOODLANDS - CENTRAL SUPPLY | MHHS-Woodlands |  | Alarm, Bed |  | 029-07466 |  | Woodlands |  | WOODLANDS - CENTRAL SUPPLY | [5 empty] | ALARMS, OCCUPANCY |  | ALARMBED-Posey Co-Sitter Elite | ALARMBED | Sitter Elite |  |  |  | Posey Co | Alarm, Bed |  | ALARMBED-Posey Co-Sitter Elite |  |  |  |  | Covered PM Repair - Biomedical | MHHS-Woodlands
NO | NO |  |  |  | 029-08542 |  | Posey Co | SITTER ELITE |  |  | WOODLANDS - CENTRAL SUPPLY | MHHS-Woodlands |  | Alarm, Bed |  | 029-08542 |  | Woodlands |  | WOODLANDS - CENTRAL SUPPLY | [5 empty] | ALARMS, OCCUPANCY |  | ALARMBED-Posey Co-Sitter Elite | ALARMBED | Sitter Elite |  |  |  | Posey Co | Alarm, Bed |  | ALARMBED-Posey Co-Sitter Elite |  |  |  |  | Covered PM Repair - Biomedical | MHHS-Woodlands
NO | NO |  |  |  | 029-08543 |  | Posey Co | SITTER ELITE |  |  | WOODLANDS - CENTRAL SUPPLY | MHHS-Woodlands |  | Alarm, Bed |  | 029-08543 |  | Woodlands |  | WOODLANDS - CENTRAL SUPPLY | [5 empty] | ALARMS, OCCUPANCY |  | ALARMBED-Posey Co-Sitter Elite | ALARMBED | Sitter Elite |  |  |  | Posey Co | Alarm, Bed |  | ALARMBED-Posey Co-Sitter Elite |  |  |  |  | Covered PM Repair - Biomedical | MHHS-Woodlands
NO | NO |  |  |  | 029-08544 |  | Posey Co | SITTER ELITE |  |  | WOODLANDS - CENTRAL SUPPLY | MHHS-Woodlands |  | Alarm, Bed |  | 029-08544 |  | Woodlands |  | WOODLANDS - CENTRAL SUPPLY | [5 empty] | ALARMS, OCCUPANCY |  | ALARMBED-Posey Co-Sitter Elite | ALARMBED | Sitter Elite |  |  |  | Posey Co | Alarm, Bed |  | ALARMBED-Posey Co-Sitter Elite |  |  |  |  | Covered PM Repair - Biomedical | MHHS-Woodlands
NO | NO |  |  |  | 029-08545 |  | Posey Co | SITTER ELITE |  |  | WOODLANDS - CENTRAL SUPPLY | MHHS-Woodlands |  | Alarm, Bed |  | 029-08545 |  | Woodlands |  | WOODLANDS - CENTRAL SUPPLY | [5 empty] | ALARMS, OCCUPANCY |  | ALARMBED-Posey Co-Sitter Elite | ALARMBED | Sitter Elite |  |  |  | Posey Co | Alarm, Bed |  | ALARMBED-Posey Co-Sitter Elite |  |  |  |  | Covered PM Repair - Biomedical | MHHS-Woodlands
NO | NO |  |  |  | 029-08546 |  | Posey Co | SITTER ELITE |  |  | WOODLANDS - CENTRAL SUPPLY | MHHS-Woodlands |  | Alarm, Bed |  | 029-08546 |  | Woodlands |  | WOODLANDS - CENTRAL SUPPLY | [5 empty] | ALARMS, OCCUPANCY |  | ALARMBED-Posey Co-Sitter Elite | ALARMBED | Sitter Elite |  |  |  | Posey Co | Alarm, Bed |  | ALARMBED-Posey Co-Sitter Elite |  |  |  |  | Covered PM Repair - Biomedical | MHHS-Woodlands
NO | NO |  |  |  | 029-08547 |  | Posey Co | SITTER ELITE |  |  | WOODLANDS - CENTRAL SUPPLY | MHHS-Woodlands |  | Alarm, Bed |  | 029-08547 |  | Woodlands |  | WOODLANDS - CENTRAL SUPPLY | [5 empty] | ALARMS, OCCUPANCY |  | ALARMBED-Posey Co-Sitter Elite | ALARMBED | Sitter Elite |  |  |  | Posey Co | Alarm, Bed |  | ALARMBED-Posey Co-Sitter Elite |  |  |  |  | Covered PM Repair - Biomedical | MHHS-Woodlands
NO | NO |  |  |  | 029-08548 |  | Posey Co | SITTER ELITE |  |  | WOODLANDS - CENTRAL SUPPLY | MHHS-Woodlands |  | Alarm, Bed |  | 029-08548 |  | Woodlands |  | WOODLANDS - CENTRAL SUPPLY | [5 empty] | ALARMS, OCCUPANCY |  | ALARMBED-Posey Co-Sitter Elite | ALARMBED | Sitter Elite |  |  |  | Posey Co | Alarm, Bed |  | ALARMBED-Posey Co-Sitter Elite |  |  |  |  | Covered PM Repair - Biomedical | MHHS-Woodlands
NO | NO |  |  |  | 029-08549 |  | Posey Co | SITTER ELITE |  |  | WOODLANDS - CENTRAL SUPPLY | MHHS-Woodlands |  | Alarm, Bed |  | 029-08549 |  | Woodlands |  | WOODLANDS - CENTRAL SUPPLY | [5 empty] | ALARMS, OCCUPANCY |  | ALARMBED-Posey Co-Sitter Elite | ALARMBED | Sitter Elite |  |  |  | Posey Co | Alarm, Bed |  | ALARMBED-Posey Co-Sitter Elite |  |  |  |  | Covered PM Repair - Biomedical | MHHS-Woodlands
NO | NO |  |  |  | 029-08552 |  | Posey Co | SITTER ELITE |  |  | WOODLANDS - CENTRAL SUPPLY | MHHS-Woodlands |  | Alarm, Bed |  | 029-08552 |  | Woodlands |  | WOODLANDS - CENTRAL SUPPLY | [5 empty] | ALARMS, OCCUPANCY |  | ALARMBED-Posey Co-Sitter Elite | ALARMBED | Sitter Elite |  |  |  | Posey Co | Alarm, Bed |  | ALARMBED-Posey Co-Sitter Elite |  |  |  |  | Covered PM Repair - Biomedical | MHHS-Woodlands
NO | NO |  |  |  | 029-08553 |  | Posey Co | SITTER ELITE |  |  | WOODLANDS - CENTRAL SUPPLY | MHHS-Woodlands |  | Alarm, Bed |  | 029-08553 |  | Woodlands |  | WOODLANDS - CENTRAL SUPPLY | [5 empty] | ALARMS, OCCUPANCY |  | ALARMBED-Posey Co-Sitter Elite | ALARMBED | Sitter Elite |  |  |  | Posey Co | Alarm, Bed |  | ALARMBED-Posey Co-Sitter Elite |  |  |  |  | Covered PM Repair - Biomedical | MHHS-Woodlands
NO | NO |  |  |  | 029-08554 |  | Posey Co | SITTER ELITE |  |  | WOODLANDS - CENTRAL SUPPLY | MHHS-Woodlands |  | Alarm, Bed |  | 029-08554 |  | Woodlands |  | WOODLANDS - CENTRAL SUPPLY | [5 empty] | ALARMS, OCCUPANCY |  | ALARMBED-Posey Co-Sitter Elite | ALARMBED | Sitter Elite |  |  |  | Posey Co | Alarm, Bed |  | ALARMBED-Posey Co-Sitter Elite |  |  |  |  | Covered PM Repair - Biomedical | MHHS-Woodlands
NO | NO |  |  |  | 029-08555 |  | Posey Co | SITTER ELITE |  |  | WOODLANDS - CENTRAL SUPPLY | MHHS-Woodlands |  | Alarm, Bed |  | 029-08555 |  | Woodlands |  | WOODLANDS - CENTRAL SUPPLY | [5 empty] | ALARMS, OCCUPANCY |  | ALARMBED-Posey Co-Sitter Elite | ALARMBED | Sitter Elite |  |  |  | Posey Co | Alarm, Bed |  | ALARMBED-Posey Co-Sitter Elite |  |  |  |  | Covered PM Repair - Biomedical | MHHS-Woodlands
NO | NO |  |  |  | 029-08556 |  | Posey Co | SITTER ELITE |  |  | WOODLANDS - CENTRAL SUPPLY | MHHS-Woodlands |  | Alarm, Bed |  | 029-08556 |  | Woodlands |  | WOODLANDS - CENTRAL SUPPLY | [5 empty] | ALARMS, OCCUPANCY |  | ALARMBED-Posey Co-Sitter Elite | ALARMBED | Sitter Elite |  |  |  | Posey Co | Alarm, Bed |  | ALARMBED-Posey Co-Sitter Elite |  |  |  |  | Covered PM Repair - Biomedical | MHHS-Woodlands
NO | NO |  |  |  | 029-08557 |  | Posey Co | SITTER ELITE |  |  | WOODLANDS - CENTRAL SUPPLY | MHHS-Woodlands |  | Alarm, Bed |  | 029-08557 |  | Woodlands |  | WOODLANDS - CENTRAL SUPPLY | [5 empty] | ALARMS, OCCUPANCY |  | ALARMBED-Posey Co-Sitter Elite | ALARMBED | Sitter Elite |  |  |  | Posey Co | Alarm, Bed |  | ALARMBED-Posey Co-Sitter Elite |  |  |  |  | Covered PM Repair - Biomedical | MHHS-Woodlands
NO | NO |  |  |  | 029-08558 |  | Posey Co | SITTER ELITE |  |  | WOODLANDS - CENTRAL SUPPLY | MHHS-Woodlands |  | Alarm, Bed |  | 029-08558 |  | Woodlands |  | WOODLANDS - CENTRAL SUPPLY | [5 empty] | ALARMS, OCCUPANCY |  | ALARMBED-Posey Co-Sitter Elite | ALARMBED | Sitter Elite |  |  |  | Posey Co | Alarm, Bed |  | ALARMBED-Posey Co-Sitter Elite |  |  |  |  | Not Covered Vendor Only - Biomedical | MHHS-Woodlands
NO | NO |  |  |  | 029-08559 |  | Posey Co | SITTER ELITE |  |  | WOODLANDS - CENTRAL SUPPLY | MHHS-Woodlands |  | Alarm, Bed |  | 029-08559 |  | Woodlands |  | WOODLANDS - CENTRAL SUPPLY | [5 empty] | ALARMS, OCCUPANCY |  | ALARMBED-Posey Co-Sitter Elite | ALARMBED | Sitter Elite |  |  |  | Posey Co | Alarm, Bed |  | ALARMBED-Posey Co-Sitter Elite |  |  |  |  | Covered PM Repair - Biomedical | MHHS-Woodlands
NO | NO |  |  |  | 029-08560 |  | Posey Co | SITTER ELITE |  |  | WOODLANDS - CENTRAL SUPPLY | MHHS-Woodlands |  | Alarm, Bed |  | 029-08560 |  | Woodlands |  | WOODLANDS - CENTRAL SUPPLY | [5 empty] | ALARMS, OCCUPANCY |  | ALARMBED-Posey Co-Sitter Elite | ALARMBED | Sitter Elite |  |  |  | Posey Co | Alarm, Bed |  | ALARMBED-Posey Co-Sitter Elite |  |  |  |  | Covered PM Repair - Biomedical | MHHS-Woodlands
NO | NO |  |  |  | 029-08561 |  | Posey Co | SITTER ELITE |  |  | WOODLANDS - CENTRAL SUPPLY | MHHS-Woodlands |  | Alarm, Bed |  | 029-08561 |  | Woodlands |  | WOODLANDS - CENTRAL SUPPLY | [5 empty] | ALARMS, OCCUPANCY |  | ALARMBED-Posey Co-Sitter Elite | ALARMBED | Sitter Elite |  |  |  | Posey Co | Alarm, Bed |  | ALARMBED-Posey Co-Sitter Elite |  |  |  |  | Covered PM Repair - Biomedical | MHHS-Woodlands
NO | NO |  |  |  | 029-08562 |  | Posey Co | SITTER ELITE |  |  | WOODLANDS - CENTRAL SUPPLY | MHHS-Woodlands |  | Alarm, Bed |  | 029-08562 |  | Woodlands |  | WOODLANDS - CENTRAL SUPPLY | [5 empty] | ALARMS, OCCUPANCY |  | ALARMBED-Posey Co-Sitter Elite | ALARMBED | Sitter Elite |  |  |  | Posey Co | Alarm, Bed |  | ALARMBED-Posey Co-Sitter Elite |  |  |  |  | Covered PM Repair - Biomedical | MHHS-Woodlands
NO | NO |  |  |  | 029-08563 |  | Posey Co | SITTER ELITE |  |  | WOODLANDS - CENTRAL SUPPLY | MHHS-Woodlands |  | Alarm, Bed |  | 029-08563 |  | Woodlands |  | WOODLANDS - CENTRAL SUPPLY | [5 empty] | ALARMS, OCCUPANCY |  | ALARMBED-Posey Co-Sitter Elite | ALARMBED | Sitter Elite |  |  |  | Posey Co | Alarm, Bed |  | ALARMBED-Posey Co-Sitter Elite |  |  |  |  | Covered PM Repair - Biomedical | MHHS-Woodlands
NO | NO |  |  |  | 029-08564 |  | Posey Co | SITTER ELITE |  |  | WOODLANDS - CENTRAL SUPPLY | MHHS-Woodlands |  | Alarm, Bed |  | 029-08564 |  | Woodlands |  | WOODLANDS - CENTRAL SUPPLY | [5 empty] | ALARMS, OCCUPANCY |  | ALARMBED-Posey Co-Sitter Elite | ALARMBED | Sitter Elite |  |  |  | Posey Co | Alarm, Bed |  | ALARMBED-Posey Co-Sitter Elite |  |  |  |  | Covered PM Repair - Biomedical | MHHS-Woodlands
NO | NO |  |  |  | 029-08565 |  | Posey Co | SITTER ELITE |  |  | WOODLANDS - CENTRAL SUPPLY | MHHS-Woodlands |  | Alarm, Bed |  | 029-08565 |  | Woodlands |  | WOODLANDS - CENTRAL SUPPLY | [5 empty] | ALARMS, OCCUPANCY |  | ALARMBED-Posey Co-Sitter Elite | ALARMBED | Sitter Elite |  |  |  | Posey Co | Alarm, Bed |  | ALARMBED-Posey Co-Sitter Elite |  |  |  |  | Covered PM Repair - Biomedical | MHHS-Woodlands
NO | NO |  |  |  | 029-08566 |  | Posey Co | SITTER ELITE |  |  | WOODLANDS - CENTRAL SUPPLY | MHHS-Woodlands |  | Alarm, Bed |  | 029-08566 |  | Woodlands |  | WOODLANDS - CENTRAL SUPPLY | [5 empty] | ALARMS, OCCUPANCY |  | ALARMBED-Posey Co-Sitter Elite | ALARMBED | Sitter Elite |  |  |  | Posey Co | Alarm, Bed |  | ALARMBED-Posey Co-Sitter Elite |  |  |  |  | Covered PM Repair - Biomedical | MHHS-Woodlands
NO | NO |  |  |  | 029-08567 |  | Posey Co | SITTER ELITE |  |  | WOODLANDS - CENTRAL SUPPLY | MHHS-Woodlands |  | Alarm, Bed |  | 029-08567 |  | Woodlands |  | WOODLANDS - CENTRAL SUPPLY | [5 empty] | ALARMS, OCCUPANCY |  | ALARMBED-Posey Co-Sitter Elite | ALARMBED | Sitter Elite |  |  |  | Posey Co | Alarm, Bed |  | ALARMBED-Posey Co-Sitter Elite |  |  |  |  | Covered PM Repair - Biomedical | MHHS-Woodlands
NO | NO |  |  |  | 029-08568 |  | Posey Co | SITTER ELITE |  |  | WOODLANDS - CENTRAL SUPPLY | MHHS-Woodlands |  | Alarm, Bed |  | 029-08568 |  | Woodlands |  | WOODLANDS - CENTRAL SUPPLY | [5 empty] | ALARMS, OCCUPANCY |  | ALARMBED-Posey Co-Sitter Elite | ALARMBED | Sitter Elite |  |  |  | Posey Co | Alarm, Bed |  | ALARMBED-Posey Co-Sitter Elite |  |  |  |  | Covered PM Repair - Biomedical | MHHS-Woodlands
NO | NO |  |  |  | 029-08569 |  | Posey Co | SITTER ELITE |  |  | WOODLANDS - CENTRAL SUPPLY | MHHS-Woodlands |  | Alarm, Bed |  | 029-08569 |  | Woodlands |  | WOODLANDS - CENTRAL SUPPLY | [5 empty] | ALARMS, OCCUPANCY |  | ALARMBED-Posey Co-Sitter Elite | ALARMBED | Sitter Elite |  |  |  | Posey Co | Alarm, Bed |  | ALARMBED-Posey Co-Sitter Elite |  |  |  |  | Covered PM Repair - Biomedical | MHHS-Woodlands
NO | NO |  |  |  | 029-08571 |  | Posey Co | SITTER ELITE |  |  | WOODLANDS - CENTRAL SUPPLY | MHHS-Woodlands |  | Alarm, Bed |  | 029-08571 |  | Woodlands |  | WOODLANDS - CENTRAL SUPPLY | [5 empty] | ALARMS, OCCUPANCY |  | ALARMBED-Posey Co-Sitter Elite | ALARMBED | Sitter Elite |  |  |  | Posey Co | Alarm, Bed |  | ALARMBED-Posey Co-Sitter Elite |  |  |  |  | Covered PM Repair - Biomedical | MHHS-Woodlands
NO | NO |  |  |  | 029-08572 |  | Posey Co | SITTER ELITE |  |  | WOODLANDS - CENTRAL SUPPLY | MHHS-Woodlands |  | Alarm, Bed |  | 029-08572 |  | Woodlands |  | WOODLANDS - CENTRAL SUPPLY | [5 empty] | ALARMS, OCCUPANCY |  | ALARMBED-Posey Co-Sitter Elite | ALARMBED | Sitter Elite |  |  |  | Posey Co | Alarm, Bed |  | ALARMBED-Posey Co-Sitter Elite |  |  |  |  | Covered PM Repair - Biomedical | MHHS-Woodlands
NO | NO |  |  |  | 029-08573 |  | Posey Co | SITTER ELITE |  |  | WOODLANDS - CENTRAL SUPPLY | MHHS-Woodlands |  | Alarm, Bed |  | 029-08573 |  | Woodlands |  | WOODLANDS - CENTRAL SUPPLY | [5 empty] | ALARMS, OCCUPANCY |  | ALARMBED-Posey Co-Sitter Elite | ALARMBED | Sitter Elite |  |  |  | Posey Co | Alarm, Bed |  | ALARMBED-Posey Co-Sitter Elite |  |  |  |  | Covered PM Repair - Biomedical | MHHS-Woodlands
NO | NO |  |  |  | 029-08574 |  | Posey Co | SITTER ELITE |  |  | WOODLANDS - CENTRAL SUPPLY | MHHS-Woodlands |  | Alarm, Bed |  | 029-08574 |  | Woodlands |  | WOODLANDS - CENTRAL SUPPLY | [5 empty] | ALARMS, OCCUPANCY |  | ALARMBED-Posey Co-Sitter Elite | ALARMBED | Sitter Elite |  |  |  | Posey Co | Alarm, Bed |  | ALARMBED-Posey Co-Sitter Elite |  |  |  |  | Covered PM Repair - Biomedical | MHHS-Woodlands
NO | NO |  |  |  | 029-08575 |  | Posey Co | SITTER ELITE |  |  | WOODLANDS - CENTRAL SUPPLY | MHHS-Woodlands |  | Alarm, Bed |  | 029-08575 |  | Woodlands |  | WOODLANDS - CENTRAL SUPPLY | [5 empty] | ALARMS, OCCUPANCY |  | ALARMBED-Posey Co-Sitter Elite | ALARMBED | Sitter Elite |  |  |  | Posey Co | Alarm, Bed |  | ALARMBED-Posey Co-Sitter Elite |  |  |  |  | Covered PM Repair - Biomedical | MHHS-Woodlands
NO | NO |  |  |  | 029-08576 |  | Posey Co | SITTER ELITE |  |  | WOODLANDS - CENTRAL SUPPLY | MHHS-Woodlands |  | Alarm, Bed |  | 029-08576 |  | Woodlands |  | WOODLANDS - CENTRAL SUPPLY | [5 empty] | ALARMS, OCCUPANCY |  | ALARMBED-Posey Co-Sitter Elite | ALARMBED | Sitter Elite |  |  |  | Posey Co | Alarm, Bed |  | ALARMBED-Posey Co-Sitter Elite |  |  |  |  | Covered PM Repair - Biomedical | MHHS-Woodlands
NO | NO |  |  |  | 029-08577 |  | Posey Co | SITTER ELITE |  |  | WOODLANDS - CENTRAL SUPPLY | MHHS-Woodlands |  | Alarm, Bed |  | 029-08577 |  | Woodlands |  | WOODLANDS - CENTRAL SUPPLY | [5 empty] | ALARMS, OCCUPANCY |  | ALARMBED-Posey Co-Sitter Elite | ALARMBED | Sitter Elite |  |  |  | Posey Co | Alarm, Bed |  | ALARMBED-Posey Co-Sitter Elite |  |  |  |  | Covered PM Repair - Biomedical | MHHS-Woodlands
NO | NO |  |  |  | 029-08578 |  | Posey Co | SITTER ELITE |  |  | WOODLANDS - CENTRAL SUPPLY | MHHS-Woodlands |  | Alarm, Bed |  | 029-08578 |  | Woodlands |  | WOODLANDS - CENTRAL SUPPLY | [5 empty] | ALARMS, OCCUPANCY |  | ALARMBED-Posey Co-Sitter Elite | ALARMBED | Sitter Elite |  |  |  | Posey Co | Alarm, Bed |  | ALARMBED-Posey Co-Sitter Elite |  |  |  |  | Covered PM Repair - Biomedical | MHHS-Woodlands
NO | NO |  |  |  | 1514KF2567 |  | Posey Co | SITTER ELITE |  | 1514KF2567 | WOODLANDS - CENTRAL SUPPLY | MHHS-Woodlands |  | Alarm, Bed |  | 1514KF2567 |  | Woodlands |  | WOODLANDS - CENTRAL SUPPLY | [5 empty] | ALARMS, OCCUPANCY |  | ALARMBED-Posey Co-Sitter Elite | ALARMBED | Sitter Elite |  |  |  | Posey Co | Alarm, Bed |  | ALARMBED-Posey Co-Sitter Elite |  |  |  |  | Covered PM Repair - Biomedical | MHHS-Woodlands
NO | NO |  |  |  | 1514KF2568 |  | Posey Co | SITTER ELITE |  | 1514KF2568 | WOODLANDS - CENTRAL SUPPLY | MHHS-Woodlands |  | Alarm, Bed |  | 1514KF2568 |  | Woodlands |  | WOODLANDS - CENTRAL SUPPLY | [5 empty] | ALARMS, OCCUPANCY |  | ALARMBED-Posey Co-Sitter Elite | ALARMBED | Sitter Elite |  |  |  | Posey Co | Alarm, Bed |  | ALARMBED-Posey Co-Sitter Elite |  |  |  |  | Covered PM Repair - Biomedical | MHHS-Woodlands
NO | NO |  |  |  | 1514KF2569 |  | Posey Co | SITTER ELITE |  | 1514KF2569 | WOODLANDS - CENTRAL SUPPLY | MHHS-Woodlands |  | Alarm, Bed |  | 1514KF2569 |  | Woodlands |  | WOODLANDS - CENTRAL SUPPLY | [5 empty] | ALARMS, OCCUPANCY |  | ALARMBED-Posey Co-Sitter Elite | ALARMBED | Sitter Elite |  |  |  | Posey Co | Alarm, Bed |  | ALARMBED-Posey Co-Sitter Elite |  |  |  |  | Covered PM Repair - Biomedical | MHHS-Woodlands
NO | NO |  |  |  | 1514KF2570 |  | Posey Co | SITTER ELITE |  | 1514KF2570 | WOODLANDS - CENTRAL SUPPLY | MHHS-Woodlands |  | Alarm, Bed |  | 1514KF2570 |  | Woodlands |  | WOODLANDS - CENTRAL SUPPLY | [5 empty] | ALARMS, OCCUPANCY |  | ALARMBED-Posey Co-Sitter Elite | ALARMBED | Sitter Elite |  |  |  | Posey Co | Alarm, Bed |  | ALARMBED-Posey Co-Sitter Elite |  |  |  |  | Covered PM Repair - Biomedical | MHHS-Woodlands
NO | NO |  |  |  | 1514KF2571 |  | Posey Co | SITTER ELITE |  | 1514KF2571 | WOODLANDS - CENTRAL SUPPLY | MHHS-Woodlands |  | Alarm, Bed |  | 1514KF2571 |  | Woodlands |  | WOODLANDS - CENTRAL SUPPLY | [5 empty] | ALARMS, OCCUPANCY |  | ALARMBED-Posey Co-Sitter Elite | ALARMBED | Sitter Elite |  |  |  | Posey Co | Alarm, Bed |  | ALARMBED-Posey Co-Sitter Elite |  |  |  |  | Covered PM Repair - Biomedical | MHHS-Woodlands
NO | NO |  |  |  | 1514KF2572 |  | Posey Co | SITTER ELITE |  | 1514KF2572 | WOODLANDS - CENTRAL SUPPLY | MHHS-Woodlands |  | Alarm, Bed |  | 1514KF2572 |  | Woodlands |  | WOODLANDS - CENTRAL SUPPLY | [5 empty] | ALARMS, OCCUPANCY |  | ALARMBED-Posey Co-Sitter Elite | ALARMBED | Sitter Elite |  |  |  | Posey Co | Alarm, Bed |  | ALARMBED-Posey Co-Sitter Elite |  |  |  |  | Covered PM Repair - Biomedical | MHHS-Woodlands
NO | NO |  |  |  | 1514KF2575 |  | Posey Co | SITTER ELITE |  | 1514KF2575 | WOODLANDS - CENTRAL SUPPLY | MHHS-Woodlands |  | Alarm, Bed |  | 1514KF2575 |  | Woodlands |  | WOODLANDS - CENTRAL SUPPLY | [5 empty] | ALARMS, OCCUPANCY |  | ALARMBED-Posey Co-Sitter Elite | ALARMBED | Sitter Elite |  |  |  | Posey Co | Alarm, Bed |  | ALARMBED-Posey Co-Sitter Elite |  |  |  |  | Covered PM Repair - Biomedical | MHHS-Woodlands
NO | NO |  |  |  | 1514KF2745 |  | Posey Co | SITTER ELITE |  | 1514KF2745 | WOODLANDS - CENTRAL SUPPLY | MHHS-Woodlands |  | Alarm, Bed |  | 1514KF2745 |  | Woodlands |  | WOODLANDS - CENTRAL SUPPLY | [5 empty] | ALARMS, OCCUPANCY |  | ALARMBED-Posey Co-Sitter Elite | ALARMBED | Sitter Elite |  |  |  | Posey Co | Alarm, Bed |  | ALARMBED-Posey Co-Sitter Elite |  |  |  |  | Covered PM Repair - Biomedical | MHHS-Woodlands
NO | NO |  |  |  | 1514KF2746 |  | Posey Co | SITTER ELITE |  | 1514KF2746 | WOODLANDS - CENTRAL SUPPLY | MHHS-Woodlands |  | Alarm, Bed |  | 1514KF2746 |  | Woodlands |  | WOODLANDS - CENTRAL SUPPLY | [5 empty] | ALARMS, OCCUPANCY |  | ALARMBED-Posey Co-Sitter Elite | ALARMBED | Sitter Elite |  |  |  | Posey Co | Alarm, Bed |  | ALARMBED-Posey Co-Sitter Elite |  |  |  |  | Covered PM Repair - Biomedical | MHHS-Woodlands
NO | NO |  |  |  | 1514KF2747 |  | Posey Co | SITTER ELITE |  | 1514KF2747 | WOODLANDS - CENTRAL SUPPLY | MHHS-Woodlands |  | Alarm, Bed |  | 1514KF2747 |  | Woodlands |  | WOODLANDS - CENTRAL SUPPLY | [5 empty] | ALARMS, OCCUPANCY |  | ALARMBED-Posey Co-Sitter Elite | ALARMBED | Sitter Elite |  |  |  | Posey Co | Alarm, Bed |  | ALARMBED-Posey Co-Sitter Elite |  |  |  |  | Covered PM Repair - Biomedical | MHHS-Woodlands
NO | NO |  |  |  | 1514KF2748 |  | Posey Co | SITTER ELITE |  | 1514KF2748 | WOODLANDS - CENTRAL SUPPLY | MHHS-Woodlands |  | Alarm, Bed |  | 1514KF2748 |  | Woodlands |  | WOODLANDS - CENTRAL SUPPLY | [5 empty] | ALARMS, OCCUPANCY |  | ALARMBED-Posey Co-Sitter Elite | ALARMBED | Sitter Elite |  |  |  | Posey Co | Alarm, Bed |  | ALARMBED-Posey Co-Sitter Elite |  |  |  |  | Covered PM Repair - Biomedical | MHHS-Woodlands
NO | NO |  |  |  | 1514KF2839 |  | Posey Co | SITTER ELITE |  | 1514KF2839 | WOODLANDS - CENTRAL SUPPLY | MHHS-Woodlands |  | Alarm, Bed |  | 1514KF2839 |  | Woodlands |  | WOODLANDS - CENTRAL SUPPLY | [5 empty] | ALARMS, OCCUPANCY |  | ALARMBED-Posey Co-Sitter Elite | ALARMBED | Sitter Elite |  |  |  | Posey Co | Alarm, Bed |  | ALARMBED-Posey Co-Sitter Elite |  |  |  |  | Covered PM Repair - Biomedical | MHHS-Woodlands
NO | NO |  |  |  | 1514KF2840 |  | Posey Co | SITTER ELITE |  | 1514KF2840 | WOODLANDS - CENTRAL SUPPLY | MHHS-Woodlands |  | Alarm, Bed |  | 1514KF2840 |  | Woodlands |  | WOODLANDS - CENTRAL SUPPLY | [5 empty] | ALARMS, OCCUPANCY |  | ALARMBED-Posey Co-Sitter Elite | ALARMBED | Sitter Elite |  |  |  | Posey Co | Alarm, Bed |  | ALARMBED-Posey Co-Sitter Elite |  |  |  |  | Covered PM Repair - Biomedical | MHHS-Woodlands
NO | NO |  |  |  | 1514KF2841 |  | Posey Co | SITTER ELITE |  | 1514KF2841 | WOODLANDS - CENTRAL SUPPLY | MHHS-Woodlands |  | Alarm, Bed |  | 1514KF2841 |  | Woodlands |  | WOODLANDS - CENTRAL SUPPLY | [5 empty] | ALARMS, OCCUPANCY |  | ALARMBED-Posey Co-Sitter Elite | ALARMBED | Sitter Elite |  |  |  | Posey Co | Alarm, Bed |  | ALARMBED-Posey Co-Sitter Elite |  |  |  |  | Covered PM Repair - Biomedical | MHHS-Woodlands
NO | NO |  |  |  | 1514KF2842 |  | Posey Co | SITTER ELITE |  | 1514KF2842 | WOODLANDS - CENTRAL SUPPLY | MHHS-Woodlands |  | Alarm, Bed |  | 1514KF2842 |  | Woodlands |  | WOODLANDS - CENTRAL SUPPLY | [5 empty] | ALARMS, OCCUPANCY |  | ALARMBED-Posey Co-Sitter Elite | ALARMBED | Sitter Elite |  |  |  | Posey Co | Alarm, Bed |  | ALARMBED-Posey Co-Sitter Elite |  |  |  |  | Covered PM Repair - Biomedical | MHHS-Woodlands
NO | NO |  |  |  | 1514KF2843 |  | Posey Co | SITTER ELITE |  | 1514KF2843 | WOODLANDS - CENTRAL SUPPLY | MHHS-Woodlands |  | Alarm, Bed |  | 1514KF2843 |  | Woodlands |  | WOODLANDS - CENTRAL SUPPLY | [5 empty] | ALARMS, OCCUPANCY |  | ALARMBED-Posey Co-Sitter Elite | ALARMBED | Sitter Elite |  |  |  | Posey Co | Alarm, Bed |  | ALARMBED-Posey Co-Sitter Elite |  |  |  |  | Covered PM Repair - Biomedical | MHHS-Woodlands
NO | NO |  |  |  | 1514KF2844 |  | Posey Co | SITTER ELITE |  | 1514KF2844 | WOODLANDS - CENTRAL SUPPLY | MHHS-Woodlands |  | Alarm, Bed |  | 1514KF2844 |  | Woodlands |  | WOODLANDS - CENTRAL SUPPLY | [5 empty] | ALARMS, OCCUPANCY |  | ALARMBED-Posey Co-Sitter Elite | ALARMBED | Sitter Elite |  |  |  | Posey Co | Alarm, Bed |  | ALARMBED-Posey Co-Sitter Elite |  |  |  |  | Covered PM Repair - Biomedical | MHHS-Woodlands
NO | NO |  |  |  | 1514KF2879 |  | Posey Co | SITTER ELITE |  | 1514KF2879 | WOODLANDS - CENTRAL SUPPLY | MHHS-Woodlands |  | Alarm, Bed |  | 1514KF2879 |  | Woodlands |  | WOODLANDS - CENTRAL SUPPLY | [5 empty] | ALARMS, OCCUPANCY |  | ALARMBED-Posey Co-Sitter Elite | ALARMBED | Sitter Elite |  |  |  | Posey Co | Alarm, Bed |  | ALARMBED-Posey Co-Sitter Elite |  |  |  |  | Covered PM Repair - Biomedical | MHHS-Woodlands
NO | NO |  |  |  | 1514KF2880 |  | Posey Co | SITTER ELITE |  | 1514KF2880 | WOODLANDS - CENTRAL SUPPLY | MHHS-Woodlands |  | Alarm, Bed |  | 1514KF2880 |  | Woodlands |  | WOODLANDS - CENTRAL SUPPLY | [5 empty] | ALARMS, OCCUPANCY |  | ALARMBED-Posey Co-Sitter Elite | ALARMBED | Sitter Elite |  |  |  | Posey Co | Alarm, Bed |  | ALARMBED-Posey Co-Sitter Elite |  |  |  |  | Covered PM Repair - Biomedical | MHHS-Woodlands
NO | NO |  |  |  | PSY3213 |  | Posey Co | SITTER ELITE |  | 1642KF0152 | WOODLANDS - CENTRAL SUPPLY | MHHS-Woodlands |  | Alarm, Bed |  | PSY3213 |  | Woodlands |  | WOODLANDS - CENTRAL SUPPLY | [5 empty] | ALARMS, OCCUPANCY |  | ALARMBED-Posey Co-Sitter Elite | ALARMBED | Sitter Elite |  |  |  | Posey Co | Alarm, Bed |  | ALARMBED-Posey Co-Sitter Elite |  |  |  |  | Covered PM Repair - Biomedical | MHHS-Woodlands
NO | NO |  |  |  | PSY3214 |  | Posey Co | SITTER ELITE |  | 1642KF0148 | WOODLANDS - CENTRAL SUPPLY | MHHS-Woodlands |  | Alarm, Bed |  | PSY3214 |  | Woodlands |  | WOODLANDS - CENTRAL SUPPLY | [5 empty] | ALARMS, OCCUPANCY |  | ALARMBED-Posey Co-Sitter Elite | ALARMBED | Sitter Elite |  |  |  | Posey Co | Alarm, Bed |  | ALARMBED-Posey Co-Sitter Elite |  |  |  |  | Covered PM Repair - Biomedical | MHHS-Woodlands
NO | NO |  |  |  | PSY3215 |  | Posey Co | SITTER ELITE |  | 1635KF0862 | WOODLANDS - CENTRAL SUPPLY | MHHS-Woodlands |  | Alarm, Bed |  | PSY3215 |  | Woodlands |  | WOODLANDS - CENTRAL SUPPLY | [5 empty] | ALARMS, OCCUPANCY |  | ALARMBED-Posey Co-Sitter Elite | ALARMBED | Sitter Elite |  |  |  | Posey Co | Alarm, Bed |  | ALARMBED-Posey Co-Sitter Elite |  |  |  |  | Covered PM Repair - Biomedical | MHHS-Woodlands
NO | NO |  |  |  | PSY3232 |  | Posey Co | SITTER ELITE |  | 1635KF0874 | WOODLANDS - CENTRAL SUPPLY | MHHS-Woodlands |  | Alarm, Bed |  | PSY3232 |  | Woodlands |  | WOODLANDS - CENTRAL SUPPLY | [5 empty] | ALARMS, OCCUPANCY |  | ALARMBED-Posey Co-Sitter Elite | ALARMBED | Sitter Elite |  |  |  | Posey Co | Alarm, Bed |  | ALARMBED-Posey Co-Sitter Elite |  |  |  |  | Covered PM Repair - Biomedical | MHHS-Woodlands
NO | NO |  |  |  | PSY3233 |  | Posey Co | SITTER ELITE |  | 1635KF0869 | WOODLANDS - CENTRAL SUPPLY | MHHS-Woodlands |  | Alarm, Bed |  | PSY3233 |  | Woodlands |  | WOODLANDS - CENTRAL SUPPLY | [5 empty] | ALARMS, OCCUPANCY |  | ALARMBED-Posey Co-Sitter Elite | ALARMBED | Sitter Elite |  |  |  | Posey Co | Alarm, Bed |  | ALARMBED-Posey Co-Sitter Elite |  |  |  |  | Covered PM Repair - Biomedical | MHHS-Woodlands
NO | NO |  |  |  | PSY3234 |  | Posey Co | SITTER ELITE |  | 1635KF0151 | WOODLANDS - CENTRAL SUPPLY | MHHS-Woodlands |  | Alarm, Bed |  | PSY3234 |  | Woodlands |  | WOODLANDS - CENTRAL SUPPLY | [5 empty] | ALARMS, OCCUPANCY |  | ALARMBED-Posey Co-Sitter Elite | ALARMBED | Sitter Elite |  |  |  | Posey Co | Alarm, Bed |  | ALARMBED-Posey Co-Sitter Elite |  |  |  |  | Covered PM Repair - Biomedical | MHHS-Woodlands
NO | NO |  |  |  | PSY3235 |  | Posey Co | SITTER ELITE |  | 1636KF0865 | WOODLANDS - CENTRAL SUPPLY | MHHS-Woodlands |  | Alarm, Bed |  | PSY3235 |  | Woodlands |  | WOODLANDS - CENTRAL SUPPLY | [5 empty] | ALARMS, OCCUPANCY |  | ALARMBED-Posey Co-Sitter Elite | ALARMBED | Sitter Elite |  |  |  | Posey Co | Alarm, Bed |  | ALARMBED-Posey Co-Sitter Elite |  |  |  |  | Covered PM Repair - Biomedical | MHHS-Woodlands
NO | NO |  |  |  | PSY3236 |  | Posey Co | SITTER ELITE |  | 1642KF0150 | WOODLANDS - CENTRAL SUPPLY | MHHS-Woodlands |  | Alarm, Bed |  | PSY3236 |  | Woodlands |  | WOODLANDS - CENTRAL SUPPLY | [5 empty] | ALARMS, OCCUPANCY |  | ALARMBED-Posey Co-Sitter Elite | ALARMBED | Sitter Elite |  |  |  | Posey Co | Alarm, Bed |  | ALARMBED-Posey Co-Sitter Elite |  |  |  |  | Covered PM Repair - Biomedical | MHHS-Woodlands
NO | NO |  |  |  | PSY3242 |  | Posey Co | SITTER ELITE |  | 1642KF0147 | WOODLANDS - CENTRAL SUPPLY | MHHS-Woodlands |  | Alarm, Bed |  | PSY3242 |  | Woodlands |  | WOODLANDS - CENTRAL SUPPLY | [5 empty] | ALARMS, OCCUPANCY |  | ALARMBED-Posey Co-Sitter Elite | ALARMBED | Sitter Elite |  |  |  | Posey Co | Alarm, Bed |  | ALARMBED-Posey Co-Sitter Elite |  |  |  |  | Covered PM Repair - Biomedical | MHHS-Woodlands
NO | NO |  |  |  | PSY3243 |  | Posey Co | SITTER ELITE |  | 1636KF0861 | WOODLANDS - CENTRAL SUPPLY | MHHS-Woodlands |  | Alarm, Bed |  | PSY3243 |  | Woodlands |  | WOODLANDS - CENTRAL SUPPLY | [5 empty] | ALARMS, OCCUPANCY |  | ALARMBED-Posey Co-Sitter Elite | ALARMBED | Sitter Elite |  |  |  | Posey Co | Alarm, Bed |  | ALARMBED-Posey Co-Sitter Elite |  |  |  |  | Not Covered Vendor Only - Biomedical | MHHS-Woodlands
NO | NO |  |  |  | PSY5221 |  | Posey Co | SITTER ELITE |  | 1512KF2122 | WOODLANDS - CENTRAL SUPPLY | MHHS-Woodlands |  | Alarm, Bed |  | PSY5221 |  | Woodlands |  | WOODLANDS - CENTRAL SUPPLY | [5 empty] | ALARMS, OCCUPANCY |  | ALARMBED-Posey Co-Sitter Elite | ALARMBED | Sitter Elite |  |  |  | Posey Co | Alarm, Bed |  | ALARMBED-Posey Co-Sitter Elite |  |  |  |  | Not Covered Vendor Only - Biomedical | MHHS-Woodlands
NO | NO |  |  |  | PSY5222 |  | Posey Co | SITTER ELITE |  | 1512KF2123 | WOODLANDS - CENTRAL SUPPLY | MHHS-Woodlands |  | Alarm, Bed |  | PSY5222 |  | Woodlands |  | WOODLANDS - CENTRAL SUPPLY | [5 empty] | ALARMS, OCCUPANCY |  | ALARMBED-Posey Co-Sitter Elite | ALARMBED | Sitter Elite |  |  |  | Posey Co | Alarm, Bed |  | ALARMBED-Posey Co-Sitter Elite |  |  |  |  | Not Covered Vendor Only - Biomedical | MHHS-Woodlands
NO | NO |  |  |  | PSY5223 |  | Posey Co | SITTER ELITE |  | 1512KF2119 | WOODLANDS - CENTRAL SUPPLY | MHHS-Woodlands |  | Alarm, Bed |  | PSY5223 |  | Woodlands |  | WOODLANDS - CENTRAL SUPPLY | [5 empty] | ALARMS, OCCUPANCY |  | ALARMBED-Posey Co-Sitter Elite | ALARMBED | Sitter Elite |  |  |  | Posey Co | Alarm, Bed |  | ALARMBED-Posey Co-Sitter Elite |  |  |  |  | Covered PM Repair - Biomedical | MHHS-Woodlands
NO | NO |  |  |  | PSY5224 |  | Posey Co | SITTER ELITE |  | 1512KF2120 | WOODLANDS - CENTRAL SUPPLY | MHHS-Woodlands |  | Alarm, Bed |  | PSY5224 |  | Woodlands |  | WOODLANDS - CENTRAL SUPPLY | [5 empty] | ALARMS, OCCUPANCY |  | ALARMBED-Posey Co-Sitter Elite | ALARMBED | Sitter Elite |  |  |  | Posey Co | Alarm, Bed |  | ALARMBED-Posey Co-Sitter Elite |  |  |  |  | Covered PM Repair - Biomedical | MHHS-Woodlands
NO | NO |  |  |  | PSY5225 |  | Posey Co | SITTER ELITE |  | 1512KF2124 | WOODLANDS - CENTRAL SUPPLY | MHHS-Woodlands |  | Alarm, Bed |  | PSY5225 |  | Woodlands |  | WOODLANDS - CENTRAL SUPPLY | [5 empty] | ALARMS, OCCUPANCY |  | ALARMBED-Posey Co-Sitter Elite | ALARMBED | Sitter Elite |  |  |  | Posey Co | Alarm, Bed |  | ALARMBED-Posey Co-Sitter Elite |  |  |  |  | Covered PM Repair - Biomedical | MHHS-Woodlands
NO | NO |  |  |  | PSY5226 |  | Posey Co | SITTER ELITE |  | 1512KF2121 | WOODLANDS - CENTRAL SUPPLY | MHHS-Woodlands |  | Alarm, Bed |  | PSY5226 |  | Woodlands |  | WOODLANDS - CENTRAL SUPPLY | [5 empty] | ALARMS, OCCUPANCY |  | ALARMBED-Posey Co-Sitter Elite | ALARMBED | Sitter Elite |  |  |  | Posey Co | Alarm, Bed |  | ALARMBED-Posey Co-Sitter Elite |  |  |  |  | Covered PM Repair - Biomedical | MHHS-Woodlands
NO | NO |  |  |  | PSY5231 |  | Posey Co | SITTER ELITE |  | 1512KF2051 | WOODLANDS - CENTRAL SUPPLY | MHHS-Woodlands |  | Alarm, Bed |  | PSY5231 |  | Woodlands |  | WOODLANDS - CENTRAL SUPPLY | [5 empty] | ALARMS, OCCUPANCY |  | ALARMBED-Posey Co-Sitter Elite | ALARMBED | Sitter Elite |  |  |  | Posey Co | Alarm, Bed |  | ALARMBED-Posey Co-Sitter Elite |  |  |  |  | Covered PM Repair - Biomedical | MHHS-Woodlands
NO | NO |  |  |  | PSY5232 |  | Posey Co | SITTER ELITE |  | 1512KF2055 | WOODLANDS - CENTRAL SUPPLY | MHHS-Woodlands |  | Alarm, Bed |  | PSY5232 |  | Woodlands |  | WOODLANDS - CENTRAL SUPPLY | [5 empty] | ALARMS, OCCUPANCY |  | ALARMBED-Posey Co-Sitter Elite | ALARMBED | Sitter Elite |  |  |  | Posey Co | Alarm, Bed |  | ALARMBED-Posey Co-Sitter Elite |  |  |  |  | Covered PM Repair - Biomedical | MHHS-Woodlands
NO | NO |  |  |  | PSY5233 |  | Posey Co | SITTER ELITE |  | 1512KF2053 | WOODLANDS - CENTRAL SUPPLY | MHHS-Woodlands |  | Alarm, Bed |  | PSY5233 |  | Woodlands |  | WOODLANDS - CENTRAL SUPPLY | [5 empty] | ALARMS, OCCUPANCY |  | ALARMBED-Posey Co-Sitter Elite | ALARMBED | Sitter Elite |  |  |  | Posey Co | Alarm, Bed |  | ALARMBED-Posey Co-Sitter Elite |  |  |  |  | Covered PM Repair - Biomedical | MHHS-Woodlands
NO | NO |  |  |  | PSY5234 |  | Posey Co | SITTER ELITE |  | 1512KF2054 | WOODLANDS - CENTRAL SUPPLY | MHHS-Woodlands |  | Alarm, Bed |  | PSY5234 |  | Woodlands |  | WOODLANDS - CENTRAL SUPPLY | [5 empty] | ALARMS, OCCUPANCY |  | ALARMBED-Posey Co-Sitter Elite | ALARMBED | Sitter Elite |  |  |  | Posey Co | Alarm, Bed |  | ALARMBED-Posey Co-Sitter Elite |  |  |  |  | Covered PM Repair - Biomedical | MHHS-Woodlands
NO | NO |  |  |  | PSY5235 |  | Posey Co | SITTER ELITE |  | 1512KF2050 | WOODLANDS - CENTRAL SUPPLY | MHHS-Woodlands |  | Alarm, Bed |  | PSY5235 |  | Woodlands |  | WOODLANDS - CENTRAL SUPPLY | [5 empty] | ALARMS, OCCUPANCY |  | ALARMBED-Posey Co-Sitter Elite | ALARMBED | Sitter Elite |  |  |  | Posey Co | Alarm, Bed |  | ALARMBED-Posey Co-Sitter Elite |  |  |  |  | Covered PM Repair - Biomedical | MHHS-Woodlands
NO | NO |  |  |  | PSY5236 |  | Posey Co | SITTER ELITE |  | 1512KF2052 | WOODLANDS - CENTRAL SUPPLY | MHHS-Woodlands |  | Alarm, Bed |  | PSY5236 |  | Woodlands |  | WOODLANDS - CENTRAL SUPPLY | [5 empty] | ALARMS, OCCUPANCY |  | ALARMBED-Posey Co-Sitter Elite | ALARMBED | Sitter Elite |  |  |  | Posey Co | Alarm, Bed |  | ALARMBED-Posey Co-Sitter Elite |  |  |  |  | Covered PM Repair - Biomedical | MHHS-Woodlands
NO | NO |  |  |  | PSY5241 |  | Posey Co | SITTER ELITE |  | 1512KF2057 | WOODLANDS - CENTRAL SUPPLY | MHHS-Woodlands |  | Alarm, Bed |  | PSY5241 |  | Woodlands |  | WOODLANDS - CENTRAL SUPPLY | [5 empty] | ALARMS, OCCUPANCY |  | ALARMBED-Posey Co-Sitter Elite | ALARMBED | Sitter Elite |  |  |  | Posey Co | Alarm, Bed |  | ALARMBED-Posey Co-Sitter Elite |  |  |  |  | Covered PM Repair - Biomedical | MHHS-Woodlands
NO | NO |  |  |  | PSY5242 |  | Posey Co | SITTER ELITE |  | 1512KF2056 | WOODLANDS - CENTRAL SUPPLY | MHHS-Woodlands |  | Alarm, Bed |  | PSY5242 |  | Woodlands |  | WOODLANDS - CENTRAL SUPPLY | [5 empty] | ALARMS, OCCUPANCY |  | ALARMBED-Posey Co-Sitter Elite | ALARMBED | Sitter Elite |  |  |  | Posey Co | Alarm, Bed |  | ALARMBED-Posey Co-Sitter Elite |  |  |  |  | Covered PM Repair - Biomedical | MHHS-Woodlands
NO | NO |  |  |  | PSY5243 |  | Posey Co | SITTER ELITE |  | 1512KF2061 | WOODLANDS - CENTRAL SUPPLY | MHHS-Woodlands |  | Alarm, Bed |  | PSY5243 |  | Woodlands |  | WOODLANDS - CENTRAL SUPPLY | [5 empty] | ALARMS, OCCUPANCY |  | ALARMBED-Posey Co-Sitter Elite | ALARMBED | Sitter Elite |  |  |  | Posey Co | Alarm, Bed |  | ALARMBED-Posey Co-Sitter Elite |  |  |  |  | Covered PM Repair - Biomedical | MHHS-Woodlands
NO | NO |  |  |  | PSY5244 |  | Posey Co | SITTER ELITE |  | 1512KF2058 | WOODLANDS - CENTRAL SUPPLY | MHHS-Woodlands |  | Alarm, Bed |  | PSY5244 |  | Woodlands |  | WOODLANDS - CENTRAL SUPPLY | [5 empty] | ALARMS, OCCUPANCY |  | ALARMBED-Posey Co-Sitter Elite | ALARMBED | Sitter Elite |  |  |  | Posey Co | Alarm, Bed |  | ALARMBED-Posey Co-Sitter Elite |  |  |  |  | Covered PM Repair - Biomedical | MHHS-Woodlands
NO | NO |  |  |  | PSY5245 |  | Posey Co | SITTER ELITE |  | 1512KF2060 | WOODLANDS - CENTRAL SUPPLY | MHHS-Woodlands |  | Alarm, Bed |  | PSY5245 |  | Woodlands |  | WOODLANDS - CENTRAL SUPPLY | [5 empty] | ALARMS, OCCUPANCY |  | ALARMBED-Posey Co-Sitter Elite | ALARMBED | Sitter Elite |  |  |  | Posey Co | Alarm, Bed |  | ALARMBED-Posey Co-Sitter Elite |  |  |  |  | Covered PM Repair - Biomedical | MHHS-Woodlands
NO | NO |  |  |  | PSY5246 |  | Posey Co | SITTER ELITE |  | 1512KF2059 | WOODLANDS - CENTRAL SUPPLY | MHHS-Woodlands |  | Alarm, Bed |  | PSY5246 |  | Woodlands |  | WOODLANDS - CENTRAL SUPPLY | [5 empty] | ALARMS, OCCUPANCY |  | ALARMBED-Posey Co-Sitter Elite | ALARMBED | Sitter Elite |  |  |  | Posey Co | Alarm, Bed |  | ALARMBED-Posey Co-Sitter Elite |  |  |  |  | Covered PM Repair - Biomedical | MHHS-Woodlands
NO | NO |  |  |  | PSY5251 |  | Posey Co | SITTER ELITE |  | 1512KF1053 | WOODLANDS - CENTRAL SUPPLY | MHHS-Woodlands |  | Alarm, Bed |  | PSY5251 |  | Woodlands |  | WOODLANDS - CENTRAL SUPPLY | [5 empty] | ALARMS, OCCUPANCY |  | ALARMBED-Posey Co-Sitter Elite | ALARMBED | Sitter Elite |  |  |  | Posey Co | Alarm, Bed |  | ALARMBED-Posey Co-Sitter Elite |  |  |  |  | Covered PM Repair - Biomedical | MHHS-Woodlands
NO | NO |  |  |  | PSY5252 |  | Posey Co | SITTER ELITE |  | 1512KF1118 | WOODLANDS - CENTRAL SUPPLY | MHHS-Woodlands |  | Alarm, Bed |  | PSY5252 |  | Woodlands |  | WOODLANDS - CENTRAL SUPPLY | [5 empty] | ALARMS, OCCUPANCY |  | ALARMBED-Posey Co-Sitter Elite | ALARMBED | Sitter Elite |  |  |  | Posey Co | Alarm, Bed |  | ALARMBED-Posey Co-Sitter Elite |  |  |  |  | Covered PM Repair - Biomedical | MHHS-Woodlands
NO | NO |  |  |  | PSY5253 |  | Posey Co | SITTER ELITE |  | 1512KF1119 | WOODLANDS - CENTRAL SUPPLY | MHHS-Woodlands |  | Alarm, Bed |  | PSY5253 |  | Woodlands |  | WOODLANDS - CENTRAL SUPPLY | [5 empty] | ALARMS, OCCUPANCY |  | ALARMBED-Posey Co-Sitter Elite | ALARMBED | Sitter Elite |  |  |  | Posey Co | Alarm, Bed |  | ALARMBED-Posey Co-Sitter Elite |  |  |  |  | Covered PM Repair - Biomedical | MHHS-Woodlands
NO | NO |  |  |  | PSY5254 |  | Posey Co | SITTER ELITE |  | 1512KF1120 | WOODLANDS - CENTRAL SUPPLY | MHHS-Woodlands |  | Alarm, Bed |  | PSY5254 |  | Woodlands |  | WOODLANDS - CENTRAL SUPPLY | [5 empty] | ALARMS, OCCUPANCY |  | ALARMBED-Posey Co-Sitter Elite | ALARMBED | Sitter Elite |  |  |  | Posey Co | Alarm, Bed |  | ALARMBED-Posey Co-Sitter Elite |  |  |  |  | Covered PM Repair - Biomedical | MHHS-Woodlands
NO | NO |  |  |  | PSY5255 |  | Posey Co | SITTER ELITE |  | 1512KF1054 | WOODLANDS - CENTRAL SUPPLY | MHHS-Woodlands |  | Alarm, Bed |  | PSY5255 |  | Woodlands |  | WOODLANDS - CENTRAL SUPPLY | [5 empty] | ALARMS, OCCUPANCY |  | ALARMBED-Posey Co-Sitter Elite | ALARMBED | Sitter Elite |  |  |  | Posey Co | Alarm, Bed |  | ALARMBED-Posey Co-Sitter Elite |  |  |  |  | Covered PM Repair - Biomedical | MHHS-Woodlands
NO | NO |  |  |  | PSY5256 |  | Posey Co | SITTER ELITE |  | 1512KF1117 | WOODLANDS - CENTRAL SUPPLY | MHHS-Woodlands |  | Alarm, Bed |  | PSY5256 |  | Woodlands |  | WOODLANDS - CENTRAL SUPPLY | [5 empty] | ALARMS, OCCUPANCY |  | ALARMBED-Posey Co-Sitter Elite | ALARMBED | Sitter Elite |  |  |  | Posey Co | Alarm, Bed |  | ALARMBED-Posey Co-Sitter Elite |  |  |  |  | Covered PM Repair - Biomedical | MHHS-Woodlands
NO | NO |  |  |  | PSY5261 |  | Posey Co | SITTER ELITE |  | 1512KF2128 | WOODLANDS - CENTRAL SUPPLY | MHHS-Woodlands |  | Alarm, Bed |  | PSY5261 |  | Woodlands |  | WOODLANDS - CENTRAL SUPPLY | [5 empty] | ALARMS, OCCUPANCY |  | ALARMBED-Posey Co-Sitter Elite | ALARMBED | Sitter Elite |  |  |  | Posey Co | Alarm, Bed |  | ALARMBED-Posey Co-Sitter Elite |  |  |  |  | Covered PM Repair - Biomedical | MHHS-Woodlands
NO | NO |  |  |  | PSY5262 |  | Posey Co | SITTER ELITE |  | 1512KF2125 | WOODLANDS - CENTRAL SUPPLY | MHHS-Woodlands |  | Alarm, Bed |  | PSY5262 |  | Woodlands |  | WOODLANDS - CENTRAL SUPPLY | [5 empty] | ALARMS, OCCUPANCY |  | ALARMBED-Posey Co-Sitter Elite | ALARMBED | Sitter Elite |  |  |  | Posey Co | Alarm, Bed |  | ALARMBED-Posey Co-Sitter Elite |  |  |  |  | Covered PM Repair - Biomedical | MHHS-Woodlands
NO | NO |  |  |  | PSY5263 |  | Posey Co | SITTER ELITE |  | 1512KF2031 | WOODLANDS - CENTRAL SUPPLY | MHHS-Woodlands |  | Alarm, Bed |  | PSY5263 |  | Woodlands |  | WOODLANDS - CENTRAL SUPPLY | [5 empty] | ALARMS, OCCUPANCY |  | ALARMBED-Posey Co-Sitter Elite | ALARMBED | Sitter Elite |  |  |  | Posey Co | Alarm, Bed |  | ALARMBED-Posey Co-Sitter Elite |  |  |  |  | Covered PM Repair - Biomedical | MHHS-Woodlands
NO | NO |  |  |  | PSY5264 |  | Posey Co | SITTER ELITE |  | 1512KF2032 | WOODLANDS - CENTRAL SUPPLY | MHHS-Woodlands |  | Alarm, Bed |  | PSY5264 |  | Woodlands |  | WOODLANDS - CENTRAL SUPPLY | [5 empty] | ALARMS, OCCUPANCY |  | ALARMBED-Posey Co-Sitter Elite | ALARMBED | Sitter Elite |  |  |  | Posey Co | Alarm, Bed |  | ALARMBED-Posey Co-Sitter Elite |  |  |  |  | Covered PM Repair - Biomedical | MHHS-Woodlands
NO | NO |  |  |  | PSY5265 |  | Posey Co | SITTER ELITE |  | 1512KF2127 | WOODLANDS - CENTRAL SUPPLY | MHHS-Woodlands |  | Alarm, Bed |  | PSY5265 |  | Woodlands |  | WOODLANDS - CENTRAL SUPPLY | [5 empty] | ALARMS, OCCUPANCY |  | ALARMBED-Posey Co-Sitter Elite | ALARMBED | Sitter Elite |  |  |  | Posey Co | Alarm, Bed |  | ALARMBED-Posey Co-Sitter Elite |  |  |  |  | Covered PM Repair - Biomedical | MHHS-Woodlands
NO | NO |  |  |  | PSY5266 |  | Posey Co | SITTER ELITE |  | 1512KF2126 | WOODLANDS - CENTRAL SUPPLY | MHHS-Woodlands |  | Alarm, Bed |  | PSY5266 |  | Woodlands |  | WOODLANDS - CENTRAL SUPPLY | [5 empty] | ALARMS, OCCUPANCY |  | ALARMBED-Posey Co-Sitter Elite | ALARMBED | Sitter Elite |  |  |  | Posey Co | Alarm, Bed |  | ALARMBED-Posey Co-Sitter Elite |  |  |  |  | Covered PM Repair - Biomedical | MHHS-Woodlands
NO | NO |  |  |  | ZZZ1045 |  | Posey Co | SITTER ELITE |  | 1502KF0898 | WOODLANDS - CENTRAL SUPPLY | MHHS-Woodlands |  | Alarm, Bed |  | ZZZ1045 |  | Woodlands |  | WOODLANDS - CENTRAL SUPPLY | [5 empty] | ALARMS, OCCUPANCY |  | ALARMBED-Posey Co-Sitter Elite | ALARMBED | Sitter Elite |  |  |  | Posey Co | Alarm, Bed |  | ALARMBED-Posey Co-Sitter Elite |  |  |  |  | Covered PM Repair - Biomedical | MHHS-Woodlands
NO | NO |  |  |  | ZZZ1046 |  | Posey Co | SITTER ELITE |  | 1502KF0828 | WOODLANDS - CENTRAL SUPPLY | MHHS-Woodlands |  | Alarm, Bed |  | ZZZ1046 |  | Woodlands |  | WOODLANDS - CENTRAL SUPPLY | [5 empty] | ALARMS, OCCUPANCY |  | ALARMBED-Posey Co-Sitter Elite | ALARMBED | Sitter Elite |  |  |  | Posey Co | Alarm, Bed |  | ALARMBED-Posey Co-Sitter Elite |  |  |  |  | Covered PM Repair - Biomedical | MHHS-Woodlands
NO | NO |  |  |  | ZZZ1047 |  | Posey Co | SITTER ELITE |  | 1502KF0824 | WOODLANDS - CENTRAL SUPPLY | MHHS-Woodlands |  | Alarm, Bed |  | ZZZ1047 |  | Woodlands |  | WOODLANDS - CENTRAL SUPPLY | [5 empty] | ALARMS, OCCUPANCY |  | ALARMBED-Posey Co-Sitter Elite | ALARMBED | Sitter Elite |  |  |  | Posey Co | Alarm, Bed |  | ALARMBED-Posey Co-Sitter Elite |  |  |  |  | Covered PM Repair - Biomedical | MHHS-Woodlands
NO | NO |  |  |  | ZZZ1048 |  | Posey Co | SITTER ELITE |  | 1502KF0953 | WOODLANDS - CENTRAL SUPPLY | MHHS-Woodlands |  | Alarm, Bed |  | ZZZ1048 |  | Woodlands |  | WOODLANDS - CENTRAL SUPPLY | [5 empty] | ALARMS, OCCUPANCY |  | ALARMBED-Posey Co-Sitter Elite | ALARMBED | Sitter Elite |  |  |  | Posey Co | Alarm, Bed |  | ALARMBED-Posey Co-Sitter Elite |  |  |  |  | Covered PM Repair - Biomedical | MHHS-Woodlands
NO | NO |  |  |  | ZZZ1049 |  | Posey Co | SITTER ELITE |  | 1502KF0899 | WOODLANDS - CENTRAL SUPPLY | MHHS-Woodlands |  | Alarm, Bed |  | ZZZ1049 |  | Woodlands |  | WOODLANDS - CENTRAL SUPPLY | [5 empty] | ALARMS, OCCUPANCY |  | ALARMBED-Posey Co-Sitter Elite | ALARMBED | Sitter Elite |  |  |  | Posey Co | Alarm, Bed |  | ALARMBED-Posey Co-Sitter Elite |  |  |  |  | Covered PM Repair - Biomedical | MHHS-Woodlands
NO | NO |  |  |  | ZZZ1050 |  | Posey Co | SITTER ELITE |  | 1502KF0897 | WOODLANDS - CENTRAL SUPPLY | MHHS-Woodlands |  | Alarm, Bed |  | ZZZ1050 |  | Woodlands |  | WOODLANDS - CENTRAL SUPPLY | [5 empty] | ALARMS, OCCUPANCY |  | ALARMBED-Posey Co-Sitter Elite | ALARMBED | Sitter Elite |  |  |  | Posey Co | Alarm, Bed |  | ALARMBED-Posey Co-Sitter Elite |  |  |  |  | Covered PM Repair - Biomedical | MHHS-Woodlands
NO | NO |  |  |  | ZZZ1051 |  | Posey Co | SITTER ELITE |  | 1502kf0827 | WOODLANDS - CENTRAL SUPPLY | MHHS-Woodlands |  | Alarm, Bed |  | ZZZ1051 |  | Woodlands |  | WOODLANDS - CENTRAL SUPPLY | [5 empty] | ALARMS, OCCUPANCY |  | ALARMBED-Posey Co-Sitter Elite | ALARMBED | Sitter Elite |  |  |  | Posey Co | Alarm, Bed |  | ALARMBED-Posey Co-Sitter Elite |  |  |  |  | Covered PM Repair - Biomedical | MHHS-Woodlands
NO | NO |  |  |  | ZZZ1052 |  | Posey Co | SITTER ELITE |  | 1502KF0826 | WOODLANDS - CENTRAL SUPPLY | MHHS-Woodlands |  | Alarm, Bed |  | ZZZ1052 |  | Woodlands |  | WOODLANDS - CENTRAL SUPPLY | [5 empty] | ALARMS, OCCUPANCY |  | ALARMBED-Posey Co-Sitter Elite | ALARMBED | Sitter Elite |  |  |  | Posey Co | Alarm, Bed |  | ALARMBED-Posey Co-Sitter Elite |  |  |  |  | Covered PM Repair - Biomedical | MHHS-Woodlands
NO | NO |  |  |  | ZZZ1053 |  | Posey Co | SITTER ELITE |  | 1502KF0825 | WOODLANDS - CENTRAL SUPPLY | MHHS-Woodlands |  | Alarm, Bed |  | ZZZ1053 |  | Woodlands |  | WOODLANDS - CENTRAL SUPPLY | [5 empty] | ALARMS, OCCUPANCY |  | ALARMBED-Posey Co-Sitter Elite | ALARMBED | Sitter Elite |  |  |  | Posey Co | Alarm, Bed |  | ALARMBED-Posey Co-Sitter Elite |  |  |  |  | Covered PM Repair - Biomedical | MHHS-Woodlands
NO | NO |  |  |  | ZZZ1054 |  | Posey Co | SITTER ELITE |  | 1502KF0823 | WOODLANDS - CENTRAL SUPPLY | MHHS-Woodlands |  | Alarm, Bed |  | ZZZ1054 |  | Woodlands |  | WOODLANDS - CENTRAL SUPPLY | [5 empty] | ALARMS, OCCUPANCY |  | ALARMBED-Posey Co-Sitter Elite | ALARMBED | Sitter Elite |  |  |  | Posey Co | Alarm, Bed |  | ALARMBED-Posey Co-Sitter Elite |  |  |  |  | Covered PM Repair - Biomedical | MHHS-Woodlands
NO | NO |  |  |  | ZZZ1060 |  | Posey Co | SITTER ELITE |  | 1511KF0947 | WOODLANDS - CENTRAL SUPPLY | MHHS-Woodlands |  | Alarm, Bed |  | ZZZ1060 |  | Woodlands |  | WOODLANDS - CENTRAL SUPPLY | [5 empty] | ALARMS, OCCUPANCY |  | ALARMBED-Posey Co-Sitter Elite | ALARMBED | Sitter Elite |  |  |  | Posey Co | Alarm, Bed |  | ALARMBED-Posey Co-Sitter Elite |  |  |  |  | Covered PM Repair - Biomedical | MHHS-Woodlands
NO | NO |  |  |  | ZZZ1061 |  | Posey Co | SITTER ELITE |  | 1511KF0843 | WOODLANDS - CENTRAL SUPPLY | MHHS-Woodlands |  | Alarm, Bed |  | ZZZ1061 |  | Woodlands |  | WOODLANDS - CENTRAL SUPPLY | [5 empty] | ALARMS, OCCUPANCY |  | ALARMBED-Posey Co-Sitter Elite | ALARMBED | Sitter Elite |  |  |  | Posey Co | Alarm, Bed |  | ALARMBED-Posey Co-Sitter Elite |  |  |  |  | Covered PM Repair - Biomedical | MHHS-Woodlands
NO | NO |  |  |  | ZZZ1062 |  | Posey Co | SITTER ELITE |  | 1511KF0840 | WOODLANDS - CENTRAL SUPPLY | MHHS-Woodlands |  | Alarm, Bed |  | ZZZ1062 |  | Woodlands |  | WOODLANDS - CENTRAL SUPPLY | [5 empty] | ALARMS, OCCUPANCY |  | ALARMBED-Posey Co-Sitter Elite | ALARMBED | Sitter Elite |  |  |  | Posey Co | Alarm, Bed |  | ALARMBED-Posey Co-Sitter Elite |  |  |  |  | Covered PM Repair - Biomedical | MHHS-Woodlands
NO | NO |  |  |  | zzz1063 |  | Posey Co | SITTER ELITE |  | 1511kf0839 | WOODLANDS - CENTRAL SUPPLY | MHHS-Woodlands |  | Alarm, Bed |  | zzz1063 |  | Woodlands |  | WOODLANDS - CENTRAL SUPPLY | [5 empty] | ALARMS, OCCUPANCY |  | ALARMBED-Posey Co-Sitter Elite | ALARMBED | Sitter Elite |  |  |  | Posey Co | Alarm, Bed |  | ALARMBED-Posey Co-Sitter Elite |  |  |  |  | Covered PM Repair - Biomedical | MHHS-Woodlands
NO | NO |  |  |  | ZZZ1064 |  | Posey Co | SITTER ELITE |  | 1507KF2407 | WOODLANDS - CENTRAL SUPPLY | MHHS-Woodlands |  | Alarm, Bed |  | ZZZ1064 |  | Woodlands |  | WOODLANDS - CENTRAL SUPPLY | [5 empty] | ALARMS, OCCUPANCY |  | ALARMBED-Posey Co-Sitter Elite | ALARMBED | Sitter Elite |  |  |  | Posey Co | Alarm, Bed |  | ALARMBED-Posey Co-Sitter Elite |  |  |  |  | Covered PM Repair - Biomedical | MHHS-Woodlands
NO | NO |  |  |  | ZZZ1065 |  | Posey Co | SITTER ELITE |  | 1507KF2408 | WOODLANDS - CENTRAL SUPPLY | MHHS-Woodlands |  | Alarm, Bed |  | ZZZ1065 |  | Woodlands |  | WOODLANDS - CENTRAL SUPPLY | [5 empty] | ALARMS, OCCUPANCY |  | ALARMBED-Posey Co-Sitter Elite | ALARMBED | Sitter Elite |  |  |  | Posey Co | Alarm, Bed |  | ALARMBED-Posey Co-Sitter Elite |  |  |  |  | Covered PM Repair - Biomedical | MHHS-Woodlands
NO | NO |  |  |  | ZZZ1067 |  | Posey Co | SITTER ELITE |  | 1507KF2409 | WOODLANDS - CENTRAL SUPPLY | MHHS-Woodlands |  | Alarm, Bed |  | ZZZ1067 |  | Woodlands |  | WOODLANDS - CENTRAL SUPPLY | [5 empty] | ALARMS, OCCUPANCY |  | ALARMBED-Posey Co-Sitter Elite | ALARMBED | Sitter Elite |  |  |  | Posey Co | Alarm, Bed |  | ALARMBED-Posey Co-Sitter Elite |  |  |  |  | Covered PM Repair - Biomedical | MHHS-Woodlands
NO | NO |  |  |  | ZZZ1068 |  | Posey Co | SITTER ELITE |  | 1507KF2412 | WOODLANDS - CENTRAL SUPPLY | MHHS-Woodlands |  | Alarm, Bed |  | ZZZ1068 |  | Woodlands |  | WOODLANDS - CENTRAL SUPPLY | [5 empty] | ALARMS, OCCUPANCY |  | ALARMBED-Posey Co-Sitter Elite | ALARMBED | Sitter Elite |  |  |  | Posey Co | Alarm, Bed |  | ALARMBED-Posey Co-Sitter Elite |  |  |  |  | Covered PM Repair - Biomedical | MHHS-Woodlands
NO | NO |  |  |  | ZZZ1069 |  | Posey Co | SITTER ELITE |  | 1511KF0844 | WOODLANDS - CENTRAL SUPPLY | MHHS-Woodlands |  | Alarm, Bed |  | ZZZ1069 |  | Woodlands |  | WOODLANDS - CENTRAL SUPPLY | [5 empty] | ALARMS, OCCUPANCY |  | ALARMBED-Posey Co-Sitter Elite | ALARMBED | Sitter Elite |  |  |  | Posey Co | Alarm, Bed |  | ALARMBED-Posey Co-Sitter Elite |  |  |  |  | Covered PM Repair - Biomedical | MHHS-Woodlands
NO | NO |  |  |  | ZZZ1070 |  | Posey Co | SITTER ELITE |  | 1511KF0842 | WOODLANDS - CENTRAL SUPPLY | MHHS-Woodlands |  | Alarm, Bed |  | ZZZ1070 |  | Woodlands |  | WOODLANDS - CENTRAL SUPPLY | [5 empty] | ALARMS, OCCUPANCY |  | ALARMBED-Posey Co-Sitter Elite | ALARMBED | Sitter Elite |  |  |  | Posey Co | Alarm, Bed |  | ALARMBED-Posey Co-Sitter Elite |  |  |  |  | Covered PM Repair - Biomedical | MHHS-Woodlands
NO | NO |  |  |  | ZZZ1071 |  | Posey Co | SITTER ELITE |  | 1507KF2411 | WOODLANDS - CENTRAL SUPPLY | MHHS-Woodlands |  | Alarm, Bed |  | ZZZ1071 |  | Woodlands |  | WOODLANDS - CENTRAL SUPPLY | [5 empty] | ALARMS, OCCUPANCY |  | ALARMBED-Posey Co-Sitter Elite | ALARMBED | Sitter Elite |  |  |  | Posey Co | Alarm, Bed |  | ALARMBED-Posey Co-Sitter Elite |  |  |  |  | Covered PM Repair - Biomedical | MHHS-Woodlands
NO | NO |  |  |  | ZZZ1072 |  | Posey Co | SITTER ELITE |  | 1511KF0806 | WOODLANDS - CENTRAL SUPPLY | MHHS-Woodlands |  | Alarm, Bed |  | ZZZ1072 |  | Woodlands |  | WOODLANDS - CENTRAL SUPPLY | [5 empty] | ALARMS, OCCUPANCY |  | ALARMBED-Posey Co-Sitter Elite | ALARMBED | Sitter Elite |  |  |  | Posey Co | Alarm, Bed |  | ALARMBED-Posey Co-Sitter Elite |  |  |  |  | Not Covered Vendor Only - Biomedical | MHHS-Woodlands
NO | NO |  |  |  | ZZZ1073 |  | Posey Co | SITTER ELITE |  | 1511KF0883 | WOODLANDS - CENTRAL SUPPLY | MHHS-Woodlands |  | Alarm, Bed |  | ZZZ1073 |  | Woodlands |  | WOODLANDS - CENTRAL SUPPLY | [5 empty] | ALARMS, OCCUPANCY |  | ALARMBED-Posey Co-Sitter Elite | ALARMBED | Sitter Elite |  |  |  | Posey Co | Alarm, Bed |  | ALARMBED-Posey Co-Sitter Elite |  |  |  |  | Covered PM Repair - Biomedical | MHHS-Woodlands
NO | NO |  |  |  | ZZZ1074 |  | Posey Co | SITTER ELITE |  | 1511KF0886 | WOODLANDS - CENTRAL SUPPLY | MHHS-Woodlands |  | Alarm, Bed |  | ZZZ1074 |  | Woodlands |  | WOODLANDS - CENTRAL SUPPLY | [5 empty] | ALARMS, OCCUPANCY |  | ALARMBED-Posey Co-Sitter Elite | ALARMBED | Sitter Elite |  |  |  | Posey Co | Alarm, Bed |  | ALARMBED-Posey Co-Sitter Elite |  |  |  |  | Covered PM Repair - Biomedical | MHHS-Woodlands
NO | NO |  |  |  | ZZZ1075 |  | Posey Co | SITTER ELITE |  | 1511KF0882 | WOODLANDS - CENTRAL SUPPLY | MHHS-Woodlands |  | Alarm, Bed |  | ZZZ1075 |  | Woodlands |  | WOODLANDS - CENTRAL SUPPLY | [5 empty] | ALARMS, OCCUPANCY |  | ALARMBED-Posey Co-Sitter Elite | ALARMBED | Sitter Elite |  |  |  | Posey Co | Alarm, Bed |  | ALARMBED-Posey Co-Sitter Elite |  |  |  |  | Not Covered Vendor Only - Lab Ana/Anes | MHHS-Woodlands
NO | NO |  |  |  | ZZZ1076 |  | Posey Co | SITTER ELITE |  | 1511KF0881 | WOODLANDS - CENTRAL SUPPLY | MHHS-Woodlands |  | Alarm, Bed |  | ZZZ1076 |  | Woodlands |  | WOODLANDS - CENTRAL SUPPLY | [5 empty] | ALARMS, OCCUPANCY |  | ALARMBED-Posey Co-Sitter Elite | ALARMBED | Sitter Elite |  |  |  | Posey Co | Alarm, Bed |  | ALARMBED-Posey Co-Sitter Elite |  |  |  |  | Covered PM Repair - Biomedical | MHHS-Woodlands
NO | NO |  |  |  | ZZZ1077 |  | Posey Co | SITTER ELITE |  | 1511KF0841 | WOODLANDS - CENTRAL SUPPLY | MHHS-Woodlands |  | Alarm, Bed |  | ZZZ1077 |  | Woodlands |  | WOODLANDS - CENTRAL SUPPLY | [5 empty] | ALARMS, OCCUPANCY |  | ALARMBED-Posey Co-Sitter Elite | ALARMBED | Sitter Elite |  |  |  | Posey Co | Alarm, Bed |  | ALARMBED-Posey Co-Sitter Elite |  |  |  |  | Covered PM Repair - Biomedical | MHHS-Woodlands
NO | NO |  |  |  | ZZZ1078 |  | Posey Co | SITTER ELITE |  | 1511KF0803 | WOODLANDS - CENTRAL SUPPLY | MHHS-Woodlands |  | Alarm, Bed |  | ZZZ1078 |  | Woodlands |  | WOODLANDS - CENTRAL SUPPLY | [5 empty] | ALARMS, OCCUPANCY |  | ALARMBED-Posey Co-Sitter Elite | ALARMBED | Sitter Elite |  |  |  | Posey Co | Alarm, Bed |  | ALARMBED-Posey Co-Sitter Elite |  |  |  |  | Covered PM Repair - Biomedical | MHHS-Woodlands
NO | NO |  |  |  | ZZZ1080 |  | Posey Co | SITTER ELITE |  | 1511KF0801 | WOODLANDS - CENTRAL SUPPLY | MHHS-Woodlands |  | Alarm, Bed |  | ZZZ1080 |  | Woodlands |  | WOODLANDS - CENTRAL SUPPLY | [5 empty] | ALARMS, OCCUPANCY |  | ALARMBED-Posey Co-Sitter Elite | ALARMBED | Sitter Elite |  |  |  | Posey Co | Alarm, Bed |  | ALARMBED-Posey Co-Sitter Elite |  |  |  |  | Covered PM Repair - Biomedical | MHHS-Woodlands
NO | NO |  |  |  | ZZZ1081 |  | Posey Co | SITTER ELITE |  | 1511KF0885 | WOODLANDS - CENTRAL SUPPLY | MHHS-Woodlands |  | Alarm, Bed |  | ZZZ1081 |  | Woodlands |  | WOODLANDS - CENTRAL SUPPLY | [5 empty] | ALARMS, OCCUPANCY |  | ALARMBED-Posey Co-Sitter Elite | ALARMBED | Sitter Elite |  |  |  | Posey Co | Alarm, Bed |  | ALARMBED-Posey Co-Sitter Elite |  |  |  |  | Covered PM Repair - Biomedical | MHHS-Woodlands
NO | NO |  |  |  | ZZZ1082 |  | Posey Co | SITTER ELITE |  | 1511KF0805 | WOODLANDS - CENTRAL SUPPLY | MHHS-Woodlands |  | Alarm, Bed |  | ZZZ1082 |  | Woodlands |  | WOODLANDS - CENTRAL SUPPLY | [5 empty] | ALARMS, OCCUPANCY |  | ALARMBED-Posey Co-Sitter Elite | ALARMBED | Sitter Elite |  |  |  | Posey Co | Alarm, Bed |  | ALARMBED-Posey Co-Sitter Elite |  |  |  |  | Covered PM Repair - Biomedical | MHHS-Woodlands
NO | NO |  |  |  | ZZZ1083 |  | Posey Co | SITTER ELITE |  | 1511KF0884 | WOODLANDS - CENTRAL SUPPLY | MHHS-Woodlands |  | Alarm, Bed |  | ZZZ1083 |  | Woodlands |  | WOODLANDS - CENTRAL SUPPLY | [5 empty] | ALARMS, OCCUPANCY |  | ALARMBED-Posey Co-Sitter Elite | ALARMBED | Sitter Elite |  |  |  | Posey Co | Alarm, Bed |  | ALARMBED-Posey Co-Sitter Elite |  |  |  |  | Covered PM Repair - Biomedical | MHHS-Woodlands
NO | NO |  |  |  | ZZZ1084 |  | Posey Co | SITTER ELITE |  | 1511KF0804 | WOODLANDS - CENTRAL SUPPLY | MHHS-Woodlands |  | Alarm, Bed |  | ZZZ1084 |  | Woodlands |  | WOODLANDS - CENTRAL SUPPLY | [5 empty] | ALARMS, OCCUPANCY |  | ALARMBED-Posey Co-Sitter Elite | ALARMBED | Sitter Elite |  |  |  | Posey Co | Alarm, Bed |  | ALARMBED-Posey Co-Sitter Elite |  |  |  |  | Covered PM Repair - Biomedical | MHHS-Woodlands
YES | YES | Serial Number Cnf |  |  | 041-04938 | 041-04938 | Post glover halsey | Mark IV |  | CNF | MEMORIAL CITY - Surgery room 10 |  |  |  |  | 041-04938 | 041-04938 | West | Memorial Hermann Memorial City Medical Center | MEMORIAL CITY - Surgery room 10 | Surgery room 10 |  |  |  | No pm sticker
YES | YES | Serial Number Cnf |  |  | 041-04619 | 041-04619 | Post Glover Halsey | Mark IV |  | CNF | MEMORIAL CITY - OUTPATIENT SURGERY |  |  |  |  | 041-04619 | 041-04619 | West | Memorial Hermann Memorial City Medical Center | MEMORIAL CITY - OUTPATIENT SURGERY | memorial City- Day Surgery W1 300.84 OR 12 |  |  |  | Service tag states tested 6/09 see picture
YES | YES | Serial Number Cnf |  |  | 041-04620 | 041-04620 | Post Glover Halsey | Mark IV |  | CNF | MEMORIAL CITY - OUTPATIENT SURGERY |  |  |  |  | 041-04620 | 041-04620 | West | Memorial Hermann Memorial City Medical Center | MEMORIAL CITY - OUTPATIENT SURGERY | Memorial City - Day Surgery Room W1 300.82 OR14 |  |  |  | Service sticker states 6/09
YES | YES | Serial Number Cnf |  |  | 041-04618 | 041-04618 | Post Glover Halsey | Mark IV |  | CNF | MEMORIAL CITY - OUTPATIENT SURGERY |  |  |  |  | 041-04618 | 041-04618 | West | Memorial Hermann Memorial City Medical Center | MEMORIAL CITY - OUTPATIENT SURGERY | Memorial City - Day Surgery Room W1 300.82 OR14 |  |  |  | Service sticker states 6/09
YES | YES |  |  |  | 133-05081 | 133-05081 | Post Glover LifeLink | ISOLATED POWER PANEL |  |  | Katy |  |  |  |  | 133-05081 | 133-05081 | Katy | Katy | Katy | Pepi ER Unit | 8/1/15 | 8/1/16
YES | YES | Serial Number Cnf |  |  | 099-02056 | 099-02056 | Post Glover LifeLink | Mark V |  | CNF | KATY - Cath Lab |  |  |  |  | 099-02056 | 099-02056 | Katy | Memorial Hermann Katy Hospital | KATY - Cath Lab | Cath Lab
YES | YES | Serial Number Cnf |  |  | 099-02059 | 099-02059 | Post Glover LifeLink | Mark V |  | CNF | KATY - Cath Lab |  |  |  |  | 099-02059 | 099-02059 | Katy | Memorial Hermann Katy Hospital | KATY - Cath Lab | Cath Lab
YES | YES |  |  |  | 041-17917 | 041-17917 | Powercom | BNT-1500AP |  |  | Biomed Dept |  |  |  |  | 041-17917 | 041-17917 | West | Memorial Hermann - Memorial City | Biomed Dept | Biomed MH5411 Repair Shop
YES | YES | Serial Number Cnf |  |  | 013-35009 | 013-35009 | Powercom | Cnf |  | Cnf | [5 empty] | 013-35009 | 013-35009 | Sugar Land | [6 empty] | No pm |  |  | .needs class
YES | YES | Serial Number Cnf |  |  | 099-06833 | 099-06833 | Powercom | Cnf |  | Cnf | MEMORIAL CITY - CATH LAB |  |  |  |  | 099-06833 | 099-06833 | West | Memorial herman heart and vascular - memorial city | MEMORIAL CITY - CATH LAB | Ct room 1 |  |  |  | Mo pm found
YES | YES |  |  |  | 069-48863 | 069-48863 | Powercom | SMK-600A |  |  | Serfan 8th floor med surge |  |  |  |  | 069-48863 | 069-48863 | TMC | Memorial Hermman Texas Medical Center | Serfan 8th floor med surge | Nurse station | [5 empty] | Power Supply, UPS | POWERSUPPLYUPS-Powercom-SMK-600A | [12 empty] | PSU-2Y | [9 empty] | Power Supply, UPS | POWERSUPPLYUPS | Power Supply, UPS | Powercom
YES | YES |  |  |  | 069-44655 | 069-44655 | Powercom | SMK-600A |  |  | TMC - SEROFIM - MICU |  |  |  |  | 069-44655 | 069-44655 | TMC | Memorial Hermann-Texas Medical Center | TMC - SEROFIM - MICU | Nurses Station | [5 empty] | Power Supply, UPS | POWERSUPPLYUPS-Powercom-SMK-600A | [12 empty] | PSU-2Y | [9 empty] | Power Supply, UPS | POWERSUPPLYUPS | Power Supply, UPS | Powercom
NO | YES |  |  |  | 069-48393 | 069-48393 | Powercom | SMK-600A |  |  | TMC-Sarofim 2-Adult PACU |  |  |  |  | 069-48393 | 069-48393 | TMC | MHHS-TMC | TMC-Sarofim 2-Adult PACU | Central Station |  |  |  | No pm found |  | Power Supply, UPS | POWERSUPPLYUPS-Powercom-SMK-600A | [12 empty] | PSU-2Y | [9 empty] | Power Supply, UPS | POWERSUPPLYUPS | Power Supply, UPS | Powercom
YES | YES |  |  |  | 069-48865 | 069-48865 | Powercom | SMK-600A |  |  | 3rd floor Biomed |  |  |  |  | 069-48865 | 069-48865 | TMC | Memorial Hermann-Texas Medical Center | 3rd floor Biomed | Biomed storage | 4/1/20 |  | 1/1/21 |  |  | Power Supply, UPS | POWERSUPPLYUPS-Powercom-SMK-600A | [12 empty] | PSU-2Y | [9 empty] | Power Supply, UPS | POWERSUPPLYUPS | Power Supply, UPS | Powercom
YES | YES |  |  |  | 099-06936 | 099-06936 | Powercom | SMK-600A |  |  | 3rd floor Biomed |  |  |  |  | 099-06936 | 099-06936 | TMC | Memorial Hermann-Texas Medical Center | 3rd floor Biomed | Biomed storage |  |  |  | No pm
YES | YES |  |  |  | 041-33575 | 041-33575 | Powercom | SMK-699A |  |  | Biomed Shop S3 |  |  |  |  | 041-33575 | 041-33575 | TMC | Memorial Hermann Texas Medical Center | Biomed Shop S3 | Biomed Shop S3
NO | YES |  |  |  | 077-08652 | 077-08652 | Powercom America Inc. |  |  |  | TMC-Children's-NICU (7Hp) | MHHS-TMC |  |  |  | 077-08652 | 077-08652 | TMC | MHHS-TMC | TMC-Children's-NICU (7Hp) |  | 8/8/19 |  |  |  | POWER SYSTEMS, UNINTERRUPTIBLE |  | .Needs Class |  |  |  |  | .Needs Class | Powercom |  |  |  |  | 12/26/19 | Verified 3/30/2020 4:07pm (Central) |  | Covered PM Repair - Biomedical | MHHS-TMC
NO | YES |  |  |  | 009-09754 | 009-09754 | Powercom America Inc. | BNT-1500AP |  |  | GH-Cath Lab | MHHS-Greater Heights |  | Power Supply, UPS |  | 009-09754 | 009-09754 | Central | MHHS-Greater Heights | GH-Cath Lab | GH CATH LAB | 4/1/19 |  | 4/1/20 |  | POWER SYSTEMS, UNINTERRUPTIBLE | Power Supply, UPS | POWERSUPPLYUPS-Powercom-BNT-1500AP | POWERSUPPLYUPS | BNT-1500AP |  |  |  | Powercom | Power Supply, UPS |  | POWERSUPPLYUPS-Powercom-BNT-1500AP |  | 11/1/20 |  | PSU-2Y | Not Covered Vendor Only - Biomedical | MHHS-Greater Heights | [8 empty] | POWERSUPPLYUPS | Power Supply, UPS | Powercom
NO | YES |  |  |  | 009-09756 | 009-09756 | Powercom America Inc. | BNT-1500AP |  |  | GH-Cath Lab | MHHS-Greater Heights |  | Power Supply, UPS |  | 009-09756 | 009-09756 | Central | MHHS-Greater Heights | GH-Cath Lab | GH CATH LAB | 4/1/19 |  | 4/1/20 |  | POWER SYSTEMS, UNINTERRUPTIBLE | Power Supply, UPS | POWERSUPPLYUPS-Powercom-BNT-1500AP | POWERSUPPLYUPS | BNT-1500AP |  |  |  | Powercom | Power Supply, UPS |  | POWERSUPPLYUPS-Powercom-BNT-1500AP |  | 12/1/20 |  | PSU-2Y | Not Covered Vendor Only - Biomedical | MHHS-Greater Heights | [8 empty] | POWERSUPPLYUPS | Power Supply, UPS | Powercom
NO | YES |  |  |  | 041-17958 | 041-17958 | Powercom America Inc. | BNT-1500AP |  |  | MEMORIAL CITY - CENTRAL SUPPLY | MHHS-Mem City |  | Power Supply, UPS |  | 041-17958 | 041-17958 | West | Memorial city hear and vascular - memorial city | MEMORIAL CITY - CENTRAL SUPPLY | Cath lab control |  |  |  |  | POWER SYSTEMS, UNINTERRUPTIBLE |  | POWERSUPPLYUPS-Powercom-BNT-1500AP | POWERSUPPLYUPS | BNT-1500AP |  |  |  | Powercom | Power Supply, UPS |  | POWERSUPPLYUPS-Powercom-BNT-1500AP |  |  |  |  | Not Covered Vendor Only - Biomedical | MHHS-Mem City
NO | YES |  |  |  | 041-18519 | 041-18519 | Powercom America Inc. | BNT-1500AP |  |  | MEMORIAL CITY - CATH LAB | MHHS-Mem City |  | Power Supply, UPS |  | 041-18519 | 041-18519 | West | Memorial herman heart and vascular - memorial city | MEMORIAL CITY - CATH LAB | Ct room 2 |  |  |  |  | POWER SYSTEMS, UNINTERRUPTIBLE |  | POWERSUPPLYUPS-Powercom-BNT-1500AP | POWERSUPPLYUPS | BNT-1500AP |  |  |  | Powercom | Power Supply, UPS |  | POWERSUPPLYUPS-Powercom-BNT-1500AP |  |  |  |  | Not Covered Vendor Only - Biomedical | MHHS-Mem City
NO | YES |  |  |  | 005-10116 | 005-10116 | Powercom America Inc. | BNT-1500AP |  |  | SE-Cath Lab | MHHS-Southeast |  | Power Supply, UPS |  | 005-10116 | 005-10116 | Southeast | MHHS-Southeast | SE-Cath Lab | Cath lab |  |  |  |  | POWER SYSTEMS, UNINTERRUPTIBLE |  | POWERSUPPLYUPS-Powercom-BNT-1500AP | POWERSUPPLYUPS | BNT-1500AP |  |  |  | Powercom | Power Supply, UPS |  | POWERSUPPLYUPS-Powercom-BNT-1500AP |  | 11/1/20 |  |  | Not Covered Vendor Only - Biomedical | MHHS-Southeast
NO | YES |  |  |  | 074-05516 | 074-05516 | Powercom America Inc. | BNT-1500AP |  |  | TMC-Cath Lab-Adult (2Hvi) | MHHS-TMC |  | Power Supply, UPS |  | 074-05516 | 074-05516 | TMC | MHHS-TMC | TMC-Cath Lab-Adult (2Hvi) | OR6 | 3/1/19 |  | 3/1/20 |  | POWER SYSTEMS, UNINTERRUPTIBLE | Power Supply, UPS | POWERSUPPLYUPS-Powercom-BNT-1500AP | POWERSUPPLYUPS | BNT-1500AP |  |  |  | Powercom | Power Supply, UPS |  | POWERSUPPLYUPS-Powercom-BNT-1500AP |  | 11/1/20 |  | PSU-2Y | Not Covered Vendor Only - Biomedical | MHHS-TMC | [8 empty] | POWERSUPPLYUPS | Power Supply, UPS | Powercom
NO | YES |  |  |  | 074-04735 | 074-04735 | Powercom America Inc. | BNT-1500AP |  |  | TMC-OR-CVOR (7Hvi) | MHHS-TMC |  | Power Supply, UPS |  | 074-04735 | 074-04735 | TMC | MHHS-TMC | TMC-OR-CVOR (7Hvi) | ICU Hall | 10/1/19 |  | 10/1/20 |  | POWER SYSTEMS, UNINTERRUPTIBLE | Power Supply, UPS | POWERSUPPLYUPS-Powercom-BNT-1500AP | POWERSUPPLYUPS | BNT-1500AP |  |  |  | Powercom | Power Supply, UPS |  | POWERSUPPLYUPS-Powercom-BNT-1500AP |  | 11/1/20 |  | PSU-2Y | Not Covered Vendor Only - Biomedical | MHHS-TMC | [8 empty] | POWERSUPPLYUPS | Power Supply, UPS | Powercom
YES | YES |  |  |  | 041-33968 | 041-33968 | Powercom America Inc. | BNT-1500AP |  | jtd15356723sa | MEMORIAL CITY - CENTRAL SUPPLY |  |  |  |  | 041-33968 | 041-33968 | West | Memorial city hear and vascular - memorial city | MEMORIAL CITY - CENTRAL SUPPLY | Cath lab control |  |  |  | No pm sticker found | POWER SYSTEMS, UNINTERRUPTIBLE
NO | NO |  |  |  | 151-01759 |  | Powercom America Inc. | BNT-1500AP |  |  | CY - CARDIAC CATH LAB | MHHS-Cypress |  | Power Supply, UPS |  | 151-01759 |  | Northwest & Cypress |  | CY - CARDIAC CATH LAB | [5 empty] | POWER SYSTEMS, UNINTERRUPTIBLE |  | POWERSUPPLYUPS-Powercom-BNT-1500AP | POWERSUPPLYUPS | BNT-1500AP |  |  |  | Powercom | Power Supply, UPS |  | POWERSUPPLYUPS-Powercom-BNT-1500AP |  |  |  |  | Not Covered Vendor Only - Biomedical | MHHS-Cypress
NO | NO |  |  |  | 151-03486 |  | Powercom America Inc. | BNT-1500AP |  |  | CY - CARDIAC CATH LAB | MHHS-Cypress |  | Power Supply, UPS |  | 151-03486 |  | Northwest & Cypress |  | CY - CARDIAC CATH LAB | [5 empty] | POWER SYSTEMS, UNINTERRUPTIBLE |  | POWERSUPPLYUPS-Powercom-BNT-1500AP | POWERSUPPLYUPS | BNT-1500AP |  |  |  | Powercom | Power Supply, UPS |  | POWERSUPPLYUPS-Powercom-BNT-1500AP |  |  |  |  | Not Covered Vendor Only - Biomedical | MHHS-Cypress
NO | NO |  |  |  | 009-10278 |  | Powercom America Inc. | BNT-1500AP |  |  | GH - RADIOLOGY | MHHS-Greater Heights |  | Power Supply, UPS |  | 009-10278 |  | Central & Greater Heights |  | GH - RADIOLOGY | [5 empty] | POWER SYSTEMS, UNINTERRUPTIBLE |  | POWERSUPPLYUPS-Powercom-BNT-1500AP | POWERSUPPLYUPS | BNT-1500AP |  |  |  | Powercom | Power Supply, UPS |  | POWERSUPPLYUPS-Powercom-BNT-1500AP |  |  |  |  | Not Covered Vendor Only - Biomedical | MHHS-Greater Heights
NO | NO |  |  |  | 133-08642 |  | Powercom America Inc. | BNT-1500AP |  |  | KATY - CATH LAB | MHHS-Katy |  | Power Supply, UPS |  | 133-08642 |  | Katy |  | KATY - CATH LAB | [5 empty] | POWER SYSTEMS, UNINTERRUPTIBLE |  | POWERSUPPLYUPS-Powercom-BNT-1500AP | POWERSUPPLYUPS | BNT-1500AP |  |  |  | Powercom | Power Supply, UPS |  | POWERSUPPLYUPS-Powercom-BNT-1500AP |  |  |  |  | Not Covered Vendor Only - Biomedical | MHHS-Katy
NO | NO |  |  |  | 133-09761 |  | Powercom America Inc. | BNT-1500AP |  |  | KATY - CATH LAB | MHHS-Katy |  | Power Supply, UPS |  | 133-09761 |  | Katy |  | KATY - CATH LAB | [5 empty] | POWER SYSTEMS, UNINTERRUPTIBLE |  | POWERSUPPLYUPS-Powercom-BNT-1500AP | POWERSUPPLYUPS | BNT-1500AP |  |  |  | Powercom | Power Supply, UPS |  | POWERSUPPLYUPS-Powercom-BNT-1500AP |  |  |  |  | Not Covered Vendor Only - Biomedical | MHHS-Katy
NO | NO |  |  |  | 041-17941 |  | Powercom America Inc. | BNT-1500AP |  |  | MEMORIAL CITY - CATH LAB | MHHS-Mem City |  | Power Supply, UPS |  | 041-17941 |  | West & Memorial City |  | MEMORIAL CITY - CATH LAB | [5 empty] | POWER SYSTEMS, UNINTERRUPTIBLE |  | POWERSUPPLYUPS-Powercom-BNT-1500AP | POWERSUPPLYUPS | BNT-1500AP |  |  |  | Powercom | Power Supply, UPS |  | POWERSUPPLYUPS-Powercom-BNT-1500AP |  |  |  |  | Not Covered Vendor Only - Biomedical | MHHS-Mem City
NO | NO | [5 empty] | Powercom America Inc. | BNT-1500AP |  |  | NE - OR | MHHS-Northeast |  | Power Supply, UPS |  |  |  | Katy |  | NE - OR | [5 empty] | POWER SYSTEMS, UNINTERRUPTIBLE |  | POWERSUPPLYUPS-Powercom-BNT-1500AP | POWERSUPPLYUPS | BNT-1500AP |  |  |  | Powercom | Power Supply, UPS |  | POWERSUPPLYUPS-Powercom-BNT-1500AP |  |  |  |  | Not Covered Vendor Only - Biomedical | MHHS-Northeast
NO | NO |  |  |  | 145-00923 |  | Powercom America Inc. | BNT-1500AP |  |  | PEARLAND - CARDIAC CATH LAB | MHHS-Pearland Hospital |  | Power Supply, UPS |  | 145-00923 |  | Pearland |  | PEARLAND - CARDIAC CATH LAB | [5 empty] | POWER SYSTEMS, UNINTERRUPTIBLE |  | POWERSUPPLYUPS-Powercom-BNT-1500AP | POWERSUPPLYUPS | BNT-1500AP |  |  |  | Powercom | Power Supply, UPS |  | POWERSUPPLYUPS-Powercom-BNT-1500AP |  |  |  |  | Not Covered Vendor Only - Biomedical | MHHS-Pearland Hospital
NO | NO |  |  |  | 005-10136 |  | Powercom America Inc. | BNT-1500AP |  |  | SE - CATH LAB | MHHS-Southeast |  | Power Supply, UPS |  | 005-10136 |  | Southeast & Bay Area |  | SE - CATH LAB | [5 empty] | POWER SYSTEMS, UNINTERRUPTIBLE |  | POWERSUPPLYUPS-Powercom-BNT-1500AP | POWERSUPPLYUPS | BNT-1500AP |  |  |  | Powercom | Power Supply, UPS |  | POWERSUPPLYUPS-Powercom-BNT-1500AP |  |  |  |  | Not Covered Vendor Only - Biomedical | MHHS-Southeast
NO | NO |  |  |  | 005-12979 |  | Powercom America Inc. | BNT-1500AP |  |  | SE - OR | MHHS-Southeast |  | Power Supply, UPS |  | 005-12979 |  | Southeast & Bay Area |  | SE - OR | [5 empty] | POWER SYSTEMS, UNINTERRUPTIBLE |  | POWERSUPPLYUPS-Powercom-BNT-1500AP | POWERSUPPLYUPS | BNT-1500AP |  |  |  | Powercom | Power Supply, UPS |  | POWERSUPPLYUPS-Powercom-BNT-1500AP |  |  |  |  | Not Covered Vendor Only - Biomedical | MHHS-Southeast
NO | NO |  |  |  | 074-04353 |  | Powercom America Inc. | BNT-1500AP |  |  | TMC - CATH LAB - PEDI (GHP) | MHHS-TMC |  | Power Supply, UPS |  | 074-04353 |  | TMC |  | TMC - CATH LAB - PEDI (GHP) | [5 empty] | POWER SYSTEMS, UNINTERRUPTIBLE |  | POWERSUPPLYUPS-Powercom-BNT-1500AP | POWERSUPPLYUPS | BNT-1500AP |  |  |  | Powercom | Power Supply, UPS |  | POWERSUPPLYUPS-Powercom-BNT-1500AP |  |  |  |  | Not Covered Vendor Only - Biomedical | MHHS-TMC
NO | NO |  |  |  | R-129-02122 |  | Powercom America Inc. | KIN-1000AP |  | G50127221 | OPID - (SL) - SUGAR LAND - 449 (MP1) | MHHS-OPID |  | Power Supply, UPS |  | R-129-02122 |  | Sugar Land |  | OPID - (SL) - SUGAR LAND - 449 (MP1) | [5 empty] | POWER SYSTEMS, UNINTERRUPTIBLE |  | POWERSUPPLYUPS-POWERCOM-Kin-1000AP | POWERSUPPLYUPS | Kin-1000AP |  |  |  | POWERCOM | Power Supply, UPS |  | POWERSUPPLYUPS-POWERCOM-Kin-1000AP |  |  |  |  | Covered PM Repair - Biomedical | MHHS-OPID
NO | YES |  |  |  | 009-09783 | 009-09783 | Powercom America Inc. | SMK-2000A |  |  | GH-Cath Lab | MHHS-Greater Heights |  | Power Supply, UPS |  | 009-09783 | 009-09783 | Central | MHHS-Greater Heights | GH-Cath Lab | BIOMED | 4/1/19 |  | 4/1/20 |  | POWER SYSTEMS, UNINTERRUPTIBLE | Power Supply, UPS | POWERSUPPLYUPS-POWERCOM-SMK2000A | POWERSUPPLYUPS | SMK2000A |  |  |  | POWERCOM | Power Supply, UPS |  |  | POWERSUPPLYUPS-POWERCOM-SMK2000A |  |  | PSU-2Y | Covered PM Repair - Biomedical | MHHS-Greater Heights | [8 empty] | POWERSUPPLYUPS | Power Supply, UPS | POWERCOM
NO | YES |  |  |  | 145-00911 | 145-00911 | Powercom America Inc. | SMK-2000A |  |  | Pearland-Cardiac Cath Lab | MHHS-Pearland Hospital |  | Power Supply, UPS |  | 145-00911 | 145-00911 | Pearland | MHHS-Pearland Hospital | Pearland-Cardiac Cath Lab | Cardiac Cath Lab | 7/1/19 | 7/1/20 |  |  | POWER SYSTEMS, UNINTERRUPTIBLE | Power Supply, UPS | POWERSUPPLYUPS-POWERCOM-SMK2000A | POWERSUPPLYUPS | SMK2000A |  |  |  | POWERCOM | Power Supply, UPS |  |  | POWERSUPPLYUPS-POWERCOM-SMK2000A |  |  | PSU-2Y | Covered PM Repair - Biomedical | MHHS-Pearland Hospital | [8 empty] | POWERSUPPLYUPS | Power Supply, UPS | POWERCOM
NO | NO |  |  |  | 069-37455 |  | Powercom America Inc. | SMK-2000A |  |  | TMC - CATH LAB - ADULT (2HVI) | MHHS-TMC |  | Power Supply, UPS |  | 069-37455 |  | TMC |  | TMC - CATH LAB - ADULT (2HVI) | [5 empty] | POWER SYSTEMS, UNINTERRUPTIBLE |  | POWERSUPPLYUPS-POWERCOM-SMK2000A | POWERSUPPLYUPS | SMK2000A |  |  |  | POWERCOM | Power Supply, UPS |  |  | POWERSUPPLYUPS-POWERCOM-SMK2000A |  |  |  | Covered PM Repair - Biomedical | MHHS-TMC
NO | YES |  |  |  | 077-09087 | 077-09087 | Powercom America Inc. | SMK-600A |  |  | TMC-Children's-NICU (7Hp) | MHHS-TMC |  | Power Supply, UPS |  | 077-09087 | 077-09087 | TMC | MHHS-TMC | TMC-Children's-NICU (7Hp) |  | 8/8/19 |  |  |  | POWER SYSTEMS, UNINTERRUPTIBLE |  | POWERSUPPLYUPS-Powercom-SMK-600A | POWERSUPPLYUPS | SMK-600A |  |  |  | Powercom | Power Supply, UPS |  | POWERSUPPLYUPS-Powercom-SMK-600A |  |  | Verified 3/30/2020 4:07pm (Central) |  | Covered PM Repair - Radiology, Low End | MHHS-TMC
NO | YES |  |  |  | 069-41980 | 069-41980 | Powercom America Inc. | SMK-600A |  |  | TMC-Jones-Tx Trauma (6J) | MHHS-TMC |  | Power Supply, UPS |  | 069-41980 | 069-41980 | TMC | MHHS-TMC | TMC-Jones-Tx Trauma (6J) | Nurses Station |  |  |  |  | POWER SYSTEMS, UNINTERRUPTIBLE | Power Supply, UPS | POWERSUPPLYUPS-Powercom-SMK-600A | POWERSUPPLYUPS | SMK-600A |  |  |  | Powercom | Power Supply, UPS |  | POWERSUPPLYUPS-Powercom-SMK-600A |  |  |  | PSU-2Y | Covered PM Repair - Radiology, Low End | MHHS-TMC | [8 empty] | POWERSUPPLYUPS | Power Supply, UPS | Powercom
NO | YES |  |  |  | 069-41979 | 069-41979 | Powercom America Inc. | SMK-600A |  |  | TMC-Jones-Neuro Acute Care (5J) | MHHS-TMC |  | Power Supply, UPS |  | 069-41979 | 069-41979 | TMC | MHHS-TMC | TMC-Jones-Neuro Acute Care (5J) | 5J nurse station | 8/1/18 |  | 8/1/19 |  | POWER SYSTEMS, UNINTERRUPTIBLE | Power Supply, UPS | POWERSUPPLYUPS-Powercom-SMK-600A | POWERSUPPLYUPS | SMK-600A |  |  |  | Powercom | Power Supply, UPS |  | POWERSUPPLYUPS-Powercom-SMK-600A |  |  |  | PSU-2Y | Covered PM Repair - Radiology, Low End | MHHS-TMC | [8 empty] | POWERSUPPLYUPS | Power Supply, UPS | Powercom
NO | YES |  |  |  | 069-37065 | 069-37065 | Powercom America Inc. | SMK-600A |  |  | Day surgery 2R | MHHS-TMC |  | Power Supply, UPS |  | 069-37065 | 069-37065 | TMC | Memorial Hermann-Texas Medical Center | Day surgery 2R | Nurse station | 12/1/19 |  | 12/1/20 |  | POWER SYSTEMS, UNINTERRUPTIBLE |  | POWERSUPPLYUPS-Powercom-SMK-600A | POWERSUPPLYUPS | SMK-600A |  |  |  | Powercom | Power Supply, UPS |  | POWERSUPPLYUPS-Powercom-SMK-600A |  |  |  |  | Covered PM Repair - Radiology, Low End | MHHS-TMC
NO | YES |  |  |  | 069-48397 | 069-48397 | Powercom America Inc. | SMK-600A |  |  | TMC-Sarofim 1-Adult ER | MHHS-TMC |  | Power Supply, UPS |  | 069-48397 | 069-48397 | TMC | MHHS-TMC | TMC-Sarofim 1-Adult ER | Nurses Station | 12/1/19 |  | 12/1/20 |  | POWER SYSTEMS, UNINTERRUPTIBLE | Power Supply, UPS | POWERSUPPLYUPS-Powercom-SMK-600A | POWERSUPPLYUPS | SMK-600A |  |  |  | Powercom | Power Supply, UPS |  | POWERSUPPLYUPS-Powercom-SMK-600A |  |  |  | PSU-2Y | Covered PM Repair - Biomedical | MHHS-TMC | [8 empty] | POWERSUPPLYUPS | Power Supply, UPS | Powercom
NO | YES |  |  |  | 069-48400 | 069-48400 | Powercom America Inc. | SMK-600A |  |  | TMC-Sarofim 1-Adult ER | MHHS-TMC |  | Power Supply, UPS |  | 069-48400 | 069-48400 | TMC | MHHS-TMC | TMC-Sarofim 1-Adult ER | Nurses Station | 12/1/19 |  | 12/1/20 |  | POWER SYSTEMS, UNINTERRUPTIBLE | Power Supply, UPS | POWERSUPPLYUPS-Powercom-SMK-600A | POWERSUPPLYUPS | SMK-600A |  |  |  | Powercom | Power Supply, UPS |  | POWERSUPPLYUPS-Powercom-SMK-600A |  | 3/1/19 |  | PSU-2Y | Covered PM Repair - Biomedical | MHHS-TMC | [8 empty] | POWERSUPPLYUPS | Power Supply, UPS | Powercom
NO | YES |  |  |  | 069-48384 | 069-48384 | Powercom America Inc. | SMK-600A |  |  | TMC-Sarofim 3-PACU | MHHS-TMC |  | Power Supply, UPS |  | 069-48384 | 069-48384 | TMC | MHHS-TMC | TMC-Sarofim 3-PACU | Nurse station |  |  |  |  | POWER SYSTEMS, UNINTERRUPTIBLE |  | POWERSUPPLYUPS-Powercom-SMK-600A | POWERSUPPLYUPS | SMK-600A |  |  |  | Powercom | Power Supply, UPS |  | POWERSUPPLYUPS-Powercom-SMK-600A |  |  |  |  | Covered PM Repair - Radiology, High End | MHHS-TMC
NO | YES |  |  |  | 069-48380 | 069-48380 | Powercom America Inc. | SMK-600A |  |  | TMC-Sarofim 5-Burn Unit | MHHS-TMC |  | Power Supply, UPS |  | 069-48380 | 069-48380 | TMC | MHHS-TMC | TMC-Sarofim 5-Burn Unit | Nurses Station |  |  |  |  | POWER SYSTEMS, UNINTERRUPTIBLE |  | POWERSUPPLYUPS-Powercom-SMK-600A | POWERSUPPLYUPS | SMK-600A |  |  |  | Powercom | Power Supply, UPS |  | POWERSUPPLYUPS-Powercom-SMK-600A |  |  |  |  | Covered PM Repair - Biomedical | MHHS-TMC
NO | NO |  |  |  | 077-09084 |  | Powercom America Inc. | SMK-600A |  |  | TMC - CHILDRENS - NICU (7HP) | MHHS-TMC |  | Power Supply, UPS |  | 077-09084 |  | TMC |  | TMC - CHILDRENS - NICU (7HP) | [5 empty] | POWER SYSTEMS, UNINTERRUPTIBLE |  | POWERSUPPLYUPS-Powercom-SMK-600A | POWERSUPPLYUPS | SMK-600A |  |  |  | Powercom | Power Supply, UPS |  | POWERSUPPLYUPS-Powercom-SMK-600A |  |  |  |  | Covered PM Repair - Radiology, Low End | MHHS-TMC
NO | NO |  |  |  | 069-41519 |  | Powercom America Inc. | SMK-600A |  |  | TMC - HERMANN - COU (1R) | MHHS-TMC |  | Power Supply, UPS |  | 069-41519 |  | TMC |  | TMC - HERMANN - COU (1R) | [5 empty] | POWER SYSTEMS, UNINTERRUPTIBLE |  | POWERSUPPLYUPS-Powercom-SMK-600A | POWERSUPPLYUPS | SMK-600A |  |  |  | Powercom | Power Supply, UPS |  | POWERSUPPLYUPS-Powercom-SMK-600A |  |  |  |  | Not Covered Vendor Only - Rad, Low End | MHHS-TMC
NO | NO | [5 empty] | Powercom America Inc. | SMK-600A |  |  | TMC - HVI - CIMU (4HVI) | MHHS-TMC |  | Power Supply, UPS |  |  |  | TMC |  | TMC - HVI - CIMU (4HVI) | [5 empty] | POWER SYSTEMS, UNINTERRUPTIBLE |  | POWERSUPPLYUPS-Powercom-SMK-600A | POWERSUPPLYUPS | SMK-600A |  |  |  | Powercom | Power Supply, UPS |  | POWERSUPPLYUPS-Powercom-SMK-600A |  |  |  |  | Covered PM Repair - Biomedical | MHHS-TMC
NO | NO |  |  |  | 069-42407 |  | Powercom America Inc. | SMK-600A |  |  | TMC - JONES - BURN UNIT (8J) | MHHS-TMC |  | Power Supply, UPS |  | 069-42407 |  | TMC |  | TMC - JONES - BURN UNIT (8J) | [5 empty] | POWER SYSTEMS, UNINTERRUPTIBLE |  | POWERSUPPLYUPS-Powercom-SMK-600A | POWERSUPPLYUPS | SMK-600A |  |  |  | Powercom | Power Supply, UPS |  | POWERSUPPLYUPS-Powercom-SMK-600A |  |  |  |  | Not Covered Vendor Only - Rad, High End | MHHS-TMC
NO | NO |  |  |  | R-069-DDCRFWSUPS |  | Powercom America Inc. | SMK-600A |  |  | TMC - PLAZA - ERTAN DDC (STE 1400) | MHHS-TMC |  | Power Supply, UPS |  | R-069-DDCRFWSUPS |  | TMC |  | TMC - PLAZA - ERTAN DDC (STE 1400) | [5 empty] | POWER SYSTEMS, UNINTERRUPTIBLE |  | POWERSUPPLYUPS-Powercom-SMK-600A | POWERSUPPLYUPS | SMK-600A |  |  |  | Powercom | Power Supply, UPS |  | POWERSUPPLYUPS-Powercom-SMK-600A |  |  |  |  | Covered PM Repair - Biomedical | MHHS-TMC
NO | NO |  |  |  | 069-48390 |  | Powercom America Inc. | SMK-600A |  |  | TMC - SAROFIM 2 - ADULT PRE OP | MHHS-TMC |  | Power Supply, UPS |  | 069-48390 |  | TMC |  | TMC - SAROFIM 2 - ADULT PRE OP | [5 empty] | POWER SYSTEMS, UNINTERRUPTIBLE |  | POWERSUPPLYUPS-Powercom-SMK-600A | POWERSUPPLYUPS | SMK-600A |  |  |  | Powercom | Power Supply, UPS |  | POWERSUPPLYUPS-Powercom-SMK-600A |  |  |  |  | Covered PM Repair - Biomedical | MHHS-TMC
NO | NO |  |  |  | 069-48374 |  | Powercom America Inc. | SMK-600A |  |  | TMC - SAROFIM 5 - BURN UNIT | MHHS-TMC |  | Power Supply, UPS |  | 069-48374 |  | TMC |  | TMC - SAROFIM 5 - BURN UNIT | [5 empty] | POWER SYSTEMS, UNINTERRUPTIBLE |  | POWERSUPPLYUPS-Powercom-SMK-600A | POWERSUPPLYUPS | SMK-600A |  |  |  | Powercom | Power Supply, UPS |  | POWERSUPPLYUPS-Powercom-SMK-600A |  |  |  |  | Covered PM Repair - Radiology, Low End | MHHS-TMC
NO | NO |  |  |  | 069-48377 |  | Powercom America Inc. | SMK-600A |  |  | TMC - SAROFIM 5 - BURN UNIT | MHHS-TMC |  | Power Supply, UPS |  | 069-48377 |  | TMC |  | TMC - SAROFIM 5 - BURN UNIT | [5 empty] | POWER SYSTEMS, UNINTERRUPTIBLE |  | POWERSUPPLYUPS-Powercom-SMK-600A | POWERSUPPLYUPS | SMK-600A |  |  |  | Powercom | Power Supply, UPS |  | POWERSUPPLYUPS-Powercom-SMK-600A |  |  |  |  | Covered PM Repair - Radiology, Low End | MHHS-TMC
NO | NO |  |  |  | 069-48351 |  | Powercom America Inc. | SMK-600A |  |  | TMC - SAROFIM 5 - SILVER | MHHS-TMC |  | Power Supply, UPS |  | 069-48351 |  | TMC |  | TMC - SAROFIM 5 - SILVER | [5 empty] | POWER SYSTEMS, UNINTERRUPTIBLE |  | POWERSUPPLYUPS-Powercom-SMK-600A | POWERSUPPLYUPS | SMK-600A |  |  |  | Powercom | Power Supply, UPS |  | POWERSUPPLYUPS-Powercom-SMK-600A |  |  |  |  | Covered PM Repair - Biomedical | MHHS-TMC
NO | NO |  |  |  | 129-06527 |  | Powercom America Inc. | ULT-2000 |  |  | SUGAR LAND - MFM CLINIC | MHHS-Sugarland |  | Power Supply, UPS |  | 129-06527 |  | Sugar Land |  | SUGAR LAND - MFM CLINIC | [5 empty] | POWER SYSTEMS, UNINTERRUPTIBLE |  | POWERSUPPLYUPS-Powercom-ULT-2000 | POWERSUPPLYUPS | ULT-2000 |  |  |  | Powercom | Power Supply, UPS |  | POWERSUPPLYUPS-Powercom-ULT-2000 |  |  |  |  | Covered PM Repair - Biomedical | MHHS-Sugarland
NO | NO |  |  |  | 129-06528 |  | Powercom America Inc. | ULT-2000 |  |  | SUGAR LAND - MFM CLINIC | MHHS-Sugarland |  | Power Supply, UPS |  | 129-06528 |  | Sugar Land |  | SUGAR LAND - MFM CLINIC | [5 empty] | POWER SYSTEMS, UNINTERRUPTIBLE |  | POWERSUPPLYUPS-Powercom-ULT-2000 | POWERSUPPLYUPS | ULT-2000 |  |  |  | Powercom | Power Supply, UPS |  | POWERSUPPLYUPS-Powercom-ULT-2000 |  |  |  |  | Covered PM Repair - Biomedical | MHHS-Sugarland
NO | NO |  |  |  | 129-06529 |  | Powercom America Inc. | ULT-2000 |  |  | SUGAR LAND - MFM CLINIC | MHHS-Sugarland |  | Power Supply, UPS |  | 129-06529 |  | Sugar Land |  | SUGAR LAND - MFM CLINIC | [5 empty] | POWER SYSTEMS, UNINTERRUPTIBLE |  | POWERSUPPLYUPS-Powercom-ULT-2000 | POWERSUPPLYUPS | ULT-2000 |  |  |  | Powercom | Power Supply, UPS |  | POWERSUPPLYUPS-Powercom-ULT-2000 |  |  |  |  | Covered PM Repair - Biomedical | MHHS-Sugarland
NO | NO |  |  |  | R-069-VENTRIUPS |  | Powercom America Inc. | ULT-2000 |  |  | TMC - HVI - CARDIOLOGY (3HVI) | MHHS-TMC |  | Power Supply, UPS |  | R-069-VENTRIUPS |  | TMC |  | TMC - HVI - CARDIOLOGY (3HVI) | [5 empty] | POWER SYSTEMS, UNINTERRUPTIBLE |  | POWERSUPPLYUPS-Powercom-ULT-2000 | POWERSUPPLYUPS | ULT-2000 |  |  |  | Powercom | Power Supply, UPS |  | POWERSUPPLYUPS-Powercom-ULT-2000 |  |  |  |  | Covered PM Repair - Biomedical | MHHS-TMC
NO | YES |  |  |  | 029-32323 | 029-32323 | Powercom America Inc. | Unknown |  |  | Woodlands-Cath Lab | MHHS-Woodlands |  |  |  | 029-32323 | 029-32323 | Woodlands | MHHS-Woodlands | Woodlands-Cath Lab | Cath Lab 2 | 4/1/19 |  | 4/1/20 |  | POWER SYSTEMS, UNINTERRUPTIBLE |  | .needs class |  |  |  |  | .needs class | Powercom |  |  |  |  | 4/1/18 |  |  | Covered PM Repair - Biomedical | MHHS-Woodlands
NO | NO | [5 empty] | Powercom America Inc. | Unknown |  |  | TMC - CATH LAB - ADULT (2HVI) | MHHS-TMC | [5 empty] | TMC |  | TMC - CATH LAB - ADULT (2HVI) | [5 empty] | POWER SYSTEMS, UNINTERRUPTIBLE |  | .needs class |  |  |  |  | .needs class | Powercom | [7 empty] | Covered PM Repair - Biomedical | MHHS-TMC
YES | YES |  |  |  | 142-08918 | 142-08918 | PowerDsine |  |  | N12471222000177A03 | [5 empty] | 142-08918 | 142-08918 | Sugar Land |  |  | BioMed Shop |  |  |  | No pm
YES | YES |  |  |  | 142-08914 | 142-08914 | PowerDsine |  |  | N12471222000178A03 | [5 empty] | 142-08914 | 142-08914 | Sugar Land |  |  | BioMed Shop |  |  |  | No pm
YES | YES |  |  |  | 099-07151 | 099-07151 | Powermate | Powermate |  | Nsn | TMC - OR - HERMANN (2HP) |  |  |  |  | 099-07151 | 099-07151 |  | Memorial Hermann-tmc | TMC - OR - HERMANN (2HP) | Or 35
YES | YES |  |  |  | 005-10137 | 005-10137 | Powerom | Btn-1500a |  |  | Biomedical |  |  |  |  | 005-10137 | 005-10137 | Southeast | Memorial Hermann Southeast Hospital | Biomedical | Biomed shop | 4/1/18 |  | 4/1/19
YES | YES | Serial Number MC0669 |  |  | 099-04927 | 099-04927 | Powertronix Corp | 300VA |  | MC0669 | KATY - CATH LAB |  |  |  |  | 099-04927 | 099-04927 | Katy | Memorial Hermann Katy Hospital | KATY - CATH LAB | Cath lab 1 | 2/1/20 |  |  |  |  | Power Supply, UPS | POWERSUPPLYUPS-Powertronix Corp-300VA | [12 empty] | PSU-2Y | [9 empty] | Power Supply, UPS | POWERSUPPLYUPS | Power Supply, UPS | Powertronix Corp
YES | YES |  |  |  | 099-03037 | 099-03037 | Powertronix Corp | Isolation station |  |  | Scope storage |  |  |  |  | 099-03037 | 099-03037 | Katy | Memorial Hermann Katy Hospital | Scope storage | Pacu
YES | YES | Serial Number MC0669 |  |  | 151-05069 | 151-05069 | Powertronix Corp | MP3107 |  | MC0669 | Cath lab |  |  |  |  | 151-05069 | 151-05069 | Northwest | Memorial Hermann Cypress Hospital | Cath lab | Cardiac cath lab |  |  |  | Model may be micropace eps320
YES | YES | Serial Number Cnf |  |  | 133-03109 | 133-03109 | Powervar |  |  | Cnf | KATY - LABORATORY |  |  |  |  | 133-03109 | 133-03109 | Katy | Memorial Hermann Katy Hospital | KATY - LABORATORY | Microbiology | [5 empty] | Power Supply, UPS | POWERSUPPLYUPS-Powervar Ltd-ABCDEF10.0-22 | [12 empty] | PSU-2Y | [10 empty] | POWERSUPPLYUPS | Power Supply, UPS | Powervar Ltd
YES | YES |  |  |  | 151-04870 | 151-04870 | Powervar | ABCE420-11IEC |  | 5404278R-1120018 | Biomed Dept |  |  |  |  | 151-04870 | 151-04870 | West-Mem.City | Memorial Hermann-Memorial City | Biomed Dept | Biomed Dept |  |  |  | Out of Service Item
YES | YES | Serial Number Cnf |  |  | 133-08509 | 133-08509 | Powervar | Cnf |  | Cnf | KATY - LABORATORY |  |  |  |  | 133-08509 | 133-08509 | Katy | Katy | KATY - LABORATORY | Lab | 2/1/20 | [5 empty] | .needs class
NO | YES |  |  |  | 151-02021 | 151-02021 | Powervar Inc. | 50110-03R |  | 5011003R-1610083 | CY - LABORATORY | MHHS-Cypress |  |  |  | 151-02021 | 151-02021 | Northwest | Cypress | CY - LABORATORY | Chemistry | 7/1/19 | 7/1/20 |  |  | POWER SYSTEMS, UNINTERRUPTIBLE |  | .needs class |  |  |  |  | .needs class | Powervar Ltd |  |  |  |  | 6/12/16 |  |  | Covered PM Repair - Biomedical | MHHS-Cypress
NO | NO |  |  |  | 041-19834 |  | Powervar Inc. | 50110-03R |  | 5011003R-1540102 | CY - LABORATORY | MHHS-Cypress |  |  |  | 041-19834 |  | Northwest & Cypress |  | CY - LABORATORY | [5 empty] | POWER SYSTEMS, UNINTERRUPTIBLE |  | .needs class |  |  |  |  | .needs class | Powervar Ltd | [7 empty] | Covered PM Repair - Biomedical | MHHS-Cypress
NO | NO | [5 empty] | Powervar Inc. | ABC302-11 |  | 6103653-9820017 | KATY - CARDIOLOGY | MHHS-Katy |  | Power Supply |  |  |  | Katy |  | KATY - CARDIOLOGY | [5 empty] | POWER SUPPLIES |  | POWERSUPPLY-Powervar Ltd-ABC302-11 | POWERSUPPLY | ABC302-11 |  |  |  | Powervar Ltd | Power Supply |  | POWERSUPPLY-Powervar Ltd-ABC302-11 |  |  |  |  | Covered PM Repair - Biomedical | MHHS-Katy
NO | NO | [5 empty] | Powervar Inc. | ABC600-11MED |  | 93072-52R-0930143 | SE - CATH LAB | MHHS-Southeast | [5 empty] | Southeast & Bay Area |  | SE - CATH LAB | [5 empty] | POWER SUPPLIES |  | POWERSUPPLYUPS-Powervar Ltd-ABCE 600-11 |  |  |  |  | POWERSUPPLYUPS-Powervar Ltd-ABCE 600-11 | Powervar Ltd | [7 empty] | Covered PM Repair - Biomedical | MHHS-Southeast
NO | NO | [5 empty] | Powervar Inc. | ABC600-11MED |  | 9307252r-0940078 | WOODLANDS - CATH LAB | MHHS-Woodlands | [5 empty] | Woodlands |  | WOODLANDS - CATH LAB | [5 empty] | POWER SUPPLIES |  | POWERSUPPLYUPS-Powervar Ltd-ABCE 600-11 |  |  |  |  | POWERSUPPLYUPS-Powervar Ltd-ABCE 600-11 | Powervar Ltd | [7 empty] | Covered PM Repair - Biomedical | MHHS-Woodlands
NO | NO | [5 empty] | Powervar Inc. | ABCDEF5200-22 |  | 2205253r-1020005 | WOODLANDS - NUC MED | MHHS-Woodlands |  | Power Supply, UPS |  |  |  | Woodlands |  | WOODLANDS - NUC MED | [5 empty] | POWER SYSTEMS, UNINTERRUPTIBLE |  | POWERSUPPLYUPS-Powervar Ltd-ABCDEF5200-22 | POWERSUPPLYUPS | ABCDEF5200-22 |  |  |  | Powervar Ltd | Power Supply, UPS |  | POWERSUPPLYUPS-Powervar Ltd-ABCDEF5200-22 |  |  |  |  | Covered PM Repair - Biomedical | MHHS-Woodlands
NO | YES |  |  |  | 005-09932 | 005-09932 | Powervar Inc. | ABCE1100-11IEC |  | 5411003r-1340034 | Pearland-Laboratory-Main | MHHS-Pearland Hospital |  | Power Supply, UPS |  | 005-09932 | 005-09932 | Pearland | MHHS-Pearland Hospital | Pearland-Laboratory-Main | Speciman processing |  |  |  |  | POWER SYSTEMS, UNINTERRUPTIBLE | Power Supply, UPS | POWERSUPPLYUPS-Powervar Ltd-ABCE1100-11IEC | POWERSUPPLYUPS | ABCE1100-11IEC |  |  |  | Powervar Ltd | Power Supply, UPS |  | POWERSUPPLYUPS-Powervar Ltd-ABCE1100-11IEC |  | 3/31/15 |  | PSU-2Y | Covered PM Repair - Biomedical | MHHS-Pearland Hospital | [8 empty] | POWERSUPPLYUPS | Power Supply, UPS | Powervar Ltd
NO | YES | [5 empty] | Powervar Inc. | ABCE1100-11IEC |  | 5411023-0530280 | SW - HVI - NONINVASIVE CARDIOLOGY | MHHS-Southwest |  | Power Supply, UPS |  |  |  | Southwest | Memorial Hermann Southwest Hospital | SW - HVI - NONINVASIVE CARDIOLOGY | Nuc med 1 |  |  |  |  | POWER SYSTEMS, UNINTERRUPTIBLE |  | POWERSUPPLYUPS-Powervar Ltd-ABCE1100-11IEC | POWERSUPPLYUPS | ABCE1100-11IEC |  |  |  | Powervar Ltd | Power Supply, UPS |  | POWERSUPPLYUPS-Powervar Ltd-ABCE1100-11IEC |  |  |  |  | Covered PM Repair - Biomedical | MHHS-Southwest
NO | YES |  |  |  | 129-03155 | 129-03155 | Powervar Inc. | ABCE1100-11IEC |  |  | Sugar Land-Radiology | MHHS-Sugarland |  | Power Supply, UPS |  | 129-03155 | 129-03155 | Sugar Land | MHHS-Sugarland | Sugar Land-Radiology | Sugar Land West Tower Imaging | 12/1/19 |  |  | for Konica CR | POWER SYSTEMS, UNINTERRUPTIBLE | Power Supply, UPS | POWERSUPPLYUPS-Powervar Ltd-ABCE1100-11IEC | POWERSUPPLYUPS | ABCE1100-11IEC |  |  |  | Powervar Ltd | Power Supply, UPS |  | POWERSUPPLYUPS-Powervar Ltd-ABCE1100-11IEC |  | 11/11/14 |  | PSU-2Y | Covered PM Repair - Biomedical | MHHS-Sugarland | [8 empty] | POWERSUPPLYUPS | Power Supply, UPS | Powervar Ltd
NO | YES |  |  |  | 129-03156 | 129-03156 | Powervar Inc. | ABCE1100-11IEC |  |  | Sugar Land-Radiology | MHHS-Sugarland |  | Power Supply, UPS |  | 129-03156 | 129-03156 | Sugar Land | MHHS-Sugarland | Sugar Land-Radiology | Sugar Land West Tower Imaging | 6/1/19 |  |  | for Konica CR | POWER SYSTEMS, UNINTERRUPTIBLE | Power Supply, UPS | POWERSUPPLYUPS-Powervar Ltd-ABCE1100-11IEC | POWERSUPPLYUPS | ABCE1100-11IEC |  |  |  | Powervar Ltd | Power Supply, UPS |  | POWERSUPPLYUPS-Powervar Ltd-ABCE1100-11IEC |  |  |  | PSU-2Y | Covered PM Repair - Biomedical | MHHS-Sugarland | [8 empty] | POWERSUPPLYUPS | Power Supply, UPS | Powervar Ltd
NO | NO | [5 empty] | Powervar Inc. | ABCE1100-11IEC |  | 5411004R-0830119 | NE - LABORATORY | MHHS-Northeast |  | Power Supply, UPS |  |  |  | Katy |  | NE - LABORATORY | [5 empty] | POWER SYSTEMS, UNINTERRUPTIBLE |  | POWERSUPPLYUPS-Powervar Ltd-ABCE1100-11IEC | POWERSUPPLYUPS | ABCE1100-11IEC |  |  |  | Powervar Ltd | Power Supply, UPS |  | POWERSUPPLYUPS-Powervar Ltd-ABCE1100-11IEC |  |  |  |  | Covered PM Repair - Biomedical | MHHS-Northeast
NO | NO |  |  |  | 013-12522 |  | Powervar Inc. | ABCE1100-11IEC |  | 05411023-0530279 | OPID - (SW) - SOUTHWEST - 433 (MP4) | MHHS-OPID |  | Power Supply, UPS |  | 013-12522 |  | Southwest |  | OPID - (SW) - SOUTHWEST - 433 (MP4) | [5 empty] | POWER SYSTEMS, UNINTERRUPTIBLE |  | POWERSUPPLYUPS-Powervar Ltd-ABCE1100-11IEC | POWERSUPPLYUPS | ABCE1100-11IEC |  |  |  | Powervar Ltd | Power Supply, UPS |  | POWERSUPPLYUPS-Powervar Ltd-ABCE1100-11IEC |  |  |  |  | Not Covered Vendor Only - Biomedical | MHHS-OPID
NO | NO |  |  |  | R-013-12520 |  | Powervar Inc. | ABCE1100-11IEC |  |  | SW - RADIOLOGY | MHHS-Southwest |  | Power Supply, UPS |  | R-013-12520 |  | Southwest |  | SW - RADIOLOGY | [5 empty] | POWER SYSTEMS, UNINTERRUPTIBLE |  | POWERSUPPLYUPS-Powervar Ltd-ABCE1100-11IEC | POWERSUPPLYUPS | ABCE1100-11IEC |  |  |  | Powervar Ltd | Power Supply, UPS |  | POWERSUPPLYUPS-Powervar Ltd-ABCE1100-11IEC |  |  |  |  | Covered PM Repair - Biomedical | MHHS-Southwest
NO | NO | [5 empty] | Powervar Inc. | ABCE1100-11IEC |  | 5414475r-1010088 | WOODLANDS - BIRTH CENTER | MHHS-Woodlands |  | Power Supply, UPS |  |  |  | Woodlands |  | WOODLANDS - BIRTH CENTER | [5 empty] | POWER SYSTEMS, UNINTERRUPTIBLE |  | POWERSUPPLYUPS-Powervar Ltd-ABCE1100-11IEC | POWERSUPPLYUPS | ABCE1100-11IEC |  |  |  | Powervar Ltd | Power Supply, UPS |  | POWERSUPPLYUPS-Powervar Ltd-ABCE1100-11IEC |  |  |  |  | Not Covered Vendor Only - Biomedical | MHHS-Woodlands
NO | NO |  |  |  | 029-10197 |  | Powervar Inc. | ABCE1100-11IEC |  | 5411003R-1520206 | WOODLANDS - TERRAMONT LAB (CLINIC) | MHHS-Woodlands |  | Power Supply, UPS |  | 029-10197 |  | Woodlands |  | WOODLANDS - TERRAMONT LAB (CLINIC) | [5 empty] | POWER SYSTEMS, UNINTERRUPTIBLE |  | POWERSUPPLYUPS-Powervar Ltd-ABCE1100-11IEC | POWERSUPPLYUPS | ABCE1100-11IEC |  |  |  | Powervar Ltd | Power Supply, UPS |  | POWERSUPPLYUPS-Powervar Ltd-ABCE1100-11IEC |  |  |  |  | Not Covered Vendor Only - Biomedical | MHHS-Woodlands
NO | YES |  |  |  | 041-34019 | 041-34019 | Powervar Inc. | ABCE1440-11 |  | 5414455R-1220154 | Clinical Laboratory | MHHS-Mem City |  |  |  | 041-34019 | 041-34019 | West | Memorial Hermann Memorial City Medical Center | Clinical Laboratory | Work Station #1 (Right) Inside Door |  |  |  |  | POWER SYSTEMS, UNINTERRUPTIBLE |  | POWERSUPPLYUPS-Powervar Ltd-ABCE 1440-011 |  |  |  |  | POWERSUPPLYUPS-Powervar Ltd-ABCE 1440-011 | Powervar Ltd | [7 empty] | Covered PM Repair - Biomedical | MHHS-Mem City
NO | YES |  |  |  | 029-06549 | 029-06549 | Powervar Inc. | ABCE1440-11 |  | 5414475R-1020017 | Woodlands-Birth Center | MHHS-Woodlands |  |  |  | 029-06549 | 029-06549 | Woodlands | MHHS-Woodlands | Woodlands-Birth Center | OR 2 | 4/1/19 |  | 4/1/20 |  | POWER SYSTEMS, UNINTERRUPTIBLE | Power Supply, UPS | POWERSUPPLYUPS-Powervar Ltd-ABCE 1440-011 |  |  |  |  | POWERSUPPLYUPS-Powervar Ltd-ABCE 1440-011 | Powervar Ltd | [6 empty] | PSU-2Y | Covered PM Repair - Biomedical | MHHS-Woodlands | [8 empty] | POWERSUPPLYUPS | Power Supply, UPS | Powervar Ltd
NO | YES |  |  |  | 029-10168 | 029-10168 | Powervar Inc. | ABCE1440-11 |  | 5414499R-1510265 | Woodlands-Laboratory | MHHS-Woodlands |  |  |  | 029-10168 | 029-10168 | Woodlands | MHHS-Woodlands | Woodlands-Laboratory | Lab | 1/1/20 |  | 1/1/21 |  | POWER SYSTEMS, UNINTERRUPTIBLE | Power Supply, UPS | POWERSUPPLYUPS-Powervar Ltd-ABCE 1440-011 |  |  |  |  | POWERSUPPLYUPS-Powervar Ltd-ABCE 1440-011 | Powervar Ltd | [6 empty] | PSU-2Y | Covered PM Repair - Biomedical | MHHS-Woodlands | [8 empty] | POWERSUPPLYUPS | Power Supply, UPS | Powervar Ltd
NO | YES |  |  |  | 029-10169 | 029-10169 | Powervar Inc. | ABCE1440-11 |  | 5414499R-1510266 | Woodlands-Laboratory | MHHS-Woodlands |  |  |  | 029-10169 | 029-10169 | Woodlands | MHHS-Woodlands | Woodlands-Laboratory | Lab | 1/1/20 |  | 1/1/21 |  | POWER SYSTEMS, UNINTERRUPTIBLE | Power Supply, UPS | POWERSUPPLYUPS-Powervar Ltd-ABCE 1440-011 |  |  |  |  | POWERSUPPLYUPS-Powervar Ltd-ABCE 1440-011 | Powervar Ltd |  |  |  |  | 11/11/14 |  | PSU-2Y | Covered PM Repair - Biomedical | MHHS-Woodlands | [8 empty] | POWERSUPPLYUPS | Power Supply, UPS | Powervar Ltd
NO | NO | [5 empty] | Powervar Inc. | ABCE1440-11 |  | 5414455r-1030087 | GH - LABORATORY | MHHS-Greater Heights | [5 empty] | Central & Greater Heights |  | GH - LABORATORY | [5 empty] | POWER SYSTEMS, UNINTERRUPTIBLE |  | POWERSUPPLYUPS-Powervar Ltd-ABCE 1440-011 |  |  |  |  | POWERSUPPLYUPS-Powervar Ltd-ABCE 1440-011 | Powervar Ltd | [7 empty] | Not Covered Vendor Only - Biomedical | MHHS-Greater Heights
NO | NO | [5 empty] | Powervar Inc. | ABCE1440-11 |  | 5414455r-1040100 | GH - LABORATORY | MHHS-Greater Heights | [5 empty] | Central & Greater Heights |  | GH - LABORATORY | [5 empty] | POWER SYSTEMS, UNINTERRUPTIBLE |  | POWERSUPPLYUPS-Powervar Ltd-ABCE 1440-011 |  |  |  |  | POWERSUPPLYUPS-Powervar Ltd-ABCE 1440-011 | Powervar Ltd | [7 empty] | Covered PM Repair - Biomedical | MHHS-Greater Heights
NO | NO |  |  |  | 005-08219 |  | Powervar Inc. | ABCE1440-11 |  | 541443R-1120046 | SE - LABORATORY | MHHS-Southeast |  |  |  | 005-08219 |  | Southeast & Bay Area |  | SE - LABORATORY | [5 empty] | POWER SYSTEMS, UNINTERRUPTIBLE |  | POWERSUPPLYUPS-Powervar Ltd-ABCE 1440-011 |  |  |  |  | POWERSUPPLYUPS-Powervar Ltd-ABCE 1440-011 | Powervar Ltd | [7 empty] | Not Covered Vendor Only - Biomedical | MHHS-Southeast
NO | NO |  |  |  | 029-09378 |  | Powervar Inc. | ABCE1440-11 |  | 5414492R-1410028 | WOODLANDS - LABORATORY | MHHS-Woodlands |  |  |  | 029-09378 |  | Woodlands |  | WOODLANDS - LABORATORY | [5 empty] | POWER SYSTEMS, UNINTERRUPTIBLE |  | POWERSUPPLYUPS-Powervar Ltd-ABCE 1440-011 |  |  |  |  | POWERSUPPLYUPS-Powervar Ltd-ABCE 1440-011 | Powervar Ltd | [7 empty] | Covered PM Repair - Biomedical | MHHS-Woodlands
NO | NO |  |  |  | 029-12298 |  | Powervar Inc. | ABCE1440-11 |  | 5414403R-1510066 | WOODLANDS - TERRAMONT LAB (CLINIC) | MHHS-Woodlands |  |  |  | 029-12298 |  | Woodlands |  | WOODLANDS - TERRAMONT LAB (CLINIC) | [5 empty] | POWER SYSTEMS, UNINTERRUPTIBLE |  | POWERSUPPLYUPS-Powervar Ltd-ABCE 1440-011 |  |  |  |  | POWERSUPPLYUPS-Powervar Ltd-ABCE 1440-011 | Powervar Ltd | [7 empty] | Covered PM Repair - Biomedical | MHHS-Woodlands
NO | YES |  |  |  | 005-33845 | 005-33845 | Powervar Inc. | ABCE1442-11 |  | 5014475R-1820134 | SE-Labor & Delivery | MHHS-Southeast |  |  |  | 005-33845 | 005-33845 | Southeast | MHHS-Southeast | SE-Labor & Delivery | Or 1 | 3/1/20 |  | 3/1/21 |  | POWER SYSTEMS, UNINTERRUPTIBLE |  | POWERSUPPLYUPS-Powervar Ltd-ABCE1442-11MED |  |  |  |  | POWERSUPPLYUPS-Powervar Ltd-ABCE1442-11MED | Powervar Ltd | [7 empty] | Covered PM Repair - Biomedical | MHHS-Southeast
NO | NO | [5 empty] | Powervar Inc. | ABCE350-11 |  |  | KATY - OR | MHHS-Katy | [5 empty] | Katy |  | KATY - OR | [5 empty] | POWER SUPPLIES |  | POWERSUPPLYUPS-Powervar Ltd-ABCE 350-11EC |  |  |  |  | POWERSUPPLYUPS-Powervar Ltd-ABCE 350-11EC | Powervar Ltd | [7 empty] | Covered PM Repair - Biomedical | MHHS-Katy
NO | NO | [5 empty] | Powervar Inc. | ABCE420-11 |  | 54042-79R-0910294 | WOODLANDS - NICU | MHHS-Woodlands | [5 empty] | Woodlands |  | WOODLANDS - NICU | [5 empty] | POWER SYSTEMS, UNINTERRUPTIBLE |  | POWERSUPPLYUPS-Powervar Ltd-ABCE 420-11IEC |  |  |  |  | POWERSUPPLYUPS-Powervar Ltd-ABCE 420-11IEC | Powervar Ltd | [7 empty] | Covered PM Repair - Biomedical | MHHS-Woodlands
NO | YES |  |  |  | 069-29846 | 069-29846 | Powervar Inc. | ABCE420-11IEC |  | 5404222R-1220005 | NSICU | MHHS-TMC |  | Monitor, Central Station |  | 069-29846 | 069-29846 | TMC | Memorial Hermann-Texas Medical Center | NSICU | NSICU 2 | 10/1/19 |  | 10/1/20 |  | POWER SYSTEMS, UNINTERRUPTIBLE | Monitor, Central Station | MONITORCENTRALSTATION-Nihon Kohden-ABCE420-11IEC | MONITORCENTRALSTATION | ABCE420-11IEC |  |  |  | Nihon Kohden | Monitor, Central Station |  |  | MONITORCENTRALSTATION-Nihon Kohden-ABCE420-11IEC | 11/11/14 |  | MCS-A | Covered PM Repair - Biomedical | MHHS-TMC | [8 empty] | MONITORCENTRALSTATION | Monitor, Central Station | Nihon Kohden
NO | YES |  |  |  | 069-29849 | 069-29849 | Powervar Inc. | ABCE420-11IEC |  | 5404222R-1220002 | TMC-Jones-Neuro ICU (7J) | MHHS-TMC |  | Monitor, Central Station |  | 069-29849 | 069-29849 | TMC | MHHS-TMC | TMC-Jones-Neuro ICU (7J) |  | 9/1/19 |  | 9/1/20 |  | POWER SYSTEMS, UNINTERRUPTIBLE | Monitor, Central Station | MONITORCENTRALSTATION-Nihon Kohden-ABCE420-11IEC | MONITORCENTRALSTATION | ABCE420-11IEC |  |  |  | Nihon Kohden | Monitor, Central Station |  |  | MONITORCENTRALSTATION-Nihon Kohden-ABCE420-11IEC | 11/11/13 |  | MCS-A | Covered PM Repair - Biomedical | MHHS-TMC | [8 empty] | MONITORCENTRALSTATION | Monitor, Central Station | Nihon Kohden
NO | YES |  |  |  | 069-46392 | 069-46392 | Powervar Inc. | ABCE420-11IEC |  | 5004277R-1830069 | J5 | MHHS-TMC |  | Monitor, Central Station |  | 069-46392 | 069-46392 | TMC | Memorial Hermann-Texas Medical Center | J5 | J508 |  |  |  |  | POWER SYSTEMS, UNINTERRUPTIBLE | Monitor, Central Station | MONITORCENTRALSTATION-Nihon Kohden-ABCE420-11IEC | MONITORCENTRALSTATION | ABCE420-11IEC |  |  |  | Nihon Kohden | Monitor, Central Station |  |  | MONITORCENTRALSTATION-Nihon Kohden-ABCE420-11IEC | 7/11/14 |  | MCS-A | Covered PM Repair - Biomedical | MHHS-TMC | [8 empty] | MONITORCENTRALSTATION | Monitor, Central Station | Nihon Kohden
NO | YES |  |  |  | 069-34866 | 069-34866 | Powervar Inc. | ABCE420-11IEC |  | 5404277R-1040117 | TMC-Epilepsy-Neurophysiology (Jb) | MHHS-TMC |  | Monitor, Central Station |  | 069-34866 | 069-34866 | TMC | MHHS-TMC | TMC-Epilepsy-Neurophysiology (Jb) | Hall | 9/1/19 |  | 9/1/20 |  | POWER SYSTEMS, UNINTERRUPTIBLE |  | MONITORCENTRALSTATION-Nihon Kohden-ABCE420-11IEC | MONITORCENTRALSTATION | ABCE420-11IEC |  |  |  | Nihon Kohden | Monitor, Central Station |  |  | MONITORCENTRALSTATION-Nihon Kohden-ABCE420-11IEC |  |  |  | Covered PM Repair - Biomedical | MHHS-TMC
NO | YES |  |  |  | 069-36654 | 069-36654 | Powervar Inc. | ABCE420-11IEC |  | 5404222R-1240020 | TMC-Rehab-Therapy Gym (Jg) | MHHS-TMC |  | Monitor, Central Station |  | 069-36654 | 069-36654 | TMC | MHHS-TMC | TMC-Rehab-Therapy Gym (Jg) | REHAB - THERAPY GYM (JG) | 9/1/19 |  | 9/1/20 |  | POWER SYSTEMS, UNINTERRUPTIBLE |  | MONITORCENTRALSTATION-Nihon Kohden-ABCE420-11IEC | MONITORCENTRALSTATION | ABCE420-11IEC |  |  |  | Nihon Kohden | Monitor, Central Station |  |  | MONITORCENTRALSTATION-Nihon Kohden-ABCE420-11IEC | 8/6/16 |  |  | Covered PM Repair - Biomedical | MHHS-TMC
NO | YES |  |  |  | 069-38454 | 069-38454 | Powervar Inc. | ABCE420-11IEC |  | 5404277R-1240021 | TMC-Epilepsy-Pedi EMU (10Hp) | MHHS-TMC |  | Monitor, Central Station |  | 069-38454 | 069-38454 | TMC | MHHS-TMC | TMC-Epilepsy-Pedi EMU (10Hp) |  | 9/12/19 |  |  |  | POWER SYSTEMS, UNINTERRUPTIBLE |  | MONITORCENTRALSTATION-Nihon Kohden-ABCE420-11IEC | MONITORCENTRALSTATION | ABCE420-11IEC |  |  |  | Nihon Kohden | Monitor, Central Station |  |  | MONITORCENTRALSTATION-Nihon Kohden-ABCE420-11IEC |  | Verified 3/29/2020 11:26:am (Central) |  | Not Covered Vendor Only - Biomedical | MHHS-TMC
NO | YES |  |  |  | 077-08908 | 077-08908 | Powervar Inc. | ABCE420-11IEC |  | 5404277R-1240020 | Epilepsy PEDI HD1012 | MHHS-TMC |  | Monitor, Central Station |  | 077-08908 | 077-08908 | TMC | Memorial Hermann- Texas Medica Center | Epilepsy PEDI HD1012 | Radiology | 9/1/19 |  | 9/1/20 |  | POWER SYSTEMS, UNINTERRUPTIBLE |  | MONITORCENTRALSTATION-Nihon Kohden-ABCE420-11IEC | MONITORCENTRALSTATION | ABCE420-11IEC |  |  |  | Nihon Kohden | Monitor, Central Station |  |  | MONITORCENTRALSTATION-Nihon Kohden-ABCE420-11IEC |  |  |  | Not Covered Vendor Only - Biomedical | MHHS-TMC
NO | NO |  |  |  | 069-41238 |  | Powervar Inc. | ABCE420-11IEC |  | 5404222R-1240016 | TMC - EPILEPSY - ADULT EMU (3J) | MHHS-TMC |  | Monitor, Central Station |  | 069-41238 |  | TMC |  | TMC - EPILEPSY - ADULT EMU (3J) | [5 empty] | POWER SYSTEMS, UNINTERRUPTIBLE |  | MONITORCENTRALSTATION-Nihon Kohden-ABCE420-11IEC | MONITORCENTRALSTATION | ABCE420-11IEC |  |  |  | Nihon Kohden | Monitor, Central Station |  |  | MONITORCENTRALSTATION-Nihon Kohden-ABCE420-11IEC |  |  |  | Covered PM Repair - Biomedical | MHHS-TMC
NO | NO |  |  |  | 069-41706 |  | Powervar Inc. | ABCE420-11IEC |  | 5404277R-1430054 | TMC - EPILEPSY - ADULT EMU (3J) | MHHS-TMC |  | Monitor, Central Station |  | 069-41706 |  | TMC |  | TMC - EPILEPSY - ADULT EMU (3J) | [5 empty] | POWER SYSTEMS, UNINTERRUPTIBLE |  | MONITORCENTRALSTATION-Nihon Kohden-ABCE420-11IEC | MONITORCENTRALSTATION | ABCE420-11IEC |  |  |  | Nihon Kohden | Monitor, Central Station |  |  | MONITORCENTRALSTATION-Nihon Kohden-ABCE420-11IEC |  |  |  | Covered PM Repair - Biomedical | MHHS-TMC
NO | NO |  |  |  | 069-41922 |  | Powervar Inc. | ABCE420-11IEC |  | 5404277R-1540120 | TMC - EPILEPSY - ADULT EMU (3J) | MHHS-TMC |  | Monitor, Central Station |  | 069-41922 |  | TMC |  | TMC - EPILEPSY - ADULT EMU (3J) | [5 empty] | POWER SYSTEMS, UNINTERRUPTIBLE |  | MONITORCENTRALSTATION-Nihon Kohden-ABCE420-11IEC | MONITORCENTRALSTATION | ABCE420-11IEC |  |  |  | Nihon Kohden | Monitor, Central Station |  |  | MONITORCENTRALSTATION-Nihon Kohden-ABCE420-11IEC |  |  |  | Covered PM Repair - Biomedical | MHHS-TMC
NO | NO |  |  |  | 069-46325 |  | Powervar Inc. | ABCE420-11IEC |  | 5004277R-1830070 | TMC - EPILEPSY - ADULT EMU (3J) | MHHS-TMC |  | Monitor, Central Station |  | 069-46325 |  | TMC |  | TMC - EPILEPSY - ADULT EMU (3J) | [5 empty] | POWER SYSTEMS, UNINTERRUPTIBLE |  | MONITORCENTRALSTATION-Nihon Kohden-ABCE420-11IEC | MONITORCENTRALSTATION | ABCE420-11IEC |  |  |  | Nihon Kohden | Monitor, Central Station |  |  | MONITORCENTRALSTATION-Nihon Kohden-ABCE420-11IEC |  |  |  | Covered PM Repair - Biomedical | MHHS-TMC
NO | NO |  |  |  | 069-46327 |  | Powervar Inc. | ABCE420-11IEC |  | 5004277R-1830089 | TMC - EPILEPSY - ADULT EMU (3J) | MHHS-TMC |  | Monitor, Central Station |  | 069-46327 |  | TMC |  | TMC - EPILEPSY - ADULT EMU (3J) | [5 empty] | POWER SYSTEMS, UNINTERRUPTIBLE |  | MONITORCENTRALSTATION-Nihon Kohden-ABCE420-11IEC | MONITORCENTRALSTATION | ABCE420-11IEC |  |  |  | Nihon Kohden | Monitor, Central Station |  |  | MONITORCENTRALSTATION-Nihon Kohden-ABCE420-11IEC |  |  |  | Covered PM Repair - Biomedical | MHHS-TMC
NO | NO |  |  |  | 069-46380 |  | Powervar Inc. | ABCE420-11IEC |  | 5004277R-1830063 | TMC - EPILEPSY - ADULT EMU (3J) | MHHS-TMC |  | Monitor, Central Station |  | 069-46380 |  | TMC |  | TMC - EPILEPSY - ADULT EMU (3J) | [5 empty] | POWER SYSTEMS, UNINTERRUPTIBLE |  | MONITORCENTRALSTATION-Nihon Kohden-ABCE420-11IEC | MONITORCENTRALSTATION | ABCE420-11IEC |  |  |  | Nihon Kohden | Monitor, Central Station |  |  | MONITORCENTRALSTATION-Nihon Kohden-ABCE420-11IEC |  |  |  | Covered PM Repair - Biomedical | MHHS-TMC
NO | NO |  |  |  | 069-46382 |  | Powervar Inc. | ABCE420-11IEC |  | 5004277R1830076 | TMC - EPILEPSY - ADULT EMU (3J) | MHHS-TMC |  | Monitor, Central Station |  | 069-46382 |  | TMC |  | TMC - EPILEPSY - ADULT EMU (3J) | [5 empty] | POWER SYSTEMS, UNINTERRUPTIBLE |  | MONITORCENTRALSTATION-Nihon Kohden-ABCE420-11IEC | MONITORCENTRALSTATION | ABCE420-11IEC |  |  |  | Nihon Kohden | Monitor, Central Station |  |  | MONITORCENTRALSTATION-Nihon Kohden-ABCE420-11IEC |  |  |  | Covered PM Repair - Biomedical | MHHS-TMC
NO | NO |  |  |  | 069-46385 |  | Powervar Inc. | ABCE420-11IEC |  | 5004277R-1830072 | TMC - EPILEPSY - ADULT EMU (3J) | MHHS-TMC |  | Monitor, Central Station |  | 069-46385 |  | TMC |  | TMC - EPILEPSY - ADULT EMU (3J) | [5 empty] | POWER SYSTEMS, UNINTERRUPTIBLE |  | MONITORCENTRALSTATION-Nihon Kohden-ABCE420-11IEC | MONITORCENTRALSTATION | ABCE420-11IEC |  |  |  | Nihon Kohden | Monitor, Central Station |  |  | MONITORCENTRALSTATION-Nihon Kohden-ABCE420-11IEC |  |  |  | Covered PM Repair - Biomedical | MHHS-TMC
NO | NO |  |  |  | 069-46386 |  | Powervar Inc. | ABCE420-11IEC |  | 5004277R-1830086 | TMC - EPILEPSY - ADULT EMU (3J) | MHHS-TMC |  | Monitor, Central Station |  | 069-46386 |  | TMC |  | TMC - EPILEPSY - ADULT EMU (3J) | [5 empty] | POWER SYSTEMS, UNINTERRUPTIBLE |  | MONITORCENTRALSTATION-Nihon Kohden-ABCE420-11IEC | MONITORCENTRALSTATION | ABCE420-11IEC |  |  |  | Nihon Kohden | Monitor, Central Station |  |  | MONITORCENTRALSTATION-Nihon Kohden-ABCE420-11IEC |  |  |  | Covered PM Repair - Biomedical | MHHS-TMC
NO | NO |  |  |  | 069-46388 |  | Powervar Inc. | ABCE420-11IEC |  | 5004277R-1830067 | TMC - EPILEPSY - ADULT EMU (3J) | MHHS-TMC |  | Monitor, Central Station |  | 069-46388 |  | TMC |  | TMC - EPILEPSY - ADULT EMU (3J) | [5 empty] | POWER SYSTEMS, UNINTERRUPTIBLE |  | MONITORCENTRALSTATION-Nihon Kohden-ABCE420-11IEC | MONITORCENTRALSTATION | ABCE420-11IEC |  |  |  | Nihon Kohden | Monitor, Central Station |  |  | MONITORCENTRALSTATION-Nihon Kohden-ABCE420-11IEC |  |  |  | Covered PM Repair - Biomedical | MHHS-TMC
NO | NO |  |  |  | 069-46390 |  | Powervar Inc. | ABCE420-11IEC |  | 5004277R-1830062 | TMC - EPILEPSY - ADULT EMU (3J) | MHHS-TMC |  | Monitor, Central Station |  | 069-46390 |  | TMC |  | TMC - EPILEPSY - ADULT EMU (3J) | [5 empty] | POWER SYSTEMS, UNINTERRUPTIBLE |  | MONITORCENTRALSTATION-Nihon Kohden-ABCE420-11IEC | MONITORCENTRALSTATION | ABCE420-11IEC |  |  |  | Nihon Kohden | Monitor, Central Station |  |  | MONITORCENTRALSTATION-Nihon Kohden-ABCE420-11IEC |  |  |  | Covered PM Repair - Biomedical | MHHS-TMC
NO | NO |  |  |  | 069-34867 |  | Powervar Inc. | ABCE420-11IEC |  | 5404277R-1040006 | TMC - EPILEPSY - NEUROPHYSIOLOGY (JB) | MHHS-TMC |  | Monitor, Central Station |  | 069-34867 |  | TMC |  | TMC - EPILEPSY - NEUROPHYSIOLOGY (JB) | [5 empty] | POWER SYSTEMS, UNINTERRUPTIBLE |  | MONITORCENTRALSTATION-Nihon Kohden-ABCE420-11IEC | MONITORCENTRALSTATION | ABCE420-11IEC |  |  |  | Nihon Kohden | Monitor, Central Station |  |  | MONITORCENTRALSTATION-Nihon Kohden-ABCE420-11IEC |  |  |  | Covered PM Repair - Biomedical | MHHS-TMC
NO | NO |  |  |  | 069-34868 |  | Powervar Inc. | ABCE420-11IEC |  | 5404277R-1040008 | TMC - EPILEPSY - NEUROPHYSIOLOGY (JB) | MHHS-TMC |  | Monitor, Central Station |  | 069-34868 |  | TMC |  | TMC - EPILEPSY - NEUROPHYSIOLOGY (JB) | [5 empty] | POWER SYSTEMS, UNINTERRUPTIBLE |  | MONITORCENTRALSTATION-Nihon Kohden-ABCE420-11IEC | MONITORCENTRALSTATION | ABCE420-11IEC |  |  |  | Nihon Kohden | Monitor, Central Station |  |  | MONITORCENTRALSTATION-Nihon Kohden-ABCE420-11IEC |  |  |  | Covered PM Repair - Biomedical | MHHS-TMC
NO | NO | [5 empty] | Powervar Inc. | ABCE420-11IEC |  | 54144-75R | WOODLANDS - NICU | MHHS-Woodlands |  | Monitor, Central Station |  |  |  | Woodlands |  | WOODLANDS - NICU | [5 empty] | POWER SYSTEMS, UNINTERRUPTIBLE |  | MONITORCENTRALSTATION-Nihon Kohden-ABCE420-11IEC | MONITORCENTRALSTATION | ABCE420-11IEC |  |  |  | Nihon Kohden | Monitor, Central Station |  |  | MONITORCENTRALSTATION-Nihon Kohden-ABCE420-11IEC |  |  |  | Covered PM Repair - Biomedical | MHHS-Woodlands
NO | YES |  |  |  | 133-10407 | 133-10407 | Powervar Inc. | ABCE422-11MED |  | 5004277R-1820205 | KATY - NONINVASIVE CARDIOLOGY | MHHS-Katy |  |  |  | 133-10407 | 133-10407 | Katy | MHHS - KATY | KATY - NONINVASIVE CARDIOLOGY | W1:335.14 EEG |  |  |  |  | POWER SYSTEMS, UNINTERRUPTIBLE |  | POWERSUPPLYUPS-Ametek Inc-Powervar ABCE422-11MED |  |  |  |  | POWERSUPPLYUPS-Ametek Inc-Powervar ABCE422-11MED | Powervar Ltd | [7 empty] | Covered PM Repair - Biomedical | MHHS-Katy
NO | YES |  |  |  | 041-32434 | 041-32434 | Powervar Inc. | ABCE422-11MED |  | 5004277R-1930116 | MEMORIAL CITY - NEUROPHYSIOLOGY/EEG | MHHS-Mem City |  |  |  | 041-32434 | 041-32434 | West | I?Aom over at Herman Memorial city | MEMORIAL CITY - NEUROPHYSIOLOGY/EEG | Memorial city neurology |  |  |  |  | POWER SYSTEMS, UNINTERRUPTIBLE |  | POWERSUPPLYUPS-Ametek Inc-Powervar ABCE422-11MED |  |  |  |  | POWERSUPPLYUPS-Ametek Inc-Powervar ABCE422-11MED | Powervar Ltd | [7 empty] | Covered PM Repair - Biomedical | MHHS-Mem City
NO | YES |  |  |  | 069-42143 | 069-42143 | Powervar Inc. | ABCE422-11MED |  | 5004222R-1630050 | TMC-Epilepsy-Neurophysiology (Jb) | MHHS-TMC |  |  |  | 069-42143 | 069-42143 | TMC | MHHS-TMC | TMC-Epilepsy-Neurophysiology (Jb) |  | 9/1/19 |  | 9/1/20 |  | POWER SYSTEMS, UNINTERRUPTIBLE |  | POWERSUPPLYUPS-Ametek Inc-Powervar ABCE422-11MED |  |  |  |  | POWERSUPPLYUPS-Ametek Inc-Powervar ABCE422-11MED | Powervar Ltd | [7 empty] | Covered PM Repair - Biomedical | MHHS-TMC
NO | YES |  |  |  | 069-46247 | 069-46247 | Powervar Inc. | ABCE422-11MED |  | 5404279R-0930870 | TMC-Epilepsy-Neurophysiology (Jb) | MHHS-TMC |  |  |  | 069-46247 | 069-46247 | TMC | MHHS-TMC | TMC-Epilepsy-Neurophysiology (Jb) | Hall | 9/1/19 |  | 9/1/20 |  | POWER SYSTEMS, UNINTERRUPTIBLE |  | POWERSUPPLYUPS-Ametek Inc-Powervar ABCE422-11MED |  |  |  |  | POWERSUPPLYUPS-Ametek Inc-Powervar ABCE422-11MED | Powervar Ltd | [7 empty] | Covered PM Repair - Biomedical | MHHS-TMC
NO | YES |  |  |  | 074-05670 | 074-05670 | Powervar Inc. | ABCE422-11MED |  | 5004222R-1720003 | TMC-Respiratory-Adult | MHHS-TMC |  |  |  | 074-05670 | 074-05670 | TMC | MHHS-TMC | TMC-Respiratory-Adult | Biomed Shop | 1/1/20 |  | 1/1/21 |  | POWER SYSTEMS, UNINTERRUPTIBLE | Power Supply, UPS | POWERSUPPLYUPS-Ametek Inc-Powervar ABCE422-11MED |  |  |  |  | POWERSUPPLYUPS-Ametek Inc-Powervar ABCE422-11MED | Powervar Ltd | [6 empty] | PSU-2Y | Covered PM Repair - Biomedical | MHHS-TMC | [8 empty] | POWERSUPPLYUPS | Power Supply, UPS | Ametek Inc
NO | YES |  |  |  | 074-05671 | 074-05671 | Powervar Inc. | ABCE422-11MED |  | 500422R-1720006 | TMC-OR-CVOR (7Hvi) | MHHS-TMC |  |  |  | 074-05671 | 074-05671 | TMC | MHHS-TMC | TMC-OR-CVOR (7Hvi) | CVOR (7HVI) | 9/1/19 |  | 9/1/20 |  | POWER SYSTEMS, UNINTERRUPTIBLE | Power Supply, UPS | POWERSUPPLYUPS-Ametek Inc-Powervar ABCE422-11MED |  |  |  |  | POWERSUPPLYUPS-Ametek Inc-Powervar ABCE422-11MED | Powervar Ltd | [6 empty] | PSU-2Y | Covered PM Repair - Biomedical | MHHS-TMC | [8 empty] | POWERSUPPLYUPS | Power Supply, UPS | Ametek Inc
NO | YES |  |  |  | 029-32085 | 029-32085 | Powervar Inc. | ABCE422-11MED |  | 5004277R-1830004 | Woodlands-Cardic Rehab | MHHS-Woodlands |  |  |  | 029-32085 | 029-32085 | Woodlands | MHHS-Woodlands | Woodlands-Cardic Rehab | MH woodlands 1st floor | 11/1/18 |  | 1/1/21 |  | POWER SYSTEMS, UNINTERRUPTIBLE | Power Supply, UPS | POWERSUPPLYUPS-Ametek Inc-Powervar ABCE422-11MED |  |  |  |  | POWERSUPPLYUPS-Ametek Inc-Powervar ABCE422-11MED | Powervar Ltd | [6 empty] | PSU-2Y | Covered PM Repair - Biomedical | MHHS-Woodlands | [8 empty] | POWERSUPPLYUPS | Power Supply, UPS | Ametek Inc
NO | YES |  |  |  | 029-11004 | 029-11004 | Powervar Inc. | ABCE422-11MED |  | 5004222R-1640007 | Woodlands-Cardic Rehab | MHHS-Woodlands |  |  |  | 029-11004 | 029-11004 | Woodlands | MHHS-Woodlands | Woodlands-Cardic Rehab | MH woodlands 1st floor | 12/1/19 |  | 12/1/20 |  | POWER SYSTEMS, UNINTERRUPTIBLE | Power Supply, UPS | POWERSUPPLYUPS-Ametek Inc-Powervar ABCE422-11MED |  |  |  |  | POWERSUPPLYUPS-Ametek Inc-Powervar ABCE422-11MED | Powervar Ltd | [6 empty] | PSU-2Y | Covered PM Repair - Biomedical | MHHS-Woodlands | [8 empty] | POWERSUPPLYUPS | Power Supply, UPS | Ametek Inc
NO | NO |  |  |  | 069-42177 |  | Powervar Inc. | ABCE422-11MED |  | 5004222R-1630049 | TMC - EPILEPSY - ADULT EMU (3J) | MHHS-TMC |  |  |  | 069-42177 |  | TMC |  | TMC - EPILEPSY - ADULT EMU (3J) | [5 empty] | POWER SYSTEMS, UNINTERRUPTIBLE |  | POWERSUPPLYUPS-Ametek Inc-Powervar ABCE422-11MED |  |  |  |  | POWERSUPPLYUPS-Ametek Inc-Powervar ABCE422-11MED | Powervar Ltd | [7 empty] | Covered PM Repair - Biomedical | MHHS-TMC
NO | NO |  |  |  | 074-05143 |  | Powervar Inc. | ABCE422-11MED |  | 5004222R1710070 | TMC - GI/ENDO - ADULT (1J) | MHHS-TMC |  |  |  | 074-05143 |  | TMC |  | TMC - GI/ENDO - ADULT (1J) | [5 empty] | POWER SYSTEMS, UNINTERRUPTIBLE |  | POWERSUPPLYUPS-Ametek Inc-Powervar ABCE422-11MED |  |  |  |  | POWERSUPPLYUPS-Ametek Inc-Powervar ABCE422-11MED | Powervar Ltd | [7 empty] | Covered PM Repair - Biomedical | MHHS-TMC
NO | NO |  |  |  | 074-05205 |  | Powervar Inc. | ABCE422-11MED |  | 5004222R-1640001 | TMC - OR - CVOR (7HVI) | MHHS-TMC |  |  |  | 074-05205 |  | TMC |  | TMC - OR - CVOR (7HVI) | [5 empty] | POWER SYSTEMS, UNINTERRUPTIBLE |  | POWERSUPPLYUPS-Ametek Inc-Powervar ABCE422-11MED |  |  |  |  | POWERSUPPLYUPS-Ametek Inc-Powervar ABCE422-11MED | Powervar Ltd | [7 empty] | Covered PM Repair - Biomedical | MHHS-TMC
NO | NO |  |  |  | 029-10136 |  | Powervar Inc. | ABCE800-11 |  | 5408063R-1340001 | WOODLANDS - TERRAMONT LAB (CLINIC) | MHHS-Woodlands |  |  |  | 029-10136 |  | Woodlands |  | WOODLANDS - TERRAMONT LAB (CLINIC) | [5 empty] | POWER SYSTEMS, UNINTERRUPTIBLE |  | .needs class |  |  |  |  | .needs class | Powervar Ltd | [7 empty] | Covered PM Repair - Biomedical | MHHS-Woodlands
NO | NO | [5 empty] | Powervar Inc. | PRC1500A |  | TT451A1527 | SE - LABORATORY | MHHS-Southeast | [5 empty] | Southeast & Bay Area |  | SE - LABORATORY | [5 empty] | POWER SUPPLIES |  | .needs class | [5 empty] | Powervar Ltd | [7 empty] | Covered PM Repair - Radiology, Low End | MHHS-Southeast
YES | YES |  |  |  | 099-06696 | 099-06696 | Powervar Ltd |  |  |  | TMC - PLAZA - CANCER CENTER (STE 2900) |  |  |  |  | 099-06696 | 099-06696 | TMC | Memorial Hermann-Texas Medical Center | TMC - PLAZA - CANCER CENTER (STE 2900) | Research Lab
YES | YES |  |  |  | 583-01574 | 583-01574 | Powervar Ltd |  |  |  | MH MG - (MC) - COMPREHENSIVE HEART CARE |  |  |  |  | 583-01574 | 583-01574 | West | Memorial Hermann Medical Group Memorial City Cardiology (#400) | MH MG - (MC) - COMPREHENSIVE HEART CARE | Lab |  |  |  | No p.m.
YES | YES | Serial Number Cnf |  |  | 133-08909 | 133-08909 | Powervar Ltd | 1400-11 |  | CNF | KATY - LABORATORY |  |  |  |  | 133-08909 | 133-08909 | Katy | Memorial Hermann Katy Hospital | KATY - LABORATORY | Lab | [5 empty] | Power Supply, UPS | POWERSUPPLYUPS-Powervar Ltd-1400-11 | [12 empty] | PSU-2Y | [9 empty] | Power Supply, UPS | POWERSUPPLYUPS | Power Supply, UPS | Powervar Ltd
YES | YES | Serial Number Cnf |  |  | 099-03826 | 099-03826 | Powervar Ltd | 1400-11 |  | CNF | KATY - LABORATORY |  |  |  |  | 099-03826 | 099-03826 | Katy | Memorial Hermann Katy Hospital | KATY - LABORATORY | Lab | [5 empty] | Power Supply, UPS | POWERSUPPLYUPS-Powervar Ltd-1400-11 | [12 empty] | PSU-2Y | [9 empty] | Power Supply, UPS | POWERSUPPLYUPS | Power Supply, UPS | Powervar Ltd
YES | YES |  |  |  | 099-04864 | 099-04864 | Powervar Ltd |  |  |  | KT CCC - (KY) - LABORATORY |  |  |  |  | 099-04864 | 099-04864 | Katy | Memorial Hermann Diagnostic Laboratory - Convenient Care Center in Katy | KT CCC - (KY) - LABORATORY | Lab
YES | YES |  |  |  | 099-09318 | 099-09318 | Powervar Ltd | 17201-01R |  | 01720101R-1920141 | TMC - HERMANN - COU (1R) |  |  |  |  | 099-09318 | 099-09318 | TMC | Memorial Hermann-Texas Medical Center | TMC - HERMANN - COU (1R) | Chemistry
YES | YES |  |  |  | 099-02681 | 099-02681 | Powervar Ltd | 50110-03R |  | 5011003R-1740094 | ER lab |  |  |  |  | 099-02681 | 099-02681 | Katy | Memorial Hermann Convenient Care Center in Kingwood (Kingwood CCC) | ER lab | Nurses station
YES | YES |  |  |  | 129-04697 | 129-04697 | Powervar Ltd | 54042-77R |  | 5404278R-0730095 | Biomed |  |  |  |  | 129-04697 | 129-04697 | Sugar Land | Memorial Hermann Sugar Land Hospital | Biomed | Biomed shop | [5 empty] | Power Supply, UPS | POWERSUPPLYUPS-Powervar Ltd-54042-77R | [12 empty] | PSU-2Y | [9 empty] | Power Supply, UPS | POWERSUPPLYUPS | Power Supply, UPS | Powervar Ltd
YES | YES |  |  |  | 099-06467 | 099-06467 | Powervar Ltd | 54110-83R |  | 5411003R-1530064 | Lab |  |  |  |  | 099-06467 | 099-06467 | Southeast | Memorial Hermann Southeast Hospital | Lab | W2 | [5 empty] | Power Supply, UPS | POWERSUPPLYUPS-Powervar Ltd-54110-83R | [12 empty] | PSU-2Y | [9 empty] | Power Supply, UPS | POWERSUPPLYUPS | Power Supply, UPS | Powervar Ltd
YES | YES |  |  |  | 241-04280 | 241-04280 | Powervar Ltd | 93050-53R |  | 9305053R-1710089 | TIRR - Sleep Lab |  |  |  |  | 241-04280 | 241-04280 | TMC | TIRR Memorial Hermann Neurological Sleep Medicine Center 2nd Floor | TIRR - Sleep Lab | Hallway |  |  |  | New Add
YES | YES |  |  |  | 099-04817 | 099-04817 | Powervar Ltd | A46106 |  | 5014499R-1710112 | PEARLAND - LABORATORY - MAIN |  |  |  |  | 099-04817 | 099-04817 | Pearland | Memorial Hermann Pearland Hospital | PEARLAND - LABORATORY - MAIN | Lab |  |  |  | No pm
YES | YES |  |  |  | 099-02677 | 099-02677 | Powervar Ltd | A46106 |  | 5014499R-1830045 | ER lab |  |  |  |  | 099-02677 | 099-02677 | Katy | Memorial Hermann Convenient Care Center in Kingwood (Kingwood CCC) | ER lab | Nurses station
YES | YES |  |  |  | 099-01066 | 099-01066 | Powervar Ltd | ABC1200-11MED |  | 9314450R-1910018 | NE - CATH LAB |  |  |  |  | 099-01066 | 099-01066 | Katy | Memorial Hermann Northeast Hospital | NE - CATH LAB | OR Storage
YES | YES |  |  |  | 099-09319 | 099-09319 | Powervar Ltd | ABC1600-11 |  | 6119204GR-1920042 | TMC - HERMANN - COU (1R) |  |  |  |  | 099-09319 | 099-09319 | TMC | Memorial Hermann-Texas Medical Center | TMC - HERMANN - COU (1R) | Chemistry | [5 empty] | Power Supply, Regulated | POWERSUPPLYREGULATED-Powervar Ltd-ABC1600-11 | [22 empty] | Power Supply, Regulated | POWERSUPPLYREGULATED | Power Supply, Regulated | Powervar Ltd
YES | YES |  |  |  | 005-13182 | 005-13182 | Powervar Ltd | ABC600-11MED |  | 930725R-1020935 | Cardiovasucular Cath Lab Storage Closet |  |  |  |  | 005-13182 | 005-13182 | West | Memorial Hermann - Memorial City | Cardiovasucular Cath Lab Storage Closet | Room E9 125 |  |  |  | (null) | (null)
YES | YES |  |  |  | 099-01044 | 099-01044 | Powervar Ltd | ABCD600-11MED |  | 9307252R-1740029 | NE - OR |  |  |  |  | 099-01044 | 099-01044 | Katy | Memorial Hermann Northeast Hospital | NE - OR | OR Hybrid Room supply room
YES | YES | Serial Number Cnf |  |  | 099-01043 | 099-01043 | Powervar Ltd | ABCD600-11MED |  | CNF | NE - OR |  |  |  |  | 099-01043 | 099-01043 | Katy | Memorial Hermann Northeast Hospital | NE - OR | OR Hybrid Room supply room
YES | YES |  |  |  | 099-04863 | 099-04863 | Powervar Ltd | Abcde1100-11B |  | 5411083R-1520074 | KT CCC - (KY) - EMERGENCY ROOM |  |  |  |  | 099-04863 | 099-04863 | Katy | Memorial Hermann Imaging Center - Convenient Care Center in Katy | KT CCC - (KY) - EMERGENCY ROOM | Lab | 2/1/20
YES | YES | Serial Number Cnf |  |  | 099-02679 | 099-02679 | Powervar Ltd | Abcdef1500-11 |  | CNF | ER lab |  |  |  |  | 099-02679 | 099-02679 | Katy | Memorial Hermann Convenient Care Center in Kingwood (Kingwood CCC) | ER lab | Nurses station
YES | YES |  |  |  | 099-09321 | 099-09321 | Powervar Ltd | ABCDEF5200-22 |  | 2205251R-1410029 | TMC - HERMANN - COU (1R) |  |  |  |  | 099-09321 | 099-09321 | TMC | Memorial Hermann-Texas Medical Center | TMC - HERMANN - COU (1R) | Chemistry | [5 empty] | Power Supply, UPS | POWERSUPPLYUPS-Powervar Ltd-ABCDEF5200-22 | [12 empty] | PSU-2Y | [9 empty] | Power Supply, UPS | POWERSUPPLYUPS | Power Supply, UPS | Powervar Ltd
YES | YES |  |  |  | 099-09406 | 099-09406 | Powervar Ltd | Abce 1101-11 |  | 5411003-0130027 | 1R hemotology |  |  |  |  | 099-09406 | 099-09406 | TMC | Memorial Hermann-Texas Medical Center | 1R hemotology | Hemotlogy
YES | YES |  |  |  | 099-09394 | 099-09394 | Powervar Ltd | Abce 3000-11 |  | 5432004R-1540007 | TMC - LABORATORY - HEMATOLOGY (1R) |  |  |  |  | 099-09394 | 099-09394 | TMC | Memorial Hermann-Texas Medical Center | TMC - LABORATORY - HEMATOLOGY (1R) | Center
YES | YES |  |  |  | 099-09407 | 099-09407 | Powervar Ltd | Abce 3000-11 |  | 5432004R-1540008 | 1R hemotology |  |  |  |  | 099-09407 | 099-09407 | TMC | Memorial Hermann-Texas Medical Center | 1R hemotology | Hemotlogy
YES | YES |  |  |  | 099-09474 | 099-09474 | Powervar Ltd | ABCE 420-11IEC |  | 5404279r | TMC - CSR |  |  |  |  | 099-09474 | 099-09474 |  | Memorial Hermann-tmc | TMC - CSR | Csr hallway | [5 empty] | Power Supply, UPS | POWERSUPPLYUPS-Powervar Ltd-ABCE 420-11IEC | [12 empty] | PSU-2Y | [9 empty] | Power Supply, UPS | POWERSUPPLYUPS | Power Supply, UPS | Powervar Ltd
YES | YES |  |  |  | 099-04792 | 099-04792 | Powervar Ltd | ABCE1100-11 |  | 5411003R-1410010 | PEARLAND - LABORATORY - MAIN |  |  |  |  | 099-04792 | 099-04792 | Pearland | Memorial Hermann Pearland Hospital | PEARLAND - LABORATORY - MAIN | Speciman Processing
YES | YES |  |  |  | 074-06229 | 074-06229 | Powervar Ltd | ABCE1100-11 |  | 5411003R-1430039 | SW-Laboratory-Hematology |  |  |  |  | 074-06229 | 074-06229 | Southwest | Memorial Hermann Southwest Hospital | SW-Laboratory-Hematology | Lab
YES | YES |  |  |  | 074-06228 | 074-06228 | Powervar Ltd | ABCE1100-11 |  | 5411003R-1430049 | SW-Laboratory-Hematology |  |  |  |  | 074-06228 | 074-06228 | Southwest | Memorial Hermann Southwest Hospital | SW-Laboratory-Hematology | Lab
YES | YES |  |  |  | 583-01575 | 583-01575 | Powervar Ltd | ABCE1100-11B |  | 5411004R-1140011 | MEMORIAL CITY - LABORATORY - CHEMISTRY |  |  |  |  | 583-01575 | 583-01575 | West | Memorial Hermann Cancer Center - Memorial City (#100) | MEMORIAL CITY - LABORATORY - CHEMISTRY | Lab |  |  |  | No PM sticker
YES | YES |  |  |  | 099-04798 | 099-04798 | Powervar Ltd | ABCE1102-11 |  | 5011003R-1720199 | PEARLAND - LABORATORY - MAIN |  |  |  |  | 099-04798 | 099-04798 | Pearland | Memorial Hermann Pearland Hospital | PEARLAND - LABORATORY - MAIN | Speciman Processing | [5 empty] | Power Supply, UPS | POWERSUPPLYUPS-Powervar Ltd-ABCE1102-11 | [12 empty] | PSU-2Y | [9 empty] | Power Supply, UPS | POWERSUPPLYUPS | Power Supply, UPS | Powervar Ltd
YES | YES |  |  |  | 029-06546 | 029-06546 | Powervar Ltd | ABCE1440-11IEC |  | 5414475R | Labor / Delivery OR |  |  |  |  | 029-06546 | 029-06546 | Woodlands | Memorial Hermann Hospital Woodlands | Labor / Delivery OR | OR 2 | 5/1/19 |  | 5/1/20 |  |  | Power Supply, UPS | POWERSUPPLYUPS-Powervar Ltd-ABCE1440-11IEC | [12 empty] | PSU-2Y | [9 empty] | Power Supply, UPS | POWERSUPPLYUPS | Power Supply, UPS | Powervar Ltd
YES | YES |  |  |  | 009-33116 | 009-33116 | Powervar Ltd | ABCE1442-11 |  | 5014499R-1910041 | SW-LAB-Hrmatology |  |  |  |  | 009-33116 | 009-33116 | Southwest | Memorial Hermann Southwest Hospital | SW-LAB-Hrmatology
YES | YES |  |  |  | 009-33115 | 009-33115 | Powervar Ltd | ABCE1442-11 |  | 5014499R-1630252 | SW-LAB-Chemistry |  |  |  |  | 009-33115 | 009-33115 | Southwest | Memorial Hermann Southwest Hospital | SW-LAB-Chemistry
YES | YES |  |  |  | 041-32446 | 041-32446 | Powervar Ltd | Abce422-11 |  | 5004277R-1930106 | Memorial City - EEG |  |  |  |  | 041-32446 | 041-32446 | West | Memorial Hermann Memorial City Medical Center | Memorial City - EEG | Memorial City - EEG |  |  |  | No pm sticker
YES | YES |  |  |  | 009-33240 | 009-33240 | Powervar Ltd | ABCE600-11 |  | 54060-03R | SW - LABORATORY - PROCESSING |  |  |  |  | 009-33240 | 009-33240 | Southwest | Memorial Hermann Diagnostic Laboratory - Southwest Medical Plaza 1 (#756) | SW - LABORATORY - PROCESSING | Lab |  |  |  | UPS
YES | YES |  |  |  | 099-06253 | 099-06253 | Powervar Ltd | ADCE1100-11 |  | 5411003R-1430050 | SE - LABORATORY |  |  |  |  | 099-06253 | 099-06253 | Southeast | Memorial Hermann South East | SE - LABORATORY | Lab
YES | YES |  |  |  | 099-01995 | 099-01995 | Powervar Ltd | Ametek |  | 9307252R-1920049 | NE - CATH LAB |  |  |  |  | 099-01995 | 099-01995 | Katy | Memorial Hermann Northeast Hospital | NE - CATH LAB | OR Storage
YES | YES |  |  |  | 099-01909 | 099-01909 | Powervar Ltd | Cnf |  | 501449R-1820083 | SC CCC - (NE) - LABORATORY |  |  |  |  | 099-01909 | 099-01909 | NorthEast |  | SC CCC - (NE) - LABORATORY |  |  |  |  | No pm |  |  | .needs class
YES | YES | Serial Number Cnf |  |  | 142-09371 | 142-09371 | Powervar Ltd | Cnf |  | Cnf | SP CCC - (SL) - LABORATORY |  |  |  |  | 142-09371 | 142-09371 | Sugar Land | Sugar Land | SP CCC - (SL) - LABORATORY |  |  |  |  | No pm |  |  | .needs class
YES | YES | Serial Number Cnf |  |  | 142-09372 | 142-09372 | Powervar Ltd | Cnf |  | Cnf | SP CCC - (SL) - LABORATORY |  |  |  |  | 142-09372 | 142-09372 | Sugar Land | Sugar Land | SP CCC - (SL) - LABORATORY |  |  |  |  | No pm |  |  | .needs class
YES | YES | Serial Number Cnf |  |  | 041-34817 | 041-34817 | Powervar Ltd | CNF |  | CNF | Clinical Laboratory |  |  |  |  | 041-34817 | 041-34817 | West | Memorial Hermann Memorial City Medical Center | Clinical Laboratory | Work Station #1 (Right) Inside Door
YES | YES |  |  |  | 041-34818 | 041-34818 | Powervar Ltd | CNF |  | 5014499R-1620006 | Clinical Laboratory |  |  |  |  | 041-34818 | 041-34818 | West | Memorial Hermann Memorial City Medical Center | Clinical Laboratory | Work Station #1 (Right) Inside Door
YES | YES |  |  |  | 099-03157 | 099-03157 | Powervar Ltd | PW5115 1400 |  |  | NE - Lab |  |  |  |  | 099-03157 | 099-03157 | Katy | Memorial Hermann Northeast Hospital | NE - Lab | Lab
YES | YES |  |  |  | 009-33117 | 009-33117 | Powervar Ltd | PW5115-1400 USB |  | GE131A0737 | SW-LAB-Chemistry |  |  |  |  | 009-33117 | 009-33117 | Southwest | Memorial Hermann Southwest Hospital | SW-LAB-Chemistry
YES | YES |  |  |  | 583-01643 | 583-01643 | Powervar Ltd | Security Plus |  | 2204084R - 1230054 | Laboratory |  |  |  |  | 583-01643 | 583-01643 | Southwest | Memorial Hermann Laboratory | Laboratory | Lab
YES | YES |  |  |  | 583-01645 | 583-01645 | Powervar Ltd | Security Plus |  | 2205251RN1120033 | Laboratory |  |  |  |  | 583-01645 | 583-01645 | Southwest | Memorial Hermann Laboratory | Laboratory | Lab
YES | YES |  |  |  | 099-09682 | 099-09682 | Powervar Ltd | Sinergy iii |  | 17201-01R | TMC - LABORATORY |  |  |  |  | 099-09682 | 099-09682 | TMC | Memorial Hermann Texas Medical Center | TMC - LABORATORY | Lab
NO | YES |  |  |  | 041-34837 | 041-34837 | Powerware |  |  | BF075FBB03 | NE - CT |  |  |  |  | 041-34837 | 041-34837 | Katy | Memorial Hermann - Northeast | NE - CT | CT 2 |  |  |  | No pm sticker
NO | NO |  |  |  | R-041-18134 |  | Powerware Corp |  |  | EV445AXX10 | OPID - (MC) - MEMORIAL CITY - 422 (MP4) | MHHS-OPID |  |  |  | R-041-18134 |  | West & Memorial City |  | OPID - (MC) - MEMORIAL CITY - 422 (MP4) | [5 empty] | POWER SYSTEMS, UNINTERRUPTIBLE |  | POWERSUPPLYUPS-Eaton Corp-9330-20-15kVA |  |  |  |  | POWERSUPPLYUPS-Eaton Corp-9330-20-15kVA | POWERWARE | [7 empty] | Covered PM Repair - Biomedical | MHHS-OPID
NO | NO |  |  |  | 029-04765 |  | Powerware Corp |  |  | EA205AXX02 | WOODLANDS - FACILITY ENGINEERING | MHHS-Woodlands |  |  |  | 029-04765 |  | Woodlands |  | WOODLANDS - FACILITY ENGINEERING | [5 empty] | POWER SYSTEMS, UNINTERRUPTIBLE |  | POWERSUPPLYUPS-Eaton Corp-9330-20-15kVA |  |  |  |  | POWERSUPPLYUPS-Eaton Corp-9330-20-15kVA | POWERWARE | [7 empty] | Covered PM Repair - Biomedical | MHHS-Woodlands
NO | NO | [5 empty] | Powerware Corp | POWERWARE 5115 |  | GB362A0889 | GH - LABORATORY | MHHS-Greater Heights | [5 empty] | Central & Greater Heights |  | GH - LABORATORY | [5 empty] | POWER SYSTEMS, UNINTERRUPTIBLE |  | .needs class | [5 empty] | POWERWARE | [7 empty] | Covered PM Repair - Biomedical | MHHS-Greater Heights
NO | NO |  |  |  | 013-14276 |  | Powerware Corp | POWERWARE 9125 |  | ty35aa0306 | SW - HVI - NONINVASIVE CARDIOLOGY | MHHS-Southwest |  | Power Supply, UPS |  | 013-14276 |  | Southwest |  | SW - HVI - NONINVASIVE CARDIOLOGY | [5 empty] | POWER SYSTEMS, UNINTERRUPTIBLE |  | POWERSUPPLYUPS-Eaton Corp-Powerware 9125 | POWERSUPPLYUPS | Powerware 9125 |  |  |  | Eaton Corp | Power Supply, UPS |  |  | POWERSUPPLYUPS-Eaton Corp-Powerware 9125 |  |  |  | No Coverage Specified | MHHS-Southwest
NO | YES |  |  |  | 029-12190 | 029-12190 | Powerware Corp | POWERWARE 9130 3000 VA (EATON) |  | PL371A9311 | Woodlands-Laboratory-Blood Bank | MHHS-Woodlands |  |  |  | 029-12190 | 029-12190 | Woodlands | MHHS-Woodlands | Woodlands-Laboratory-Blood Bank | Lab | 9/1/19 |  |  | Near Jack Jack | POWER SYSTEMS, UNINTERRUPTIBLE |  | .needs class | [5 empty] | POWERWARE | [7 empty] | Covered PM Repair - Biomedical | MHHS-Woodlands
NO | NO |  |  |  | 029-32369 |  | Powerware Corp | POWERWARE 9130 3000 VA (EATON) |  | GJ061A0449 | WOODLANDS - CATH LAB | MHHS-Woodlands |  |  |  | 029-32369 |  | Woodlands |  | WOODLANDS - CATH LAB | [5 empty] | POWER SYSTEMS, UNINTERRUPTIBLE |  | .needs class | [5 empty] | POWERWARE | [7 empty] | Covered PM Repair - Biomedical | MHHS-Woodlands
NO | NO | [5 empty] | Powerware Corp | PW5115-1400 |  | UY383A0186 | GH - LABORATORY | MHHS-Greater Heights | [5 empty] | Central & Greater Heights |  | GH - LABORATORY | [5 empty] | POWER SYSTEMS, UNINTERRUPTIBLE |  | .needs class | [5 empty] | POWERWARE | [7 empty] | Covered PM Repair - Biomedical | MHHS-Greater Heights
NO | NO |  |  |  | 005-33401 |  | Powerware Corp | PW5115-1400 |  | GE392A0189 | SE - NURSE CALL | MHHS-Southeast |  |  |  | 005-33401 |  | Southeast & Bay Area |  | SE - NURSE CALL | [5 empty] | POWER SYSTEMS, UNINTERRUPTIBLE |  | .needs class | [5 empty] | POWERWARE | [7 empty] | Covered PM Repair - Biomedical | MHHS-Southeast
NO | NO |  |  |  | 029-08510 |  | Powerware Corp | PW5115-1400 |  | GB362A0978 | WOODLANDS - LABORATORY | MHHS-Woodlands |  |  |  | 029-08510 |  | Woodlands |  | WOODLANDS - LABORATORY | [5 empty] | POWER SYSTEMS, UNINTERRUPTIBLE |  | .needs class | [5 empty] | POWERWARE | [7 empty] | Covered PM Repair - Biomedical | MHHS-Woodlands
NO | YES |  |  |  | 129-07729 | 129-07729 | Powerware Corp | PW9155 |  | BH135FBB02 | SUGAR LAND - RADIOLOGY | MHHS-Sugarland |  |  |  | 129-07729 | 129-07729 | Sugar Land | Memorial Hermann Sugar Land | SUGAR LAND - RADIOLOGY | Sugar Land West Tower CT Room 1 | 6/1/19 |  |  |  | POWER SYSTEMS, UNINTERRUPTIBLE |  | .needs class | [5 empty] | POWERWARE | [7 empty] | Covered PM Repair - Biomedical | MHHS-Sugarland
NO | NO |  |  |  | 029-09272 |  | Powerware Corp | PW9155 |  | FA283FBB05 | WOODLANDS - FACILITY ENGINEERING | MHHS-Woodlands |  |  |  | 029-09272 |  | Woodlands |  | WOODLANDS - FACILITY ENGINEERING | [5 empty] | POWER SYSTEMS, UNINTERRUPTIBLE |  | .needs class | [5 empty] | POWERWARE | [7 empty] | Covered PM Repair - Biomedical | MHHS-Woodlands
YES | YES |  |  |  | 069-49262 | 069-49262 | Precision | Camera controller |  | Nsn | TMC - SAROFIM 2 - OR |  |  |  |  | 069-49262 | 069-49262 |  | Memorial Hermann-tmc | TMC - SAROFIM 2 - OR | OR15 |  |  |  | PM Not Required
NO | YES |  |  |  | 013-35814 | 013-35814 | PRECISION INSTRUMENTS | 30M INCUBATOR 51221095 |  |  | SW-Laboratory-Microbiology | MHHS-Southwest |  |  |  | 013-35814 | 013-35814 | Southwest | MHHS-Southwest | SW-Laboratory-Microbiology | Micro-AFB Fungus | 1/1/20 |  | 1/1/21 |  | INCUBATORS, LABORATORY, THERMOCYCLING | Incubator, Small/Large | INCUBATORSMALLLARGE-ThermoFisherSci-Precision 30M |  |  |  |  | INCUBATORSMALLLARGE-ThermoFisherSci-Precision 30M | [5 empty] | 2/1/15 |  |  | Covered PM Repair - Biomedical | MHHS-Southwest | [8 empty] | INCUBATORSMALLLARGE | Incubator, Small/Large | ThermoFisherSci
NO | YES |  |  |  | 013-35823 | 013-35823 | PRECISION INSTRUMENTS | 30M INCUBATOR 51221095 |  |  | SW-Laboratory-Microbiology | MHHS-Southwest |  |  |  | 013-35823 | 013-35823 | Southwest | MHHS-Southwest | SW-Laboratory-Microbiology | Microbiology | 1/1/20 |  | 1/1/21 |  | INCUBATORS, LABORATORY, THERMOCYCLING | Incubator, Small/Large | INCUBATORSMALLLARGE-ThermoFisherSci-Precision 30M |  |  |  |  | INCUBATORSMALLLARGE-ThermoFisherSci-Precision 30M | [5 empty] | 2/1/15 |  |  | Covered PM Repair - Biomedical | MHHS-Southwest | [8 empty] | INCUBATORSMALLLARGE | Incubator, Small/Large | ThermoFisherSci
YES | YES |  |  |  | 013-08442 | 013-08442 | Precision Medical |  |  |  | SW - LABORATORY - HISTOLOGY |  |  |  |  | 013-08442 | 013-08442 | Southwest | Memorial Hermann Diagnostic Laboratory - Southwest Medical Plaza 2 | SW - LABORATORY - HISTOLOGY | Lab
NO | YES | Asset Tag 069-17535 |  |  | 069-17535 | 069-17535 | Precision medical | Easy vac |  |  | TMC - DIALYSIS - ADULT (9J) |  |  |  |  | 069-17535 | 069-17535 |  | Memorial Hermann-tmc | TMC - DIALYSIS - ADULT (9J) | Crash cart | 2/1/20 |  | 2/1/21 | Pre
NO | YES |  |  |  | 009-10734 | 009-10734 | Precision Medical | Easy Vac PM 60 |  |  | OPID-(NE)-Northeast-437 (Mp1) |  |  |  |  | 009-10734 | 009-10734 | Katy | MHHS-Others | OPID-(NE)-Northeast-437 (Mp1) |  | 2/1/20
YES | YES | Serial Number Cnf |  |  | 069-05550 | 069-05550 | Precision Medical | Easy Vac PM 60 |  | Cnf | Biomed shop |  |  |  |  | 069-05550 | 069-05550 | TMC | Memorial Hermann-Texas Medical Center | Biomed shop | Biomed shop | 2/1/20 |  | 2/1/21
YES | YES |  |  |  | 069-06482 | 069-06482 | Precision Medical | Easy Vac PM 60 |  |  | TMC - RESPIRATORY - ADULT |  |  |  |  | 069-06482 | 069-06482 | TMC | Memorial Hermann-Texas Medical Center | TMC - RESPIRATORY - ADULT | Biomed Shop | 3/1/19 |  | 3/1/20 | New Add
YES | YES |  |  |  |  | 069-33182 | Precision Medical | Easy Vac PM 60 |  |  | TMC - RESPIRATORY - ADULT | [5 empty] | 069-33182 | TMC | Memorial Hermann-Texas Medical Center | TMC - RESPIRATORY - ADULT | Biomed Shop | 2/1/16 |  | 2/1/17 | New Add
NO | YES | Asset Tag 069-10104 |  |  | 069-10104 | 069-10104 | Precision Medical | Easy Vac PM 60 |  |  | Ace |  |  |  |  | 069-10104 | 069-10104 | TMC | Memorial Hermann-Texas Medical Center | Ace | Hallway | 2/1/20 |  | 2/1/21
NO | YES |  |  |  | 069-15039 | 069-15039 | Precision Medical | Easy Vac PM 60 |  |  | TMC - EPILEPSY - PEDI EMU (10HP) |  |  |  |  | 069-15039 | 069-15039 |  | Memorial Hermann-tmc | TMC - EPILEPSY - PEDI EMU (10HP) | H10 15 | 2/1/20 |  | 2/1/21
YES | YES |  |  |  | 069-05437 | 069-05437 | Precision Medical | Easy Vac PM 60 |  |  | TMC - Radiology - ir |  |  |  |  | 069-05437 | 069-05437 | TMC | Memorial Hermann-Texas Medical Center | TMC - Radiology - ir | J2313 | 2/1/20 |  | 2/1/21
NO | YES |  |  |  | 069-06481 |  | Precision Medical | Ez Vac Aspirator |  |  | Memorial Hermann- Texas Medical Center STICU |  |  |  |  | 069-06481 |  |  | TMC | Memorial Hermann- Texas Medical Center STICU | Crash car | 2/1/20 |  | 2/1/20
YES | YES |  |  |  | 029-00784 | 029-00784 | Precision Medical | PM 3000 |  |  | Labor / Delivery OR |  |  |  |  | 029-00784 | 029-00784 | Woodlands | Memorial Hermann Hospital Woodlands | Labor / Delivery OR | OR 2 |  |  |  | Love p.m.
YES | YES |  |  |  | 099-01978 | 099-01978 | Precision Medical | PM 3300 |  |  | NE - DAY SURGERY |  |  |  |  | 099-01978 | 099-01978 | Katy | Memorial Hermann Northeast Hospital | NE - DAY SURGERY | Room 8
YES | YES |  |  |  | 099-02259 | 099-02259 | Precision Medical | Pm 3300 |  |  | NE - Pacu |  |  |  |  | 099-02259 | 099-02259 | Katy | Memorial Hermann Northeast Hospital | NE - Pacu | Pacu | 2/1/20
YES | YES |  |  |  | 099-00271 | 099-00271 | Precision Medical | PM 3300 |  |  | NE - ENDOSCOPY |  |  |  |  | 099-00271 | 099-00271 | NorthEast |  | NE - ENDOSCOPY
YES | YES |  |  |  | 099-00274 | 099-00274 | Precision Medical | PM 3300 |  |  | NE - RESPIRATORY |  |  |  |  | 099-00274 | 099-00274 | NorthEast |  | NE - RESPIRATORY |  |  |  |  | No pm
YES | YES |  |  |  | 099-08896 | 099-08896 | Precision Medical | PM 3300 |  |  | 6th Floor |  |  |  |  | 099-08896 | 099-08896 | TMC | TIRR Memorial Hermann | 6th Floor | Room 601 |  |  |  | New Add - One Time Inspection Sticker
YES | YES |  |  |  | 099-08842 | 099-08842 | Precision Medical | PM 3300 |  |  | TIRR - PATIENT CARE UNIT 6 - 2414378 |  |  |  |  | 099-08842 | 099-08842 | TMC | Memorial Hermann Imaging Center - TIRR | TIRR - PATIENT CARE UNIT 6 - 2414378 | TIRR - PATIENT CARE UNIT 6-
YES | YES |  |  |  | 099-08899 | 099-08899 | Precision Medical | PM 3300 |  |  | TIRR - PCU 6 |  |  |  |  | 099-08899 | 099-08899 | TMC | TIRR Memorial Hermann | TIRR - PCU 6 | Room 603 |  |  |  | New Add - One Time Inspection Sticker
YES | YES |  |  |  | 099-08900 | 099-08900 | Precision Medical | PM 3300 |  |  | TIRR - PCU 6 |  |  |  |  | 099-08900 | 099-08900 | TMC | TIRR Memorial Hermann | TIRR - PCU 6 | Room 603 |  |  |  | New Add
YES | YES |  |  |  | 099-08968 | 099-08968 | Precision Medical | PM 3300 |  |  | TIRR - PATIENT CARE UNIT 6 - 2414378 |  |  |  |  | 099-08968 | 099-08968 | TMC | Memorial Hermann Imaging Center - TIRR | TIRR - PATIENT CARE UNIT 6 - 2414378 | TIRR - PATIENT CARE UNIT 6-
YES | YES |  |  |  | 099-08843 | 099-08843 | Precision Medical | PM 3300 |  |  | TIRR - PATIENT CARE UNIT 6 - 2414378 |  |  |  |  | 099-08843 | 099-08843 | TMC | Memorial Hermann Imaging Center - TIRR | TIRR - PATIENT CARE UNIT 6 - 2414378 | TIRR - PATIENT CARE UNIT 6-
YES | YES |  |  |  | 099-08845 | 099-08845 | Precision Medical | PM 3300 |  |  | TIRR - PATIENT CARE UNIT 6 - 2414378 |  |  |  |  | 099-08845 | 099-08845 | TMC | Memorial Hermann Imaging Center - TIRR | TIRR - PATIENT CARE UNIT 6 - 2414378 | TIRR - PATIENT CARE UNIT 6-
YES | YES |  |  |  | 099-08847 | 099-08847 | Precision Medical | PM 3300 |  |  | TIRR - PATIENT CARE UNIT 6 - 2414378 |  |  |  |  | 099-08847 | 099-08847 | TMC | Memorial Hermann Imaging Center - TIRR | TIRR - PATIENT CARE UNIT 6 - 2414378 | TIRR - PATIENT CARE UNIT 6-
YES | YES |  |  |  | 099-08850 | 099-08850 | Precision Medical | PM 3300 |  |  | TIRR - |  |  |  |  | 099-08850 | 099-08850 | TMC | TIRR Memorial Hermann | TIRR - | TIRR MEMORIIAL HERMANN
YES | YES |  |  |  | 099-08855 | 099-08855 | Precision Medical | PM 3300 |  |  | TIRR - PATIENT CARE UNIT 5 - 2414376 |  |  |  |  | 099-08855 | 099-08855 | TMC | TIRR Memorial Hermann | TIRR - PATIENT CARE UNIT 5 - 2414376 | TIRR - PCU 5
YES | YES |  |  |  | 099-08917 | 099-08917 | Precision Medical | PM 3300 |  |  | TIRR - PCU 5 |  |  |  |  | 099-08917 | 099-08917 | TMC | TIRR Memorial Hermann | TIRR - PCU 5 | Room 514 |  |  |  | New Add - One Time Inspection Sticker
YES | YES |  |  |  | 099-08918 | 099-08918 | Precision Medical | PM 3300 |  |  | TIRR - PCU 5 |  |  |  |  | 099-08918 | 099-08918 | TMC | TIRR Memorial Hermann | TIRR - PCU 5 | Room 514 |  |  |  | New Add - One Time Inspection Sticker
YES | YES |  |  |  | 099-08927 | 099-08927 | Precision Medical | PM 3300 |  |  | TIRR - PCU 4 |  |  |  |  | 099-08927 | 099-08927 | TMC | TIRR Memorial Hermann | TIRR - PCU 4 | Therapy Gym |  |  |  | New Add
YES | YES |  |  |  | 099-08954 | 099-08954 | Precision Medical | PM 3300 |  |  | TIRR - PATIENT CARE UNIT 4 - 2414374 |  |  |  |  | 099-08954 | 099-08954 | TMC | TIRR Memorial Hermann | TIRR - PATIENT CARE UNIT 4 - 2414374 | TIRR - PCU 4
YES | YES |  |  |  | 099-08931 | 099-08931 | Precision Medical | PM 3300 |  |  | TIRR - PCU 4 |  |  |  |  | 099-08931 | 099-08931 | TMC | TIRR Memorial Hermann | TIRR - PCU 4 | Room 412 |  |  |  | New Add
YES | YES |  |  |  | 099-08932 | 099-08932 | Precision Medical | PM 3300 |  |  | TIRR - PCU 4 |  |  |  |  | 099-08932 | 099-08932 | TMC | TIRR Memorial Hermann | TIRR - PCU 4 | Room 412 |  |  |  | New Add
YES | YES |  |  |  | 099-08934 | 099-08934 | Precision Medical | PM 3300 |  |  | TIRR - PCU 4 |  |  |  |  | 099-08934 | 099-08934 | TMC | TIRR Memorial Hermann | TIRR - PCU 4 | Room 411 |  |  |  | In Use
YES | YES |  |  |  | 099-08956 | 099-08956 | Precision Medical | PM 3300 |  |  | TIRR - PATIENT CARE UNIT 4 - 2414374 |  |  |  |  | 099-08956 | 099-08956 | TMC | TIRR Memorial Hermann | TIRR - PATIENT CARE UNIT 4 - 2414374 | TIRR - PCU 4
YES | YES |  |  |  | 099-08936 | 099-08936 | Precision Medical | PM 3300 |  |  | TIRR - PCU 4 |  |  |  |  | 099-08936 | 099-08936 | TMC | TIRR Memorial Hermann | TIRR - PCU 4 | Room 410 |  |  |  | New Add - in use
YES | YES |  |  |  | 099-08960 | 099-08960 | Precision Medical | PM 3300 |  |  | TIRR - PATIENT CARE UNIT 4 - 241437 |  |  |  |  | 099-08960 | 099-08960 | TMC | TIRR Memorial Hermann | TIRR - PATIENT CARE UNIT 4 - 241437 | TIRR - PCU 4
YES | YES |  |  |  | 099-08961 | 099-08961 | Precision Medical | PM 3300 |  |  | TIRR - PATIENT CARE UNIT 4 - 241437 |  |  |  |  | 099-08961 | 099-08961 | TMC | TIRR Memorial Hermann | TIRR - PATIENT CARE UNIT 4 - 241437 | TIRR - PCU 4
YES | YES |  |  |  | 099-08962 | 099-08962 | Precision Medical | PM 3300 |  |  | TIRR - PCU 3 |  |  |  |  | 099-08962 | 099-08962 | TMC | TIRR Memorial Hermann | TIRR - PCU 3 | TIRR - PCU 3
YES | YES |  |  |  | 099-08946 | 099-08946 | Precision Medical | PM 3300 |  |  | TIRR - 3rd Floor |  |  |  |  | 099-08946 | 099-08946 | TMC | TIRR Memorial Hermann | TIRR - 3rd Floor | Room 314 |  |  |  | New Add
YES | YES |  |  |  | 099-08964 | 099-08964 | Precision Medical | PM 3300 |  |  | TIRR - PCU 3 |  |  |  |  | 099-08964 | 099-08964 | TMC | TIRR Memorial Hermann | TIRR - PCU 3 | TIRR - PCU 3
YES | YES |  |  |  | 099-08966 | 099-08966 | Precision Medical | PM 3300 |  |  | TIRR - PCU 3 |  |  |  |  | 099-08966 | 099-08966 | TMC | TIRR Memorial Hermann | TIRR - PCU 3 | TIRR - PCU 3
YES | YES |  |  |  | 241-04267 | 241-04267 | Precision Medical | PM 3300 |  |  | TIRR - 3C |  |  |  |  | 241-04267 | 241-04267 | TMC | TIRR Memorial Hermann | TIRR - 3C | Room 326 |  |  |  | New Add
YES | YES |  |  |  | 241-04271 | 241-04271 | Precision Medical | PM 3300 |  |  | TIRR - 3C |  |  |  |  | 241-04271 | 241-04271 | TMC | TIRR Memorial Hermann | TIRR - 3C | Room 327 |  |  |  | New Add
YES | YES |  |  |  | 241-04272 | 241-04272 | Precision Medical | PM 3300 |  |  | TIRR - 3C |  |  |  |  | 241-04272 | 241-04272 | TMC | TIRR Memorial Hermann | TIRR - 3C | Room 328 |  |  |  | New Add
NO | YES | Serial Number 3264 |  |  | 029-13261 | 029-13261 | Precision Medical | PM 3300 HV |  |  | Woodlands-NICU |  |  |  |  | 029-13261 | 029-13261 | Woodlands | MHHS-Woodlands | Woodlands-NICU
YES | YES |  |  |  | 099-08841 | 099-08841 | Precision Medical | PM 3300 HV |  |  | TIRR - PATIENT CARE UNIT 6 - 2414378 |  |  |  |  | 099-08841 | 099-08841 | TMC | Memorial Hermann Imaging Center - TIRR | TIRR - PATIENT CARE UNIT 6 - 2414378 | TIRR - PATIENT CARE UNIT 6-
YES | YES |  |  |  | 029-13584 | 029-13584 | Precision Medical | PM 65HG |  |  | TIRR - WOODLANDS INPATIENT |  |  |  |  | 029-13584 | 029-13584 |  |  | TIRR - WOODLANDS INPATIENT | Storage
YES | YES |  |  |  | 029-13585 | 029-13585 | Precision Medical | PM 65HG |  |  | TIRR - WOODLANDS INPATIENT |  |  |  |  | 029-13585 | 029-13585 |  |  | TIRR - WOODLANDS INPATIENT | Storage
YES | YES |  |  |  | 029-13586 | 029-13586 | Precision Medical | PM 65HG |  |  | TIRR - WOODLANDS INPATIENT |  |  |  |  | 029-13586 | 029-13586 |  |  | TIRR - WOODLANDS INPATIENT | Storage
YES | YES |  |  |  | 029-13790 | 029-13790 | Precision Medical | PM 65HG |  |  | TIRR - WOODLANDS INPATIENT |  |  |  |  | 029-13790 | 029-13790 |  |  | TIRR - WOODLANDS INPATIENT | Storage
YES | YES |  |  |  | 029-13791 | 029-13791 | Precision Medical | PM 65HG |  |  | TIRR - WOODLANDS INPATIENT |  |  |  |  | 029-13791 | 029-13791 |  |  | TIRR - WOODLANDS INPATIENT | Storage
YES | YES |  |  |  | 099-12672 | 099-12672 | Precision Medical | PM3000 |  |  | TMC - HVI - OR |  |  |  |  | 099-12672 | 099-12672 | TMC | Memorial Hermann- Texas Medical Center | TMC - HVI - OR | Cv OR 4 |  |  |  | No PM Sticker
YES | YES |  |  |  | 921-00916 | 921-00916 | Precision Medical | PM3300 |  |  | NE - PACU |  |  |  |  | 921-00916 | 921-00916 | Katy | Memorial Hermann Northeast Hospital | NE - PACU | BAY5
YES | YES |  |  |  | 921-00900 | 921-00900 | Precision Medical | PM3300 |  |  | NE - PACU |  |  |  |  | 921-00900 | 921-00900 | Katy | Memorial Hermann Northeast Hospital | NE - PACU | BAY6
YES | YES |  |  |  | 041-11027 | 041-11027 | Precision Medical | PM3300 |  |  | MEMORIAL CITY - DIGESTIVE DISEASE CENTER |  |  |  |  | 041-11027 | 041-11027 | West | Memorial Hermann Memorial City Medical Center | MEMORIAL CITY - DIGESTIVE DISEASE CENTER | Endo procedure room 3 |  |  |  | No pm sticker
YES | YES |  |  |  | 099-12160 | 099-12160 | Precision Medical | PM3600 |  |  | Biomed shop |  |  |  |  | 099-12160 | 099-12160 | TMC | Memorial Hermann-Texas Medical Center | Biomed shop | Biomed shop
YES | YES |  |  |  | 099-12159 | 099-12159 | Precision Medical | PM3600 |  |  | Biomed shop |  |  |  |  | 099-12159 | 099-12159 | TMC | Memorial Hermann-Texas Medical Center | Biomed shop | Biomed shop
YES | YES |  |  |  | 099-07486 | 099-07486 | Precision Medical | PM3600 |  |  | SE - OR |  |  |  |  | 099-07486 | 099-07486 | Southeast | Memorial Hermann Southeast Hospital | SE - OR
YES | YES |  |  |  | 142-09487 | 142-09487 | Precision Medical | Pm65hg |  |  | Pedi Rehab |  |  |  |  | 142-09487 | 142-09487 | Woodlands | MH mp 2 | Pedi Rehab | 5th floor | 3/1/20 |  | 3/1/20
YES | YES |  |  |  | 009-06812 | 009-06812 | Precision Medical | PM65HG |  |  | GH-Cardiology |  |  |  |  | 009-06812 | 009-06812 | Central | MHHS-Greater Heights | GH-Cardiology | S2 2: 105 47
YES | YES |  |  |  | 241-03067 | 241-03067 | Precision Medical | PM65HG |  |  | TIRR - PCU 5 |  |  |  |  | 241-03067 | 241-03067 | TMC | TIRR Memorial Hermann | TIRR - PCU 5 | Activity Room | 2/1/20 |  | 2/1/21 | New Add
NO | YES |  |  |  | 133-03158 | 133-03158 | Precision Medical Inc | EASY GO VAC |  |  | Katy-Nursery | MHHS-Katy |  |  |  | 133-03158 | 133-03158 | Katy | MHHS-Katy | Katy-Nursery | Blood gas room | 9/1/19 |  |  |  | ASPIRATORS | Aspirator (Suction Pump) | ASPIRATORSUCTPUMP-Precision Med-PM65HG |  |  |  |  | ASPIRATORSUCTPUMP-Precision Med-PM65HG | Precision Med |  |  |  |  | 9/20/13 |  |  | Not Covered Vendor Only - Biomedical | MHHS-Katy | [8 empty] | ASPIRATORSUCTPUMP | Aspirator (Suction Pump) | Precision Med
NO | YES |  |  |  |  | 583-01100 | Precision Medical Inc | EASY GO VAC PM65HG |  |  | Katy Rehab-Nursing | MHHS-Katy Rehab |  |  |  |  | 583-01100 | Katy | MHHS-Others | Katy Rehab-Nursing | Nurses station | 3/1/19 | 3/1/20 |  |  | ASPIRATORS | Aspirator (Suction Pump) | ASPIRATORSUCTPUMP-Precision Med-PM65HG |  |  |  |  | ASPIRATORSUCTPUMP-Precision Med-PM65HG | Precision Med |  |  |  |  | 11/1/19 |  |  | Not Covered Vendor Only - Lab Ana/Anes | MHHS-Katy Rehab | [8 empty] | ASPIRATORSUCTPUMP | Aspirator (Suction Pump) | Precision Med
NO | YES |  |  |  | 583-01102 | 583-01102 | Precision Medical Inc | EASY GO VAC PM65HG |  |  | Katy Rehab-Nursing | MHHS-Katy Rehab |  |  |  | 583-01102 | 583-01102 | Katy | MHHS-Others | Katy Rehab-Nursing | By room 227 | 3/1/19 | 3/1/20 |  |  | ASPIRATORS | Aspirator (Suction Pump) | ASPIRATORSUCTPUMP-Precision Med-PM65HG |  |  |  |  | ASPIRATORSUCTPUMP-Precision Med-PM65HG | Precision Med |  |  |  |  | 10/1/12 |  |  | Not Covered Vendor Only - Lab Ana/Anes | MHHS-Katy Rehab | [8 empty] | ASPIRATORSUCTPUMP | Aspirator (Suction Pump) | Precision Med
NO | YES |  |  |  | 583-01101 | 583-01101 | Precision Medical Inc | EASY GO VAC PM65HG |  |  | Katy Rehab-Wound Care | MHHS-Katy Rehab |  |  |  | 583-01101 | 583-01101 | Katy | MHHS-Others | Katy Rehab-Wound Care | Katy - Wound Care | 3/1/19 |  |  |  | ASPIRATORS | Aspirator (Suction Pump) | ASPIRATORSUCTPUMP-Precision Med-PM65HG |  |  |  |  | ASPIRATORSUCTPUMP-Precision Med-PM65HG | Precision Med | [7 empty] | Covered PM Repair - Biomedical | MHHS-Katy Rehab | [8 empty] | ASPIRATORSUCTPUMP | Aspirator (Suction Pump) | Precision Med
NO | YES |  |  |  | 041-14092 | 041-14092 | Precision Medical Inc | EASY GO VAC PM65HG |  |  | Memorial City-Labor & Delivery | MHHS-Mem City |  |  |  | 041-14092 | 041-14092 | West | MHHS-Mem City | Memorial City-Labor & Delivery | Infant Resuscitation | 10/1/19 |  | 10/1/20 |  | ASPIRATORS |  | ASPIRATORSUCTPUMP-Precision Med-PM65HG |  |  |  |  | ASPIRATORSUCTPUMP-Precision Med-PM65HG | Precision Med |  |  |  |  | 9/20/13 |  |  | Not Covered Vendor Only - Biomedical | MHHS-Mem City
NO | YES |  |  |  |  | 241-02775 | Precision Medical Inc | EASY GO VAC PM65HG |  |  | TIRR-Outpatient Clinic | MHHS-TIRR |  |  |  |  | 241-02775 | TM | MHHS-Others | TIRR-Outpatient Clinic | TIRR - OUTPATIENT CLINIC | 10/1/19 |  | 10/1/20 |  | ASPIRATORS | Aspirator (Suction Pump) | ASPIRATORSUCTPUMP-Precision Med-PM65HG |  |  |  |  | ASPIRATORSUCTPUMP-Precision Med-PM65HG | Precision Med |  |  |  |  | 4/1/13 |  |  | Not Covered Vendor Only - Lab Ana/Anes | MHHS-TIRR | [8 empty] | ASPIRATORSUCTPUMP | Aspirator (Suction Pump) | Precision Med
NO | YES |  |  |  |  | 241-02245 | Precision Medical Inc | EASY GO VAC PM65HG |  |  | TIRR-Central Supply | MHHS-TIRR |  |  |  |  | 241-02245 | TMC | MHHS-Others | TIRR-Central Supply | Biomed | 10/1/18 |  | 10/1/19 |  | ASPIRATORS | Aspirator (Suction Pump) | ASPIRATORSUCTPUMP-Precision Med-PM65HG |  |  |  |  | ASPIRATORSUCTPUMP-Precision Med-PM65HG | Precision Med |  |  |  |  | 2/11/20 |  |  | Not Covered Vendor Only - Lab Ana/Anes | MHHS-TIRR | [8 empty] | ASPIRATORSUCTPUMP | Aspirator (Suction Pump) | Precision Med
NO | YES |  |  |  |  | 241-02348 | Precision Medical Inc | EASY GO VAC PM65HG |  |  | TIRR-Central Supply | MHHS-TIRR |  |  |  |  | 241-02348 | TMC | MHHS-Others | TIRR-Central Supply | TIRR - CENTRAL SUPPLY | 8/1/19 |  | 8/1/20 |  | ASPIRATORS | Aspirator (Suction Pump) | ASPIRATORSUCTPUMP-Precision Med-PM65HG |  |  |  |  | ASPIRATORSUCTPUMP-Precision Med-PM65HG | Precision Med | [7 empty] | Covered PM Repair - Biomedical | MHHS-TIRR | [8 empty] | ASPIRATORSUCTPUMP | Aspirator (Suction Pump) | Precision Med
NO | YES |  |  |  | 241-00660 | 241-00660 | Precision Medical Inc | EASY GO VAC PM65HG |  |  | TIRR-Central Supply | MHHS-TIRR |  |  |  | 241-00660 | 241-00660 | TMC | MHHS-Others | TIRR-Central Supply | Central Supply | 11/1/19 |  | 11/1/20 |  | ASPIRATORS | Aspirator (Suction Pump) | ASPIRATORSUCTPUMP-Precision Med-PM65HG |  |  |  |  | ASPIRATORSUCTPUMP-Precision Med-PM65HG | Precision Med | [7 empty] | Covered PM Repair - Biomedical | MHHS-TIRR | [8 empty] | ASPIRATORSUCTPUMP | Aspirator (Suction Pump) | Precision Med
NO | YES |  |  |  | 241-01600 | 241-01600 | Precision Medical Inc | EASY GO VAC PM65HG |  |  | TIRR-Central Supply | MHHS-TIRR |  |  |  | 241-01600 | 241-01600 | TMC | MHHS-Others | TIRR-Central Supply | Central Supply | 11/1/19 |  | 11/1/20 |  | ASPIRATORS | Aspirator (Suction Pump) | ASPIRATORSUCTPUMP-Precision Med-PM65HG |  |  |  |  | ASPIRATORSUCTPUMP-Precision Med-PM65HG | Precision Med |  |  |  |  | 3/9/17 |  |  | Covered PM Repair - Biomedical | MHHS-TIRR | [8 empty] | ASPIRATORSUCTPUMP | Aspirator (Suction Pump) | Precision Med
NO | YES | Serial Number 40553 |  |  | 241-02547 | 241-02547 | Precision Medical Inc | EASY GO VAC PM65HG |  |  | TIRR-Central Supply | MHHS-TIRR |  |  |  | 241-02547 | 241-02547 | TMC | MHHS-Others | TIRR-Central Supply | Central Supply | 3/1/20 |  | 3/1/21 |  | ASPIRATORS | Aspirator (Suction Pump) | ASPIRATORSUCTPUMP-Precision Med-PM65HG |  |  |  |  | ASPIRATORSUCTPUMP-Precision Med-PM65HG | Precision Med |  |  |  |  | 4/1/15 |  |  | Covered PM Repair - Biomedical | MHHS-TIRR | [8 empty] | ASPIRATORSUCTPUMP | Aspirator (Suction Pump) | Precision Med
NO | YES |  |  |  | 241-02682 | 241-02682 | Precision Medical Inc | EASY GO VAC PM65HG |  |  | TIRR-Respiratory | MHHS-TIRR |  |  |  | 241-02682 | 241-02682 | TMC | MHHS-Others | TIRR-Respiratory | Respiratory storage | 2/1/20 |  | 2/1/21 |  | ASPIRATORS | Aspirator (Suction Pump) | ASPIRATORSUCTPUMP-Precision Med-PM65HG |  |  |  |  | ASPIRATORSUCTPUMP-Precision Med-PM65HG | Precision Med | [7 empty] | Covered PM Repair - Biomedical | MHHS-TIRR | [8 empty] | ASPIRATORSUCTPUMP | Aspirator (Suction Pump) | Precision Med
NO | YES |  |  |  | 241-02683 | 241-02683 | Precision Medical Inc | EASY GO VAC PM65HG |  |  | TIRR-Central Supply | MHHS-TIRR |  |  |  | 241-02683 | 241-02683 | TMC | MHHS-Others | TIRR-Central Supply | TIRR - CENTRAL SUPPLY | 12/1/19 |  | 11/1/20 |  | ASPIRATORS | Aspirator (Suction Pump) | ASPIRATORSUCTPUMP-Precision Med-PM65HG |  |  |  |  | ASPIRATORSUCTPUMP-Precision Med-PM65HG | Precision Med | [7 empty] | Covered PM Repair - Biomedical | MHHS-TIRR | [8 empty] | ASPIRATORSUCTPUMP | Aspirator (Suction Pump) | Precision Med
NO | YES |  |  |  | 241-02708 | 241-02708 | Precision Medical Inc | EASY GO VAC PM65HG |  |  | TIRR-Central Supply | MHHS-TIRR |  |  |  | 241-02708 | 241-02708 | TMC | MHHS-Others | TIRR-Central Supply | TIRR - CENTRAL SUPPLY | 11/1/18 |  | 11/1/19 |  | ASPIRATORS | Aspirator (Suction Pump) | ASPIRATORSUCTPUMP-Precision Med-PM65HG |  |  |  |  | ASPIRATORSUCTPUMP-Precision Med-PM65HG | Precision Med |  |  |  |  | 2/8/19 |  |  | Covered PM Repair - Biomedical | MHHS-TIRR | [8 empty] | ASPIRATORSUCTPUMP | Aspirator (Suction Pump) | Precision Med
NO | YES |  |  |  | 241-02714 | 241-02714 | Precision Medical Inc | EASY GO VAC PM65HG |  |  | TIRR-Central Supply | MHHS-TIRR |  |  |  | 241-02714 | 241-02714 | TMC | MHHS-Others | TIRR-Central Supply | Central Supply | 11/1/18 |  | 11/1/19 |  | ASPIRATORS | Aspirator (Suction Pump) | ASPIRATORSUCTPUMP-Precision Med-PM65HG |  |  |  |  | ASPIRATORSUCTPUMP-Precision Med-PM65HG | Precision Med | [7 empty] | Covered PM Repair - Biomedical | MHHS-TIRR | [8 empty] | ASPIRATORSUCTPUMP | Aspirator (Suction Pump) | Precision Med
NO | YES |  |  |  | 241-02746 | 241-02746 | Precision Medical Inc | EASY GO VAC PM65HG |  |  | TIRR-Central Supply | MHHS-TIRR |  |  |  | 241-02746 | 241-02746 | TMC | MHHS-Others | TIRR-Central Supply | Central Supply | 2/1/20 |  | 2/1/21 |  | ASPIRATORS | Aspirator (Suction Pump) | ASPIRATORSUCTPUMP-Precision Med-PM65HG |  |  |  |  | ASPIRATORSUCTPUMP-Precision Med-PM65HG | Precision Med |  |  |  |  | 2/4/15 |  |  | Covered PM Repair - Biomedical | MHHS-TIRR | [8 empty] | ASPIRATORSUCTPUMP | Aspirator (Suction Pump) | Precision Med
NO | YES |  |  |  | 241-03066 | 241-03066 | Precision Medical Inc | EASY GO VAC PM65HG |  |  | TIRR-Central Supply | MHHS-TIRR |  |  |  | 241-03066 | 241-03066 | TMC | MHHS-Others | TIRR-Central Supply | Central Supply | 11/1/19 |  | 11/1/20 |  | ASPIRATORS | Aspirator (Suction Pump) | ASPIRATORSUCTPUMP-Precision Med-PM65HG |  |  |  |  | ASPIRATORSUCTPUMP-Precision Med-PM65HG | Precision Med | [7 empty] | Covered PM Repair - Biomedical | MHHS-TIRR | [8 empty] | ASPIRATORSUCTPUMP | Aspirator (Suction Pump) | Precision Med
YES | YES |  |  |  | 241-02745 | 241-02745 | Precision Medical Inc | EASY GO VAC PM65HG |  |  | TIRR - CENTRAL SUPPLY |  |  |  |  | 241-02745 | 241-02745 | TMC | TIRR Memorial Hermann | TIRR - CENTRAL SUPPLY | Central Supply | 6/1/19 |  | 6/1/20 | New Add
YES | YES | Serial Number Cnf |  |  | 041-12893 | 041-12893 | Precision Medical Inc | EASY GO VAC PM65HG |  | cnf | MEMORIAL CITY - LABOR |  |  |  |  | 041-12893 | 041-12893 | West | Women?s Memorial Hermann Memorial City Hospital | MEMORIAL CITY - LABOR | 3M09 | 8/1/19 |  | 8/1/20
NO | NO | [5 empty] | Precision Medical Inc | EASY GO VAC PM65HG |  |  | GH - CENTRAL SUPPLY | MHHS-Greater Heights | [5 empty] | Central & Greater Heights |  | GH - CENTRAL SUPPLY | [5 empty] | ASPIRATORS |  | ASPIRATORSUCTPUMP-Precision Med-PM65HG |  |  |  |  | ASPIRATORSUCTPUMP-Precision Med-PM65HG | Precision Med | [7 empty] | Not Covered Vendor Only - Lab Ana/Anes | MHHS-Greater Heights
NO | NO |  |  |  | 041-17990 |  | Precision Medical Inc | EASY GO VAC PM65HG |  |  | MEMORIAL CITY - MHT - NICU | MHHS-Mem City |  |  |  | 041-17990 |  | West & Memorial City |  | MEMORIAL CITY - MHT - NICU | [5 empty] | ASPIRATORS |  | ASPIRATORSUCTPUMP-Precision Med-PM65HG |  |  |  |  | ASPIRATORSUCTPUMP-Precision Med-PM65HG | Precision Med | [7 empty] | Not Covered Vendor Only - Biomedical | MHHS-Mem City
NO | NO |  |  |  | 583-01096 |  | Precision Medical Inc | EASY GO VAC PM65HG |  |  | OPID - (KY) - KATY REHAB - 585 | MHHS-OPID |  |  |  | 583-01096 |  | Katy |  | OPID - (KY) - KATY REHAB - 585 | [5 empty] | ASPIRATORS |  | ASPIRATORSUCTPUMP-Precision Med-PM65HG |  |  |  |  | ASPIRATORSUCTPUMP-Precision Med-PM65HG | Precision Med | [7 empty] | Not Covered Vendor Only - Lab Ana/Anes | MHHS-OPID
NO | NO |  |  |  | 583-01097 |  | Precision Medical Inc | EASY GO VAC PM65HG |  |  | OPID - (KY) - KATY REHAB - 585 | MHHS-OPID |  |  |  | 583-01097 |  | Katy |  | OPID - (KY) - KATY REHAB - 585 | [5 empty] | ASPIRATORS |  | ASPIRATORSUCTPUMP-Precision Med-PM65HG |  |  |  |  | ASPIRATORSUCTPUMP-Precision Med-PM65HG | Precision Med | [7 empty] | Covered PM Repair - Biomedical | MHHS-OPID
NO | NO |  |  |  | 241-01534 |  | Precision Medical Inc | EASY GO VAC PM65HG |  |  | TIRR - BIOMEDICAL SERVICES | MHHS-TIRR |  |  |  | 241-01534 |  | TMC |  | TIRR - BIOMEDICAL SERVICES | [5 empty] | ASPIRATORS |  | ASPIRATORSUCTPUMP-Precision Med-PM65HG |  |  |  |  | ASPIRATORSUCTPUMP-Precision Med-PM65HG | Precision Med | [7 empty] | Not Covered Vendor Only - Lab Ana/Anes | MHHS-TIRR
NO | NO | [5 empty] | Precision Medical Inc | EASY GO VAC PM65HG |  |  | TIRR - CENTRAL SUPPLY | MHHS-TIRR | [5 empty] | TMC |  | TIRR - CENTRAL SUPPLY | [5 empty] | ASPIRATORS |  | ASPIRATORSUCTPUMP-Precision Med-PM65HG |  |  |  |  | ASPIRATORSUCTPUMP-Precision Med-PM65HG | Precision Med | [7 empty] | Not Covered Vendor Only - Lab Ana/Anes | MHHS-TIRR
NO | NO | [5 empty] | Precision Medical Inc | EASY GO VAC PM65HG |  |  | TIRR - CENTRAL SUPPLY | MHHS-TIRR | [5 empty] | TMC |  | TIRR - CENTRAL SUPPLY | [5 empty] | ASPIRATORS |  | ASPIRATORSUCTPUMP-Precision Med-PM65HG |  |  |  |  | ASPIRATORSUCTPUMP-Precision Med-PM65HG | Precision Med | [7 empty] | Not Covered Vendor Only - Lab Ana/Anes | MHHS-TIRR
NO | NO | [5 empty] | Precision Medical Inc | EASY GO VAC PM65HG |  |  | TIRR - CENTRAL SUPPLY | MHHS-TIRR | [5 empty] | TMC |  | TIRR - CENTRAL SUPPLY | [5 empty] | ASPIRATORS |  | ASPIRATORSUCTPUMP-Precision Med-PM65HG |  |  |  |  | ASPIRATORSUCTPUMP-Precision Med-PM65HG | Precision Med | [7 empty] | Covered PM Repair - Biomedical | MHHS-TIRR
NO | NO | [5 empty] | Precision Medical Inc | EASY GO VAC PM65HG |  |  | TIRR - CENTRAL SUPPLY | MHHS-TIRR | [5 empty] | TMC |  | TIRR - CENTRAL SUPPLY | [5 empty] | ASPIRATORS |  | ASPIRATORSUCTPUMP-Precision Med-PM65HG |  |  |  |  | ASPIRATORSUCTPUMP-Precision Med-PM65HG | Precision Med | [7 empty] | Covered PM Repair - Biomedical | MHHS-TIRR
NO | NO |  |  |  | 241-00578 |  | Precision Medical Inc | EASY GO VAC PM65HG |  |  | TIRR - CENTRAL SUPPLY | MHHS-TIRR |  |  |  | 241-00578 |  | TMC |  | TIRR - CENTRAL SUPPLY | [5 empty] | ASPIRATORS |  | ASPIRATORSUCTPUMP-Precision Med-PM65HG |  |  |  |  | ASPIRATORSUCTPUMP-Precision Med-PM65HG | Precision Med | [7 empty] | Covered PM Repair - Biomedical | MHHS-TIRR
NO | NO |  |  |  | 241-00732 |  | Precision Medical Inc | EASY GO VAC PM65HG |  |  | TIRR - CENTRAL SUPPLY | MHHS-TIRR |  |  |  | 241-00732 |  | TMC |  | TIRR - CENTRAL SUPPLY | [5 empty] | ASPIRATORS |  | ASPIRATORSUCTPUMP-Precision Med-PM65HG |  |  |  |  | ASPIRATORSUCTPUMP-Precision Med-PM65HG | Precision Med | [7 empty] | Not Covered Vendor Only - Biomedical | MHHS-TIRR
NO | NO |  |  |  | 241-00793 |  | Precision Medical Inc | EASY GO VAC PM65HG |  |  | TIRR - CENTRAL SUPPLY | MHHS-TIRR |  |  |  | 241-00793 |  | TMC |  | TIRR - CENTRAL SUPPLY | [5 empty] | ASPIRATORS |  | ASPIRATORSUCTPUMP-Precision Med-PM65HG |  |  |  |  | ASPIRATORSUCTPUMP-Precision Med-PM65HG | Precision Med | [7 empty] | Covered PM Repair - Biomedical | MHHS-TIRR
NO | NO |  |  |  | 241-01599 |  | Precision Medical Inc | EASY GO VAC PM65HG |  |  | TIRR - CENTRAL SUPPLY | MHHS-TIRR |  |  |  | 241-01599 |  | TMC |  | TIRR - CENTRAL SUPPLY | [5 empty] | ASPIRATORS |  | ASPIRATORSUCTPUMP-Precision Med-PM65HG |  |  |  |  | ASPIRATORSUCTPUMP-Precision Med-PM65HG | Precision Med | [7 empty] | Not Covered Vendor Only - Lab Ana/Anes | MHHS-TIRR
NO | NO |  |  |  | 241-01601 |  | Precision Medical Inc | EASY GO VAC PM65HG |  |  | TIRR - CENTRAL SUPPLY | MHHS-TIRR |  |  |  | 241-01601 |  | TMC |  | TIRR - CENTRAL SUPPLY | [5 empty] | ASPIRATORS |  | ASPIRATORSUCTPUMP-Precision Med-PM65HG |  |  |  |  | ASPIRATORSUCTPUMP-Precision Med-PM65HG | Precision Med | [7 empty] | Covered PM Repair - Biomedical | MHHS-TIRR
NO | NO |  |  |  | 241-01602 |  | Precision Medical Inc | EASY GO VAC PM65HG |  |  | TIRR - CENTRAL SUPPLY | MHHS-TIRR |  |  |  | 241-01602 |  | TMC |  | TIRR - CENTRAL SUPPLY | [5 empty] | ASPIRATORS |  | ASPIRATORSUCTPUMP-Precision Med-PM65HG |  |  |  |  | ASPIRATORSUCTPUMP-Precision Med-PM65HG | Precision Med | [7 empty] | Covered PM Repair - Biomedical | MHHS-TIRR
NO | NO |  |  |  | 241-01713 |  | Precision Medical Inc | EASY GO VAC PM65HG |  |  | TIRR - CENTRAL SUPPLY | MHHS-TIRR |  |  |  | 241-01713 |  | TMC |  | TIRR - CENTRAL SUPPLY | [5 empty] | ASPIRATORS |  | ASPIRATORSUCTPUMP-Precision Med-PM65HG |  |  |  |  | ASPIRATORSUCTPUMP-Precision Med-PM65HG | Precision Med | [7 empty] | Covered PM Repair - Lab Analyzers/Anesth | MHHS-TIRR
NO | NO |  |  |  | 241-01714 |  | Precision Medical Inc | EASY GO VAC PM65HG |  |  | TIRR - CENTRAL SUPPLY | MHHS-TIRR |  |  |  | 241-01714 |  | TMC |  | TIRR - CENTRAL SUPPLY | [5 empty] | ASPIRATORS |  | ASPIRATORSUCTPUMP-Precision Med-PM65HG |  |  |  |  | ASPIRATORSUCTPUMP-Precision Med-PM65HG | Precision Med | [7 empty] | Not Covered Vendor Only - Biomedical | MHHS-TIRR
NO | NO |  |  |  | 241-02084 |  | Precision Medical Inc | EASY GO VAC PM65HG |  |  | TIRR - CENTRAL SUPPLY | MHHS-TIRR |  |  |  | 241-02084 |  | TMC |  | TIRR - CENTRAL SUPPLY | [5 empty] | ASPIRATORS |  | ASPIRATORSUCTPUMP-Precision Med-PM65HG |  |  |  |  | ASPIRATORSUCTPUMP-Precision Med-PM65HG | Precision Med | [7 empty] | Covered PM Repair - Biomedical | MHHS-TIRR
NO | NO |  |  |  | 241-02239 |  | Precision Medical Inc | EASY GO VAC PM65HG |  |  | TIRR - CENTRAL SUPPLY | MHHS-TIRR |  |  |  | 241-02239 |  | TMC |  | TIRR - CENTRAL SUPPLY | [5 empty] | ASPIRATORS |  | ASPIRATORSUCTPUMP-Precision Med-PM65HG |  |  |  |  | ASPIRATORSUCTPUMP-Precision Med-PM65HG | Precision Med | [7 empty] | Not Covered Vendor Only - Biomedical | MHHS-TIRR
NO | NO |  |  |  | 241-02518 |  | Precision Medical Inc | EASY GO VAC PM65HG |  |  | TIRR - CENTRAL SUPPLY | MHHS-TIRR |  |  |  | 241-02518 |  | TMC |  | TIRR - CENTRAL SUPPLY | [5 empty] | ASPIRATORS |  | ASPIRATORSUCTPUMP-Precision Med-PM65HG |  |  |  |  | ASPIRATORSUCTPUMP-Precision Med-PM65HG | Precision Med | [7 empty] | Covered PM Repair - Biomedical | MHHS-TIRR
NO | NO |  |  |  | 241-02519 |  | Precision Medical Inc | EASY GO VAC PM65HG |  |  | TIRR - CENTRAL SUPPLY | MHHS-TIRR |  |  |  | 241-02519 |  | TMC |  | TIRR - CENTRAL SUPPLY | [5 empty] | ASPIRATORS |  | ASPIRATORSUCTPUMP-Precision Med-PM65HG |  |  |  |  | ASPIRATORSUCTPUMP-Precision Med-PM65HG | Precision Med | [7 empty] | Not Covered Vendor Only - Lab Ana/Anes | MHHS-TIRR
NO | NO |  |  |  | 241-02520 |  | Precision Medical Inc | EASY GO VAC PM65HG |  |  | TIRR - CENTRAL SUPPLY | MHHS-TIRR |  |  |  | 241-02520 |  | TMC |  | TIRR - CENTRAL SUPPLY | [5 empty] | ASPIRATORS |  | ASPIRATORSUCTPUMP-Precision Med-PM65HG |  |  |  |  | ASPIRATORSUCTPUMP-Precision Med-PM65HG | Precision Med | [7 empty] | Not Covered Vendor Only - Lab Ana/Anes | MHHS-TIRR
NO | NO |  |  |  | 241-02542 |  | Precision Medical Inc | EASY GO VAC PM65HG |  |  | TIRR - CENTRAL SUPPLY | MHHS-TIRR |  |  |  | 241-02542 |  | TMC |  | TIRR - CENTRAL SUPPLY | [5 empty] | ASPIRATORS |  | ASPIRATORSUCTPUMP-Precision Med-PM65HG |  |  |  |  | ASPIRATORSUCTPUMP-Precision Med-PM65HG | Precision Med | [7 empty] | Not Covered Vendor Only - Lab Ana/Anes | MHHS-TIRR
NO | NO |  |  |  | 241-02544 |  | Precision Medical Inc | EASY GO VAC PM65HG |  |  | TIRR - CENTRAL SUPPLY | MHHS-TIRR |  |  |  | 241-02544 |  | TMC |  | TIRR - CENTRAL SUPPLY | [5 empty] | ASPIRATORS |  | ASPIRATORSUCTPUMP-Precision Med-PM65HG |  |  |  |  | ASPIRATORSUCTPUMP-Precision Med-PM65HG | Precision Med | [7 empty] | Covered PM Repair - Biomedical | MHHS-TIRR
NO | NO |  |  |  | 241-02545 |  | Precision Medical Inc | EASY GO VAC PM65HG |  |  | TIRR - CENTRAL SUPPLY | MHHS-TIRR |  |  |  | 241-02545 |  | TMC |  | TIRR - CENTRAL SUPPLY | [5 empty] | ASPIRATORS |  | ASPIRATORSUCTPUMP-Precision Med-PM65HG |  |  |  |  | ASPIRATORSUCTPUMP-Precision Med-PM65HG | Precision Med | [7 empty] | Covered PM Repair - Biomedical | MHHS-TIRR
NO | NO |  |  |  | 241-02546 |  | Precision Medical Inc | EASY GO VAC PM65HG |  |  | TIRR - CENTRAL SUPPLY | MHHS-TIRR |  |  |  | 241-02546 |  | TMC |  | TIRR - CENTRAL SUPPLY | [5 empty] | ASPIRATORS |  | ASPIRATORSUCTPUMP-Precision Med-PM65HG |  |  |  |  | ASPIRATORSUCTPUMP-Precision Med-PM65HG | Precision Med | [7 empty] | Covered PM Repair - Biomedical | MHHS-TIRR
NO | NO |  |  |  | 241-02577 |  | Precision Medical Inc | EASY GO VAC PM65HG |  |  | TIRR - CENTRAL SUPPLY | MHHS-TIRR |  |  |  | 241-02577 |  | TMC |  | TIRR - CENTRAL SUPPLY | [5 empty] | ASPIRATORS |  | ASPIRATORSUCTPUMP-Precision Med-PM65HG |  |  |  |  | ASPIRATORSUCTPUMP-Precision Med-PM65HG | Precision Med | [7 empty] | Covered PM Repair - Biomedical | MHHS-TIRR
NO | NO |  |  |  | 241-02578 |  | Precision Medical Inc | EASY GO VAC PM65HG |  |  | TIRR - CENTRAL SUPPLY | MHHS-TIRR |  |  |  | 241-02578 |  | TMC |  | TIRR - CENTRAL SUPPLY | [5 empty] | ASPIRATORS |  | ASPIRATORSUCTPUMP-Precision Med-PM65HG |  |  |  |  | ASPIRATORSUCTPUMP-Precision Med-PM65HG | Precision Med | [7 empty] | Covered PM Repair - Biomedical | MHHS-TIRR
NO | NO |  |  |  | 241-02703 |  | Precision Medical Inc | EASY GO VAC PM65HG |  |  | TIRR - CENTRAL SUPPLY | MHHS-TIRR |  |  |  | 241-02703 |  | TMC |  | TIRR - CENTRAL SUPPLY | [5 empty] | ASPIRATORS |  | ASPIRATORSUCTPUMP-Precision Med-PM65HG |  |  |  |  | ASPIRATORSUCTPUMP-Precision Med-PM65HG | Precision Med | [7 empty] | Covered PM Repair - Biomedical | MHHS-TIRR
NO | NO |  |  |  | 241-02704 |  | Precision Medical Inc | EASY GO VAC PM65HG |  |  | TIRR - CENTRAL SUPPLY | MHHS-TIRR |  |  |  | 241-02704 |  | TMC |  | TIRR - CENTRAL SUPPLY | [5 empty] | ASPIRATORS |  | ASPIRATORSUCTPUMP-Precision Med-PM65HG |  |  |  |  | ASPIRATORSUCTPUMP-Precision Med-PM65HG | Precision Med | [7 empty] | Covered PM Repair - Biomedical | MHHS-TIRR
NO | NO |  |  |  | 241-02706 |  | Precision Medical Inc | EASY GO VAC PM65HG |  |  | TIRR - CENTRAL SUPPLY | MHHS-TIRR |  |  |  | 241-02706 |  | TMC |  | TIRR - CENTRAL SUPPLY | [5 empty] | ASPIRATORS |  | ASPIRATORSUCTPUMP-Precision Med-PM65HG |  |  |  |  | ASPIRATORSUCTPUMP-Precision Med-PM65HG | Precision Med | [7 empty] | Not Covered Vendor Only - Lab Ana/Anes | MHHS-TIRR
NO | NO |  |  |  | 241-02707 |  | Precision Medical Inc | EASY GO VAC PM65HG |  |  | TIRR - CENTRAL SUPPLY | MHHS-TIRR |  |  |  | 241-02707 |  | TMC |  | TIRR - CENTRAL SUPPLY | [5 empty] | ASPIRATORS |  | ASPIRATORSUCTPUMP-Precision Med-PM65HG |  |  |  |  | ASPIRATORSUCTPUMP-Precision Med-PM65HG | Precision Med | [7 empty] | Not Covered Vendor Only - Lab Ana/Anes | MHHS-TIRR
NO | NO |  |  |  | 241-02709 |  | Precision Medical Inc | EASY GO VAC PM65HG |  |  | TIRR - CENTRAL SUPPLY | MHHS-TIRR |  |  |  | 241-02709 |  | TMC |  | TIRR - CENTRAL SUPPLY | [5 empty] | ASPIRATORS |  | ASPIRATORSUCTPUMP-Precision Med-PM65HG |  |  |  |  | ASPIRATORSUCTPUMP-Precision Med-PM65HG | Precision Med | [7 empty] | Not Covered Vendor Only - Biomedical | MHHS-TIRR
NO | NO |  |  |  | 241-02710 |  | Precision Medical Inc | EASY GO VAC PM65HG |  |  | TIRR - CENTRAL SUPPLY | MHHS-TIRR |  |  |  | 241-02710 |  | TMC |  | TIRR - CENTRAL SUPPLY | [5 empty] | ASPIRATORS |  | ASPIRATORSUCTPUMP-Precision Med-PM65HG |  |  |  |  | ASPIRATORSUCTPUMP-Precision Med-PM65HG | Precision Med | [7 empty] | Covered PM Repair - Biomedical | MHHS-TIRR
NO | NO |  |  |  | 241-02716 |  | Precision Medical Inc | EASY GO VAC PM65HG |  |  | TIRR - CENTRAL SUPPLY | MHHS-TIRR |  |  |  | 241-02716 |  | TMC |  | TIRR - CENTRAL SUPPLY | [5 empty] | ASPIRATORS |  | ASPIRATORSUCTPUMP-Precision Med-PM65HG |  |  |  |  | ASPIRATORSUCTPUMP-Precision Med-PM65HG | Precision Med | [7 empty] | Not Covered Vendor Only - Biomedical | MHHS-TIRR
NO | NO |  |  |  | 241-02744 |  | Precision Medical Inc | EASY GO VAC PM65HG |  |  | TIRR - CENTRAL SUPPLY | MHHS-TIRR |  |  |  | 241-02744 |  | TMC |  | TIRR - CENTRAL SUPPLY | [5 empty] | ASPIRATORS |  | ASPIRATORSUCTPUMP-Precision Med-PM65HG |  |  |  |  | ASPIRATORSUCTPUMP-Precision Med-PM65HG | Precision Med | [7 empty] | Covered PM Repair - Biomedical | MHHS-TIRR
NO | NO |  |  |  | 241-02747 |  | Precision Medical Inc | EASY GO VAC PM65HG |  |  | TIRR - CENTRAL SUPPLY | MHHS-TIRR |  |  |  | 241-02747 |  | TMC |  | TIRR - CENTRAL SUPPLY | [5 empty] | ASPIRATORS |  | ASPIRATORSUCTPUMP-Precision Med-PM65HG |  |  |  |  | ASPIRATORSUCTPUMP-Precision Med-PM65HG | Precision Med | [7 empty] | Covered PM Repair - Biomedical | MHHS-TIRR
NO | NO |  |  |  | 241-03068 |  | Precision Medical Inc | EASY GO VAC PM65HG |  |  | TIRR - CENTRAL SUPPLY | MHHS-TIRR |  |  |  | 241-03068 |  | TMC |  | TIRR - CENTRAL SUPPLY | [5 empty] | ASPIRATORS |  | ASPIRATORSUCTPUMP-Precision Med-PM65HG |  |  |  |  | ASPIRATORSUCTPUMP-Precision Med-PM65HG | Precision Med | [7 empty] | Covered PM Repair - Biomedical | MHHS-TIRR
NO | NO |  |  |  | 241-03069 |  | Precision Medical Inc | EASY GO VAC PM65HG |  |  | TIRR - CENTRAL SUPPLY | MHHS-TIRR |  |  |  | 241-03069 |  | TMC |  | TIRR - CENTRAL SUPPLY | [5 empty] | ASPIRATORS |  | ASPIRATORSUCTPUMP-Precision Med-PM65HG |  |  |  |  | ASPIRATORSUCTPUMP-Precision Med-PM65HG | Precision Med | [7 empty] | Covered PM Repair - Biomedical | MHHS-TIRR
NO | NO |  |  |  | 241-04614 |  | Precision Medical Inc | EASY GO VAC PM65HG |  |  | TIRR - CENTRAL SUPPLY | MHHS-TIRR |  |  |  | 241-04614 |  | TMC |  | TIRR - CENTRAL SUPPLY | [5 empty] | ASPIRATORS |  | ASPIRATORSUCTPUMP-Precision Med-PM65HG |  |  |  |  | ASPIRATORSUCTPUMP-Precision Med-PM65HG | Precision Med | [7 empty] | Not Covered Vendor Only - Lab Ana/Anes | MHHS-TIRR
NO | NO |  |  |  | 241-02240 |  | Precision Medical Inc | EASY GO VAC PM65HG |  |  | TIRR - KIRBY GLENN | MHHS-TIRR |  |  |  | 241-02240 |  | TMC |  | TIRR - KIRBY GLENN | [5 empty] | ASPIRATORS |  | ASPIRATORSUCTPUMP-Precision Med-PM65HG |  |  |  |  | ASPIRATORSUCTPUMP-Precision Med-PM65HG | Precision Med | [7 empty] | Not Covered Vendor Only - Lab Ana/Anes | MHHS-TIRR
NO | NO |  |  |  | 241-00876 |  | Precision Medical Inc | EASY GO VAC PM65HG |  |  | TIRR - OUTPATIENT CLINIC | MHHS-TIRR |  |  |  | 241-00876 |  | TMC |  | TIRR - OUTPATIENT CLINIC | [5 empty] | ASPIRATORS |  | ASPIRATORSUCTPUMP-Precision Med-PM65HG |  |  |  |  | ASPIRATORSUCTPUMP-Precision Med-PM65HG | Precision Med | [7 empty] | Not Covered Vendor Only - Lab Ana/Anes | MHHS-TIRR
NO | YES |  |  |  | 069-45588 | 069-45588 | Precision Medical Inc | EASY VAC |  |  | TMC-MHTMC-Central Supply | MHHS-TMC |  |  |  | 069-45588 | 069-45588 | TMC | MHHS-TMC | TMC-MHTMC-Central Supply | TMC - MHTMC - 5 WEST | 2/1/19 |  | 2/1/21 |  | ASPIRATORS | Aspirator (Suction Pump) | ASPIRATORSUCTPUMP-Precision Med-PM65HG |  |  |  |  | ASPIRATORSUCTPUMP-Precision Med-PM65HG | Precision Med |  |  |  |  | 4/1/20 |  |  | Not Covered Vendor Only - Biomedical | MHHS-TMC | [8 empty] | ASPIRATORSUCTPUMP | Aspirator (Suction Pump) | Precision Med
NO | YES |  |  |  | 069-45589 | 069-45589 | Precision Medical Inc | EASY VAC |  |  | TMC-MHTMC-Central Supply | MHHS-TMC |  |  |  | 069-45589 | 069-45589 | TMC | MHHS-TMC | TMC-MHTMC-Central Supply |  | 4/1/19 |  |  |  | ASPIRATORS |  | ASPIRATORSUCTPUMP-Precision Med-PM65HG |  |  |  |  | ASPIRATORSUCTPUMP-Precision Med-PM65HG | Precision Med | [5 empty] | Verified 3/29/2020 11:26:am (Central) |  | Covered PM Repair - Biomedical | MHHS-TMC
NO | NO |  |  |  | 069-45586 |  | Precision Medical Inc | EASY VAC |  |  | TMC - MHTMC - CENTRAL SUPPLY | MHHS-TMC |  |  |  | 069-45586 |  | TMC |  | TMC - MHTMC - CENTRAL SUPPLY | [5 empty] | ASPIRATORS |  | ASPIRATORSUCTPUMP-Precision Med-PM65HG |  |  |  |  | ASPIRATORSUCTPUMP-Precision Med-PM65HG | Precision Med | [7 empty] | Not Covered Vendor Only - Lab Ana/Anes | MHHS-TMC
NO | YES |  |  |  |  | 041-12868 | Precision Medical Inc | EASY-GO |  |  | MEMORIAL CITY - MHT - NICU | MHHS-Mem City |  |  |  |  | 041-12868 | West | Memorial Coty | MEMORIAL CITY - MHT - NICU | Infant Resuscition | 9/1/19 |  |  |  | ASPIRATORS |  | ASPIRATORSUCTPUMP-Precision Med-PM65HG |  |  |  |  | ASPIRATORSUCTPUMP-Precision Med-PM65HG | Precision Med | [7 empty] | Covered PM Repair - Biomedical | MHHS-Mem City
NO | NO | [5 empty] | Precision Medical Inc | EASY-GO |  | n/a | MEMORIAL CITY - LABOR & DELIVERY | MHHS-Mem City | [5 empty] | West & Memorial City |  | MEMORIAL CITY - LABOR & DELIVERY | [5 empty] | ASPIRATORS |  | ASPIRATORSUCTPUMP-Precision Med-PM65HG |  |  |  |  | ASPIRATORSUCTPUMP-Precision Med-PM65HG | Precision Med | [7 empty] | Covered PM Repair - Biomedical | MHHS-Mem City
NO | NO |  |  |  | 241-00647 |  | Precision Medical Inc | EASY-GO |  |  | TIRR - CENTRAL SUPPLY | MHHS-TIRR |  |  |  | 241-00647 |  | TMC |  | TIRR - CENTRAL SUPPLY | [5 empty] | ASPIRATORS |  | ASPIRATORSUCTPUMP-Precision Med-PM65HG |  |  |  |  | ASPIRATORSUCTPUMP-Precision Med-PM65HG | Precision Med | [7 empty] | Not Covered Vendor Only - Biomedical | MHHS-TIRR
NO | YES |  |  |  | 151-02614 | 151-02614 | Precision Medical Inc | PM5300 |  | BL023530 | CY-NICU | MHHS-Cypress |  | Blender, Oxygen/Air |  | 151-02614 | 151-02614 | Northwest | MHHS-Cypress | CY-NICU | NICU 4 | 3/1/19 | 3/1/20 |  |  | OXYGEN-AIR PROPORTIONERS | Blender, Oxygen/Air | BLENDEROXYGENAIR-Precision Med-PM5300 | BLENDEROXYGENAIR | PM5300 |  |  |  | Precision Med | Blender, Oxygen/Air |  | BLENDEROXYGENAIR-Precision Med-PM5300 |  |  |  | BOA-A | Covered PM Repair - Biomedical | MHHS-Cypress | [8 empty] | BLENDEROXYGENAIR | Blender, Oxygen/Air | Precision Med
NO | YES |  |  |  | 151-02615 | 151-02615 | Precision Medical Inc | PM5300 |  | BL023511 | CY-NICU | MHHS-Cypress |  | Blender, Oxygen/Air |  | 151-02615 | 151-02615 | Northwest | MHHS-Cypress | CY-NICU | NICU 2 | 6/1/19 | 6/1/20 |  |  | OXYGEN-AIR PROPORTIONERS | Blender, Oxygen/Air | BLENDEROXYGENAIR-Precision Med-PM5300 | BLENDEROXYGENAIR | PM5300 |  |  |  | Precision Med | Blender, Oxygen/Air |  | BLENDEROXYGENAIR-Precision Med-PM5300 |  |  |  | BOA-A | Covered PM Repair - Biomedical | MHHS-Cypress | [8 empty] | BLENDEROXYGENAIR | Blender, Oxygen/Air | Precision Med
NO | YES |  |  |  | 151-02647 | 151-02647 | Precision Medical Inc | PM5300 |  | BL023540 | CY-NICU | MHHS-Cypress |  | Blender, Oxygen/Air |  | 151-02647 | 151-02647 | Northwest | MHHS-Cypress | CY-NICU | Nicu 3 | 6/1/19 | 6/1/20 |  | Could not get to data plate | OXYGEN-AIR PROPORTIONERS | Blender, Oxygen/Air | BLENDEROXYGENAIR-Precision Med-PM5300 | BLENDEROXYGENAIR | PM5300 |  |  |  | Precision Med | Blender, Oxygen/Air |  | BLENDEROXYGENAIR-Precision Med-PM5300 |  |  |  | BOA-A | Covered PM Repair - Biomedical | MHHS-Cypress | [8 empty] | BLENDEROXYGENAIR | Blender, Oxygen/Air | Precision Med
NO | YES |  |  |  | 151-02648 | 151-02648 | Precision Medical Inc | PM5300 |  | BL023541 | CY-NICU | MHHS-Cypress |  | Blender, Oxygen/Air |  | 151-02648 | 151-02648 | Northwest | MHHS-Cypress | CY-NICU | NICU 4 | 6/1/19 | 6/1/20 |  |  | OXYGEN-AIR PROPORTIONERS | Blender, Oxygen/Air | BLENDEROXYGENAIR-Precision Med-PM5300 | BLENDEROXYGENAIR | PM5300 |  |  |  | Precision Med | Blender, Oxygen/Air |  | BLENDEROXYGENAIR-Precision Med-PM5300 |  | 3/1/13 |  | BOA-A | Covered PM Repair - Biomedical | MHHS-Cypress | [8 empty] | BLENDEROXYGENAIR | Blender, Oxygen/Air | Precision Med
NO | YES |  |  |  | 151-02649 | 151-02649 | Precision Medical Inc | PM5300 |  | BL023536 | CY-NICU | MHHS-Cypress |  | Blender, Oxygen/Air |  | 151-02649 | 151-02649 | Northwest | MHHS-Cypress | CY-NICU | Nicu 3 | 6/1/19 | 6/1/20 |  | Could not get to data plate | OXYGEN-AIR PROPORTIONERS | Blender, Oxygen/Air | BLENDEROXYGENAIR-Precision Med-PM5300 | BLENDEROXYGENAIR | PM5300 |  |  |  | Precision Med | Blender, Oxygen/Air |  | BLENDEROXYGENAIR-Precision Med-PM5300 |  | 3/15/15 |  | BOA-A | Covered PM Repair - Biomedical | MHHS-Cypress | [8 empty] | BLENDEROXYGENAIR | Blender, Oxygen/Air | Precision Med
NO | YES |  |  |  | 151-02654 | 151-02654 | Precision Medical Inc | PM5300 |  | BL023538 | CY-NICU | MHHS-Cypress |  | Blender, Oxygen/Air |  | 151-02654 | 151-02654 | Northwest | MHHS-Cypress | CY-NICU | NICU 2 | 6/1/19 | 6/1/20 |  |  | OXYGEN-AIR PROPORTIONERS | Blender, Oxygen/Air | BLENDEROXYGENAIR-Precision Med-PM5300 | BLENDEROXYGENAIR | PM5300 |  |  |  | Precision Med | Blender, Oxygen/Air |  | BLENDEROXYGENAIR-Precision Med-PM5300 |  | 9/30/19 |  | BOA-A | Not Covered Vendor Only - Biomedical | MHHS-Cypress | [8 empty] | BLENDEROXYGENAIR | Blender, Oxygen/Air | Precision Med
NO | YES |  |  |  | 151-02655 | 151-02655 | Precision Medical Inc | PM5300 |  | BL023533 | CY-NICU | MHHS-Cypress |  | Blender, Oxygen/Air |  | 151-02655 | 151-02655 | Northwest | MHHS-Cypress | CY-NICU | NICU 1 | 6/1/19 | 6/1/20 |  |  | OXYGEN-AIR PROPORTIONERS | Blender, Oxygen/Air | BLENDEROXYGENAIR-Precision Med-PM5300 | BLENDEROXYGENAIR | PM5300 |  |  |  | Precision Med | Blender, Oxygen/Air |  | BLENDEROXYGENAIR-Precision Med-PM5300 |  | 10/2/19 |  | BOA-A | Covered PM Repair - Biomedical | MHHS-Cypress | [8 empty] | BLENDEROXYGENAIR | Blender, Oxygen/Air | Precision Med
NO | YES |  |  |  | 151-02656 | 151-02656 | Precision Medical Inc | PM5300 |  | BL023534 | CY-NICU | MHHS-Cypress |  | Blender, Oxygen/Air |  | 151-02656 | 151-02656 | Northwest | MHHS-Cypress | CY-NICU | NICU 1 | 6/1/19 | 6/1/20 |  |  | OXYGEN-AIR PROPORTIONERS | Blender, Oxygen/Air | BLENDEROXYGENAIR-Precision Med-PM5300 | BLENDEROXYGENAIR | PM5300 |  |  |  | Precision Med | Blender, Oxygen/Air |  | BLENDEROXYGENAIR-Precision Med-PM5300 |  | 10/2/19 |  | BOA-A | Covered PM Repair - Biomedical | MHHS-Cypress | [8 empty] | BLENDEROXYGENAIR | Blender, Oxygen/Air | Precision Med
NO | YES |  |  |  | 151-03358 | 151-03358 | Precision Medical Inc | PM5300 |  | BL026686 | CY-NICU | MHHS-Cypress |  | Blender, Oxygen/Air |  | 151-03358 | 151-03358 | Northwest | MHHS-Cypress | CY-NICU | Nursery | 7/1/19 | 7/1/20 |  |  | OXYGEN-AIR PROPORTIONERS | Blender, Oxygen/Air | BLENDEROXYGENAIR-Precision Med-PM5300 | BLENDEROXYGENAIR | PM5300 |  |  |  | Precision Med | Blender, Oxygen/Air |  | BLENDEROXYGENAIR-Precision Med-PM5300 |  |  |  | BOA-A | Covered PM Repair - Biomedical | MHHS-Cypress | [8 empty] | BLENDEROXYGENAIR | Blender, Oxygen/Air | Precision Med
NO | YES |  |  |  | 151-03359 | 151-03359 | Precision Medical Inc | PM5300 |  | BL026816 | CY-NICU | MHHS-Cypress |  | Blender, Oxygen/Air |  | 151-03359 | 151-03359 | Northwest | MHHS-Cypress | CY-NICU | Nursery | 7/1/19 | 7/1/20 |  |  | OXYGEN-AIR PROPORTIONERS | Blender, Oxygen/Air | BLENDEROXYGENAIR-Precision Med-PM5300 | BLENDEROXYGENAIR | PM5300 |  |  |  | Precision Med | Blender, Oxygen/Air |  | BLENDEROXYGENAIR-Precision Med-PM5300 |  |  |  | BOA-A | Covered PM Repair - Biomedical | MHHS-Cypress | [8 empty] | BLENDEROXYGENAIR | Blender, Oxygen/Air | Precision Med
NO | YES | [5 empty] | Precision Medical Inc | PM5300 |  | BL026830 | SE-Neonatal ICU | MHHS-Southeast |  | Blender, Oxygen/Air |  |  |  | (null) | MHHS-Southeast | SE-Neonatal ICU | (null) |  |  |  | (null) | OXYGEN-AIR PROPORTIONERS |  | BLENDEROXYGENAIR-Precision Med-PM5300 | BLENDEROXYGENAIR | PM5300 |  |  |  | Precision Med | Blender, Oxygen/Air |  | BLENDEROXYGENAIR-Precision Med-PM5300 |  | 6/24/12 |  |  | Covered PM Repair - Biomedical | MHHS-Southeast
NO | YES |  |  |  | 005-34325 | 005-34325 | Precision Medical Inc | PM5300 |  | BL026834 | SE-Neonatal ICU | MHHS-Southeast |  | Blender, Oxygen/Air |  | 005-34325 | 005-34325 | Southeast | MHHS-Southeast | SE-Neonatal ICU | E4 005 | 7/1/19 |  | 7/1/20 |  | OXYGEN-AIR PROPORTIONERS |  | BLENDEROXYGENAIR-Precision Med-PM5300 | BLENDEROXYGENAIR | PM5300 |  |  |  | Precision Med | Blender, Oxygen/Air |  | BLENDEROXYGENAIR-Precision Med-PM5300 |  | 6/24/12 |  |  | Covered PM Repair - Biomedical | MHHS-Southeast
NO | YES |  |  |  | 099-06420 | 099-06420 | Precision Medical Inc | PM5300 |  | BL026838 | SE-Neonatal ICU | MHHS-Southeast |  | Blender, Oxygen/Air |  | 099-06420 | 099-06420 | (null) | MHHS-Southeast | SE-Neonatal ICU | (null) |  |  |  | (null) | OXYGEN-AIR PROPORTIONERS |  | BLENDEROXYGENAIR-Precision Med-PM5300 | BLENDEROXYGENAIR | PM5300 |  |  |  | Precision Med | Blender, Oxygen/Air |  | BLENDEROXYGENAIR-Precision Med-PM5300 |  | 6/24/12 |  |  | Covered PM Repair - Biomedical | MHHS-Southeast
NO | YES |  |  |  | 005-34327 | 005-34327 | Precision Medical Inc | PM5300 |  | BL026835 | SE-Unit 4B (Women'S Services) | MHHS-Southeast |  | Blender, Oxygen/Air |  | 005-34327 | 005-34327 | Southeast | MHHS-Southeast | SE-Unit 4B (Women'S Services) | NICU | 7/1/19 |  |  |  | OXYGEN-AIR PROPORTIONERS |  | BLENDEROXYGENAIR-Precision Med-PM5300 | BLENDEROXYGENAIR | PM5300 |  |  |  | Precision Med | Blender, Oxygen/Air |  | BLENDEROXYGENAIR-Precision Med-PM5300 |  |  |  |  | Covered PM Repair - Biomedical | MHHS-Southeast
NO | YES |  |  |  |  | 013-15617 | Precision Medical Inc | PM5300 |  |  | SW-Biomedical Services | MHHS-Southwest |  | Blender, Oxygen/Air |  |  | 013-15617 | Southwest | MHHS-Southwest | SW-Biomedical Services | Biomed |  | 4/1/21 |  |  | OXYGEN-AIR PROPORTIONERS | Blender, Oxygen/Air | BLENDEROXYGENAIR-Precision Med-PM5300 | BLENDEROXYGENAIR | PM5300 |  |  |  | Precision Med | Blender, Oxygen/Air |  | BLENDEROXYGENAIR-Precision Med-PM5300 |  |  |  | BOA-A | Covered PM Repair - Biomedical | MHHS-Southwest | [8 empty] | BLENDEROXYGENAIR | Blender, Oxygen/Air | Precision Med
NO | NO |  |  |  | 005-34328 |  | Precision Medical Inc | PM5300 |  | BL026833 | SE - RESPIRATORY | MHHS-Southeast |  | Blender, Oxygen/Air |  | 005-34328 |  | Southeast & Bay Area |  | SE - RESPIRATORY | [5 empty] | OXYGEN-AIR PROPORTIONERS |  | BLENDEROXYGENAIR-Precision Med-PM5300 | BLENDEROXYGENAIR | PM5300 |  |  |  | Precision Med | Blender, Oxygen/Air |  | BLENDEROXYGENAIR-Precision Med-PM5300 |  |  |  |  | Not Covered Vendor Only - Biomedical | MHHS-Southeast
NO | YES |  |  |  | 069-05541 |  | Precision Medical Inc | PM60 |  |  | TMC-OR-CVOR (7Hvi) | MHHS-TMC |  | Aspirator (Suction Pump) |  | 069-05541 |  | TMC | MHHS-TMC | TMC-OR-CVOR (7Hvi) | Cath 03 | 2/1/19 |  | 2/1/20 |  | ASPIRATORS | Aspirator (Suction Pump) | ASPIRATORSUCTPUMP-Precision Med-PM60 | ASPIRATORSUCTPUMP | PM60 |  |  |  | Precision Med | Aspirator (Suction Pump) |  | ASPIRATORSUCTPUMP-Precision Med-PM60 |  |  |  |  | Covered PM Repair - Biomedical | MHHS-TMC | [8 empty] | ASPIRATORSUCTPUMP | Aspirator (Suction Pump) | Precision Med
NO | YES |  |  |  | 069-06620 | 069-06620 | Precision Medical Inc | PM60 |  |  | TMC-Cath Lab-Adult (2Hvi) | MHHS-TMC |  | Aspirator (Suction Pump) |  | 069-06620 | 069-06620 | TMC | MHHS-TMC | TMC-Cath Lab-Adult (2Hvi) | TMC - CATH LAB - ADULT (2HVI) |  |  |  |  | ASPIRATORS | Aspirator (Suction Pump) | ASPIRATORSUCTPUMP-Precision Med-PM60 | ASPIRATORSUCTPUMP | PM60 |  |  |  | Precision Med | Aspirator (Suction Pump) |  | ASPIRATORSUCTPUMP-Precision Med-PM60 |  |  |  |  | Covered PM Repair - Biomedical | MHHS-TMC | [8 empty] | ASPIRATORSUCTPUMP | Aspirator (Suction Pump) | Precision Med
NO | YES | [5 empty] | Precision Medical Inc | PM60 |  |  | Epilepsy PEDI HD1012 | MHHS-TMC |  | Aspirator (Suction Pump) |  |  |  | TMC | Memorial Hermann- Texas Medica Center | Epilepsy PEDI HD1012 | Hall way | 2/1/20 |  | 2/1/20 |  | ASPIRATORS |  | ASPIRATORSUCTPUMP-Precision Med-PM60 | ASPIRATORSUCTPUMP | PM60 |  |  |  | Precision Med | Aspirator (Suction Pump) |  | ASPIRATORSUCTPUMP-Precision Med-PM60 |  |  |  |  | Covered PM Repair - Biomedical | MHHS-TMC
NO | YES |  |  |  | 077-04988 | 077-04988 | Precision Medical Inc | PM60 |  |  | 9childrens resp | MHHS-TMC |  | Aspirator (Suction Pump) |  | 077-04988 | 077-04988 | TMC | Memorial Hermann-tmc | 9childrens resp | Clean room | 9/1/19 |  | 9/1/20 |  | ASPIRATORS |  | ASPIRATORSUCTPUMP-Precision Med-PM60 | ASPIRATORSUCTPUMP | PM60 |  |  |  | Precision Med | Aspirator (Suction Pump) |  | ASPIRATORSUCTPUMP-Precision Med-PM60 |  |  |  |  | Covered PM Repair - Biomedical | MHHS-TMC
NO | YES | [5 empty] | Precision Medical Inc | PM60 |  |  | TMC-Children's-L&D (5Hp) | MHHS-TMC |  | Aspirator (Suction Pump) |  |  |  | TMC | MHHS-TMC | TMC-Children's-L&D (5Hp) |  | 3/1/19 |  |  |  | ASPIRATORS |  | ASPIRATORSUCTPUMP-Precision Med-PM60 | ASPIRATORSUCTPUMP | PM60 |  |  |  | Precision Med | Aspirator (Suction Pump) |  | ASPIRATORSUCTPUMP-Precision Med-PM60 |  |  | Verified 3/30/2020 4:07pm (Central) |  | Covered PM Repair - Biomedical | MHHS-TMC
NO | YES |  |  |  |  | 069-02243 | Precision Medical Inc | PM60 |  |  | TMC-Children's-L&D (5Hp) | MHHS-TMC |  | Aspirator (Suction Pump) |  |  | 069-02243 | TMC | MHHS-TMC | TMC-Children's-L&D (5Hp) | CHILDRENS - L | 2/1/20 |  | 2/1/21 |  | ASPIRATORS |  | ASPIRATORSUCTPUMP-Precision Med-PM60 | ASPIRATORSUCTPUMP | PM60 |  |  |  | Precision Med | Aspirator (Suction Pump) |  | ASPIRATORSUCTPUMP-Precision Med-PM60 |  | 8/1/15 |  |  | Covered PM Repair - Biomedical | MHHS-TMC
NO | YES |  |  |  | 069-03965 | 069-03965 | Precision Medical Inc | PM60 |  |  | TMC-OR-Pedi OR (2R) | MHHS-TMC |  | Aspirator (Suction Pump) |  | 069-03965 | 069-03965 | TMC | MHHS-TMC | TMC-OR-Pedi OR (2R) | PACU | 2/1/20 |  | 2/1/21 |  | ASPIRATORS |  | ASPIRATORSUCTPUMP-Precision Med-PM60 | ASPIRATORSUCTPUMP | PM60 |  |  |  | Precision Med | Aspirator (Suction Pump) |  | ASPIRATORSUCTPUMP-Precision Med-PM60 |  | 10/2/19 |  |  | Covered PM Repair - Biomedical | MHHS-TMC
NO | YES | Asset Tag 069-10104 |  |  | 069-10104 | 069-10104 | Precision Medical Inc | PM60 |  |  | TMC-Cullen-Oncology/Hematology (4C) | MHHS-TMC |  | Aspirator (Suction Pump) |  | 069-10104 | 069-10104 | TMC | MHHS-TMC | TMC-Cullen-Oncology/Hematology (4C) |  | 2/15/19 |  |  |  | ASPIRATORS |  | ASPIRATORSUCTPUMP-Precision Med-PM60 | ASPIRATORSUCTPUMP | PM60 |  |  |  | Precision Med | Aspirator (Suction Pump) |  | ASPIRATORSUCTPUMP-Precision Med-PM60 |  | 9/30/19 | Verified 3/29/2020 11:26:am (Central) |  | Not Covered Vendor Only - Biomedical | MHHS-TMC
NO | YES | Asset Tag 069-17535 |  |  | 069-17535 | 069-17535 | Precision Medical Inc | PM60 |  |  | TMC-Dialysis-Adult (9J) | MHHS-TMC |  | Aspirator (Suction Pump) |  | 069-17535 | 069-17535 | TMC | MHHS-TMC | TMC-Dialysis-Adult (9J) |  | 2/19/19 |  |  |  | ASPIRATORS |  | ASPIRATORSUCTPUMP-Precision Med-PM60 | ASPIRATORSUCTPUMP | PM60 |  |  |  | Precision Med | Aspirator (Suction Pump) |  | ASPIRATORSUCTPUMP-Precision Med-PM60 |  | 9/30/19 | Verified 3/29/2020 11:26:am (Central) |  | Not Covered Vendor Only - Biomedical | MHHS-TMC
NO | YES |  |  |  | 069-46570 | 069-46570 | Precision Medical Inc | PM60 |  |  | TMC-Hermann-Adult ER (1Hp) | MHHS-TMC |  | Aspirator (Suction Pump) |  | 069-46570 | 069-46570 | TMC | MHHS-TMC | TMC-Hermann-Adult ER (1Hp) | Med room | 8/1/19 |  | 8/1/20 |  | ASPIRATORS | Aspirator (Suction Pump) | ASPIRATORSUCTPUMP-Precision Med-PM60 | ASPIRATORSUCTPUMP | PM60 |  |  |  | Precision Med | Aspirator (Suction Pump) |  | ASPIRATORSUCTPUMP-Precision Med-PM60 |  |  |  |  | Not Covered Vendor Only - Biomedical | MHHS-TMC | [8 empty] | ASPIRATORSUCTPUMP | Aspirator (Suction Pump) | Precision Med
NO | YES |  |  |  | 069-46573 | 069-46573 | Precision Medical Inc | PM60 |  |  | TWC | MHHS-TMC |  | Aspirator (Suction Pump) |  | 069-46573 | 069-46573 | TMC | Memorial Hermann-Texas Medical Center | TWC | Pedi Pacu | 8/1/19 |  | 8/1/20 |  | ASPIRATORS | Aspirator (Suction Pump) | ASPIRATORSUCTPUMP-Precision Med-PM60 | ASPIRATORSUCTPUMP | PM60 |  |  |  | Precision Med | Aspirator (Suction Pump) |  | ASPIRATORSUCTPUMP-Precision Med-PM60 |  |  |  |  | Covered PM Repair - Biomedical | MHHS-TMC | [8 empty] | ASPIRATORSUCTPUMP | Aspirator (Suction Pump) | Precision Med
NO | YES |  |  |  | 069-46574 | 069-46574 | Precision Medical Inc | PM60 |  |  | TMC-Hermann-Adult ER (1Hp) | MHHS-TMC |  | Aspirator (Suction Pump) |  | 069-46574 | 069-46574 | TMC | MHHS-TMC | TMC-Hermann-Adult ER (1Hp) | TMC HERMANN ADULT ER | 8/1/19 |  | 8/1/20 |  | ASPIRATORS | Aspirator (Suction Pump) | ASPIRATORSUCTPUMP-Precision Med-PM60 | ASPIRATORSUCTPUMP | PM60 |  |  |  | Precision Med | Aspirator (Suction Pump) |  | ASPIRATORSUCTPUMP-Precision Med-PM60 |  |  |  |  | Covered PM Repair - Biomedical | MHHS-TMC | [8 empty] | ASPIRATORSUCTPUMP | Aspirator (Suction Pump) | Precision Med
NO | YES |  |  |  | 069-46575 | 069-46575 | Precision Medical Inc | PM60 |  |  | TMC-Jones-Neuro Acute Care (5J) | MHHS-TMC |  | Aspirator (Suction Pump) |  | 069-46575 | 069-46575 | TMC | MHHS-TMC | TMC-Jones-Neuro Acute Care (5J) | NEURO ACUTE CARE (5J) | 8/1/19 |  | 8/1/20 |  | ASPIRATORS | Aspirator (Suction Pump) | ASPIRATORSUCTPUMP-Precision Med-PM60 | ASPIRATORSUCTPUMP | PM60 |  |  |  | Precision Med | Aspirator (Suction Pump) |  | ASPIRATORSUCTPUMP-Precision Med-PM60 |  |  |  |  | Covered PM Repair - Biomedical | MHHS-TMC | [8 empty] | ASPIRATORSUCTPUMP | Aspirator (Suction Pump) | Precision Med
NO | YES |  |  |  | 069-46577 | 069-46577 | Precision Medical Inc | PM60 |  |  | TMC-Hermann-Adult ER (1Hp) | MHHS-TMC |  | Aspirator (Suction Pump) |  | 069-46577 | 069-46577 | TMC | MHHS-TMC | TMC-Hermann-Adult ER (1Hp) |  | 8/1/19 |  | 8/1/20 |  | ASPIRATORS | Aspirator (Suction Pump) | ASPIRATORSUCTPUMP-Precision Med-PM60 | ASPIRATORSUCTPUMP | PM60 |  |  |  | Precision Med | Aspirator (Suction Pump) |  | ASPIRATORSUCTPUMP-Precision Med-PM60 |  | 12/1/17 |  |  | Covered PM Repair - Biomedical | MHHS-TMC | [8 empty] | ASPIRATORSUCTPUMP | Aspirator (Suction Pump) | Precision Med
NO | YES |  |  |  | 069-05560 | 069-05560 | Precision Medical Inc | PM60 |  |  | TMC-Radiology-IR/Angio | MHHS-TMC |  | Aspirator (Suction Pump) |  | 069-05560 | 069-05560 | TMC | MHHS-TMC | TMC-Radiology-IR/Angio |  | 2/1/19 |  |  |  | ASPIRATORS |  | ASPIRATORSUCTPUMP-Precision Med-PM60 | ASPIRATORSUCTPUMP | PM60 |  |  |  | Precision Med | Aspirator (Suction Pump) |  | ASPIRATORSUCTPUMP-Precision Med-PM60 |  | 12/1/17 |  |  | Covered PM Repair - Biomedical | MHHS-TMC
NO | YES |  |  |  | 069-17029 | 069-17029 | Precision Medical Inc | PM60 |  |  | TMC-HVI-Cardiology (3Hvi) | MHHS-TMC |  | Aspirator (Suction Pump) |  | 069-17029 | 069-17029 | TMC | MHHS-TMC | TMC-HVI-Cardiology (3Hvi) |  | 2/15/19 |  |  |  | ASPIRATORS | Aspirator (Suction Pump) | ASPIRATORSUCTPUMP-Precision Med-PM60 | ASPIRATORSUCTPUMP | PM60 |  |  |  | Precision Med | Aspirator (Suction Pump) |  | ASPIRATORSUCTPUMP-Precision Med-PM60 |  | 12/1/17 | Finished from Script 3/27/2020 12:11:52pm (Central) |  | Covered PM Repair - Biomedical | MHHS-TMC | [8 empty] | ASPIRATORSUCTPUMP | Aspirator (Suction Pump) | Precision Med
NO | YES |  |  |  | 069-34957 | 069-34957 | Precision Medical Inc | PM60 |  |  | TMC-HVI-Cardiology (3Hvi) | MHHS-TMC |  | Aspirator (Suction Pump) |  | 069-34957 | 069-34957 | TMC | MHHS-TMC | TMC-HVI-Cardiology (3Hvi) |  | 2/15/19 |  |  |  | ASPIRATORS | Aspirator (Suction Pump) | ASPIRATORSUCTPUMP-Precision Med-PM60 | ASPIRATORSUCTPUMP | PM60 |  |  |  | Precision Med | Aspirator (Suction Pump) |  | ASPIRATORSUCTPUMP-Precision Med-PM60 |  | 12/1/17 | Finished from Script 3/27/2020 12:11:52pm (Central) |  | Covered PM Repair - Biomedical | MHHS-TMC | [8 empty] | ASPIRATORSUCTPUMP | Aspirator (Suction Pump) | Precision Med
NO | YES |  |  |  | 069-05542 |  | Precision Medical Inc | PM60 |  |  | TMC-HVI-CVIMU (8Hvi) | MHHS-TMC |  | Aspirator (Suction Pump) |  | 069-05542 |  | TMC | MHHS-TMC | TMC-HVI-CVIMU (8Hvi) | Hall way | 2/1/19 |  | 2/1/20 |  | ASPIRATORS | Aspirator (Suction Pump) | ASPIRATORSUCTPUMP-Precision Med-PM60 | ASPIRATORSUCTPUMP | PM60 |  |  |  | Precision Med | Aspirator (Suction Pump) |  | ASPIRATORSUCTPUMP-Precision Med-PM60 |  | 12/1/17 |  |  | Covered PM Repair - Biomedical | MHHS-TMC | [8 empty] | ASPIRATORSUCTPUMP | Aspirator (Suction Pump) | Precision Med
NO | YES |  |  |  | 069-17027 | 069-17027 | Precision Medical Inc | PM60 |  |  | TMC-Jones-ENT Clinic (Jb) | MHHS-TMC |  | Aspirator (Suction Pump) |  | 069-17027 | 069-17027 | TMC | MHHS-TMC | TMC-Jones-ENT Clinic (Jb) | ENT | 2/1/19 |  | 2/1/20 |  | ASPIRATORS |  | ASPIRATORSUCTPUMP-Precision Med-PM60 | ASPIRATORSUCTPUMP | PM60 |  |  |  | Precision Med | Aspirator (Suction Pump) |  | ASPIRATORSUCTPUMP-Precision Med-PM60 |  | 12/1/17 |  |  | Covered PM Repair - Biomedical | MHHS-TMC
NO | YES |  |  |  | 069-02293 | 069-02293 | Precision Medical Inc | PM60 |  |  | TMC-Jones-Hyperbaric/Wound Care (Jg) | MHHS-TMC |  | Aspirator (Suction Pump) |  | 069-02293 | 069-02293 | TMC | MHHS-TMC | TMC-Jones-Hyperbaric/Wound Care (Jg) | Crash Cart | 2/1/20 |  | 2/1/21 |  | ASPIRATORS |  | ASPIRATORSUCTPUMP-Precision Med-PM60 | ASPIRATORSUCTPUMP | PM60 |  |  |  | Precision Med | Aspirator (Suction Pump) |  | ASPIRATORSUCTPUMP-Precision Med-PM60 |  |  |  |  | Covered PM Repair - Biomedical | MHHS-TMC
NO | YES |  |  |  | 069-34791 | 069-34791 | Precision Medical Inc | PM60 |  |  | TMC - MHTMC - RAPID RESPONSE | MHHS-TMC |  | Aspirator (Suction Pump) |  | 069-34791 | 069-34791 | TMC | Memorial Hermann-Texas Medical Center | TMC - MHTMC - RAPID RESPONSE | J2/400.6 |  |  |  |  | ASPIRATORS |  | ASPIRATORSUCTPUMP-Precision Med-PM60 | ASPIRATORSUCTPUMP | PM60 |  |  |  | Precision Med | Aspirator (Suction Pump) |  | ASPIRATORSUCTPUMP-Precision Med-PM60 |  |  |  |  | Covered PM Repair - Biomedical | MHHS-TMC
NO | YES |  |  |  | 069-00821 | 069-00821 | Precision Medical Inc | PM60 |  |  | TMC-Jones-Transplant Clinic (1J) | MHHS-TMC |  | Aspirator (Suction Pump) |  | 069-00821 | 069-00821 | TMC | MHHS-TMC | TMC-Jones-Transplant Clinic (1J) | Crash cart | 2/1/20 |  | 2/1/21 |  | ASPIRATORS |  | ASPIRATORSUCTPUMP-Precision Med-PM60 | ASPIRATORSUCTPUMP | PM60 |  |  |  | Precision Med | Aspirator (Suction Pump) |  | ASPIRATORSUCTPUMP-Precision Med-PM60 |  |  |  |  | Covered PM Repair - Biomedical | MHHS-TMC
NO | YES |  |  |  | 069-40375 | 069-40375 | Precision Medical Inc | PM60 |  |  | TMC-MHTMC-Central Supply | MHHS-TMC |  | Aspirator (Suction Pump) |  | 069-40375 | 069-40375 | TMC | MHHS-TMC | TMC-MHTMC-Central Supply | PACU | 2/1/20 |  | 2/1/21 |  | ASPIRATORS |  | ASPIRATORSUCTPUMP-Precision Med-PM60 | ASPIRATORSUCTPUMP | PM60 |  |  |  | Precision Med | Aspirator (Suction Pump) |  | ASPIRATORSUCTPUMP-Precision Med-PM60 |  |  |  |  | Covered PM Repair - Biomedical | MHHS-TMC
NO | YES |  |  |  | 069-43773 | 069-43773 | Precision Medical Inc | PM60 |  |  | TMC-MHTMC-Central Supply | MHHS-TMC |  | Aspirator (Suction Pump) |  | 069-43773 | 069-43773 | TMC | MHHS-TMC | TMC-MHTMC-Central Supply |  | 4/1/19 |  |  |  | ASPIRATORS |  | ASPIRATORSUCTPUMP-Precision Med-PM60 | ASPIRATORSUCTPUMP | PM60 |  |  |  | Precision Med | Aspirator (Suction Pump) |  | ASPIRATORSUCTPUMP-Precision Med-PM60 |  |  | Verified 3/29/2020 11:26:am (Central) |  | Covered PM Repair - Biomedical | MHHS-TMC
NO | YES |  |  |  | 069-43774 | 069-43774 | Precision Medical Inc | PM60 |  |  | TMC-MHTMC-Central Supply | MHHS-TMC |  | Aspirator (Suction Pump) |  | 069-43774 | 069-43774 | TMC | MHHS-TMC | TMC-MHTMC-Central Supply |  | 4/1/19 |  |  |  | ASPIRATORS |  | ASPIRATORSUCTPUMP-Precision Med-PM60 | ASPIRATORSUCTPUMP | PM60 |  |  |  | Precision Med | Aspirator (Suction Pump) |  | ASPIRATORSUCTPUMP-Precision Med-PM60 |  |  | Verified 3/30/2020 4:07pm (Central) |  | Covered PM Repair - Biomedical | MHHS-TMC
NO | YES |  |  |  | 069-43775 | 069-43775 | Precision Medical Inc | PM60 |  |  | TMC-MHTMC-Central Supply | MHHS-TMC |  | Aspirator (Suction Pump) |  | 069-43775 | 069-43775 | TMC | MHHS-TMC | TMC-MHTMC-Central Supply |  | 4/1/19 |  |  |  | ASPIRATORS |  | ASPIRATORSUCTPUMP-Precision Med-PM60 | ASPIRATORSUCTPUMP | PM60 |  |  |  | Precision Med | Aspirator (Suction Pump) |  | ASPIRATORSUCTPUMP-Precision Med-PM60 |  | 11/19/20 | Verified 3/30/2020 4:07pm (Central) |  | Covered PM Repair - Biomedical | MHHS-TMC
NO | YES |  |  |  | 069-43776 | 069-43776 | Precision Medical Inc | PM60 |  |  | TMC-MHTMC-Central Supply | MHHS-TMC |  | Aspirator (Suction Pump) |  | 069-43776 | 069-43776 | TMC | MHHS-TMC | TMC-MHTMC-Central Supply |  | 4/1/19 |  |  |  | ASPIRATORS |  | ASPIRATORSUCTPUMP-Precision Med-PM60 | ASPIRATORSUCTPUMP | PM60 |  |  |  | Precision Med | Aspirator (Suction Pump) |  | ASPIRATORSUCTPUMP-Precision Med-PM60 |  | 12/18/19 | Verified 3/30/2020 4:07pm (Central) |  | Covered PM Repair - Biomedical | MHHS-TMC
NO | YES |  |  |  | 069-02270 | 069-02270 | Precision Medical Inc | PM60 |  |  | TMC-MHTMC-Central Supply (Old) | MHHS-TMC |  | Aspirator (Suction Pump) |  | 069-02270 | 069-02270 | TMC | MHHS-TMC | TMC-MHTMC-Central Supply (Old) | Biomed shop | 3/1/19 |  |  |  | ASPIRATORS | Aspirator (Suction Pump) | ASPIRATORSUCTPUMP-Precision Med-PM60 | ASPIRATORSUCTPUMP | PM60 |  |  |  | Precision Med | Aspirator (Suction Pump) |  | ASPIRATORSUCTPUMP-Precision Med-PM60 |  | 2/1/20 |  |  | Covered PM Repair - Biomedical | MHHS-TMC | [8 empty] | ASPIRATORSUCTPUMP | Aspirator (Suction Pump) | Precision Med
NO | YES |  |  |  | 069-36670 | 069-36670 | Precision Medical Inc | PM60 |  |  | TMC-Cullen-MICU (2C) | MHHS-TMC |  | Aspirator (Suction Pump) |  | 069-36670 | 069-36670 | TMC | MHHS-TMC | TMC-Cullen-MICU (2C) | TMC - CULLEN - MICU (2C) | 3/1/19 |  | 3/1/20 |  | ASPIRATORS | Aspirator (Suction Pump) | ASPIRATORSUCTPUMP-Precision Med-PM60 | ASPIRATORSUCTPUMP | PM60 |  |  |  | Precision Med | Aspirator (Suction Pump) |  | ASPIRATORSUCTPUMP-Precision Med-PM60 |  | 5/27/20 |  |  | Not Covered Vendor Only - Biomedical | MHHS-TMC | [8 empty] | ASPIRATORSUCTPUMP | Aspirator (Suction Pump) | Precision Med
NO | YES |  |  |  | 069-40373 | 069-40373 | Precision Medical Inc | PM60 |  |  | TMC-HVI-CIMU (4Hvi) | MHHS-TMC |  | Aspirator (Suction Pump) |  | 069-40373 | 069-40373 | TMC | MHHS-TMC | TMC-HVI-CIMU (4Hvi) | TMC - HVI - CIMU (4HVI) | 2/1/19 |  | 2/1/21 |  | ASPIRATORS | Aspirator (Suction Pump) | ASPIRATORSUCTPUMP-Precision Med-PM60 | ASPIRATORSUCTPUMP | PM60 |  |  |  | Precision Med | Aspirator (Suction Pump) |  | ASPIRATORSUCTPUMP-Precision Med-PM60 |  | 6/1/19 |  |  | Covered PM Repair - Biomedical | MHHS-TMC | [8 empty] | ASPIRATORSUCTPUMP | Aspirator (Suction Pump) | Precision Med
NO | YES |  |  |  | 069-40374 | 069-40374 | Precision Medical Inc | PM60 |  |  | TMC-MHTMC-Central Supply (Old) | MHHS-TMC |  | Aspirator (Suction Pump) |  | 069-40374 | 069-40374 | TMC | MHHS-TMC | TMC-MHTMC-Central Supply (Old) |  | 3/1/19 |  |  |  | ASPIRATORS |  | ASPIRATORSUCTPUMP-Precision Med-PM60 | ASPIRATORSUCTPUMP | PM60 |  |  |  | Precision Med | Aspirator (Suction Pump) |  | ASPIRATORSUCTPUMP-Precision Med-PM60 |  | 7/1/19 | Verified 3/30/2020 4:07pm (Central) |  | Covered PM Repair - Biomedical | MHHS-TMC
NO | YES |  |  |  | 069-40376 | 069-40376 | Precision Medical Inc | PM60 |  |  | TMC-MHTMC-Central Supply (Old) | MHHS-TMC |  | Aspirator (Suction Pump) |  | 069-40376 | 069-40376 | TMC | MHHS-TMC | TMC-MHTMC-Central Supply (Old) |  | 2/1/20 |  | 2/1/21 |  | ASPIRATORS | Aspirator (Suction Pump) | ASPIRATORSUCTPUMP-Precision Med-PM60 | ASPIRATORSUCTPUMP | PM60 |  |  |  | Precision Med | Aspirator (Suction Pump) |  | ASPIRATORSUCTPUMP-Precision Med-PM60 |  | 2/1/20 |  |  | Covered PM Repair - Biomedical | MHHS-TMC | [8 empty] | ASPIRATORSUCTPUMP | Aspirator (Suction Pump) | Precision Med
NO | YES |  |  |  | 069-40378 | 069-40378 | Precision Medical Inc | PM60 |  |  | TMC-MHTMC-Central Supply (Old) | MHHS-TMC |  | Aspirator (Suction Pump) |  | 069-40378 | 069-40378 | TMC | MHHS-TMC | TMC-MHTMC-Central Supply (Old) |  | 2/7/19 |  |  |  | ASPIRATORS |  | ASPIRATORSUCTPUMP-Precision Med-PM60 | ASPIRATORSUCTPUMP | PM60 |  |  |  | Precision Med | Aspirator (Suction Pump) |  | ASPIRATORSUCTPUMP-Precision Med-PM60 |  | 7/1/19 | Verified 3/29/2020 11:26:am (Central) |  | Covered PM Repair - Biomedical | MHHS-TMC
NO | YES | [5 empty] | Precision Medical Inc | PM60 |  |  | TMC-MHTMC-Central Supply (Old) | MHHS-TMC |  | Aspirator (Suction Pump) |  |  |  | TMC | MHHS-TMC | TMC-MHTMC-Central Supply (Old) |  | 2/8/19 |  |  |  | ASPIRATORS |  | ASPIRATORSUCTPUMP-Precision Med-PM60 | ASPIRATORSUCTPUMP | PM60 |  |  |  | Precision Med | Aspirator (Suction Pump) |  | ASPIRATORSUCTPUMP-Precision Med-PM60 |  | 11/1/19 | Verified 3/30/2020 4:07pm (Central) |  | Covered PM Repair - Biomedical | MHHS-TMC
NO | YES |  |  |  |  | 069-17032 | Precision Medical Inc | PM60 |  |  | TMC-MHTMC-Central Supply | MHHS-TMC |  | Aspirator (Suction Pump) |  |  | 069-17032 | TMC | MHHS-TMC | TMC-MHTMC-Central Supply | TMC - MHTMC - 5 WEST | 2/1/20 |  | 2/1/21 |  | ASPIRATORS | Aspirator (Suction Pump) | ASPIRATORSUCTPUMP-Precision Med-PM60 | ASPIRATORSUCTPUMP | PM60 |  |  |  | Precision Med | Aspirator (Suction Pump) |  | ASPIRATORSUCTPUMP-Precision Med-PM60 |  | 6/18/15 |  |  | Covered PM Repair - Biomedical | MHHS-TMC | [8 empty] | ASPIRATORSUCTPUMP | Aspirator (Suction Pump) | Precision Med
NO | YES |  |  |  |  | 069-33183 | Precision Medical Inc | PM60 |  |  | TMC-Jones-Neuro Acute Care (5J) | MHHS-TMC |  | Aspirator (Suction Pump) |  |  | 069-33183 | TMC | MHHS-TMC | TMC-Jones-Neuro Acute Care (5J) | TMC - JONES - NEURO ACUTE CARS 5 | 2/1/19 |  | 2/1/21 |  | ASPIRATORS | Aspirator (Suction Pump) | ASPIRATORSUCTPUMP-Precision Med-PM60 | ASPIRATORSUCTPUMP | PM60 |  |  |  | Precision Med | Aspirator (Suction Pump) |  | ASPIRATORSUCTPUMP-Precision Med-PM60 |  |  |  |  | Covered PM Repair - Biomedical | MHHS-TMC | [8 empty] | ASPIRATORSUCTPUMP | Aspirator (Suction Pump) | Precision Med
NO | YES | [5 empty] | Precision Medical Inc | PM60 |  |  |  | MHHS-TMC |  | Aspirator (Suction Pump) |  |  |  | TMC | Memorial Hermann- TMC |  | HP6 Nurses Station/Crash Cart |  |  |  |  | ASPIRATORS |  | ASPIRATORSUCTPUMP-Precision Med-PM60 | ASPIRATORSUCTPUMP | PM60 |  |  |  | Precision Med | Aspirator (Suction Pump) |  | ASPIRATORSUCTPUMP-Precision Med-PM60 |  |  |  |  | Covered PM Repair - Biomedical | MHHS-TMC
NO | YES |  |  |  | 069-02236 | 069-02236 | Precision Medical Inc | PM60 |  |  | TMC-OR-Day Surgery (2R) | MHHS-TMC |  | Aspirator (Suction Pump) |  | 069-02236 | 069-02236 | TMC | MHHS-TMC | TMC-OR-Day Surgery (2R) | Nurses Station | 2/1/20 |  | 2/1/21 |  | ASPIRATORS |  | ASPIRATORSUCTPUMP-Precision Med-PM60 | ASPIRATORSUCTPUMP | PM60 |  |  |  | Precision Med | Aspirator (Suction Pump) |  | ASPIRATORSUCTPUMP-Precision Med-PM60 |  |  |  |  | Covered PM Repair - Biomedical | MHHS-TMC
NO | YES |  |  |  | 069-05856 | 069-05856 | Precision Medical Inc | PM60 |  |  | Pediatrics PACU | MHHS-TMC |  | Aspirator (Suction Pump) |  | 069-05856 | 069-05856 | TMC | Children?Aos OR Robertson building | Pediatrics PACU |  | 3/1/20 |  | 3/1/21 |  | ASPIRATORS |  | ASPIRATORSUCTPUMP-Precision Med-PM60 | ASPIRATORSUCTPUMP | PM60 |  |  |  | Precision Med | Aspirator (Suction Pump) |  | ASPIRATORSUCTPUMP-Precision Med-PM60 |  | 5/4/19 |  |  | Covered PM Repair - Biomedical | MHHS-TMC
NO | YES |  |  |  | 069-29348 |  | Precision Medical Inc | PM60 |  |  | TMC-Cullen-IMU (3C) | MHHS-TMC |  | Aspirator (Suction Pump) |  | 069-29348 |  | TMC | MHHS-TMC | TMC-Cullen-IMU (3C) | Cullen (3W) | 2/1/20 |  | 2/1/21 |  | ASPIRATORS | Aspirator (Suction Pump) | ASPIRATORSUCTPUMP-Precision Med-PM60 | ASPIRATORSUCTPUMP | PM60 |  |  |  | Precision Med | Aspirator (Suction Pump) |  | ASPIRATORSUCTPUMP-Precision Med-PM60 |  |  |  |  | Covered PM Repair - Biomedical | MHHS-TMC | [8 empty] | ASPIRATORSUCTPUMP | Aspirator (Suction Pump) | Precision Med
NO | YES |  |  |  | 069-03271 |  | Precision Medical Inc | PM60 |  |  | TMC-Radiology-Jones Pavilion | MHHS-TMC |  | Aspirator (Suction Pump) |  | 069-03271 |  | TMC | MHHS-TMC | TMC-Radiology-Jones Pavilion | Ultrasound - JONES PAVILION | 2/1/20 |  | 2/1/21 |  | ASPIRATORS |  | ASPIRATORSUCTPUMP-Precision Med-PM60 | ASPIRATORSUCTPUMP | PM60 |  |  |  | Precision Med | Aspirator (Suction Pump) |  | ASPIRATORSUCTPUMP-Precision Med-PM60 |  |  |  |  | Covered PM Repair - Biomedical | MHHS-TMC
NO | YES |  |  |  | 069-05559 | 069-05559 | Precision Medical Inc | PM60 |  |  | TMC-Radiology-Jones Pavilion | MHHS-TMC |  | Aspirator (Suction Pump) |  | 069-05559 | 069-05559 | TMC | MHHS-TMC | TMC-Radiology-Jones Pavilion | J2 400.6 | 2/1/20 |  | 2/1/21 |  | ASPIRATORS |  | ASPIRATORSUCTPUMP-Precision Med-PM60 | ASPIRATORSUCTPUMP | PM60 |  |  |  | Precision Med | Aspirator (Suction Pump) |  | ASPIRATORSUCTPUMP-Precision Med-PM60 |  |  |  |  | Covered PM Repair - Biomedical | MHHS-TMC
NO | YES | Serial Number 11452 |  |  | 069-06080 | 069-06080 | Precision Medical Inc | PM60 |  |  | TMC-Radiology-Jones Pavilion | MHHS-TMC |  | Aspirator (Suction Pump) |  | 069-06080 | 069-06080 | TMC | MHHS-TMC | TMC-Radiology-Jones Pavilion | [5 empty] | ASPIRATORS |  | ASPIRATORSUCTPUMP-Precision Med-PM60 | ASPIRATORSUCTPUMP | PM60 |  |  |  | Precision Med | Aspirator (Suction Pump) |  | ASPIRATORSUCTPUMP-Precision Med-PM60 |  |  |  |  | Covered PM Repair - Biomedical | MHHS-TMC
NO | YES |  |  |  | 069-14324 | 069-14324 | Precision Medical Inc | PM60 |  |  | TMC-Radiology-IR/Angio | MHHS-TMC |  | Aspirator (Suction Pump) |  | 069-14324 | 069-14324 | TMC | MHHS-TMC | TMC-Radiology-IR/Angio | RADIOLOGY - IR/ANGIO | 4/1/19 |  | 4/1/20 |  | ASPIRATORS |  | ASPIRATORSUCTPUMP-Precision Med-PM60 | ASPIRATORSUCTPUMP | PM60 |  |  |  | Precision Med | Aspirator (Suction Pump) |  | ASPIRATORSUCTPUMP-Precision Med-PM60 |  |  |  |  | Covered PM Repair - Biomedical | MHHS-TMC
NO | YES |  |  |  | 069-38774 | 069-38774 | Precision Medical Inc | PM60 |  |  | TMC-Radiology-IR/Angio | MHHS-TMC |  | Aspirator (Suction Pump) |  | 069-38774 | 069-38774 | TMC | MHHS-TMC | TMC-Radiology-IR/Angio | J2418 | 2/1/20 |  | 2/1/21 |  | ASPIRATORS |  | ASPIRATORSUCTPUMP-Precision Med-PM60 | ASPIRATORSUCTPUMP | PM60 |  |  |  | Precision Med | Aspirator (Suction Pump) |  | ASPIRATORSUCTPUMP-Precision Med-PM60 |  |  |  |  | Covered PM Repair - Biomedical | MHHS-TMC
NO | YES |  |  |  | 069-38776 | 069-38776 | Precision Medical Inc | PM60 |  |  | Memorial Hermann- Texas Medical Center Radiology | MHHS-TMC |  | Aspirator (Suction Pump) |  | 069-38776 | 069-38776 | TMC | TMC | Memorial Hermann- Texas Medical Center Radiology | Angio 1 | 2/1/20 |  | 2/1/21 |  | ASPIRATORS |  | ASPIRATORSUCTPUMP-Precision Med-PM60 | ASPIRATORSUCTPUMP | PM60 |  |  |  | Precision Med | Aspirator (Suction Pump) |  | ASPIRATORSUCTPUMP-Precision Med-PM60 |  |  |  |  | Covered PM Repair - Biomedical | MHHS-TMC
NO | YES |  |  |  | 069-38777 | 069-38777 | Precision Medical Inc | PM60 |  |  | TMC-Radiology-IR/Angio | MHHS-TMC |  | Aspirator (Suction Pump) |  | 069-38777 | 069-38777 | TMC | MHHS-TMC | TMC-Radiology-IR/Angio | Room 1 | 2/1/20 |  | 2/1/21 |  | ASPIRATORS |  | ASPIRATORSUCTPUMP-Precision Med-PM60 | ASPIRATORSUCTPUMP | PM60 |  |  |  | Precision Med | Aspirator (Suction Pump) |  | ASPIRATORSUCTPUMP-Precision Med-PM60 |  |  |  |  | Covered PM Repair - Biomedical | MHHS-TMC
NO | YES |  |  |  | 069-05552 | 069-05552 | Precision Medical Inc | PM60 |  |  | TMC-PACU-HVI (7Hvi) | MHHS-TMC |  | Aspirator (Suction Pump) |  | 069-05552 | 069-05552 | TMC | MHHS-TMC | TMC-PACU-HVI (7Hvi) | PACU - HVI (7HVI) | 2/1/20 |  | 2/1/20 |  | ASPIRATORS | Aspirator (Suction Pump) | ASPIRATORSUCTPUMP-Precision Med-PM60 | ASPIRATORSUCTPUMP | PM60 |  |  |  | Precision Med | Aspirator (Suction Pump) |  | ASPIRATORSUCTPUMP-Precision Med-PM60 |  | 1/5/19 |  |  | Covered PM Repair - Biomedical | MHHS-TMC | [8 empty] | ASPIRATORSUCTPUMP | Aspirator (Suction Pump) | Precision Med
NO | YES |  |  |  | 069-40377 | 069-40377 | Precision Medical Inc | PM60 |  |  | TMC-Respiratory-Adult | MHHS-TMC |  | Aspirator (Suction Pump) |  | 069-40377 | 069-40377 | TMC | MHHS-TMC | TMC-Respiratory-Adult | Resp | 7/1/19 |  | 7/1/20 |  | ASPIRATORS |  | ASPIRATORSUCTPUMP-Precision Med-PM60 | ASPIRATORSUCTPUMP | PM60 |  |  |  | Precision Med | Aspirator (Suction Pump) |  | ASPIRATORSUCTPUMP-Precision Med-PM60 |  | 1/5/19 |  |  | Covered PM Repair - Biomedical | MHHS-TMC
NO | YES |  |  |  | 069-17034 | 069-17034 | Precision Medical Inc | PM60 |  |  | TMC-Jones-Gamma Knife (Jb) | MHHS-TMC |  | Aspirator (Suction Pump) |  | 069-17034 | 069-17034 | TMC | MHHS-TMC | TMC-Jones-Gamma Knife (Jb) | Crash cart | 2/1/20 |  | 2/1/21 |  | ASPIRATORS |  | ASPIRATORSUCTPUMP-Precision Med-PM60 | ASPIRATORSUCTPUMP | PM60 |  |  |  | Precision Med | Aspirator (Suction Pump) |  | ASPIRATORSUCTPUMP-Precision Med-PM60 |  | 1/20/17 |  |  | Covered PM Repair - Radiology, Low End | MHHS-TMC
NO | NO |  |  |  | 069-05549 |  | Precision Medical Inc | PM60 |  |  | CAHF - (TMC) - TMC MEDICAL PLAZA [MHMP-STE2500] | MHHS - Heart Failure Clinics |  | Aspirator (Suction Pump) |  | 069-05549 |  | TMC |  | CAHF - (TMC) - TMC MEDICAL PLAZA [MHMP-STE2500] | [5 empty] | ASPIRATORS |  | ASPIRATORSUCTPUMP-Precision Med-PM60 | ASPIRATORSUCTPUMP | PM60 |  |  |  | Precision Med | Aspirator (Suction Pump) |  | ASPIRATORSUCTPUMP-Precision Med-PM60 |  |  |  |  | Covered PM Repair - Biomedical | MHHS - Heart Failure Clinics
NO | NO |  |  |  | 069-05555 |  | Precision Medical Inc | PM60 |  |  | SMR - (TMC) - IRONMAN [MHMP-16FLR] | MHHS-SMR |  | Aspirator (Suction Pump) |  | 069-05555 |  | TMC |  | SMR - (TMC) - IRONMAN [MHMP-16FLR] | [5 empty] | ASPIRATORS |  | ASPIRATORSUCTPUMP-Precision Med-PM60 | ASPIRATORSUCTPUMP | PM60 |  |  |  | Precision Med | Aspirator (Suction Pump) |  | ASPIRATORSUCTPUMP-Precision Med-PM60 |  |  |  |  | Not Covered Vendor Only - Biomedical | MHHS-SMR
NO | NO |  |  |  | 069-03263 |  | Precision Medical Inc | PM60 |  |  | TMC - CATH LAB - PEDI (GHP) | MHHS-TMC |  | Aspirator (Suction Pump) |  | 069-03263 |  | TMC |  | TMC - CATH LAB - PEDI (GHP) | [5 empty] | ASPIRATORS |  | ASPIRATORSUCTPUMP-Precision Med-PM60 | ASPIRATORSUCTPUMP | PM60 |  |  |  | Precision Med | Aspirator (Suction Pump) |  | ASPIRATORSUCTPUMP-Precision Med-PM60 |  |  |  |  | Not Covered Vendor Only - Biomedical | MHHS-TMC
NO | NO | [5 empty] | Precision Medical Inc | PM60 |  |  | TMC - CATH LAB - PEDI (GHP) | MHHS-TMC |  | Aspirator (Suction Pump) |  |  |  | TMC |  | TMC - CATH LAB - PEDI (GHP) | [5 empty] | ASPIRATORS |  | ASPIRATORSUCTPUMP-Precision Med-PM60 | ASPIRATORSUCTPUMP | PM60 |  |  |  | Precision Med | Aspirator (Suction Pump) |  | ASPIRATORSUCTPUMP-Precision Med-PM60 |  |  |  |  | Covered PM Repair - Biomedical | MHHS-TMC
NO | NO | [5 empty] | Precision Medical Inc | PM60 |  |  | TMC - CATH LAB - PEDI (GHP) | MHHS-TMC |  | Aspirator (Suction Pump) |  |  |  | TMC |  | TMC - CATH LAB - PEDI (GHP) | [5 empty] | ASPIRATORS |  | ASPIRATORSUCTPUMP-Precision Med-PM60 | ASPIRATORSUCTPUMP | PM60 |  |  |  | Precision Med | Aspirator (Suction Pump) |  | ASPIRATORSUCTPUMP-Precision Med-PM60 |  |  |  |  | Covered PM Repair - Biomedical | MHHS-TMC
NO | NO | [5 empty] | Precision Medical Inc | PM60 |  |  | TMC - CHILDRENS - CCN (10HP) | MHHS-TMC |  | Aspirator (Suction Pump) |  |  |  | TMC |  | TMC - CHILDRENS - CCN (10HP) | [5 empty] | ASPIRATORS |  | ASPIRATORSUCTPUMP-Precision Med-PM60 | ASPIRATORSUCTPUMP | PM60 |  |  |  | Precision Med | Aspirator (Suction Pump) |  | ASPIRATORSUCTPUMP-Precision Med-PM60 |  |  |  |  | Covered PM Repair - Biomedical | MHHS-TMC
NO | NO | [5 empty] | Precision Medical Inc | PM60 |  |  | TMC - CHILDRENS - CCN (10HP) | MHHS-TMC |  | Aspirator (Suction Pump) |  |  |  | TMC |  | TMC - CHILDRENS - CCN (10HP) | [5 empty] | ASPIRATORS |  | ASPIRATORSUCTPUMP-Precision Med-PM60 | ASPIRATORSUCTPUMP | PM60 |  |  |  | Precision Med | Aspirator (Suction Pump) |  | ASPIRATORSUCTPUMP-Precision Med-PM60 |  |  |  |  | Covered PM Repair - Biomedical | MHHS-TMC
NO | NO | [5 empty] | Precision Medical Inc | PM60 |  |  | TMC - CHILDRENS - CCN (10HP) | MHHS-TMC |  | Aspirator (Suction Pump) |  |  |  | TMC |  | TMC - CHILDRENS - CCN (10HP) | [5 empty] | ASPIRATORS |  | ASPIRATORSUCTPUMP-Precision Med-PM60 | ASPIRATORSUCTPUMP | PM60 |  |  |  | Precision Med | Aspirator (Suction Pump) |  | ASPIRATORSUCTPUMP-Precision Med-PM60 |  |  |  |  | Covered PM Repair - Biomedical | MHHS-TMC
NO | NO | [5 empty] | Precision Medical Inc | PM60 |  |  | TMC - CHILDRENS - CSC (9HP) | MHHS-TMC |  | Aspirator (Suction Pump) |  |  |  | TMC |  | TMC - CHILDRENS - CSC (9HP) | [5 empty] | ASPIRATORS |  | ASPIRATORSUCTPUMP-Precision Med-PM60 | ASPIRATORSUCTPUMP | PM60 |  |  |  | Precision Med | Aspirator (Suction Pump) |  | ASPIRATORSUCTPUMP-Precision Med-PM60 |  |  |  |  | Covered PM Repair - Biomedical | MHHS-TMC
NO | NO | [5 empty] | Precision Medical Inc | PM60 |  |  | TMC - CHILDRENS - CSC (9HP) | MHHS-TMC |  | Aspirator (Suction Pump) |  |  |  | TMC |  | TMC - CHILDRENS - CSC (9HP) | [5 empty] | ASPIRATORS |  | ASPIRATORSUCTPUMP-Precision Med-PM60 | ASPIRATORSUCTPUMP | PM60 |  |  |  | Precision Med | Aspirator (Suction Pump) |  | ASPIRATORSUCTPUMP-Precision Med-PM60 |  |  |  |  | Covered PM Repair - Biomedical | MHHS-TMC
NO | NO | [5 empty] | Precision Medical Inc | PM60 |  |  | TMC - CHILDRENS - CSC (9HP) | MHHS-TMC |  | Aspirator (Suction Pump) |  |  |  | TMC |  | TMC - CHILDRENS - CSC (9HP) | [5 empty] | ASPIRATORS |  | ASPIRATORSUCTPUMP-Precision Med-PM60 | ASPIRATORSUCTPUMP | PM60 |  |  |  | Precision Med | Aspirator (Suction Pump) |  | ASPIRATORSUCTPUMP-Precision Med-PM60 |  |  |  |  | Covered PM Repair - Biomedical | MHHS-TMC
NO | NO | [5 empty] | Precision Medical Inc | PM60 |  |  | TMC - CHILDRENS - L&D (5HP) | MHHS-TMC |  | Aspirator (Suction Pump) |  |  |  | TMC |  | TMC - CHILDRENS - L&D (5HP) | [5 empty] | ASPIRATORS |  | ASPIRATORSUCTPUMP-Precision Med-PM60 | ASPIRATORSUCTPUMP | PM60 |  |  |  | Precision Med | Aspirator (Suction Pump) |  | ASPIRATORSUCTPUMP-Precision Med-PM60 |  |  |  |  | Covered PM Repair - Biomedical | MHHS-TMC
NO | NO |  |  |  | 069-07955 |  | Precision Medical Inc | PM60 |  |  | TMC - CHILDRENS - PROCEDURE SUITE (GHP) | MHHS-TMC |  | Aspirator (Suction Pump) |  | 069-07955 |  | TMC |  | TMC - CHILDRENS - PROCEDURE SUITE (GHP) | [5 empty] | ASPIRATORS |  | ASPIRATORSUCTPUMP-Precision Med-PM60 | ASPIRATORSUCTPUMP | PM60 |  |  |  | Precision Med | Aspirator (Suction Pump) |  | ASPIRATORSUCTPUMP-Precision Med-PM60 |  |  |  |  | Covered PM Repair - Biomedical | MHHS-TMC
NO | NO |  |  |  | 069-05562 |  | Precision Medical Inc | PM60 |  |  | TMC - EPILEPSY - NEUROPHYSIOLOGY (JB) | MHHS-TMC |  | Aspirator (Suction Pump) |  | 069-05562 |  | TMC |  | TMC - EPILEPSY - NEUROPHYSIOLOGY (JB) | [5 empty] | ASPIRATORS |  | ASPIRATORSUCTPUMP-Precision Med-PM60 | ASPIRATORSUCTPUMP | PM60 |  |  |  | Precision Med | Aspirator (Suction Pump) |  | ASPIRATORSUCTPUMP-Precision Med-PM60 |  |  |  |  | Covered PM Repair - Biomedical | MHHS-TMC
NO | NO |  |  |  | 069-03262 |  | Precision Medical Inc | PM60 |  |  | TMC - GI/ENDO - PEDI (GHP) | MHHS-TMC |  | Aspirator (Suction Pump) |  | 069-03262 |  | TMC |  | TMC - GI/ENDO - PEDI (GHP) | [5 empty] | ASPIRATORS |  | ASPIRATORSUCTPUMP-Precision Med-PM60 | ASPIRATORSUCTPUMP | PM60 |  |  |  | Precision Med | Aspirator (Suction Pump) |  | ASPIRATORSUCTPUMP-Precision Med-PM60 |  |  |  |  | Covered PM Repair - Biomedical | MHHS-TMC
NO | NO |  |  |  | 069-09697 |  | Precision Medical Inc | PM60 |  |  | TMC - GI/ENDO - PEDI (GHP) | MHHS-TMC |  | Aspirator (Suction Pump) |  | 069-09697 |  | TMC |  | TMC - GI/ENDO - PEDI (GHP) | [5 empty] | ASPIRATORS |  | ASPIRATORSUCTPUMP-Precision Med-PM60 | ASPIRATORSUCTPUMP | PM60 |  |  |  | Precision Med | Aspirator (Suction Pump) |  | ASPIRATORSUCTPUMP-Precision Med-PM60 |  |  |  |  | Covered PM Repair - Biomedical | MHHS-TMC
NO | NO |  |  |  | 069-02469 |  | Precision Medical Inc | PM60 |  |  | TMC - HERMANN - ADULT ER (1HP) | MHHS-TMC |  | Aspirator (Suction Pump) |  | 069-02469 |  | TMC |  | TMC - HERMANN - ADULT ER (1HP) | [5 empty] | ASPIRATORS |  | ASPIRATORSUCTPUMP-Precision Med-PM60 | ASPIRATORSUCTPUMP | PM60 |  |  |  | Precision Med | Aspirator (Suction Pump) |  | ASPIRATORSUCTPUMP-Precision Med-PM60 |  |  |  |  | Not Covered Vendor Only - Biomedical | MHHS-TMC
NO | NO |  |  |  | 069-05561 |  | Precision Medical Inc | PM60 |  |  | TMC - HERMANN - ADULT ER (1HP) | MHHS-TMC |  | Aspirator (Suction Pump) |  | 069-05561 |  | TMC |  | TMC - HERMANN - ADULT ER (1HP) | [5 empty] | ASPIRATORS |  | ASPIRATORSUCTPUMP-Precision Med-PM60 | ASPIRATORSUCTPUMP | PM60 |  |  |  | Precision Med | Aspirator (Suction Pump) |  | ASPIRATORSUCTPUMP-Precision Med-PM60 |  |  |  |  | Not Covered Vendor Only - Biomedical | MHHS-TMC
NO | NO |  |  |  | 069-40156 |  | Precision Medical Inc | PM60 |  |  | TMC - HERMANN - ADULT ER (1HP) | MHHS-TMC |  | Aspirator (Suction Pump) |  | 069-40156 |  | TMC |  | TMC - HERMANN - ADULT ER (1HP) | [5 empty] | ASPIRATORS |  | ASPIRATORSUCTPUMP-Precision Med-PM60 | ASPIRATORSUCTPUMP | PM60 |  |  |  | Precision Med | Aspirator (Suction Pump) |  | ASPIRATORSUCTPUMP-Precision Med-PM60 |  |  |  |  | Not Covered Vendor Only - Biomedical | MHHS-TMC
NO | NO |  |  |  | 069-46571 |  | Precision Medical Inc | PM60 |  |  | TMC - HERMANN - ADULT ER (1HP) | MHHS-TMC |  | Aspirator (Suction Pump) |  | 069-46571 |  | TMC |  | TMC - HERMANN - ADULT ER (1HP) | [5 empty] | ASPIRATORS |  | ASPIRATORSUCTPUMP-Precision Med-PM60 | ASPIRATORSUCTPUMP | PM60 |  |  |  | Precision Med | Aspirator (Suction Pump) |  | ASPIRATORSUCTPUMP-Precision Med-PM60 |  |  |  |  | Covered PM Repair - Biomedical | MHHS-TMC
NO | NO |  |  |  | 069-46572 |  | Precision Medical Inc | PM60 |  |  | TMC - HERMANN - ADULT ER (1HP) | MHHS-TMC |  | Aspirator (Suction Pump) |  | 069-46572 |  | TMC |  | TMC - HERMANN - ADULT ER (1HP) | [5 empty] | ASPIRATORS |  | ASPIRATORSUCTPUMP-Precision Med-PM60 | ASPIRATORSUCTPUMP | PM60 |  |  |  | Precision Med | Aspirator (Suction Pump) |  | ASPIRATORSUCTPUMP-Precision Med-PM60 |  |  |  |  | Covered PM Repair - Biomedical | MHHS-TMC
NO | NO |  |  |  | 069-46576 |  | Precision Medical Inc | PM60 |  |  | TMC - HERMANN - ADULT ER (1HP) | MHHS-TMC |  | Aspirator (Suction Pump) |  | 069-46576 |  | TMC |  | TMC - HERMANN - ADULT ER (1HP) | [5 empty] | ASPIRATORS |  | ASPIRATORSUCTPUMP-Precision Med-PM60 | ASPIRATORSUCTPUMP | PM60 |  |  |  | Precision Med | Aspirator (Suction Pump) |  | ASPIRATORSUCTPUMP-Precision Med-PM60 |  |  |  |  | Covered PM Repair - Biomedical | MHHS-TMC
NO | NO |  |  |  | 069-05540 |  | Precision Medical Inc | PM60 |  |  | TMC - MHTMC - CENTRAL SUPPLY (OLD) | MHHS-TMC |  | Aspirator (Suction Pump) |  | 069-05540 |  | TMC |  | TMC - MHTMC - CENTRAL SUPPLY (OLD) | [5 empty] | ASPIRATORS |  | ASPIRATORSUCTPUMP-Precision Med-PM60 | ASPIRATORSUCTPUMP | PM60 |  |  |  | Precision Med | Aspirator (Suction Pump) |  | ASPIRATORSUCTPUMP-Precision Med-PM60 |  |  |  |  | Covered PM Repair - Biomedical | MHHS-TMC
NO | NO |  |  |  | 069-05554 |  | Precision Medical Inc | PM60 |  |  | TMC - MHTMC - CENTRAL SUPPLY (OLD) | MHHS-TMC |  | Aspirator (Suction Pump) |  | 069-05554 |  | TMC |  | TMC - MHTMC - CENTRAL SUPPLY (OLD) | [5 empty] | ASPIRATORS |  | ASPIRATORSUCTPUMP-Precision Med-PM60 | ASPIRATORSUCTPUMP | PM60 |  |  |  | Precision Med | Aspirator (Suction Pump) |  | ASPIRATORSUCTPUMP-Precision Med-PM60 |  |  |  |  | Covered PM Repair - Biomedical | MHHS-TMC
NO | NO |  |  |  | 069-36667 |  | Precision Medical Inc | PM60 |  |  | TMC - MHTMC - CENTRAL SUPPLY (OLD) | MHHS-TMC |  | Aspirator (Suction Pump) |  | 069-36667 |  | TMC |  | TMC - MHTMC - CENTRAL SUPPLY (OLD) | [5 empty] | ASPIRATORS |  | ASPIRATORSUCTPUMP-Precision Med-PM60 | ASPIRATORSUCTPUMP | PM60 |  |  |  | Precision Med | Aspirator (Suction Pump) |  | ASPIRATORSUCTPUMP-Precision Med-PM60 |  |  |  |  | Covered PM Repair - Biomedical | MHHS-TMC
NO | NO | [5 empty] | Precision Medical Inc | PM60 |  |  | TMC - MHTMC - CENTRAL SUPPLY (OLD) | MHHS-TMC |  | Aspirator (Suction Pump) |  |  |  | TMC |  | TMC - MHTMC - CENTRAL SUPPLY (OLD) | [5 empty] | ASPIRATORS |  | ASPIRATORSUCTPUMP-Precision Med-PM60 | ASPIRATORSUCTPUMP | PM60 |  |  |  | Precision Med | Aspirator (Suction Pump) |  | ASPIRATORSUCTPUMP-Precision Med-PM60 |  |  |  |  | Covered PM Repair - Biomedical | MHHS-TMC
NO | NO |  |  |  | 069-17028 |  | Precision Medical Inc | PM60 |  |  | TMC - PACU - ADULT (2HP) | MHHS-TMC |  | Aspirator (Suction Pump) |  | 069-17028 |  | TMC |  | TMC - PACU - ADULT (2HP) | [5 empty] | ASPIRATORS |  | ASPIRATORSUCTPUMP-Precision Med-PM60 | ASPIRATORSUCTPUMP | PM60 |  |  |  | Precision Med | Aspirator (Suction Pump) |  | ASPIRATORSUCTPUMP-Precision Med-PM60 |  |  |  |  | Covered PM Repair - Biomedical | MHHS-TMC
NO | NO |  |  |  | 069-38773 |  | Precision Medical Inc | PM60 |  |  | TMC - PLAZA - ANESTHESIA CLINIC (UTPB, STE 600) | MHHS-TMC |  | Aspirator (Suction Pump) |  | 069-38773 |  | TMC |  | TMC - PLAZA - ANESTHESIA CLINIC (UTPB, STE 600) | [5 empty] | ASPIRATORS |  | ASPIRATORSUCTPUMP-Precision Med-PM60 | ASPIRATORSUCTPUMP | PM60 |  |  |  | Precision Med | Aspirator (Suction Pump) |  | ASPIRATORSUCTPUMP-Precision Med-PM60 |  |  |  |  | Covered PM Repair - Biomedical | MHHS-TMC
NO | NO |  |  |  | 069-29347 |  | Precision Medical Inc | PM60 |  |  | TMC - RADIOLOGY - CHILDRENS HOSPITAL | MHHS-TMC |  | Aspirator (Suction Pump) |  | 069-29347 |  | TMC |  | TMC - RADIOLOGY - CHILDRENS HOSPITAL | [5 empty] | ASPIRATORS |  | ASPIRATORSUCTPUMP-Precision Med-PM60 | ASPIRATORSUCTPUMP | PM60 |  |  |  | Precision Med | Aspirator (Suction Pump) |  | ASPIRATORSUCTPUMP-Precision Med-PM60 |  |  |  |  | Not Covered Vendor Only - Biomedical | MHHS-TMC
NO | NO |  |  |  | 077-07721 |  | Precision Medical Inc | PM60 |  |  | TMC - RADIOLOGY - CHILDRENS HOSPITAL (OLD) | MHHS-TMC |  | Aspirator (Suction Pump) |  | 077-07721 |  | TMC |  | TMC - RADIOLOGY - CHILDRENS HOSPITAL (OLD) | [5 empty] | ASPIRATORS |  | ASPIRATORSUCTPUMP-Precision Med-PM60 | ASPIRATORSUCTPUMP | PM60 |  |  |  | Precision Med | Aspirator (Suction Pump) |  | ASPIRATORSUCTPUMP-Precision Med-PM60 |  |  |  |  | Covered PM Repair - Biomedical | MHHS-TMC
NO | NO |  |  |  | 069-38775 |  | Precision Medical Inc | PM60 |  |  | TMC - RADIOLOGY - JONES PAVILION | MHHS-TMC |  | Aspirator (Suction Pump) |  | 069-38775 |  | TMC |  | TMC - RADIOLOGY - JONES PAVILION | [5 empty] | ASPIRATORS |  | ASPIRATORSUCTPUMP-Precision Med-PM60 | ASPIRATORSUCTPUMP | PM60 |  |  |  | Precision Med | Aspirator (Suction Pump) |  | ASPIRATORSUCTPUMP-Precision Med-PM60 |  |  |  |  | Covered PM Repair - Biomedical | MHHS-TMC
NO | YES |  |  |  | 077-03725 | 077-03725 | Precision Medical Inc | PM65 |  |  | TMC-Children's-Pedi Transport (7Hp) | MHHS-TMC |  | Aspirator (Suction Pump) |  | 077-03725 | 077-03725 | TMC | MHHS-TMC | TMC-Children's-Pedi Transport (7Hp) |  | 2/12/19 |  |  |  | ASPIRATORS |  | ASPIRATORSUCTPUMP-Precision Med-PM65 | ASPIRATORSUCTPUMP | PM65 |  |  |  | Precision Med | Aspirator (Suction Pump) |  | ASPIRATORSUCTPUMP-Precision Med-PM65 |  | 7/16/13 | Verified 3/30/2020 4:07pm (Central) |  | Covered PM Repair - Biomedical | MHHS-TMC
NO | YES |  |  |  | 077-05816 | 077-05816 | Precision Medical Inc | PM65 |  |  | TMC-Children's-Pedi Transport (7Hp) | MHHS-TMC |  | Aspirator (Suction Pump) |  | 077-05816 | 077-05816 | TMC | MHHS-TMC | TMC-Children's-Pedi Transport (7Hp) |  | 2/20/19 |  |  |  | ASPIRATORS |  | ASPIRATORSUCTPUMP-Precision Med-PM65 | ASPIRATORSUCTPUMP | PM65 |  |  |  | Precision Med | Aspirator (Suction Pump) |  | ASPIRATORSUCTPUMP-Precision Med-PM65 |  |  | Verified 3/30/2020 4:07pm (Central) |  | Covered PM Repair - Biomedical | MHHS-TMC
NO | YES |  |  |  | 077-08156 | 077-08156 | Precision Medical Inc | PM65 |  |  | TMC-Children's-Pedi Transport (7Hp) | MHHS-TMC |  | Aspirator (Suction Pump) |  | 077-08156 | 077-08156 | TMC | MHHS-TMC | TMC-Children's-Pedi Transport (7Hp) |  | 2/13/19 |  |  |  | ASPIRATORS |  | ASPIRATORSUCTPUMP-Precision Med-PM65 | ASPIRATORSUCTPUMP | PM65 |  |  |  | Precision Med | Aspirator (Suction Pump) |  | ASPIRATORSUCTPUMP-Precision Med-PM65 |  |  | Verified 3/30/2020 4:07pm (Central) |  | Covered PM Repair - Biomedical | MHHS-TMC
NO | YES |  |  |  | 077-09044 | 077-09044 | Precision Medical Inc | PM65 |  |  | TMC-Children's-Pedi Transport (7Hp) | MHHS-TMC |  | Aspirator (Suction Pump) |  | 077-09044 | 077-09044 | TMC | MHHS-TMC | TMC-Children's-Pedi Transport (7Hp) |  | 2/13/19 |  |  |  | ASPIRATORS |  | ASPIRATORSUCTPUMP-Precision Med-PM65 | ASPIRATORSUCTPUMP | PM65 |  |  |  | Precision Med | Aspirator (Suction Pump) |  | ASPIRATORSUCTPUMP-Precision Med-PM65 |  |  | Verified 3/30/2020 4:07pm (Central) |  | Covered PM Repair - Biomedical | MHHS-TMC
NO | YES |  |  |  | 077-09063 | 077-09063 | Precision Medical Inc | PM65 |  |  | TMC-Children's-Pedi Transport (7Hp) | MHHS-TMC |  | Aspirator (Suction Pump) |  | 077-09063 | 077-09063 | TMC | MHHS-TMC | TMC-Children's-Pedi Transport (7Hp) |  | 2/19/19 |  |  |  | ASPIRATORS |  | ASPIRATORSUCTPUMP-Precision Med-PM65 | ASPIRATORSUCTPUMP | PM65 |  |  |  | Precision Med | Aspirator (Suction Pump) |  | ASPIRATORSUCTPUMP-Precision Med-PM65 |  |  | Verified 3/30/2020 4:07pm (Central) |  | Covered PM Repair - Biomedical | MHHS-TMC
NO | YES |  |  |  | 077-09136 | 077-09136 | Precision Medical Inc | PM65 |  |  | TMC-Children's-Pedi Transport (7Hp) | MHHS-TMC |  | Aspirator (Suction Pump) |  | 077-09136 | 077-09136 | TMC | MHHS-TMC | TMC-Children's-Pedi Transport (7Hp) |  | 2/14/19 |  |  |  | ASPIRATORS |  | ASPIRATORSUCTPUMP-Precision Med-PM65 | ASPIRATORSUCTPUMP | PM65 |  |  |  | Precision Med | Aspirator (Suction Pump) |  | ASPIRATORSUCTPUMP-Precision Med-PM65 |  |  | Verified 3/30/2020 4:07pm (Central) |  | Covered PM Repair - Biomedical | MHHS-TMC
NO | YES |  |  |  | 077-09475 | 077-09475 | Precision Medical Inc | PM65 |  |  | TMC-Children's-Pedi Transport (7Hp) | MHHS-TMC |  | Aspirator (Suction Pump) |  | 077-09475 | 077-09475 | TMC | MHHS-TMC | TMC-Children's-Pedi Transport (7Hp) |  | 2/20/19 |  |  |  | ASPIRATORS |  | ASPIRATORSUCTPUMP-Precision Med-PM65 | ASPIRATORSUCTPUMP | PM65 |  |  |  | Precision Med | Aspirator (Suction Pump) |  | ASPIRATORSUCTPUMP-Precision Med-PM65 |  |  | Verified 3/30/2020 4:07pm (Central) |  | Covered PM Repair - Biomedical | MHHS-TMC
NO | YES |  |  |  | 077-09476 | 077-09476 | Precision Medical Inc | PM65 |  |  | TMC-Children's-Pedi Transport (7Hp) | MHHS-TMC |  | Aspirator (Suction Pump) |  | 077-09476 | 077-09476 | TMC | MHHS-TMC | TMC-Children's-Pedi Transport (7Hp) |  | 2/19/19 |  |  |  | ASPIRATORS |  | ASPIRATORSUCTPUMP-Precision Med-PM65 | ASPIRATORSUCTPUMP | PM65 |  |  |  | Precision Med | Aspirator (Suction Pump) |  | ASPIRATORSUCTPUMP-Precision Med-PM65 |  |  | Verified 3/30/2020 4:07pm (Central) |  | Covered PM Repair - Biomedical | MHHS-TMC
NO | NO |  |  |  | 013-38166 |  | Precision Medical Inc | PM65 |  |  | SW - INPATIENT REHAB THERAPY | MHHS-Southwest |  | Aspirator (Suction Pump) |  | 013-38166 |  | Southwest |  | SW - INPATIENT REHAB THERAPY | [5 empty] | ASPIRATORS |  | ASPIRATORSUCTPUMP-Precision Med-PM65 | ASPIRATORSUCTPUMP | PM65 |  |  |  | Precision Med | Aspirator (Suction Pump) |  | ASPIRATORSUCTPUMP-Precision Med-PM65 |  |  |  |  | Covered PM Repair - Biomedical | MHHS-Southwest
NO | NO |  |  |  | 013-38167 |  | Precision Medical Inc | PM65 |  |  | SW - INPATIENT REHAB THERAPY | MHHS-Southwest |  | Aspirator (Suction Pump) |  | 013-38167 |  | Southwest |  | SW - INPATIENT REHAB THERAPY | [5 empty] | ASPIRATORS |  | ASPIRATORSUCTPUMP-Precision Med-PM65 | ASPIRATORSUCTPUMP | PM65 |  |  |  | Precision Med | Aspirator (Suction Pump) |  | ASPIRATORSUCTPUMP-Precision Med-PM65 |  |  |  |  | Covered PM Repair - Biomedical | MHHS-Southwest
NO | NO |  |  |  | 069-16146 |  | Precision/Napco |  |  |  | TMC - LABORATORY - BLOOD BANK (1R) | MHHS-TMC |  | Bath, Water |  | 069-16146 |  | TMC |  | TMC - LABORATORY - BLOOD BANK (1R) | [5 empty] | BATHS, WATER |  | BATHWATER-ThermoFisherSci-181 | BATHWATER |  |  |  |  | ThermoFisherSci | Bath, Water |  |  | BATHWATER-ThermoFisherSci-181 |  |  |  | Covered PM Repair - Biomedical | MHHS-TMC
NO | YES |  |  |  |  | 099-13128 | Precision/Napco |  |  | 9404-003 | SW-Laboratory-Microbiology | MHHS-Southwest |  | Lamp, Head |  |  | 099-13128 | Southwest | MHHS-Southwest | SW-Laboratory-Microbiology | Microbiology | 1/1/20 |  | 1/1/21 |  | INCUBATORS, LABORATORY, THERMOCYCLING | Lamp, Head | LAMPHEAD-Good-Lite Co-6 | LAMPHEAD |  |  |  |  | Good-Lite Co | Lamp, Head |  |  | LAMPHEAD-Good-Lite Co-6 | 8/1/12 |  |  | Covered PM Repair - Biomedical | MHHS-Southwest | [8 empty] | LAMPHEAD | Lamp, Head | Good-Lite Co
YES | YES | Serial Number Cnf |  |  | 099-06806 | 099-06806 | Precor Inc | C846 |  | CNF | Rehab gym |  |  |  |  | 099-06806 | 099-06806 | West | Memorial city-Successful returns | Rehab gym | Suite 1579
NO | YES |  |  |  | 029-06889 | 029-06889 | Precor Inc | EFX 5.23 |  | DFF04Q0017 | SMR-(TMC)-Shepherd Square |  |  |  |  | 029-06889 | 029-06889 | Katy | MHHS-Others | SMR-(TMC)-Shepherd Square | Shephard Square |  |  |  | No pm
NO | YES |  |  |  | 099-00250 | 099-00250 | Precor Inc | EFX 576i |  | AA32E04050014 | SMR-(TMC)-Shepherd Square |  |  |  |  | 099-00250 | 099-00250 | Katy | MHHS-Others | SMR-(TMC)-Shepherd Square | Shephard Square |  |  |  | No pm |  | Exerciser/Ergometer, Rower | EXERCISERERGROWER-Precor Inc-EFX 576i | [12 empty] | EER-A | [9 empty] | Exerciser/Ergometer, Rower | EXERCISERERGROWER | Exerciser/Ergometer, Rower | Precor Inc
YES | YES |  |  |  | 099-13717 | 099-13717 | Precor Inc | Trm 811 |  | AGNBE05150024 | SW - Cardiac Rehab |  |  |  |  | 099-13717 | 099-13717 | Southwest | Memorial Hermann Southwest Hospital | SW - Cardiac Rehab | Cardiac Rehab Gym | 11/1/19 |  | 11/1/20 | New Add
NO | YES |  |  |  | 041-20009 | 041-20009 | Precor USA Inc | 932i |  | AXGTL23150002 | SMR - (CY) - CYPRESS CCC (MP1) | MHHS-SMR |  | Treadmill |  | 041-20009 | 041-20009 | Northwest | MHHS-Others | SMR - (CY) - CYPRESS CCC (MP1) | Rehab | 3/1/20 | 3/1/19 |  |  | TREADMILLS | Treadmill | TREADMILL-Precor Inc-932i | TREADMILL | 932i |  |  |  | Precor Inc | Treadmill |  |  | TREADMILL-Precor Inc-932i |  |  | TREAD-A | Covered PM Repair - Biomedical | MHHS-SMR | [8 empty] | TREADMILL | Treadmill | Precor Inc
NO | YES |  |  |  | 041-20010 | 041-20010 | Precor USA Inc | 932i |  | AXGTL23150001 | SMR - (CY) - CYPRESS CCC (MP1) | MHHS-SMR |  | Treadmill |  | 041-20010 | 041-20010 | Northwest | MHHS-Others | SMR - (CY) - CYPRESS CCC (MP1) | Gym floor | 5/1/19 | 5/1/20 |  |  | TREADMILLS | Treadmill | TREADMILL-Precor Inc-932i | TREADMILL | 932i |  |  |  | Precor Inc | Treadmill |  |  | TREADMILL-Precor Inc-932i | 11/29/17 |  | TREAD-A | Covered PM Repair - Biomedical | MHHS-SMR | [8 empty] | TREADMILL | Treadmill | Precor Inc
NO | YES |  |  |  | 583-00993 | 583-00993 | Precor USA Inc | 932i |  | AXGTB10150006 | SMR-(KY)-South Katy CCC | MHHS-SMR |  | Treadmill |  | 583-00993 | 583-00993 | Katy | MHHS-Others | SMR-(KY)-South Katy CCC | Rehab | 8/1/18 | 8/1/20 |  |  | TREADMILLS | Treadmill | TREADMILL-Precor Inc-932i | TREADMILL | 932i |  |  |  | Precor Inc | Treadmill |  |  | TREADMILL-Precor Inc-932i |  |  | TREAD-A | Covered PM Repair - Biomedical | MHHS-SMR | [8 empty] | TREADMILL | Treadmill | Precor Inc
NO | YES |  |  |  | 000-05044 | 000-05044 | Precor USA Inc | 932i |  | AXGTE22120009 | SMR - (MC) - MC IRONMAN [GARAGE5-STE101] | MHHS-SMR |  | Treadmill |  | 000-05044 | 000-05044 | West | MHHS-Others | SMR - (MC) - MC IRONMAN [GARAGE5-STE101] | Ironman | 6/1/19 |  |  |  | TREADMILLS |  | TREADMILL-Precor Inc-932i | TREADMILL | 932i |  |  |  | Precor Inc | Treadmill |  |  | TREADMILL-Precor Inc-932i |  |  |  | Covered PM Repair - Biomedical | MHHS-SMR
NO | YES |  |  |  | 000-04125 | 000-04125 | Precor USA Inc | 932i |  | AXGTA29180041 | SMR-(NE)-Kingwood CCC | MHHS-SMR |  | Treadmill |  | 000-04125 | 000-04125 | Katy | MHHS-Others | SMR-(NE)-Kingwood CCC | Main floor | 10/1/19 | 10/1/20 |  |  | TREADMILLS | Treadmill | TREADMILL-Precor Inc-932i | TREADMILL | 932i |  |  |  | Precor Inc | Treadmill |  |  | TREADMILL-Precor Inc-932i |  |  | TREAD-A | Covered PM Repair - Biomedical | MHHS-SMR | [8 empty] | TREADMILL | Treadmill | Precor Inc
NO | YES |  |  |  | 129-06661 | 129-06661 | Precor USA Inc | 932i |  | AXGTE22120008 | SMR-(PL)-Pearland East | MHHS-SMR |  | Treadmill |  | 129-06661 | 129-06661 | Pearland | MHHS-Others | SMR-(PL)-Pearland East | Rehab | 9/1/19 | 9/1/20 |  |  | TREADMILLS | Treadmill | TREADMILL-Precor Inc-932i | TREADMILL | 932i |  |  |  | Precor Inc | Treadmill |  |  | TREADMILL-Precor Inc-932i |  |  | TREAD-A | Covered PM Repair - Biomedical | MHHS-SMR | [8 empty] | TREADMILL | Treadmill | Precor Inc
NO | YES |  |  |  | 005-12349 | 005-12349 | Precor USA Inc | 932i |  | AXGTH30170028 | SMR - (SE) - LEAGUE CITY CCC | MHHS-SMR |  | Treadmill |  | 005-12349 | 005-12349 | Southeast | MHHS-Others | SMR - (SE) - LEAGUE CITY CCC | Sports center rehab | 4/1/19 |  |  |  | TREADMILLS | Treadmill | TREADMILL-Precor Inc-932i | TREADMILL | 932i |  |  |  | Precor Inc | Treadmill |  |  | TREADMILL-Precor Inc-932i | 10/1/13 |  | TREAD-A | Covered PM Repair - Biomedical | MHHS-SMR | [8 empty] | TREADMILL | Treadmill | Precor Inc
NO | YES |  |  |  | 129-04727 | 129-04727 | Precor USA Inc | 932i |  | AXGTA12120030 | SMR - (SL) - SIENNA PLANTATION | MHHS-SMR |  | Treadmill |  | 129-04727 | 129-04727 | Sugar Land |  | SMR - (SL) - SIENNA PLANTATION |  | 4/1/19 | 4/1/20 |  |  | TREADMILLS | Treadmill | TREADMILL-Precor Inc-932i | TREADMILL | 932i |  |  |  | Precor Inc | Treadmill |  |  | TREADMILL-Precor Inc-932i | 10/2/20 |  | TREAD-A | Not Covered Vendor Only - Biomedical | MHHS-SMR | [8 empty] | TREADMILL | Treadmill | Precor Inc
NO | YES |  |  |  | 129-05586 | 129-05586 | Precor USA Inc | 932i |  | AXGTE08120011 | SMR - (SL) - SL IRONMAN [MP2-STE100] | MHHS-SMR |  | Treadmill |  | 129-05586 | 129-05586 | Sugar Land | MHHS-Others | SMR - (SL) - SL IRONMAN [MP2-STE100] | Gym | 3/1/19 |  | 3/1/20 |  | TREADMILLS | Treadmill | TREADMILL-Precor Inc-932i | TREADMILL | 932i |  |  |  | Precor Inc | Treadmill |  |  | TREADMILL-Precor Inc-932i | 10/2/20 |  | TREAD-A | Not Covered Vendor Only - Biomedical | MHHS-SMR | [8 empty] | TREADMILL | Treadmill | Precor Inc
NO | YES |  |  |  | 129-04724 | 129-04724 | Precor USA Inc | 932i |  | AXGTA12120006 | SMR - (SL) - WILLIAMS TRACE | MHHS-SMR |  | Treadmill |  | 129-04724 | 129-04724 | Sugar Land | Memorial Hermann Sports Medicine | SMR - (SL) - WILLIAMS TRACE | Gym | 3/1/19 | 3/1/20 |  |  | TREADMILLS | Treadmill | TREADMILL-Precor Inc-932i | TREADMILL | 932i |  |  |  | Precor Inc | Treadmill |  |  | TREADMILL-Precor Inc-932i | 10/2/20 |  | TREAD-A | Not Covered Vendor Only - Biomedical | MHHS-SMR | [8 empty] | TREADMILL | Treadmill | Precor Inc
NO | YES |  |  |  | 129-05595 | 129-05595 | Precor USA Inc | 932i |  | AXGTJ22130036 | SMR - (SL) - WILLIAMS TRACE | MHHS-SMR |  | Treadmill |  | 129-05595 | 129-05595 | Sugar Land | Memorial Hermann Sports Medicine | SMR - (SL) - WILLIAMS TRACE | Gym | 3/1/19 | 3/1/20 |  |  | TREADMILLS | Treadmill | TREADMILL-Precor Inc-932i | TREADMILL | 932i |  |  |  | Precor Inc | Treadmill |  |  | TREADMILL-Precor Inc-932i | 8/9/14 |  | TREAD-A | Covered PM Repair - Biomedical | MHHS-SMR | [8 empty] | TREADMILL | Treadmill | Precor Inc
NO | YES |  |  |  | 129-04792 | 129-04792 | Precor USA Inc | 932i |  | AXGTA04120004 | SMR - (STX) - RBJ - RICHMOND | MHHS-SMR |  | Treadmill |  | 129-04792 | 129-04792 | South | Sports med | SMR - (STX) - RBJ - RICHMOND | Sports med | 10/1/19 | 10/1/20 |  |  | TREADMILLS | Treadmill | TREADMILL-Precor Inc-932i | TREADMILL | 932i |  |  |  | Precor Inc | Treadmill |  |  | TREADMILL-Precor Inc-932i | 8/9/14 |  | TREAD-A | Covered PM Repair - Biomedical | MHHS-SMR | [8 empty] | TREADMILL | Treadmill | Precor Inc
NO | YES |  |  |  | 013-35851 | 013-35851 | Precor USA Inc | 932i |  | AXGTD09120023 | SMR-(SW)-Southwest (Mp4) | MHHS-SMR |  | Treadmill |  | 013-35851 | 013-35851 | Southwest | MHHS-Others | SMR-(SW)-Southwest (Mp4) | Suite 570 | 4/1/19 |  | 4/1/20 |  | TREADMILLS | Treadmill | TREADMILL-Precor Inc-932i | TREADMILL | 932i |  |  |  | Precor Inc | Treadmill |  |  | TREADMILL-Precor Inc-932i |  |  | TREAD-A | Covered PM Repair - Biomedical | MHHS-SMR | [8 empty] | TREADMILL | Treadmill | Precor Inc
NO | YES |  |  |  | 029-11570 | 029-11570 | Precor USA Inc | 932i |  | AXGTH11160016 | SMR-(WDLS)-Spring CCC | MHHS-SMR |  | Treadmill |  | 029-11570 | 029-11570 | Woodlands | MHHS-Others | SMR-(WDLS)-Spring CCC |  | 11/1/19 |  | 11/1/20 |  | TREADMILLS | Treadmill | TREADMILL-Precor Inc-932i | TREADMILL | 932i |  |  |  | Precor Inc | Treadmill |  |  | TREADMILL-Precor Inc-932i |  |  | TREAD-A | Covered PM Repair - Biomedical | MHHS-SMR | [8 empty] | TREADMILL | Treadmill | Precor Inc
NO | NO |  |  |  | 929-01014 |  | Precor USA Inc | 932i |  | AXGTF22150022 | SMR - (MHOSH) - BELLAIRE | MHHS-SMR |  | Treadmill |  | 929-01014 |  | Central & Greater Heights |  | SMR - (MHOSH) - BELLAIRE | [5 empty] | TREADMILLS |  | TREADMILL-Precor Inc-932i | TREADMILL | 932i |  |  |  | Precor Inc | Treadmill |  |  | TREADMILL-Precor Inc-932i |  |  |  | Covered PM Repair - Biomedical | MHHS-SMR
NO | NO |  |  |  | 929-01015 |  | Precor USA Inc | 932i |  | AXGTF15150009 | SMR - (MHOSH) - BELLAIRE | MHHS-SMR |  | Treadmill |  | 929-01015 |  | Central & Greater Heights |  | SMR - (MHOSH) - BELLAIRE | [5 empty] | TREADMILLS |  | TREADMILL-Precor Inc-932i | TREADMILL | 932i |  |  |  | Precor Inc | Treadmill |  |  | TREADMILL-Precor Inc-932i |  |  |  | Covered PM Repair - Biomedical | MHHS-SMR
NO | NO |  |  |  | 005-11576 |  | Precor USA Inc | 932i |  | AXGTH18160031 | SMR - (SE) - CLEAR LAKE (WEBSTER) | MHHS-SMR |  | Treadmill |  | 005-11576 |  | Southeast & Bay Area |  | SMR - (SE) - CLEAR LAKE (WEBSTER) | [5 empty] | TREADMILLS |  | TREADMILL-Precor Inc-932i | TREADMILL | 932i |  |  |  | Precor Inc | Treadmill |  |  | TREADMILL-Precor Inc-932i |  |  |  | Covered PM Repair - Biomedical | MHHS-SMR
NO | NO |  |  |  | 005-33592 |  | Precor USA Inc | 932i |  | AXGTA29180038 | SMR - (SE) - EAST HOUSTON | MHHS-SMR |  | Treadmill |  | 005-33592 |  | Southeast & Bay Area |  | SMR - (SE) - EAST HOUSTON | [5 empty] | TREADMILLS |  | TREADMILL-Precor Inc-932i | TREADMILL | 932i |  |  |  | Precor Inc | Treadmill |  |  | TREADMILL-Precor Inc-932i |  |  |  | Covered PM Repair - Biomedical | MHHS-SMR
NO | NO |  |  |  | 013-19218 |  | Precor USA Inc | 932i |  | AXGTH24100010 | SMR - (TMC) - GREENWAY PLAZA | MHHS-SMR |  | Treadmill |  | 013-19218 |  | TMC |  | SMR - (TMC) - GREENWAY PLAZA | [5 empty] | TREADMILLS |  | TREADMILL-Precor Inc-932i | TREADMILL | 932i |  |  |  | Precor Inc | Treadmill |  |  | TREADMILL-Precor Inc-932i |  |  |  | Covered PM Repair - Biomedical | MHHS-SMR
NO | NO |  |  |  | 013-35209 |  | Precor USA Inc | 932i |  | AXGTD09120024 | SMR - (TMC) - GREENWAY PLAZA | MHHS-SMR |  | Treadmill |  | 013-35209 |  | TMC |  | SMR - (TMC) - GREENWAY PLAZA | [5 empty] | TREADMILLS |  | TREADMILL-Precor Inc-932i | TREADMILL | 932i |  |  |  | Precor Inc | Treadmill |  |  | TREADMILL-Precor Inc-932i |  |  |  | Covered PM Repair - Biomedical | MHHS-SMR
NO | NO |  |  |  | 029-10090 |  | Precor USA Inc | 932i |  | AXGTG15150005 | SMR - (WDLS) - CONROE SOUTH | MHHS-SMR |  | Treadmill |  | 029-10090 |  | Woodlands |  | SMR - (WDLS) - CONROE SOUTH | [5 empty] | TREADMILLS |  | TREADMILL-Precor Inc-932i | TREADMILL | 932i |  |  |  | Precor Inc | Treadmill |  |  | TREADMILL-Precor Inc-932i |  |  |  | Covered PM Repair - Biomedical | MHHS-SMR
NO | NO |  |  |  | 041-16664 |  | Precor USA Inc | C846 |  |  | MEMORIAL CITY - SUCCESSFUL RETURNS | MHHS-Mem City |  | Exerciser/Ergometer, Bicycle |  | 041-16664 |  | West & Memorial City |  | MEMORIAL CITY - SUCCESSFUL RETURNS | [5 empty] | EXERCISERS |  | EXERCISERERGBICYCLE-Precor Inc-C846 | EXERCISERERGBICYCLE | C846 |  |  |  | Precor Inc | Exerciser/Ergometer, Bicycle |  |  | EXERCISERERGBICYCLE-Precor Inc-C846 |  |  |  | Not Covered Vendor Only - Biomedical | MHHS-Mem City
NO | YES |  |  |  | 129-01975 | 129-01975 | Precor USA Inc | C8461 |  | ATPYH24050011 | SMR - (SL) - WILLIAMS TRACE | MHHS-SMR |  |  |  | 129-01975 | 129-01975 | Sugar Land |  | SMR - (SL) - WILLIAMS TRACE |  | 3/1/19 | 3/1/20 |  |  | EXERCISERS |  | .needs class | [10 empty] | 11/1/20 |  |  | Not Covered Vendor Only - Biomedical | MHHS-SMR
NO | YES |  |  |  | 129-01976 | 129-01976 | Precor USA Inc | C8461 |  | ATPYH22050009 | SMR - (SL) - WILLIAMS TRACE | MHHS-SMR |  |  |  | 129-01976 | 129-01976 | Sugar Land |  | SMR - (SL) - WILLIAMS TRACE |  | 3/1/19 | 3/1/20 |  |  | EXERCISERS |  | .needs class | [10 empty] | 11/1/20 |  |  | Not Covered Vendor Only - Biomedical | MHHS-SMR
NO | NO |  |  |  | 129-01977 |  | Precor USA Inc | C846I |  | A965H26050006 | SMR - (SL) - WILLIAMS TRACE | MHHS-SMR |  | Exerciser/Ergometer, Bicycle |  | 129-01977 |  | Sugar Land |  | SMR - (SL) - WILLIAMS TRACE | [5 empty] | EXERCISERS |  | EXERCISERERGBICYCLE-Precor Inc-C846i | EXERCISERERGBICYCLE | C846i |  |  |  | Precor Inc | Exerciser/Ergometer, Bicycle |  |  | EXERCISERERGBICYCLE-Precor Inc-C846i |  |  |  | Not Covered Vendor Only - Biomedical | MHHS-SMR
NO | NO |  |  |  | 069-28813 |  | Precor USA Inc | C846I |  | AA33C24050013 | SMR - (TMC) - SHEPHERD SQUARE | MHHS-SMR |  | Exerciser/Ergometer, Bicycle |  | 069-28813 |  | TMC |  | SMR - (TMC) - SHEPHERD SQUARE | [5 empty] | EXERCISERS |  | EXERCISERERGBICYCLE-Precor Inc-C846i | EXERCISERERGBICYCLE | C846i |  |  |  | Precor Inc | Exerciser/Ergometer, Bicycle |  |  | EXERCISERERGBICYCLE-Precor Inc-C846i |  |  |  | Not Covered Vendor Only - Biomedical | MHHS-SMR
NO | NO |  |  |  | 069-24109 |  | Precor USA Inc | C846I |  | N/A | TMC - JONES - INPATIENT REHAB (4J) | MHHS-TMC |  | Exerciser/Ergometer, Bicycle |  | 069-24109 |  | TMC |  | TMC - JONES - INPATIENT REHAB (4J) | [5 empty] | EXERCISERS |  | EXERCISERERGBICYCLE-Precor Inc-C846i | EXERCISERERGBICYCLE | C846i |  |  |  | Precor Inc | Exerciser/Ergometer, Bicycle |  |  | EXERCISERERGBICYCLE-Precor Inc-C846i |  |  |  | Not Covered Vendor Only - Biomedical | MHHS-TMC
NO | YES |  |  |  | 013-36365 | 013-36365 | Precor USA Inc | C946I |  | AXGTH 081 20029 | SMR-(SW)-Southwest (Mp4) | MHHS-SMR |  |  |  | 013-36365 | 013-36365 | Southwest | MHHS-Others | SMR-(SW)-Southwest (Mp4) | Suite 570 | 4/1/19 |  | 4/1/20 |  | TREADMILLS |  | .needs class | [10 empty] | 11/1/20 |  |  | Not Covered Vendor Only - Biomedical | MHHS-SMR
NO | NO |  |  |  | 069-27216 |  | Precor USA Inc | C952I |  | AAANC15050022 | SMR - (TMC) - SHEPHERD SQUARE | MHHS-SMR |  |  |  | 069-27216 |  | TMC |  | SMR - (TMC) - SHEPHERD SQUARE | [5 empty] | EXERCISERS |  | .needs class | [13 empty] | Not Covered Vendor Only - Biomedical | MHHS-SMR
NO | YES |  |  |  | 005-04616 | 005-04616 | Precor USA Inc | C954I |  | XBL08R0026 | SMR-(PL)-Pearland West (Silverlake) | MHHS-SMR |  | Treadmill |  | 005-04616 | 005-04616 | Pearland | MHHS-Others | SMR-(PL)-Pearland West (Silverlake) | Sports med | 9/1/19 | 2/1/20 |  |  | EXERCISERS | Treadmill | TREADMILL-Precor Inc-C954I | TREADMILL | C954I |  |  |  | Precor Inc | Treadmill |  |  | TREADMILL-Precor Inc-C954I | 11/1/20 |  | TREAD-A | Not Covered Vendor Only - Biomedical | MHHS-SMR | [8 empty] | TREADMILL | Treadmill | Precor Inc
NO | YES |  |  |  | 005-04617 | 005-04617 | Precor USA Inc | C954I |  | XBA05S0005 | SMR-(PL)-Pearland West (Silverlake) | MHHS-SMR |  | Treadmill |  | 005-04617 | 005-04617 | Pearland | MHHS-Others | SMR-(PL)-Pearland West (Silverlake) | Sports med | 9/1/19 | 11/1/20 |  |  | EXERCISERS | Treadmill | TREADMILL-Precor Inc-C954I | TREADMILL | C954I |  |  |  | Precor Inc | Treadmill |  |  | TREADMILL-Precor Inc-C954I | 11/1/20 |  | TREAD-A | Not Covered Vendor Only - Biomedical | MHHS-SMR | [8 empty] | TREADMILL | Treadmill | Precor Inc
NO | YES |  |  |  | 000-02729 | 000-02729 | Precor USA Inc | C956 |  | 58b06p0041 | SMR-(STX)-Wharton | MHHS-SMR |  | Treadmill |  | 000-02729 | 000-02729 | South | MHHS-Others | SMR-(STX)-Wharton | Gym floor | 10/1/19 | 10/1/20 |  |  | TREADMILLS | Treadmill | TREADMILL-Precor Inc-C956 | TREADMILL | C956 |  |  |  | Precor Inc | Treadmill |  |  | TREADMILL-Precor Inc-C956 | 11/1/20 |  | TREAD-A | Not Covered Vendor Only - Biomedical | MHHS-SMR | [8 empty] | TREADMILL | Treadmill | Precor Inc
NO | YES |  |  |  | 041-16533 | 041-16533 | Precor USA Inc | C964I |  | 3BF05M0010 | Rehab gym | MHHS-Mem City |  |  |  | 041-16533 | 041-16533 | West | Memorial city-Successful returns | Rehab gym | Suite 1579 | 3/1/19 |  | 3/1/20 |  | TREADMILLS |  | .needs class | [10 empty] | 11/1/20 |  |  | Not Covered Vendor Only - Biomedical | MHHS-Mem City
NO | YES |  |  |  |  | 099-13718 | Precor USA Inc | C964I |  | 3EI09L0004 | SW-Cardiac Rehab | MHHS-Southwest |  |  |  |  | 099-13718 | Southwest | MHHS-Southwest | SW-Cardiac Rehab | Cardiac Rehab Gym | 12/1/19 |  | 12/1/20 |  | TREADMILLS |  | .needs class | [10 empty] | 11/1/20 |  |  | Not Covered Vendor Only - Biomedical | MHHS-Southwest
NO | NO |  |  |  | 241-00493 |  | Precor USA Inc | C964I |  | 1QJ29J0004 | SMR - (TMC) - GREENWAY PLAZA | MHHS-SMR |  |  |  | 241-00493 |  | TMC |  | SMR - (TMC) - GREENWAY PLAZA | [5 empty] | TREADMILLS |  | .needs class | [13 empty] | Not Covered Vendor Only - Biomedical | MHHS-SMR
NO | YES |  |  |  | 029-05967 | 029-05967 | Precor USA Inc | EFX524 |  | I7C20Q0004 | SMR-(WDLS)-Conroe North | MHHS-SMR |  |  |  | 029-05967 | 029-05967 | Woodlands | MHHS-Others | SMR-(WDLS)-Conroe North | Open Gym | 8/1/19 |  | 8/1/20 |  | EXERCISERS |  | .needs class | [13 empty] | Not Covered Vendor Only - Biomedical | MHHS-SMR
NO | YES |  |  |  | 005-04619 | 005-04619 | Precor USA Inc | EFX524E |  | AXFGA06050025 | SMR-(PL)-Pearland West (Silverlake) | MHHS-SMR |  |  |  | 005-04619 | 005-04619 | Pearland | MHHS-Others | SMR-(PL)-Pearland West (Silverlake) | Sports med | 9/1/19 | 9/1/20 |  |  | EXERCISERS |  | .needs class | [13 empty] | Not Covered Vendor Only - Biomedical | MHHS-SMR
NO | YES |  |  |  | 129-07686 | 129-07686 | Precor USA Inc | EFX524E |  | AXFGD14050005 | SMR - (SL) - SIENNA PLANTATION | MHHS-SMR |  |  |  | 129-07686 | 129-07686 | Sugar Land |  | SMR - (SL) - SIENNA PLANTATION |  | 4/1/19 | 4/1/20 |  |  | EXERCISERS |  | .needs class | [13 empty] | Not Covered Vendor Only - Biomedical | MHHS-SMR
NO | YES |  |  |  | 129-06817 | 129-06817 | Precor USA Inc | EFX532 |  | NJNGI07110007 | SMR - (SL) - SL IRONMAN [MP2-STE100] | MHHS-SMR |  |  |  | 129-06817 | 129-06817 | Sugar Land | MHHS-Others | SMR - (SL) - SL IRONMAN [MP2-STE100] | Gym | 3/1/19 |  | 3/1/20 |  | EXERCISERS |  | .needs class | [10 empty] | 12/7/19 |  |  | Covered PM Repair - Biomedical | MHHS-SMR
NO | YES | [5 empty] | Precor USA Inc | EFX544 |  | NSN | GH-Cardiac Rehab | MHHS-Greater Heights |  | Exerciser/Ergometer, Bicycle |  |  |  | Central & Greater Heights | MHHS-Greater Heights | GH-Cardiac Rehab |  | 7/1/18 |  | 7/1/19 |  | EXERCISERS | Exerciser/Ergometer, Bicycle | EXERCISERERGBICYCLE-Precor Inc-EFX544 | EXERCISERERGBICYCLE | EFX544 |  |  |  | Precor Inc | Exerciser/Ergometer, Bicycle |  |  | EXERCISERERGBICYCLE-Precor Inc-EFX544 | 1/3/19 |  | EEB-A | Covered PM Repair - Biomedical | MHHS-Greater Heights | [8 empty] | EXERCISERERGBICYCLE | Exerciser/Ergometer, Bicycle | Precor Inc
NO | YES |  |  |  | 241-01462 | 241-01462 | Precor USA Inc | EFX544 |  |  | SMR - (SE) - PASADENA | MHHS-SMR |  | Exerciser/Ergometer, Bicycle |  | 241-01462 | 241-01462 | Southeast | Memorial Hermann Sports Medicine | SMR - (SE) - PASADENA | 4804 East | 4/1/19 |  |  |  | EXERCISERS | Exerciser/Ergometer, Bicycle | EXERCISERERGBICYCLE-Precor Inc-EFX544 | EXERCISERERGBICYCLE | EFX544 |  |  |  | Precor Inc | Exerciser/Ergometer, Bicycle |  |  | EXERCISERERGBICYCLE-Precor Inc-EFX544 | 1/11/19 |  | EEB-A | Covered PM Repair - Biomedical | MHHS-SMR | [8 empty] | EXERCISERERGBICYCLE | Exerciser/Ergometer, Bicycle | Precor Inc
NO | YES |  |  |  |  | 029-01164 | Precor USA Inc | EFX544 |  | NSN | SMR-(WDLS)-Med Plaza 4 (Mp4) | MHHS-SMR |  | Exerciser/Ergometer, Bicycle |  |  | 029-01164 | Woodlands | MHHS-Others | SMR-(WDLS)-Med Plaza 4 (Mp4) | Open Gym | 8/1/19 |  | 8/1/20 |  | EXERCISERS | Exerciser/Ergometer, Bicycle | EXERCISERERGBICYCLE-Precor Inc-EFX544 | EXERCISERERGBICYCLE | EFX544 |  |  |  | Precor Inc | Exerciser/Ergometer, Bicycle |  |  | EXERCISERERGBICYCLE-Precor Inc-EFX544 | 9/26/19 |  | EEB-A | Covered PM Repair - Biomedical | MHHS-SMR | [8 empty] | EXERCISERERGBICYCLE | Exerciser/Ergometer, Bicycle | Precor Inc
NO | YES |  |  |  | 041-16534 | 041-16534 | Precor USA Inc | EFX546 |  | 4HI08L0029 | Rehab gym | MHHS-Mem City |  | Exerciser/Ergometer, Bicycle |  | 041-16534 | 041-16534 | West | Memorial city-Successful returns | Rehab gym | Suite 1579 | 3/1/19 |  | 3/1/20 |  | EXERCISERS |  | EXERCISERERGBICYCLE-Precor Inc-EFX 546 | EXERCISERERGBICYCLE | EFX 546 |  |  |  | Precor Inc | Exerciser/Ergometer, Bicycle |  |  | EXERCISERERGBICYCLE-Precor Inc-EFX 546 | 10/3/22 |  |  | Not Covered Vendor Only - Biomedical | MHHS-Mem City
NO | YES |  |  |  | 041-16535 | 041-16535 | Precor USA Inc | EFX546 |  | 75G25N0047 | Rehab gym | MHHS-Mem City |  | Exerciser/Ergometer, Bicycle |  | 041-16535 | 041-16535 | West | Memorial city-Successful returns | Rehab gym | Suite 1579 | 3/1/19 |  | 3/1/20 |  | EXERCISERS |  | EXERCISERERGBICYCLE-Precor Inc-EFX 546 | EXERCISERERGBICYCLE | EFX 546 |  |  |  | Precor Inc | Exerciser/Ergometer, Bicycle |  |  | EXERCISERERGBICYCLE-Precor Inc-EFX 546 |  |  |  | Covered PM Repair - Biomedical | MHHS-Mem City
NO | YES |  |  |  | 005-03388 | 005-03388 | Precor USA Inc | EFX546 |  | 4ha11l0090 | SMR-(PL)-Pearland East | MHHS-SMR |  | Exerciser/Ergometer, Bicycle |  | 005-03388 | 005-03388 | Pearland | MHHS-Others | SMR-(PL)-Pearland East | Rehab | 9/1/19 | 9/1/20 |  |  | EXERCISERS | Exerciser/Ergometer, Bicycle | EXERCISERERGBICYCLE-Precor Inc-EFX 546 | EXERCISERERGBICYCLE | EFX 546 |  |  |  | Precor Inc | Exerciser/Ergometer, Bicycle |  |  | EXERCISERERGBICYCLE-Precor Inc-EFX 546 |  |  | EEB-A | Covered PM Repair - Biomedical | MHHS-SMR | [8 empty] | EXERCISERERGBICYCLE | Exerciser/Ergometer, Bicycle | Precor Inc
NO | YES |  |  |  | 013-08562 | 013-08562 | Precor USA Inc | EFX546 |  | DCC25P0049 | SMR-(SW)-Southwest (Mp4) | MHHS-SMR |  | Exerciser/Ergometer, Bicycle |  | 013-08562 | 013-08562 | Southwest | MHHS-Others | SMR-(SW)-Southwest (Mp4) | Suite 570 | 4/1/19 |  | 4/1/20 |  | EXERCISERS | Exerciser/Ergometer, Bicycle | EXERCISERERGBICYCLE-Precor Inc-EFX 546 | EXERCISERERGBICYCLE | EFX 546 |  |  |  | Precor Inc | Exerciser/Ergometer, Bicycle |  |  | EXERCISERERGBICYCLE-Precor Inc-EFX 546 |  |  | EEB-A | Covered PM Repair - Biomedical | MHHS-SMR | [8 empty] | EXERCISERERGBICYCLE | Exerciser/Ergometer, Bicycle | Precor Inc
NO | YES |  |  |  |  | 099-13679 | Precor USA Inc | EFX546 |  | 4hi02l0055 | SW-Cardiac Rehab | MHHS-Southwest |  | Exerciser/Ergometer, Bicycle |  |  | 099-13679 | Southwest | MHHS-Southwest | SW-Cardiac Rehab | Nursing | 9/1/19 |  | 9/1/20 |  | EXERCISERS | Exerciser/Ergometer, Bicycle | EXERCISERERGBICYCLE-Precor Inc-EFX 546 | EXERCISERERGBICYCLE | EFX 546 |  |  |  | Precor Inc | Exerciser/Ergometer, Bicycle |  |  | EXERCISERERGBICYCLE-Precor Inc-EFX 546 |  |  | EEB-A | Covered PM Repair - Biomedical | MHHS-Southwest | [8 empty] | EXERCISERERGBICYCLE | Exerciser/Ergometer, Bicycle | Precor Inc
NO | YES |  |  |  | 129-02060 | 129-02060 | Precor USA Inc | EFX546 |  | DCI14N0021 | SMR-(WDLS)-Spring Sports Park | MHHS-SMR |  | Exerciser/Ergometer, Bicycle |  | 129-02060 | 129-02060 | Woodlands | MHHS-Others | SMR-(WDLS)-Spring Sports Park | Sport rehab | 8/1/19 |  | 8/1/20 |  | EXERCISERS | Exerciser/Ergometer, Bicycle | EXERCISERERGBICYCLE-Precor Inc-EFX 546 | EXERCISERERGBICYCLE | EFX 546 |  |  |  | Precor Inc | Exerciser/Ergometer, Bicycle |  |  | EXERCISERERGBICYCLE-Precor Inc-EFX 546 | 3/29/19 |  | EEB-A | Covered PM Repair - Biomedical | MHHS-SMR | [8 empty] | EXERCISERERGBICYCLE | Exerciser/Ergometer, Bicycle | Precor Inc
NO | NO |  |  |  | 013-36851 |  | Precor USA Inc | EFX546 |  | AJMEF07060018 | SMR - (TMC) - GREENWAY PLAZA | MHHS-SMR |  | Exerciser/Ergometer, Bicycle |  | 013-36851 |  | TMC |  | SMR - (TMC) - GREENWAY PLAZA | [5 empty] | EXERCISERS |  | EXERCISERERGBICYCLE-Precor Inc-EFX 546 | EXERCISERERGBICYCLE | EFX 546 |  |  |  | Precor Inc | Exerciser/Ergometer, Bicycle |  |  | EXERCISERERGBICYCLE-Precor Inc-EFX 546 |  |  |  | Covered PM Repair - Biomedical | MHHS-SMR
NO | YES | [5 empty] | Precor USA Inc | EFX546I |  | 9AK01M0020 | SMR - (SE) - BEAUMONT | MHHS-SMR |  | Exerciser/Ergometer, Rower |  |  |  | Southeast & Bay Area |  | SMR - (SE) - BEAUMONT |  | 03/27/2019 |  |  |  | EXERCISERS |  | EXERCISERERGROWER-Precor Inc-EFX 546 I | EXERCISERERGROWER | EFX 546 I |  |  |  | Precor Inc | Exerciser/Ergometer, Rower |  |  | EXERCISERERGROWER-Precor Inc-EFX 546 I | 05/02/2013 |  |  | Covered PM Repair - Biomedical | MHHS-SMR
NO | YES |  |  |  | 129-01959 | 129-01959 | Precor USA Inc | EFX546I |  | AA32E04050001 | SMR - (SL) - WILLIAMS TRACE | MHHS-SMR |  | Exerciser/Ergometer, Rower |  | 129-01959 | 129-01959 | Sugar Land |  | SMR - (SL) - WILLIAMS TRACE |  | 3/1/19 | 3/1/20 |  |  | EXERCISERS | Exerciser/Ergometer, Rower | EXERCISERERGROWER-Precor Inc-EFX 546 I | EXERCISERERGROWER | EFX 546 I |  |  |  | Precor Inc | Exerciser/Ergometer, Rower |  |  | EXERCISERERGROWER-Precor Inc-EFX 546 I | 6/12/20 |  | EER-A | Not Covered Vendor Only - Biomedical | MHHS-SMR | [8 empty] | EXERCISERERGROWER | Exerciser/Ergometer, Rower | Precor Inc
NO | YES |  |  |  | 129-01961 | 129-01961 | Precor USA Inc | EFX546I |  | AA32E04050053 | SMR - (SL) - WILLIAMS TRACE | MHHS-SMR |  | Exerciser/Ergometer, Rower |  | 129-01961 | 129-01961 | Sugar Land |  | SMR - (SL) - WILLIAMS TRACE |  | 3/1/19 | 3/1/20 |  |  | EXERCISERS | Exerciser/Ergometer, Rower | EXERCISERERGROWER-Precor Inc-EFX 546 I | EXERCISERERGROWER | EFX 546 I |  |  |  | Precor Inc | Exerciser/Ergometer, Rower |  |  | EXERCISERERGROWER-Precor Inc-EFX 546 I | 3/13/19 |  | EER-A | Covered PM Repair - Biomedical | MHHS-SMR | [8 empty] | EXERCISERERGROWER | Exerciser/Ergometer, Rower | Precor Inc
NO | YES |  |  |  | 241-02438 | 241-02438 | Precor USA Inc | EFX546I |  | 4HG25M0056 | SMR - (STX) - RBJ - RICHMOND | MHHS-SMR |  | Exerciser/Ergometer, Rower |  | 241-02438 | 241-02438 | South | Sports med | SMR - (STX) - RBJ - RICHMOND | Sports med | 10/1/19 | 10/1/20 |  |  | EXERCISERS | Exerciser/Ergometer, Rower | EXERCISERERGROWER-Precor Inc-EFX 546 I | EXERCISERERGROWER | EFX 546 I |  |  |  | Precor Inc | Exerciser/Ergometer, Rower |  |  | EXERCISERERGROWER-Precor Inc-EFX 546 I | 2/5/20 |  | EER-A | Not Covered Vendor Only - Biomedical | MHHS-SMR | [8 empty] | EXERCISERERGROWER | Exerciser/Ergometer, Rower | Precor Inc
NO | YES |  |  |  | 129-01343 | 129-01343 | Precor USA Inc | EFX556 |  | 70A09N0026 | SMR - (SL) - WILLIAMS TRACE | MHHS-SMR |  | Exerciser/Ergometer, Stair |  | 129-01343 | 129-01343 | Sugar Land |  | SMR - (SL) - WILLIAMS TRACE |  | 3/1/19 | 3/1/20 |  |  | EXERCISERS | Exerciser/Ergometer, Stair | EXERCISERERGSTAIR-Precor Inc-EFX 556 | EXERCISERERGSTAIR | EFX 556 |  |  |  | Precor Inc | Exerciser/Ergometer, Stair |  |  | EXERCISERERGSTAIR-Precor Inc-EFX 556 |  |  | EES-A | Covered PM Repair - Biomedical | MHHS-SMR | [8 empty] | EXERCISERERGSTAIR | Exerciser/Ergometer, Stair | Precor Inc
NO | YES |  |  |  | 129-05906 | 129-05906 | Precor USA Inc | EFX885 |  | AEXXAZ3140004 | SMR - (SL) - SL IRONMAN [MP2-STE100] | MHHS-SMR |  | Exerciser/Ergometer, Stair |  | 129-05906 | 129-05906 | Sugar Land | MHHS-Others | SMR - (SL) - SL IRONMAN [MP2-STE100] | Gym | 3/1/19 |  | 3/1/20 |  | EXERCISERS | Exerciser/Ergometer, Stair | EXERCISERERGSTAIR-Precor Inc-EFX 885 | EXERCISERERGSTAIR | EFX 885 |  |  |  | Precor Inc | Exerciser/Ergometer, Stair |  |  | EXERCISERERGSTAIR-Precor Inc-EFX 885 | 1/10/20 |  | EES-A | Not Covered Vendor Only - Biomedical | MHHS-SMR | [8 empty] | EXERCISERERGSTAIR | Exerciser/Ergometer, Stair | Precor Inc
NO | YES |  |  |  | 029-08816 | 029-08816 | Precor USA Inc | TRM 885 |  | AMWZL27120066 | SMR - (SE) - SOUTHEAST (MP1) | MHHS-SMR |  | Treadmill |  | 029-08816 | 029-08816 | Southeast | Memorial Hermann Sports Medicine | SMR - (SE) - SOUTHEAST (MP1) | Gym Floor | 2/1/20 |  | 2/1/21 |  | TREADMILLS | Treadmill | TREADMILL-Precor Inc-TRM 885 | TREADMILL | TRM 885 |  |  |  | Precor Inc | Treadmill |  |  | TREADMILL-Precor Inc-TRM 885 | 3/2/20 |  | TREAD-A | Not Covered Vendor Only - Biomedical | MHHS-SMR | [8 empty] | TREADMILL | Treadmill | Precor Inc
YES | YES |  |  |  | 041-32450 | 041-32450 | Premier | XH-2001 |  | C | MEMORIAL CITY - Lab |  |  |  |  | 041-32450 | 041-32450 | West | MEMORIAL CITY - MEMORIAL HERMANN HOSPITAL | MEMORIAL CITY - Lab | Lab |  |  |  | No PM sticker | Slide Warmer
YES | YES |  |  |  | 099-13127 | 099-13127 | Premier Med | Slide Warmer XH-2001 |  | NSN | SW-Lab |  |  |  |  | 099-13127 | 099-13127 | Southwest | Memorial Hermann Southwest Hospital Emergency Center | SW-Lab | Microbiology | 11/1/19 |  | 11/1/20
NO | NO |  |  |  | 013-38175 |  | Premiere | XH-2001 |  | c&AU060093 | SW - LABORATORY - MICROBIOLOGY | MHHS-Southwest |  |  |  | 013-38175 |  | Southwest |  | SW - LABORATORY - MICROBIOLOGY | [5 empty] | HEATING BLOCKS |  | .needs class | [5 empty] | Premiere Biomed Inc | [7 empty] | Covered PM Repair - Biomedical | MHHS-Southwest
NO | YES |  |  |  | 142-06905 | 142-06905 | Premiere | XH-2002 |  | S0115 | NE-Laboratory | MHHS-Northeast |  |  |  | 142-06905 | 142-06905 | Katy | MHHS-Northeast | NE-Laboratory | Speciman sampling | 6/1/17 |  |  | One time safety | SLIDE STAINERS |  | .needs class | [5 empty] | Premiere Biomed Inc |  |  |  |  | 2/6/17 |  |  | Covered PM Repair - Biomedical | MHHS-Northeast
NO | YES |  |  |  | 129-05817 | 129-05817 | Premiere | XH-2002 |  | P285 | Sugar Land-Laboratory | MHHS-Sugarland |  |  |  | 129-05817 | 129-05817 | Sugar Land | MHHS-Sugarland | Sugar Land-Laboratory | Pathology | 1/1/20 |  | 1/1/21 |  | SLIDE STAINERS |  | .needs class | [5 empty] | Premiere Biomed Inc |  |  |  |  | 2/2/17 |  |  | Covered PM Repair - Biomedical | MHHS-Sugarland
NO | NO |  |  |  | 009-10894 |  | Premiere | XH-2002 |  | C&AT710203376 | GH - LABORATORY | MHHS-Greater Heights |  |  |  | 009-10894 |  | Central & Greater Heights |  | GH - LABORATORY | [5 empty] | SLIDE STAINERS |  | .needs class | [5 empty] | Premiere Biomed Inc | [7 empty] | Covered PM Repair - Biomedical | MHHS-Greater Heights
NO | NO |  |  |  | 142-08109 |  | Premiere | XH-2002 |  | C&AU110051 | NE - LABORATORY | MHHS-Northeast |  |  |  | 142-08109 |  | Katy |  | NE - LABORATORY | [5 empty] | SLIDE STAINERS |  | .needs class | [5 empty] | Premiere Biomed Inc | [7 empty] | Covered PM Repair - Biomedical | MHHS-Northeast
NO | YES | Serial Number PA300000929 |  |  | 069-21141 |  | Pressure meter |  |  | PA300000929 | Memorial Hermann- Texas Medical Center Childrens |  |  |  |  | 069-21141 |  |  | TMC | Memorial Hermann- Texas Medical Center Childrens | PICU | 3/1/20 |  |  | No PM Sticker
NO | YES |  |  |  | 069-06893 |  | Pressure meter |  |  | PA300000927 | Memorial Hermann- Texas Medical Center Childrens |  |  |  |  | 069-06893 |  |  | TMC | Memorial Hermann- Texas Medical Center Childrens | PICU | 3/1/20 |  |  | No PM Sticker
YES | YES |  |  |  | 069-22972 | 069-22972 | Pressure meter |  |  | PA30001226 | Memorial Hermann- Texas Medical Center Childrens |  |  |  |  | 069-22972 | 069-22972 |  | TMC | Memorial Hermann- Texas Medical Center Childrens | PICU |  |  | 3/1/20 | No PM Sticker
NO | YES |  |  |  | 069-21135 |  | Pressure meter |  |  | PA300000880 | Memorial Hermann- Texas Medical Center Childrens |  |  |  |  | 069-21135 |  |  | TMC | Memorial Hermann- Texas Medical Center Childrens | PICU |  |  |  | No PM Sticker
NO | YES |  |  |  | 069-21142 |  | Pressure meter |  |  | PA300000926 | Memorial Hermann- Texas Medical Center Childrens |  |  |  |  | 069-21142 |  |  | TMC | Memorial Hermann- Texas Medical Center Childrens | PICU | 3/1/20 |  |  | No PM Sticker
NO | YES |  |  |  | 069-20615 |  | Pressure meter |  |  | PA300001199 | Memorial Hermann- Texas Medical Center Childrens |  |  |  |  | 069-20615 |  |  | TMC | Memorial Hermann- Texas Medical Center Childrens | PICU | 3/1/20 |  |  | No PM Sticker
NO | NO | [5 empty] | Prime Engineering | GRANDSTAND |  |  | TIRR - THERAPY GYM | MHHS-TIRR | [5 empty] | TMC |  | TIRR - THERAPY GYM | [5 empty] | LIFTS, PATIENT TRANSFER |  | .needs class | [13 empty] | Covered PM Repair - Biomedical | MHHS-TIRR
NO | NO | [5 empty] | Princeton | LCD17D |  | WCCF0900483 | MEMORIAL CITY - CATH LAB HOLDING AREA | MHHS-Mem City |  | Monitor, Video |  |  |  | West & Memorial City |  | MEMORIAL CITY - CATH LAB HOLDING AREA | [5 empty] | MONITORS, VIDEO |  | MONITORVIDEO-Princeton Graphic-LCD17D | MONITORVIDEO | LCD17D |  |  |  | Princeton Graphic | Monitor, Video |  | MONITORVIDEO-Princeton Graphic-LCD17D |  |  |  |  | Covered PM Repair - Biomedical | MHHS-Mem City
NO | NO | [5 empty] | Princeton | LCD17D |  | WCCF0900490 | MEMORIAL CITY - CATH LAB HOLDING AREA | MHHS-Mem City |  | Monitor, Video |  |  |  | West & Memorial City |  | MEMORIAL CITY - CATH LAB HOLDING AREA | [5 empty] | MONITORS, VIDEO |  | MONITORVIDEO-Princeton Graphic-LCD17D | MONITORVIDEO | LCD17D |  |  |  | Princeton Graphic | Monitor, Video |  | MONITORVIDEO-Princeton Graphic-LCD17D |  |  |  |  | Covered PM Repair - Biomedical | MHHS-Mem City
NO | NO | [5 empty] | Princeton | LCD17D |  |  | MEMORIAL CITY - CATH LAB HOLDING AREA | MHHS-Mem City |  | Monitor, Video |  |  |  | West & Memorial City |  | MEMORIAL CITY - CATH LAB HOLDING AREA | [5 empty] | MONITORS, VIDEO |  | MONITORVIDEO-Princeton Graphic-LCD17D | MONITORVIDEO | LCD17D |  |  |  | Princeton Graphic | Monitor, Video |  | MONITORVIDEO-Princeton Graphic-LCD17D |  |  |  |  | Covered PM Repair - Biomedical | MHHS-Mem City
NO | YES |  |  |  | 069-39362 | 069-39362 | Prior | LUMEN 200PRO |  | 90461/F | TMC-Laboratory-Microbiology (1R) | MHHS-TMC |  |  |  | 069-39362 | 069-39362 | TMC | MHHS-TMC | TMC-Laboratory-Microbiology (1R) | Micro | 12/1/18 |  |  | PM Not Required | LIGHT SOURCES, FIBEROPTIC |  | .needs class | [10 empty] | 7/1/14 |  |  | Covered PM Repair - Biomedical | MHHS-TMC
NO | YES |  |  |  | TVB139 |  | PRIUS | FC-PHR0026 |  | C850006240 | Rental | MHHS-Northeast |  |  |  | TVB139 |  | Katy |  | Rental | [7 empty] | .needs class |  | RHYTHM TURN PUMP | [9 empty] | Verified as Rental |  |  | MHHS-Northeast
NO | YES |  |  |  | TRV134 |  | PRIUS | RHYTHM TURN |  | C830010684 | Rental | MHHS-Northeast |  |  |  | TRV134 |  | Katy |  | Rental | [7 empty] | .needs class |  | RHYTHM TURN PUMP | [9 empty] | Verified as Rental |  |  | MHHS-Northeast
NO | YES |  |  |  | TRV152 |  | PRIUS | RHYTHM TURN |  | C830017441 | Rental | MHHS-TMC |  |  |  | TRV152 |  | TMC |  | Rental | [7 empty] | .needs class |  | RHYTHM TURN PUMP | [9 empty] | Verified as Rental |  |  | MHHS-TMC
NO | YES |  |  |  | TRV192 |  | PRIUS | RHYTHM TURN |  | C840006701 | Rental | MHHS-TMC |  |  |  | TRV192 |  | TMC |  | Rental | [7 empty] | .needs class |  | RHYTHM TURN PUMP | [9 empty] | Verified as Rental |  |  | MHHS-TMC
YES | YES |  |  |  | 074-06034 | 074-06034 | Pro Maxima | P-140 Horizontal Leg Press |  |  | SMR - (WDLS) - MED PLAZA 4 (MP4) |  |  |  |  | 074-06034 | 074-06034 | Woodlands | Woodlands Med Plaza 4 | SMR - (WDLS) - MED PLAZA 4 (MP4) | Open Gym |  |  |  | ?AuOne time safety inspection?Au sticker - no SN visible
YES | YES | Serial Number Cnf |  |  | 099-00404 | 099-00404 | Probotics inc. | Voice activated ultrasonic |  | Cnf | SMR - (TMC) - SHEPHERD SQUARE |  |  |  |  | 099-00404 | 099-00404 | TMC |  | SMR - (TMC) - SHEPHERD SQUARE |  |  | 2/1/20
YES | YES | Serial Number Cnf |  |  | 099-00403 | 099-00403 | Probotics inc. | Voice activated ultrasonic |  | Cnf | SMR - (TMC) - SHEPHERD SQUARE |  |  |  |  | 099-00403 | 099-00403 |  |  | SMR - (TMC) - SHEPHERD SQUARE
NO | NO |  |  |  | 133-00745 |  | PROFESSIONAL INSTRUMENTS CORP | NS-3A |  | P22071 | KATY - ICU | MHHS-Katy |  |  |  | 133-00745 |  | Katy |  | KATY - ICU | [5 empty] | STIMULATORS, ELECTRICAL, NEUROMUSCULAR |  | .needs class | [13 empty] | Covered PM Repair - Biomedical | MHHS-Katy
YES | YES | Serial Number Cnf |  |  | 151-05041 | 151-05041 | ProMaxima | CNF |  | CNF | Sports Medicine and Rehab |  |  |  |  | 151-05041 | 151-05041 | Northwest | Memorial Hermann Sports Medicine | Sports Medicine and Rehab | Sports Medicine and Rehab | [6 empty] | .needs class
YES | YES | Serial Number Cnf |  |  | 929-01532 | 929-01532 | ProMaxima | CNF |  | CNF | SMR - (PL) - PEARLAND WEST (SILVERLAKE) |  |  |  |  | 929-01532 | 929-01532 | Pearland | Memorial Hermann Sports Medicine | SMR - (PL) - PEARLAND WEST (SILVERLAKE) | Sports med | [6 empty] | .needs class
YES | YES | Serial Number Cnf |  |  | 142-08957 | 142-08957 | ProMaxima | P-122 |  | Cnf | Suite 100 ironman |  |  |  |  | 142-08957 | 142-08957 | Sugar Land | IRONMAN Sports Medicine Institute at Sugar Land (#100) | Suite 100 ironman | Gym |  |  |  | One time safety |  | System, Exerciser, Multi-Weight | SYSTEMEXERMULTIWEIGHT-ProMaxima-P-122 | [22 empty] | System, Exerciser, Multi-Weight | SYSTEMEXERMULTIWEIGHT | System, Exerciser, Multi-Weight | ProMaxima
YES | YES |  |  |  | 099-02652 | 099-02652 | ProMaxima | P-140 |  |  | SMR - (NE) - KINGWOOD CCC |  |  |  |  | 099-02652 | 099-02652 | Katy | Memorial Hermann Sports Medicine | SMR - (NE) - KINGWOOD CCC | SMR
YES | YES | Serial Number Cnf |  |  | 142-08956 | 142-08956 | ProMaxima | P-143 |  | Cnf | Suite 100 ironman |  |  |  |  | 142-08956 | 142-08956 | Sugar Land | IRONMAN Sports Medicine Institute at Sugar Land (#100) | Suite 100 ironman | Gym | [5 empty] | Exerciser, CPM Machine | EXERCISERCPMMACHINE-ProMaxima-P-143 | [12 empty] | ECM-SA | [9 empty] | Exerciser, CPM Machine | EXERCISERCPMMACHINE | Exerciser, CPM Machine | ProMaxima
YES | YES | Serial Number Cnf |  |  | 099-00817 | 099-00817 | ProMaxima | P-5500 |  | CNF | SMR - (NE) - KINGWOOD CCC |  |  |  |  | 099-00817 | 099-00817 | Katy | Memorial Hermann Sports Medicine | SMR - (NE) - KINGWOOD CCC | SMR
YES | YES | Serial Number Cnf |  |  | 099-00198 | 099-00198 | ProMaxima | P-5500 |  | Cnf | 1st Floor |  |  |  |  | 099-00198 | 099-00198 | Katy | Katy | 1st Floor | Sports |  |  |  | No pm
YES | YES | Serial Number Cnf |  |  | 142-08958 | 142-08958 | ProMaxima | P-5500 |  | Cnf | Suite 100 ironman |  |  |  |  | 142-08958 | 142-08958 | Sugar Land | IRONMAN Sports Medicine Institute at Sugar Land (#100) | Suite 100 ironman | Gym |  |  |  | One time safety
YES | YES |  |  |  | 099-02273 | 099-02273 | ProMaxima | PULL UP MACHINE |  |  | MH MG - (NE) - KINGWOOD CCC |  |  |  |  | 099-02273 | 099-02273 | Katy | Sports Medicine | MH MG - (NE) - KINGWOOD CCC | Rehab
YES | YES | Serial Number Cnf |  |  | 099-00197 | 099-00197 | ProMaxima | Raptor |  | Cnf | 1st Floor |  |  |  |  | 099-00197 | 099-00197 | Katy | Katy | 1st Floor | Sports |  |  |  | No pm
YES | YES |  |  |  | 099-02274 | 099-02274 | ProMaxima | Raptor pro |  |  | MH MG - (NE) - KINGWOOD CCC |  |  |  |  | 099-02274 | 099-02274 | Katy | Sports Medicine | MH MG - (NE) - KINGWOOD CCC | Rehab
YES | YES | Serial Number Cnf |  |  | 099-00243 | 099-00243 | ProMaxima | STLE058 |  | Cnf | 1st Floor |  |  |  |  | 099-00243 | 099-00243 | Katy | Katy | 1st Floor | Sports |  |  |  | No pm
YES | YES | Serial Number Cnf |  |  | 142-08962 | 142-08962 | ProMaxima | Unknown |  | Cnf | SMR - (SL) - SL IRONMAN [MP2-STE100] |  |  |  |  | 142-08962 | 142-08962 | Sugar Land | IRONMAN Sports Medicine Institute at Sugar Land (#100) | SMR - (SL) - SL IRONMAN [MP2-STE100] | Gym |  |  |  | Could not find a model or serial
NO | YES |  |  |  | 000-04988 |  | ProMaxima Mfg. | P-140 |  |  | SMR - (SE) - BEAUMONT | MHHS-SMR |  |  |  | 000-04988 |  | Southeast & Bay Area |  | SMR - (SE) - BEAUMONT |  | 07/18/2019 |  |  |  | EXERCISERS |  | .needs class | [5 empty] | ProMaxima |  |  |  |  | 02/13/2018 |  |  | Covered PM Repair - Biomedical | MHHS-SMR
NO | NO |  |  |  | 000-03935 |  | ProMaxima Mfg. | P-140 |  |  | SMR - (SE) - EAST HOUSTON | MHHS-SMR |  |  |  | 000-03935 |  | Southeast & Bay Area |  | SMR - (SE) - EAST HOUSTON | [5 empty] | EXERCISERS |  | .needs class | [5 empty] | ProMaxima | [7 empty] | Covered PM Repair - Biomedical | MHHS-SMR
NO | NO |  |  |  | 000-04019 |  | ProMaxima Mfg. | P-140 |  | NSN | SMR - (SE) - LEAGUE CITY CCC | MHHS-SMR |  |  |  | 000-04019 |  | Southeast & Bay Area |  | SMR - (SE) - LEAGUE CITY CCC | [5 empty] | EXERCISERS |  | .needs class | [5 empty] | ProMaxima | [7 empty] | Covered PM Repair - Biomedical | MHHS-SMR
NO | NO |  |  |  | 000-04912 |  | ProMaxima Mfg. | P-143 |  | 000-04912 | SMR - (NE) - ATASCOCITA | MHHS-SMR |  | Exerciser, CPM Machine |  | 000-04912 |  | Katy |  | SMR - (NE) - ATASCOCITA | [5 empty] | EXERCISERS |  | EXERCISERCPMMACHINE-ProMaxima-P-143 | EXERCISERCPMMACHINE | P-143 |  |  |  | ProMaxima | Exerciser, CPM Machine |  | EXERCISERCPMMACHINE-ProMaxima-P-143 |  |  |  |  | Covered PM Repair - Biomedical | MHHS-SMR
NO | YES | Serial Number No Serial |  |  | 000-03697 |  | ProMaxima Mfg. | P-151 |  | No Serial | Rehabilitation Center | MHHS-SMR |  | Exerciser, Leg |  | 000-03697 |  | Katy | SMR NE Kingwood | Rehabilitation Center | Gym |  |  |  | No p.m. | EXERCISERS |  | EXERCISERLEG-ProMaxima-P-151 | EXERCISERLEG | P-151 |  |  |  | ProMaxima | Exerciser, Leg |  | EXERCISERLEG-ProMaxima-P-151 |  |  |  |  | No Coverage Specified | MHHS-SMR
NO | YES |  |  |  | 000-04104 | 000-04104 | ProMaxima Mfg. | P-5000 |  | 000-04104 | SMR - (MC) - WILLOWBROOK | MHHS-SMR |  |  |  | 000-04104 | 000-04104 | West | Willowbrook | SMR - (MC) - WILLOWBROOK |  | 3/1/18 |  |  |  | EXERCISERS |  | .needs class | [5 empty] | ProMaxima |  |  |  |  | 6/4/13 |  |  | Covered PM Repair - Biomedical | MHHS-SMR
NO | YES |  |  |  | 000-04105 | 000-04105 | ProMaxima Mfg. | P-5000 |  | 000-04105 | SMR - (MC) - WILLOWBROOK | MHHS-SMR |  |  |  | 000-04105 | 000-04105 | West | Willowbrook | SMR - (MC) - WILLOWBROOK |  | 3/1/18 | 3/1/19 |  |  | EXERCISERS |  | .needs class | [5 empty] | ProMaxima | [7 empty] | Not Covered Vendor Only - Lab Ana/Anes | MHHS-SMR
NO | YES |  |  |  | 029-11578 | 029-11578 | ProMaxima Mfg. | P-5000 |  | NSN | SMR-(WDLS)-Spring CCC | MHHS-SMR |  |  |  | 029-11578 | 029-11578 | Woodlands | MHHS-Others | SMR-(WDLS)-Spring CCC | Sports medicine | 2/1/18 |  |  |  | EXERCISERS |  | .needs class | [5 empty] | ProMaxima | [7 empty] | Covered PM Repair - Lab Analyzers/Anesth | MHHS-SMR
NO | NO |  |  |  | 000-03936 |  | ProMaxima Mfg. | P-5000 |  |  | SMR - (SE) - EAST HOUSTON | MHHS-SMR |  |  |  | 000-03936 |  | Southeast & Bay Area |  | SMR - (SE) - EAST HOUSTON | [5 empty] | EXERCISERS |  | .needs class | [5 empty] | ProMaxima | [7 empty] | Not Covered Vendor Only - Lab Ana/Anes | MHHS-SMR
NO | NO |  |  |  | 000-03548 |  | ProMaxima Mfg. | ST-90 |  | 000-03548 | SMR - (KY) - IRONMAN KATY | MHHS-SMR |  |  |  | 000-03548 |  | Katy |  | SMR - (KY) - IRONMAN KATY | [5 empty] | EXERCISERS |  | .needs class | [5 empty] | ProMaxima | [7 empty] | Covered PM Repair - Biomedical | MHHS-SMR
NO | NO | [5 empty] | ProMaxima Mfg. | Unknown |  | NO S/N | PARC - GESSNER INPATIENT REHAB | MHHS-PARC | [5 empty] | Central & Greater Heights |  | PARC - GESSNER INPATIENT REHAB | [5 empty] | EXERCISERS |  | .needs class |  |  |  |  | .needs class | ProMaxima | [7 empty] | Covered PM Repair - Biomedical | MHHS-PARC
NO | NO |  |  |  | 041-32991 |  | Prometheus Group | MORPHEUS |  |  | MEMORIAL CITY - PELVIC CENTER | MHHS-Mem City |  | Urodynamic Measurement System |  | 041-32991 |  | West & Memorial City |  | MEMORIAL CITY - PELVIC CENTER | [5 empty] | URODYNAMIC MEASUREMENT SYSTEMS |  | URODYNAMICMEASURESYS-Prometheus Gr-Morpheus | URODYNAMICMEASURESYS | Morpheus |  |  |  | Prometheus Gr | Urodynamic Measurement System |  | URODYNAMICMEASURESYS-Prometheus Gr-Morpheus |  |  |  |  | Covered PM Repair - Biomedical | MHHS-Mem City
NO | YES |  |  |  | 000-03323 | 000-03323 | Prometheus Group | PATHWAY CTS 2000 PELVIC MUSCLE REHAB SYSTEM |  |  | MEMORIAL CITY - PELVIC CENTER | MHHS-Mem City |  |  |  | 000-03323 | 000-03323 | West | Memorial Hermann medical center | MEMORIAL CITY - PELVIC CENTER | Memorial city pelvic center |  |  |  |  | ELECTROMYOGRAPHS |  | .needs class | [5 empty] | Prometheus Gr | [7 empty] | Not Covered Vendor Only - Biomedical | MHHS-Mem City
NO | YES |  |  |  | 000-03386 | 000-03386 | Prometheus Group | PATHWAY CTS 2000 PELVIC MUSCLE REHAB SYSTEM |  |  | SMR-(WDLS)-Med Plaza 4 (Mp4) | MHHS-Mem City |  |  |  | 000-03386 | 000-03386 | Woodlands | MHHS-Others | SMR-(WDLS)-Med Plaza 4 (Mp4) | Treatment Room 2 | 4/1/19 |  | 4/1/20 |  | ELECTROMYOGRAPHS |  | .needs class | [5 empty] | Prometheus Gr |  |  |  |  | 6/14/20 |  |  | Not Covered Vendor Only - Biomedical | MHHS-Mem City
NO | YES | [5 empty] | Prometheus Group | PATHWAY CTS 2000 PELVIC MUSCLE REHAB SYSTEM |  |  | SMR - (MC) - MC IRONMAN [GARAGE5-STE101] | MHHS-Mem City | [5 empty] | West | MHHS-Others | SMR - (MC) - MC IRONMAN [GARAGE5-STE101] |  | 12/1/19 |  |  |  | ELECTROMYOGRAPHS |  | .needs class | [5 empty] | Prometheus Gr |  |  |  |  | 6/14/20 |  |  | Not Covered Vendor Only - Biomedical | MHHS-Mem City
NO | YES |  |  |  |  | 583-01651 | Prometheus Group | PATHWAY CTS 2000 PELVIC MUSCLE REHAB SYSTEM |  |  | MEMORIAL CITY - PELVIC CENTER | MHHS-Mem City |  |  |  |  | 583-01651 | West | West | MEMORIAL CITY - PELVIC CENTER | Physical Therapy Room2 |  |  |  |  | ELECTROMYOGRAPHS |  | .needs class | [5 empty] | Prometheus Gr | [7 empty] | Not Covered Vendor Only - Biomedical | MHHS-Mem City
NO | YES |  |  |  | 000-05016 | 000-05016 | Prometheus Group | PATHWAY CTS 2000 PELVIC MUSCLE REHAB SYSTEM |  |  | SMR - (SE) - CLEAR LAKE (WEBSTER) | MHHS-SMR |  |  |  | 000-05016 | 000-05016 | Southeast | Memorial Hermann Medical Group Clear Lakem (#3) | SMR - (SE) - CLEAR LAKE (WEBSTER) | Sports and rehab | 9/1/19 |  |  |  | ELECTROMYOGRAPHS |  | .needs class | [5 empty] | Prometheus Gr |  |  |  |  | 6/14/20 |  |  | Not Covered Vendor Only - Biomedical | MHHS-SMR
NO | YES |  |  |  | 029-10379 | 029-10379 | Prometheus Group | PATHWAY CTS 2000 PELVIC MUSCLE REHAB SYSTEM |  |  | SMR-(WDLS)-Med Plaza 4 (Mp4) | MHHS-SMR |  |  |  | 029-10379 | 029-10379 | Woodlands | MHHS-Others | SMR-(WDLS)-Med Plaza 4 (Mp4) | Treatment Room 1 | 2/1/20 |  | 8/1/20 |  | ELECTROMYOGRAPHS |  | .needs class | [5 empty] | Prometheus Gr |  |  |  |  | 6/14/20 |  |  | Not Covered Vendor Only - Biomedical | MHHS-SMR
NO | NO |  |  |  | 041-20201 |  | Prometheus Group | PATHWAY CTS 2000 PELVIC MUSCLE REHAB SYSTEM |  |  | MH MG - (MC) - UROLOGY MC (MP3) | MHHS-MG |  |  |  | 041-20201 |  | West & Memorial City |  | MH MG - (MC) - UROLOGY MC (MP3) | [5 empty] | ELECTROMYOGRAPHS |  | .needs class | [5 empty] | Prometheus Gr | [7 empty] | Not Covered Vendor Only - Biomedical | MHHS-MG
NO | NO |  |  |  | 041-16130 |  | Prometheus Group | PATHWAY CTS 2000 PELVIC MUSCLE REHAB SYSTEM |  |  | SMR - (SL) - WILLIAMS TRACE | MHHS-SMR |  |  |  | 041-16130 |  | Sugar Land |  | SMR - (SL) - WILLIAMS TRACE | [5 empty] | ELECTROMYOGRAPHS |  | .needs class | [5 empty] | Prometheus Gr | [7 empty] | Not Covered Vendor Only - Biomedical | MHHS-SMR
NO | NO | [5 empty] | Prometheus Group | PATHWAY CTS 2000 PELVIC MUSCLE REHAB SYSTEM |  |  | SMR - (TMC) - GREENWAY PLAZA | MHHS-SMR | [5 empty] | TMC |  | SMR - (TMC) - GREENWAY PLAZA | [5 empty] | ELECTROMYOGRAPHS |  | .needs class | [5 empty] | Prometheus Gr | [7 empty] | Not Covered Vendor Only - Biomedical | MHHS-SMR
YES | YES | Serial Number Cnf |  |  | 129-00477 | 129-00477 | Prometheus Group | Pathway MR-20 |  | Cnf | SMR - (SL) - WILLIAMS TRACE |  |  |  |  | 129-00477 | 129-00477 | Sugar Land | Memorial Hermann Sports Medicine | SMR - (SL) - WILLIAMS TRACE |  |  |  |  | No pm
NO | NO |  |  |  | 069-23233 |  | Prometheus Group | PATHWAY MR10 |  |  | SMR - (TMC) - IRONMAN [MHMP-16FLR] | MHHS-SMR |  | Electromyograph |  | 069-23233 |  | TMC |  | SMR - (TMC) - IRONMAN [MHMP-16FLR] | [5 empty] | ELECTROMYOGRAPHS |  | ELECTROMYOGRAPH-Prometheus Gr-Pathway MR-10 | ELECTROMYOGRAPH | Pathway MR-10 |  |  |  | Prometheus Gr | Electromyograph |  |  | ELECTROMYOGRAPH-Prometheus Gr-Pathway MR-10 |  |  |  | Not Covered Vendor Only - Biomedical | MHHS-SMR
NO | YES |  |  |  | 925-01959 | 925-01959 | Prometheus Group | PATHWAY TR-20 |  |  | SMR-(TMC)-Shepherd Square | MHHS-SMR |  | Electromyograph |  | 925-01959 | 925-01959 | TMC | MHHS-Others | SMR-(TMC)-Shepherd Square | [5 empty] | ELECTROMYOGRAPHS | Electromyograph | ELECTROMYOGRAPH-Prometheus Gr-Pathway TR-20 | ELECTROMYOGRAPH | Pathway TR-20 |  |  |  | Prometheus Gr | Electromyograph |  | ELECTROMYOGRAPH-Prometheus Gr-Pathway TR-20 |  |  |  | EM-A | Covered PM Repair - Biomedical | MHHS-SMR | [8 empty] | ELECTROMYOGRAPH | Electromyograph | Prometheus Gr
NO | YES |  |  |  | 925-01960 | 925-01960 | Prometheus Group | PATHWAY TR-20 |  |  | SMR-(TMC)-Shepherd Square | MHHS-SMR |  | Electromyograph |  | 925-01960 | 925-01960 | TMC | MHHS-Others | SMR-(TMC)-Shepherd Square | [5 empty] | ELECTROMYOGRAPHS | Electromyograph | ELECTROMYOGRAPH-Prometheus Gr-Pathway TR-20 | ELECTROMYOGRAPH | Pathway TR-20 |  |  |  | Prometheus Gr | Electromyograph |  | ELECTROMYOGRAPH-Prometheus Gr-Pathway TR-20 |  |  |  | EM-A | Covered PM Repair - Biomedical | MHHS-SMR | [8 empty] | ELECTROMYOGRAPH | Electromyograph | Prometheus Gr