NO | YES | [5 empty] | GE Medical Systems | LIGHTSPEED VCT |  | 381098CN3 | SW - RADIOLOGY | MHHS-Southwest |  | Scanner, Computed Tomography |  |  |  | Southwest |  | SW - RADIOLOGY |  | 10/3/19 |  |  |  | SCANNING SYSTEMS, COMPUTED TOMOGRAPHY |  | SCANCOMPUTTOMOGRAPHY-GE-LightSpeed VCT | SCANCOMPUTTOMOGRAPHY | LightSpeed VCT |  |  |  | GE | Scanner, Computed Tomography |  | SCANCOMPUTTOMOGRAPHY-GE-LightSpeed VCT |  | 10/1/19 |  |  | Covered PM Repair - Biomedical | MHHS-Southwest
NO | YES | [5 empty] | GE Medical Systems | LIGHTSPEED VCT |  | 398492CN9 | Woodlands-Radiology | MHHS-Woodlands |  | Scanner, Computed Tomography |  |  |  | Woodlands | MHHS-Woodlands | Woodlands-Radiology | CT1 |  |  |  | VCR. Eq # 1429922 | SCANNING SYSTEMS, COMPUTED TOMOGRAPHY | Scanner, Computed Tomography | SCANCOMPUTTOMOGRAPHY-GE-LightSpeed VCT | SCANCOMPUTTOMOGRAPHY | LightSpeed VCT |  |  |  | GE | Scanner, Computed Tomography |  | SCANCOMPUTTOMOGRAPHY-GE-LightSpeed VCT |  | 10/1/19 |  | SCT-SA | Covered PM Repair - Biomedical | MHHS-Woodlands | [8 empty] | SCANCOMPUTTOMOGRAPHY | Scanner, Computed Tomography | GE
NO | YES |  |  |  | R-005-LDUS |  | GE Medical Systems | LOGIQ 200 PRO |  | 52394SM4 | SE - RADIOLOGY | MHHS-Southeast |  | Ultrasound, Diagnostic |  | R-005-LDUS |  | Southeast & Bay Area |  | SE - RADIOLOGY |  | 6/3/19 |  |  |  | ULTRASONIC UNITS, DIAGNOSTIC |  | ULTRASOUNDDIAGNOSTIC-GE-Logiq 200 Pro | ULTRASOUNDDIAGNOSTIC | Logiq 200 Pro |  |  |  | GE | Ultrasound, Diagnostic |  | ULTRASOUNDDIAGNOSTIC-GE-Logiq 200 Pro |  | 2/22/17 |  |  | Covered PM Repair - Biomedical | MHHS-Southeast
NO | NO |  |  |  | 069-41401 |  | GE Medical Systems | LOGIQ 9 |  | 3247355UO | MH MG - (TMC) - UPPER KIRBY | MHHS-MG |  | Ultrasound, Diagnostic |  | 069-41401 |  | TMC |  | MH MG - (TMC) - UPPER KIRBY | [5 empty] | ULTRASONIC UNITS, DIAGNOSTIC |  | ULTRASOUNDDIAGNOSTIC-GE-LOGIQ 9 | ULTRASOUNDDIAGNOSTIC | LOGIQ 9 |  |  |  | GE | Ultrasound, Diagnostic |  | ULTRASOUNDDIAGNOSTIC-GE-LOGIQ 9 |  |  |  |  | Covered PM Repair - Biomedical | MHHS-MG
NO | NO |  |  |  | R-000-04201 |  | GE Medical Systems | LOGIQ BOOK |  | 45351WX4 | MH MG - (SE) - UROLOGY ASSOCIATES - WEBSTER | MHHS-MG |  | Ultrasound, Diagnostic |  | R-000-04201 |  | Southeast & Bay Area |  | MH MG - (SE) - UROLOGY ASSOCIATES - WEBSTER | [5 empty] | ULTRASONIC UNITS, DIAGNOSTIC |  | ULTRASOUNDDIAGNOSTIC-GE-Logiq Book | ULTRASOUNDDIAGNOSTIC | Logiq Book |  |  |  | GE | Ultrasound, Diagnostic |  | ULTRASOUNDDIAGNOSTIC-GE-Logiq Book |  |  |  |  | Covered PM Repair - Biomedical | MHHS-MG
NO | YES |  |  |  | 041-17701 | 041-17701 | GE Medical Systems | LOGIQ e |  | 278585WX5 | Memorial City-Labor & Delivery | MHHS-Mem City |  | Ultrasound, Diagnostic |  | 041-17701 | 041-17701 | West | MHHS-Mem City | Memorial City-Labor & Delivery | Hall | 2/1/17 |  |  |  | ULTRASONIC UNITS, DIAGNOSTIC |  | ULTRASOUNDDIAGNOSTIC-GE-Logiq e | ULTRASOUNDDIAGNOSTIC | Logiq e |  |  |  | GE | Ultrasound, Diagnostic |  | ULTRASOUNDDIAGNOSTIC-GE-Logiq e |  | 2/22/17 |  |  | Covered PM Repair - Biomedical | MHHS-Mem City
NO | NO |  |  |  | 005-08124 |  | GE Medical Systems | LOGIQ e |  | 173084WX5 | MH MG - (SE) - SOUTHEAST GENERAL SURGERY (MP2) | MHHS-MG |  | Ultrasound, Diagnostic |  | 005-08124 |  | Southeast & Bay Area |  | MH MG - (SE) - SOUTHEAST GENERAL SURGERY (MP2) | [5 empty] | ULTRASONIC UNITS, DIAGNOSTIC |  | ULTRASOUNDDIAGNOSTIC-GE-Logiq e | ULTRASOUNDDIAGNOSTIC | Logiq e |  |  |  | GE | Ultrasound, Diagnostic |  | ULTRASOUNDDIAGNOSTIC-GE-Logiq e |  |  |  |  | Covered PM Repair - Biomedical | MHHS-MG
NO | NO |  |  |  | 017-00799 |  | GE Medical Systems | LOGIQ e |  | 202071WX7 | MH MG - (SL) - PHYSICIANS AT SUGAR CREEK | MHHS-MG |  | Ultrasound, Diagnostic |  | 017-00799 |  | Sugar Land |  | MH MG - (SL) - PHYSICIANS AT SUGAR CREEK | [5 empty] | ULTRASONIC UNITS, DIAGNOSTIC |  | ULTRASOUNDDIAGNOSTIC-GE-Logiq e | ULTRASOUNDDIAGNOSTIC | Logiq e |  |  |  | GE | Ultrasound, Diagnostic |  | ULTRASOUNDDIAGNOSTIC-GE-Logiq e |  |  |  |  | Covered PM Repair - Biomedical | MHHS-MG
NO | NO |  |  |  | R-069-LDUS3 |  | GE Medical Systems | LOGIQ e |  | 108674WX3 | TMC - CHILDRENS - L&D (5HP) | MHHS-TMC |  | Ultrasound, Diagnostic |  | R-069-LDUS3 |  | TMC |  | TMC - CHILDRENS - L&D (5HP) | [5 empty] | ULTRASONIC UNITS, DIAGNOSTIC |  | ULTRASOUNDDIAGNOSTIC-GE-Logiq e | ULTRASOUNDDIAGNOSTIC | Logiq e |  |  |  | GE | Ultrasound, Diagnostic |  | ULTRASOUNDDIAGNOSTIC-GE-Logiq e |  |  |  |  | Covered PM Repair - Biomedical | MHHS-TMC
NO | NO |  |  |  | R-069-TCUS1 |  | GE Medical Systems | LOGIQ e |  | 160373WX7 | TMC - JONES - TRANSPLANT CLINIC (1J) | MHHS-TMC |  | Ultrasound, Diagnostic |  | R-069-TCUS1 |  | TMC |  | TMC - JONES - TRANSPLANT CLINIC (1J) | [5 empty] | ULTRASONIC UNITS, DIAGNOSTIC |  | ULTRASOUNDDIAGNOSTIC-GE-Logiq e | ULTRASOUNDDIAGNOSTIC | Logiq e |  |  |  | GE | Ultrasound, Diagnostic |  | ULTRASOUNDDIAGNOSTIC-GE-Logiq e |  |  |  |  | Covered PM Repair - Biomedical | MHHS-TMC
NO | NO |  |  |  | 925-00998 |  | GE Medical Systems | LOGIQ F8 |  | 6002548WXO | MH MG - (SE) - UROLOGY ASSOCIATES - SOUTHEAST | MHHS-MG |  | Ultrasound, Diagnostic |  | 925-00998 |  | Southeast & Bay Area |  | MH MG - (SE) - UROLOGY ASSOCIATES - SOUTHEAST | [5 empty] | ULTRASONIC UNITS, DIAGNOSTIC |  | ULTRASOUNDDIAGNOSTIC-GE-Logiq F8 | ULTRASOUNDDIAGNOSTIC | Logiq F8 |  |  |  | GE | Ultrasound, Diagnostic |  | ULTRASOUNDDIAGNOSTIC-GE-Logiq F8 |  |  |  |  | Covered PM Repair - Biomedical | MHHS-MG
NO | NO |  |  |  | R-000-04202 |  | GE Medical Systems | LOGIQ F8 |  | 6002718WXO | MH MG - (SE) - UROLOGY ASSOCIATES - WEBSTER | MHHS-MG |  | Ultrasound, Diagnostic |  | R-000-04202 |  | Southeast & Bay Area |  | MH MG - (SE) - UROLOGY ASSOCIATES - WEBSTER | [5 empty] | ULTRASONIC UNITS, DIAGNOSTIC |  | ULTRASOUNDDIAGNOSTIC-GE-Logiq F8 | ULTRASOUNDDIAGNOSTIC | Logiq F8 |  |  |  | GE | Ultrasound, Diagnostic |  | ULTRASOUNDDIAGNOSTIC-GE-Logiq F8 |  |  |  |  | Covered PM Repair - Biomedical | MHHS-MG
NO | NO |  |  |  | 069-18156 |  | GE Medical Systems | LOGIQ F8 |  | 601943wx0 | MH MG - (TMC) - VANGUARD UROLOGY (STE 2300) | MHHS-MG |  | Ultrasound, Diagnostic |  | 069-18156 |  | TMC |  | MH MG - (TMC) - VANGUARD UROLOGY (STE 2300) | [5 empty] | ULTRASONIC UNITS, DIAGNOSTIC |  | ULTRASOUNDDIAGNOSTIC-GE-Logiq F8 | ULTRASOUNDDIAGNOSTIC | Logiq F8 |  |  |  | GE | Ultrasound, Diagnostic |  | ULTRASOUNDDIAGNOSTIC-GE-Logiq F8 |  |  |  |  | Covered PM Repair - Biomedical | MHHS-MG
NO | YES |  |  |  | 129-06526 | 129-06526 | GE Medical Systems | LOGIQ P6 |  | 225750SU9 | MH MG-(SL)-Sugar Land Multi-Specialty (Mp1) | MHHS-MG |  | Ultrasound, Diagnostic |  | 129-06526 | 129-06526 | Sugar Land | MHHS-MG | MH MG-(SL)-Sugar Land Multi-Specialty (Mp1) | Procedure room | 10/1/19 | 10/1/20 |  |  | ULTRASONIC UNITS, DIAGNOSTIC | Ultrasound, Diagnostic | ULTRASOUNDDIAGNOSTIC-GE-Logiq P6 | ULTRASOUNDDIAGNOSTIC | Logiq P6 |  |  |  | GE | Ultrasound, Diagnostic |  | ULTRASOUNDDIAGNOSTIC-GE-Logiq P6 |  | 7/10/17 |  | UD-A | Covered PM Repair - Biomedical | MHHS-MG | [8 empty] | ULTRASOUNDDIAGNOSTIC | Ultrasound, Diagnostic | GE
NO | YES |  |  |  | R-929-US1 | R-929-US1 | GE Medical Systems | LOGIQ P6 |  | 125736SU9 | MHOSH-Radiology | MHHS Orthopedic & Spine |  | Ultrasound, Diagnostic |  | R-929-US1 | R-929-US1 | Central & Greater Heights | MHHS-Orthopedic & Spine | MHOSH-Radiology |  | 9/9/19 |  |  |  | ULTRASONIC UNITS, DIAGNOSTIC | Ultrasound, Diagnostic | ULTRASOUNDDIAGNOSTIC-GE-Logiq P6 | ULTRASOUNDDIAGNOSTIC | Logiq P6 |  |  |  | GE | Ultrasound, Diagnostic |  | ULTRASOUNDDIAGNOSTIC-GE-Logiq P6 |  |  | MHOSH Inventory Dec 2019 into 2020 - Copy.xls - Newly Verified | UD-A | Covered PM Repair - Biomedical | MHHS Orthopedic & Spine | [8 empty] | ULTRASOUNDDIAGNOSTIC | Ultrasound, Diagnostic | GE
NO | NO |  |  |  | 041-18124 |  | GE Medical Systems | LOGIQ S8 |  | 212213SU3 | MH MG - (SL) - PHYSICIANS AT SUGAR CREEK | MHHS-MG |  | Ultrasound, Diagnostic |  | 041-18124 |  | Sugar Land |  | MH MG - (SL) - PHYSICIANS AT SUGAR CREEK | [5 empty] | ULTRASONIC UNITS, DIAGNOSTIC |  | ULTRASOUNDDIAGNOSTIC-GE-Logiq S8 | ULTRASOUNDDIAGNOSTIC | Logiq S8 |  |  |  | GE | Ultrasound, Diagnostic |  | ULTRASOUNDDIAGNOSTIC-GE-Logiq S8 |  |  |  |  | Covered PM Repair - Biomedical | MHHS-MG
YES | YES |  |  |  | 142-09536 | 142-09536 | GE Medical Systems | LP 5-11 U |  | E209875 | SW - HVI - NONINVASIVE CARDIOLOGY |  |  |  |  | 142-09536 | 142-09536 | Southwest | Memorial Hermann Southwest Hospital | SW - HVI - NONINVASIVE CARDIOLOGY | Nuc Med room 5 |  |  |  | No pm sticker
NO | YES |  |  |  | 129-05848 |  | GE Medical Systems | LP5-11U |  |  | SUGAR LAND - RADIOLOGY | MHHS-Sugarland |  |  |  | 129-05848 |  | Sugar Land |  | SUGAR LAND - RADIOLOGY |  | 8/26/19 |  |  |  | POWER SYSTEMS, UNINTERRUPTIBLE |  | .needs class | [5 empty] | GE |  |  |  |  | 11/24/16 |  |  | Covered PM Repair - Biomedical | MHHS-Sugarland
NO | YES | Asset Tag 017-00592 |  |  | 017-00592 | 017-00592 | GE Medical Systems | LUNAR PRODIGY |  |  | MH MG-(SL)-Physicians At Sugar Creek | MHHS-MG |  | Densitometer, Bone |  | 017-00592 | 017-00592 | Sugar Land | MHHS-MG | MH MG-(SL)-Physicians At Sugar Creek |  | 3/29/18 |  |  |  | DENSITOMETERS, BONE | Densitometer, Bone | DENSITOMETERBONE-GE-Lunar Prodigy | DENSITOMETERBONE | Lunar Prodigy |  |  |  | GE | Densitometer, Bone |  | DENSITOMETERBONE-GE-Lunar Prodigy |  | 5/22/15 | Finished from Script 3/27/2020 12:11:52pm (Central) | DENBONE-A | Covered PM Repair - Biomedical | MHHS-MG | [8 empty] | DENSITOMETERBONE | Densitometer, Bone | GE
NO | YES |  |  |  | 009-33422 | 009-33422 | GE Medical Systems | M1091990 |  | HFAT50023 | Mother Baby | MHHS-Greater Heights |  |  |  | 009-33422 | 009-33422 | Central | Memorial Hermann Greater Heights Hospital | Mother Baby | Post partum |  |  |  |  | PHOTOTHERAPY UNITS |  | .needs class | [5 empty] | GE | [7 empty] | Covered PM Repair - Biomedical | MHHS-Greater Heights
NO | YES |  |  |  | 133-08505 | 133-08505 | GE Medical Systems | M1091990 |  | HFAR50082 | Katy-Nursery | MHHS-Katy |  |  |  | 133-08505 | 133-08505 | Katy | MHHS-Katy | Katy-Nursery | Soiled Holding | 4/1/19 | 4/1/20 |  |  | PHOTOTHERAPY UNITS |  | .needs class | [5 empty] | GE |  |  |  |  | 8/30/14 |  |  | Covered PM Repair - Biomedical | MHHS-Katy
NO | YES | Asset Tag 133-08506 |  |  | 133-08506 | 133-08506 | GE Medical Systems | M1091990 |  | HFAR50083 | Katy-Nursery | MHHS-Katy |  |  |  | 133-08506 | 133-08506 | Katy | MHHS-Katy | Katy-Nursery |  | 7/15/19 |  |  |  | PHOTOTHERAPY UNITS |  | .needs class | [5 empty] | GE |  |  |  |  | 8/30/14 | Finished from Script 3/27/2020 12:11:52pm (Central) |  | Covered PM Repair - Biomedical | MHHS-Katy
NO | YES |  |  |  | 041-11688 |  | GE Medical Systems | M1091990 |  | HFAM50174 | Memorial City - Neonatal | MHHS-Mem City |  |  |  | 041-11688 |  | West | Memorial Hermann - Memorial City | Memorial City - Neonatal | MH4 108 Room 4M28 |  |  |  | Baby in room under Bili lights. | PHOTOTHERAPY UNITS |  | .needs class | [5 empty] | GE | [7 empty] | Covered PM Repair - Biomedical | MHHS-Mem City
NO | YES | Asset Tag 041-18894 |  |  | 041-18894 | 041-18894 | GE Medical Systems | M1091990 |  | HFAM50173 | Memorial City-Postpartum-Nursery | MHHS-Mem City |  |  |  | 041-18894 | 041-18894 | (null) | MHHS-Mem City | Memorial City-Postpartum-Nursery | (null) |  |  |  | (null) | PHOTOTHERAPY UNITS |  | .needs class | [5 empty] | GE |  | (null) |  |  | 8/1/17 | (null) |  | Covered PM Repair - Biomedical | MHHS-Mem City
NO | YES |  |  |  | 013-37523 | 013-37523 | GE Medical Systems | M1091990 |  | HFAV60397 | SW-Nursery | MHHS-Southwest |  |  |  | 013-37523 | 013-37523 | Southwest | MHHS-Southwest | SW-Nursery | Equipment Room | 11/1/19 |  | 11/1/20 |  | PHOTOTHERAPY UNITS |  | .needs class | [5 empty] | GE | [7 empty] | Covered PM Repair - Biomedical | MHHS-Southwest
NO | YES |  |  |  | 013-37524 | 013-37524 | GE Medical Systems | M1091990 |  | HFAV60395 | SW-Nursery | MHHS-Southwest |  |  |  | 013-37524 | 013-37524 | Southwest | MHHS-Southwest | SW-Nursery | Post Partum Storage | 8/1/19 |  | 8/1/20 |  | PHOTOTHERAPY UNITS |  | .needs class | [5 empty] | GE |  |  |  |  | 10/10/17 |  |  | Covered PM Repair - Biomedical | MHHS-Southwest
NO | YES |  |  |  | 013-18171 | 013-18171 | GE Medical Systems | M1091990 |  | HFAP50094 | SW-Nursery | MHHS-Southwest |  |  |  | 013-18171 | 013-18171 | Southwest | MHHS-Southwest | SW-Nursery | Equipment Room | 11/1/19 |  | 11/1/20 |  | PHOTOTHERAPY UNITS |  | .needs class | [5 empty] | GE |  |  |  |  | 10/22/14 |  |  | Covered PM Repair - Biomedical | MHHS-Southwest
NO | YES |  |  |  | 013-37521 | 013-37521 | GE Medical Systems | M1091990 |  | HFAV60394 | SW-Labor & Delivery | MHHS-Southwest |  |  |  | 013-37521 | 013-37521 | Southwest | MHHS-Southwest | SW-Labor & Delivery | Equipment room | 8/1/19 |  | 8/1/20 |  | PHOTOTHERAPY UNITS |  | .needs class | [5 empty] | GE |  |  |  |  | 8/30/14 |  |  | Covered PM Repair - Biomedical | MHHS-Southwest
NO | YES |  |  |  | 013-37522 | 013-37522 | GE Medical Systems | M1091990 |  | HFAV60356 | SW-Nursery | MHHS-Southwest |  |  |  | 013-37522 | 013-37522 | Southwest | MHHS-Southwest | SW-Nursery | Post Partum Storage | 11/1/19 |  | 11/1/20 |  | PHOTOTHERAPY UNITS |  | .needs class | [5 empty] | GE | [7 empty] | Covered PM Repair - Biomedical | MHHS-Southwest
NO | YES | [5 empty] | GE Medical Systems | M1091990 |  | HFAP50107 | SW-Nursery | MHHS-Southwest | [5 empty] | Southwest | MHHS-Southwest | SW-Nursery | Post Partum Storage | 11/1/19 |  | 11/1/20 |  | PHOTOTHERAPY UNITS |  | .needs class | [5 empty] | GE | [7 empty] | Covered PM Repair - Biomedical | MHHS-Southwest
NO | YES |  |  |  | 029-08601 | 029-08601 | GE Medical Systems | M1091990 |  | HFAP50244 | Woodlands-Birth Center | MHHS-Woodlands |  |  |  | 029-08601 | 029-08601 | Woodlands | MHHS-Woodlands | Woodlands-Birth Center | Ob soild utility | 12/1/19 |  | 12/1/20 |  | PHOTOTHERAPY UNITS |  | .needs class | [5 empty] | GE |  |  |  |  | 10/24/14 |  |  | Covered PM Repair - Biomedical | MHHS-Woodlands
NO | YES |  |  |  |  | 029-06174 | GE Medical Systems | M1091990 |  | HFAN50206 | Woodlands-Peds | MHHS-Woodlands |  |  |  |  | 029-06174 | Woodlands | MHHS-Woodlands | Woodlands-Peds | Room 241 | 9/1/19 |  | 9/1/20 |  | PHOTOTHERAPY UNITS |  | .needs class | [5 empty] | GE |  |  |  |  | 10/24/14 |  |  | Covered PM Repair - Biomedical | MHHS-Woodlands
NO | YES |  |  |  | 041-11687 | 041-11687 | GE Medical Systems | M1091990 |  | HFAM50172 | Memorial City-Postpartum-Nursery |  |  |  |  | 041-11687 | 041-11687 | West | MHHS-Mem City | Memorial City-Postpartum-Nursery
NO | YES |  |  |  | 041-11682 | 041-11682 | GE Medical Systems | M1091990 |  | HFAM50202 | Memorial City-Postpartum-Nursery |  |  |  |  | 041-11682 | 041-11682 | West | MHHS-Mem City | Memorial City-Postpartum-Nursery
NO | YES |  |  |  | 041-11093 | 041-11093 | GE Medical Systems | M1091990 |  | HFAM50166 | Memorial City-Postpartum-Nursery |  |  |  |  | 041-11093 | 041-11093 | West | MHHS-Mem City | Memorial City-Postpartum-Nursery
NO | YES |  |  |  | 041-11684 | 041-11684 | GE Medical Systems | M1091990 |  | HFAM50158 | Memorial City-Postpartum-Nursery |  |  |  |  | 041-11684 | 041-11684 | West | MHHS-Mem City | Memorial City-Postpartum-Nursery
NO | NO |  |  |  | 009-10130 |  | GE Medical Systems | M1091990 |  | HFAS50988 | GH - NURSERY | MHHS-Greater Heights |  |  |  | 009-10130 |  | Central & Greater Heights |  | GH - NURSERY | [5 empty] | PHOTOTHERAPY UNITS |  | .needs class | [5 empty] | GE | [7 empty] | Covered PM Repair - Biomedical | MHHS-Greater Heights
NO | YES |  |  |  | 133-09189 | 133-09189 | GE Medical Systems | M1112198 |  | HDJU65072 | Katy-Labor & Delivery OR | MHHS-Katy |  |  |  | 133-09189 | 133-09189 | Katy | MHHS-Katy | Katy-Labor & Delivery OR | Csection or 2 | 1/1/20 | 7/1/20 |  |  | WARMING UNITS, PATIENT, RADIANT, INFANT |  | .needs class | [5 empty] | GE | [7 empty] | Covered PM Repair - Biomedical | MHHS-Katy
NO | YES |  |  |  | 133-10100 | 133-10100 | GE Medical Systems | M1112198 |  | PBWW62010 | Katy-Postpartum-2W | MHHS-Katy |  |  |  | 133-10100 | 133-10100 | Katy | MHHS-Katy | Katy-Postpartum-2W | C-Section 1 | 1/1/20 | 7/1/20 |  |  | WARMING UNITS, PATIENT, RADIANT, INFANT |  | .needs class | [5 empty] | GE |  |  |  |  | 11/21/15 |  |  | Covered PM Repair - Biomedical | MHHS-Katy
NO | YES | Serial Number PBWW62202 |  |  | 041-20877 | 041-20877 | GE Medical Systems | M1112198 |  | PBWW62202 | Memorial City-Labor & Delivery | MHHS-Mem City |  |  |  | 041-20877 | 041-20877 | West | MHHS-Mem City | Memorial City-Labor & Delivery | Room 3M02 | 7/1/19 |  |  |  | WARMING UNITS, PATIENT, RADIANT, INFANT |  | .needs class | [5 empty] | GE | [7 empty] | Covered PM Repair - Biomedical | MHHS-Mem City
NO | YES |  |  |  | 013-36565 | 013-36565 | GE Medical Systems | M1112198 |  | HDJU60375 | SW-Labor | MHHS-Southwest |  |  |  | 013-36565 | 013-36565 | Southwest | MHHS-Southwest | SW-Labor | Room 11 |  |  |  |  | WARMING UNITS, PATIENT, RADIANT, INFANT |  | .needs class | [5 empty] | GE |  |  |  |  | 6/1/19 |  |  | Covered PM Repair - Biomedical | MHHS-Southwest
NO | YES |  |  |  | 013-36566 | 013-36566 | GE Medical Systems | M1112198 |  | HDJU60376 | SW-Labor | MHHS-Southwest |  |  |  | 013-36566 | 013-36566 | Southwest | MHHS-Southwest | SW-Labor | LDR8 |  |  |  |  | WARMING UNITS, PATIENT, RADIANT, INFANT |  | .needs class | [5 empty] | GE |  |  |  |  | 8/19/20 |  |  | Not Covered Vendor Only - Biomedical | MHHS-Southwest
NO | YES |  |  |  | 013-36567 | 013-36567 | GE Medical Systems | M1112198 |  | HDJU60374 | SW-Labor | MHHS-Southwest |  |  |  | 013-36567 | 013-36567 | Southwest | MHHS-Southwest | SW-Labor | LDR7 |  |  |  |  | WARMING UNITS, PATIENT, RADIANT, INFANT |  | .needs class | [5 empty] | GE | [7 empty] | Covered PM Repair - Biomedical | MHHS-Southwest
NO | YES |  |  |  | 013-36568 | 013-36568 | GE Medical Systems | M1112198 |  | HDJU60372 | SW-Labor | MHHS-Southwest |  |  |  | 013-36568 | 013-36568 | Southwest | MHHS-Southwest | SW-Labor | LDR 1 |  |  |  |  | WARMING UNITS, PATIENT, RADIANT, INFANT |  | .needs class | [5 empty] | GE | [7 empty] | Covered PM Repair - Biomedical | MHHS-Southwest
NO | YES |  |  |  | 013-36569 | 013-36569 | GE Medical Systems | M1112198 |  | HDJU60373 | SW-Labor | MHHS-Southwest |  |  |  | 013-36569 | 013-36569 | Southwest | MHHS-Southwest | SW-Labor | LDR 4 |  |  |  |  | WARMING UNITS, PATIENT, RADIANT, INFANT |  | .needs class | [5 empty] | GE |  |  |  |  | 6/26/20 |  |  | Not Covered Vendor Only - Biomedical | MHHS-Southwest
NO | YES |  |  |  | 013-36816 | 013-36816 | GE Medical Systems | M1112198 |  | HDJU61914 | SW-Labor | MHHS-Southwest |  |  |  | 013-36816 | 013-36816 | Southwest | MHHS-Southwest | SW-Labor | OR 2 |  |  |  |  | WARMING UNITS, PATIENT, RADIANT, INFANT |  | .needs class | [5 empty] | GE |  |  |  |  | 11/21/15 |  |  | Covered PM Repair - Biomedical | MHHS-Southwest
NO | YES |  |  |  | 013-36817 | 013-36817 | GE Medical Systems | M1112198 |  | HDJU61916 | SW-Labor | MHHS-Southwest |  |  |  | 013-36817 | 013-36817 | Southwest | MHHS-Southwest | SW-Labor | LDR 6 |  |  |  |  | WARMING UNITS, PATIENT, RADIANT, INFANT |  | .needs class | [5 empty] | GE |  |  |  |  | 2/12/16 |  |  | Covered PM Repair - Biomedical | MHHS-Southwest
NO | YES |  |  |  | 013-36818 | 013-36818 | GE Medical Systems | M1112198 |  | HDJU61917 | SW-Labor | MHHS-Southwest |  |  |  | 013-36818 | 013-36818 | Southwest | MHHS-Southwest | SW-Labor | Room 15 |  |  |  |  | WARMING UNITS, PATIENT, RADIANT, INFANT |  | .needs class | [5 empty] | GE | [7 empty] | Covered PM Repair - Biomedical | MHHS-Southwest
NO | YES |  |  |  | 013-36819 | 013-36819 | GE Medical Systems | M1112198 |  | HDJU61915 | SW-Labor | MHHS-Southwest |  |  |  | 013-36819 | 013-36819 | Southwest | MHHS-Southwest | SW-Labor | OR 1 |  |  |  |  | WARMING UNITS, PATIENT, RADIANT, INFANT |  | .needs class | [5 empty] | GE | [7 empty] | Covered PM Repair - Biomedical | MHHS-Southwest
NO | YES |  |  |  | 129-31063 | 129-31063 | GE Medical Systems | M1112198 |  | PBWY 70185 | Sugar Land-Labor & Delivery | MHHS-Sugarland |  |  |  | 129-31063 | 129-31063 | Sugar Land | MHHS-Sugarland | Sugar Land-Labor & Delivery | Suite 303 - OBED | 9/1/19 |  |  |  | WARMING UNITS, PATIENT, RADIANT, INFANT |  | .needs class | [5 empty] | GE | [7 empty] | Covered PM Repair - Biomedical | MHHS-Sugarland
NO | YES |  |  |  | 129-31065 | 129-31065 | GE Medical Systems | M1112198 |  | PBWY 70187 | Sugar Land-Labor & Delivery | MHHS-Sugarland |  |  |  | 129-31065 | 129-31065 | Sugar Land | MHHS-Sugarland | Sugar Land-Labor & Delivery | OR 1 | 9/1/19 |  |  |  | WARMING UNITS, PATIENT, RADIANT, INFANT |  | .needs class | [5 empty] | GE |  |  |  |  | 7/19/19 |  |  | Covered PM Repair - Biomedical | MHHS-Sugarland
NO | YES |  |  |  | 129-31066 | 129-31066 | GE Medical Systems | M1112198 |  | PBWY 70186 | Sugar Land-Labor & Delivery | MHHS-Sugarland |  |  |  | 129-31066 | 129-31066 | Sugar Land | MHHS-Sugarland | Sugar Land-Labor & Delivery | Suite 304 | 9/1/19 |  |  |  | WARMING UNITS, PATIENT, RADIANT, INFANT |  | .needs class | [5 empty] | GE |  |  |  |  | 7/19/19 |  |  | Covered PM Repair - Biomedical | MHHS-Sugarland
NO | YES |  |  |  | 129-31067 | 129-31067 | GE Medical Systems | M1112198 |  | PBWY70188 | Sugar Land-Labor & Delivery | MHHS-Sugarland |  |  |  | 129-31067 | 129-31067 | Sugar Land | MHHS-Sugarland | Sugar Land-Labor & Delivery | L | 9/1/19 |  | 3/1/20 |  | WARMING UNITS, PATIENT, RADIANT, INFANT |  | .needs class | [5 empty] | GE |  |  |  |  | 7/19/19 |  |  | Covered PM Repair - Biomedical | MHHS-Sugarland
NO | YES |  |  |  | 129-31068 | 129-31068 | GE Medical Systems | M1112198 |  | PBWY 70182 | Sugar Land-Labor & Delivery | MHHS-Sugarland |  |  |  | 129-31068 | 129-31068 | Sugar Land | MHHS-Sugarland | Sugar Land-Labor & Delivery | L | 9/1/19 |  | 3/1/20 |  | WARMING UNITS, PATIENT, RADIANT, INFANT |  | .needs class | [5 empty] | GE | [7 empty] | Covered PM Repair - Biomedical | MHHS-Sugarland
NO | YES |  |  |  | 129-31070 | 129-31070 | GE Medical Systems | M1112198 |  | PBWY70189 | Sugar Land-Labor & Delivery | MHHS-Sugarland |  |  |  | 129-31070 | 129-31070 | Sugar Land | MHHS-Sugarland | Sugar Land-Labor & Delivery | L | 9/1/19 |  | 3/1/20 |  | WARMING UNITS, PATIENT, RADIANT, INFANT |  | .needs class | [5 empty] | GE | [7 empty] | Covered PM Repair - Biomedical | MHHS-Sugarland
NO | YES |  |  |  | 069-37102 | 069-37102 | GE Medical Systems | M1112198 |  | HDJT50202 | TMC-Children's-L&D (5Hp) | MHHS-TMC |  |  |  | 069-37102 | 069-37102 | TMC | MHHS-TMC | TMC-Children's-L&D (5Hp) |  | 12/16/19 |  |  |  | WARMING UNITS, PATIENT, RADIANT, INFANT |  | .needs class | [5 empty] | GE |  |  |  |  | 10/16/14 | Verified 3/30/2020 4:07pm (Central) |  | Covered PM Repair - Biomedical | MHHS-TMC
NO | YES |  |  |  | 069-37887 | 069-37887 | GE Medical Systems | M1112198 |  | HDJR56073 | TMC-Children's-L&D (5Hp) | MHHS-TMC |  |  |  | 069-37887 | 069-37887 | TMC | MHHS-TMC | TMC-Children's-L&D (5Hp) |  | 12/1/19 |  | 6/1/20 |  | WARMING UNITS, PATIENT, RADIANT, INFANT |  | .needs class | [5 empty] | GE |  |  |  |  | 7/1/19 |  |  | Covered PM Repair - Biomedical | MHHS-TMC
NO | YES |  |  |  | 069-37888 | 069-37888 | GE Medical Systems | M1112198 |  | HDJR56074 | TMC-Children's-L&D (5Hp) | MHHS-TMC |  |  |  | 069-37888 | 069-37888 | TMC | MHHS-TMC | TMC-Children's-L&D (5Hp) |  | 12/23/19 |  |  |  | WARMING UNITS, PATIENT, RADIANT, INFANT |  | .needs class | [5 empty] | GE |  |  |  |  | 7/1/19 | Verified 3/30/2020 4:07pm (Central) |  | Covered PM Repair - Biomedical | MHHS-TMC
NO | YES |  |  |  | 069-39835 | 069-39835 | GE Medical Systems | M1112198 |  | HDJT60268 | TMC-Children's-L&D (5Hp) | MHHS-TMC |  |  |  | 069-39835 | 069-39835 | TMC | MHHS-TMC | TMC-Children's-L&D (5Hp) |  | 12/11/19 |  |  |  | WARMING UNITS, PATIENT, RADIANT, INFANT |  | .needs class | [5 empty] | GE |  |  |  |  | 6/30/21 | Verified 3/30/2020 4:07pm (Central) |  | Not Covered Vendor Only - Biomedical | MHHS-TMC
NO | YES |  |  |  | 069-39836 | 069-39836 | GE Medical Systems | M1112198 |  | HDJT60243 | TMC-Children's-L&D (5Hp) | MHHS-TMC |  |  |  | 069-39836 | 069-39836 | TMC | MHHS-TMC | TMC-Children's-L&D (5Hp) |  | 12/17/19 |  |  |  | WARMING UNITS, PATIENT, RADIANT, INFANT |  | .needs class | [5 empty] | GE |  |  |  |  | 11/1/19 | Verified 3/30/2020 4:07pm (Central) |  | Covered PM Repair - Biomedical | MHHS-TMC
NO | YES |  |  |  |  | 029-06548 | GE Medical Systems | M1112198 |  | HDJP51053 | Woodlands-NICU | MHHS-Woodlands |  |  |  |  | 029-06548 | Woodlands | MHHS-Woodlands | Woodlands-NICU | NICU | 11/1/19 |  | 3/1/19 |  | WARMING UNITS, PATIENT, RADIANT, INFANT |  | .needs class | [5 empty] | GE |  |  |  |  | 3/31/13 |  |  | Covered PM Repair - Biomedical | MHHS-Woodlands
NO | NO |  |  |  | 133-10102 |  | GE Medical Systems | M1112198 |  | PBWW62009 | KATY - POSTPARTUM - 2W | MHHS-Katy |  |  |  | 133-10102 |  | Katy |  | KATY - POSTPARTUM - 2W | [5 empty] | WARMING UNITS, PATIENT, RADIANT, INFANT |  | .needs class | [5 empty] | GE | [7 empty] | Covered PM Repair - Biomedical | MHHS-Katy
NO | NO |  |  |  | 129-31064 |  | GE Medical Systems | M1112198 |  | PBWY 70183 | SUGAR LAND - LABOR & DELIVERY | MHHS-Sugarland |  |  |  | 129-31064 |  | Sugar Land |  | SUGAR LAND - LABOR & DELIVERY | [5 empty] | WARMING UNITS, PATIENT, RADIANT, INFANT |  | .needs class | [5 empty] | GE | [7 empty] | Covered PM Repair - Biomedical | MHHS-Sugarland
NO | NO |  |  |  | 069-37103 |  | GE Medical Systems | M1112198 |  | HDJT50203 | TMC - CHILDRENS - L&D (5HP) | MHHS-TMC |  |  |  | 069-37103 |  | TMC |  | TMC - CHILDRENS - L&D (5HP) | [5 empty] | WARMING UNITS, PATIENT, RADIANT, INFANT |  | .needs class | [5 empty] | GE | [7 empty] | No Coverage Specified | MHHS-TMC
NO | NO |  |  |  | 069-37891 |  | GE Medical Systems | M1112198 |  | HDJR56077 | TMC - CHILDRENS - L&D (5HP) | MHHS-TMC |  |  |  | 069-37891 |  | TMC |  | TMC - CHILDRENS - L&D (5HP) | [5 empty] | WARMING UNITS, PATIENT, RADIANT, INFANT |  | .needs class | [5 empty] | GE | [7 empty] | Covered PM Repair - Biomedical | MHHS-TMC
NO | NO |  |  |  | 069-39834 |  | GE Medical Systems | M1112198 |  | HDJT60271 | TMC - CHILDRENS - L&D (5HP) | MHHS-TMC |  |  |  | 069-39834 |  | TMC |  | TMC - CHILDRENS - L&D (5HP) | [5 empty] | WARMING UNITS, PATIENT, RADIANT, INFANT |  | .needs class | [5 empty] | GE | [7 empty] | Covered PM Repair - Biomedical | MHHS-TMC
NO | NO |  |  |  | 069-39837 |  | GE Medical Systems | M1112198 |  | HDJT60273 | TMC - CHILDRENS - L&D (5HP) | MHHS-TMC |  |  |  | 069-39837 |  | TMC |  | TMC - CHILDRENS - L&D (5HP) | [5 empty] | WARMING UNITS, PATIENT, RADIANT, INFANT |  | .needs class | [5 empty] | GE | [7 empty] | Covered PM Repair - Biomedical | MHHS-TMC
NO | NO | [5 empty] | GE Medical Systems | M1112198 |  | HDJR56075 | TMC - CHILDRENS - L&D (5HP) | MHHS-TMC | [5 empty] | TMC |  | TMC - CHILDRENS - L&D (5HP) | [5 empty] | WARMING UNITS, PATIENT, RADIANT, INFANT |  | .needs class | [5 empty] | GE | [7 empty] | Covered PM Repair - Biomedical | MHHS-TMC
NO | NO | [5 empty] | GE Medical Systems | M1112198 |  | HDJR56076 | TMC - CHILDRENS - L&D (5HP) | MHHS-TMC | [5 empty] | TMC |  | TMC - CHILDRENS - L&D (5HP) | [5 empty] | WARMING UNITS, PATIENT, RADIANT, INFANT |  | .needs class | [5 empty] | GE | [7 empty] | Not Covered Vendor Only - Biomedical | MHHS-TMC
NO | NO |  |  |  | 069-29198 |  | GE Medical Systems | M1112198 |  | HDJR56078 | TMC - OR - LABOR/ DELIVERY (5/6HP) | MHHS-TMC |  |  |  | 069-29198 |  | TMC |  | TMC - OR - LABOR/ DELIVERY (5/6HP) | [5 empty] | WARMING UNITS, PATIENT, RADIANT, INFANT |  | .needs class | [5 empty] | GE | [7 empty] | Covered PM Repair - Biomedical | MHHS-TMC
NO | YES |  |  |  | 041-11838 | 041-11838 | GE Medical Systems | M1118179 |  | HDJM51408 | Memorial City - Neonatal | MHHS-Mem City |  |  |  | 041-11838 | 041-11838 | West | Memorial Hermann - Memorial City | Memorial City - Neonatal | MH4 116 Room 4M21 |  |  |  | Baby in bed. Unabke to get better photis. | WARMING UNITS, PATIENT, RADIANT, INFANT |  | .needs class | [5 empty] | GE | [7 empty] | Covered PM Repair - Biomedical | MHHS-Mem City
NO | YES |  |  |  | 041-11844 | 041-11844 | GE Medical Systems | M1118179 |  | HDJM51487 | Memorial City - Neonatal | MHHS-Mem City |  |  |  | 041-11844 | 041-11844 | West | Memorial Hermann - Memorial City | Memorial City - Neonatal | MH4 116 Room 4M21 |  |  |  |  | WARMING UNITS, PATIENT, RADIANT, INFANT |  | .needs class | [5 empty] | GE | [7 empty] | Covered PM Repair - Biomedical | MHHS-Mem City
NO | YES |  |  |  |  | 041-11842 | GE Medical Systems | M1118179 |  | HDJM51482 | MEMORIAL CITY - MHT - NICU | MHHS-Mem City |  |  |  |  | 041-11842 | West | Memorial Hermann Memorial City Medical Center | MEMORIAL CITY - MHT - NICU | Memorial City - MH4 318 Treatment |  |  |  |  | WARMING UNITS, PATIENT, RADIANT, INFANT |  | .needs class | [5 empty] | GE | [7 empty] | Covered PM Repair - Biomedical | MHHS-Mem City
NO | YES |  |  |  |  | 013-19404 | GE Medical Systems | M1118179 |  | HDJQ52816 | SW-NICU | MHHS-Southwest |  |  |  |  | 013-19404 | Southwest | MHHS-Southwest | SW-NICU | NICU level 3 | 2/1/20 |  | 8/1/20 |  | WARMING UNITS, PATIENT, RADIANT, INFANT |  | .needs class | [5 empty] | GE | [7 empty] | Covered PM Repair - Biomedical | MHHS-Southwest
NO | YES |  |  |  | 077-07861 | 077-07861 | GE Medical Systems | M1118179 |  | HDJT60601 | TMC-Children's-NICU (7Hp) | MHHS-TMC |  |  |  | 077-07861 | 077-07861 | TMC | MHHS-TMC | TMC-Children's-NICU (7Hp) |  | 3/18/19 |  |  |  | WARMING UNITS, PATIENT, RADIANT, INFANT |  | .needs class | [5 empty] | GE |  |  |  |  | 8/19/20 | Verified 3/30/2020 4:07pm (Central) |  | Not Covered Vendor Only - Biomedical | MHHS-TMC
NO | YES |  |  |  | 077-07862 | 077-07862 | GE Medical Systems | M1118179 |  | HDJT6062 | TMC-Children's-NICU (7Hp) | MHHS-TMC |  |  |  | 077-07862 | 077-07862 | TMC | MHHS-TMC | TMC-Children's-NICU (7Hp) |  | 3/11/19 |  |  |  | WARMING UNITS, PATIENT, RADIANT, INFANT |  | .needs class | [5 empty] | GE |  |  |  |  | 10/3/18 | Verified 3/30/2020 4:07pm (Central) |  | Covered PM Repair - Biomedical | MHHS-TMC
NO | YES |  |  |  | 077-07863 | 077-07863 | GE Medical Systems | M1118179 |  | HDJT6063 | TMC | MHHS-TMC |  |  |  | 077-07863 | 077-07863 | TMC |  | TMC | H9/74 | 3/1/19 |  |  |  | WARMING UNITS, PATIENT, RADIANT, INFANT |  | .needs class | [5 empty] | GE |  |  |  |  | 10/3/18 |  |  | Covered PM Repair - Biomedical | MHHS-TMC
NO | YES |  |  |  | 077-07864 | 077-07864 | GE Medical Systems | M1118179 |  | HDJT6064 | NICU Bear A | MHHS-TMC |  |  |  | 077-07864 | 077-07864 | TMC | TCM | NICU Bear A | Memorial Hermann-Texas Medica Center NICU | 9/1/20 |  | 3/1/21 |  | WARMING UNITS, PATIENT, RADIANT, INFANT |  | .needs class | [5 empty] | GE |  |  |  |  | 10/3/18 |  |  | Covered PM Repair - Biomedical | MHHS-TMC
NO | YES |  |  |  | 077-10005 | 077-10005 | GE Medical Systems | M1118179 |  | GBWX70205 | TMC-Children's-NICU (7Hp) | MHHS-TMC |  |  |  | 077-10005 | 077-10005 | TMC | MHHS-TMC | TMC-Children's-NICU (7Hp) |  | 3/11/19 |  |  |  | WARMING UNITS, PATIENT, RADIANT, INFANT |  | .needs class | [5 empty] | GE |  |  |  |  | 8/19/20 | Verified 3/30/2020 4:07pm (Central) |  | Not Covered Vendor Only - Biomedical | MHHS-TMC
NO | YES |  |  |  | 077-10006 | 077-10006 | GE Medical Systems | M1118179 |  | GBWX70206 | TMC-Children's-NICU (7Hp) | MHHS-TMC |  |  |  | 077-10006 | 077-10006 | TMC | MHHS-TMC | TMC-Children's-NICU (7Hp) |  | 3/11/19 |  |  |  | WARMING UNITS, PATIENT, RADIANT, INFANT |  | .needs class | [5 empty] | GE |  |  |  |  | 8/19/20 | Verified 3/30/2020 4:07pm (Central) |  | Not Covered Vendor Only - Biomedical | MHHS-TMC
NO | YES |  |  |  | 077-10007 | 077-10007 | GE Medical Systems | M1118179 |  | GBWX70207 | TMC-Respiratory-Adult | MHHS-TMC |  |  |  | 077-10007 | 077-10007 | TMC | MHHS-TMC | TMC-Respiratory-Adult | Memorial Hermann- Texas Medical Center NICU | 9/1/19 |  | 3/1/20 |  | WARMING UNITS, PATIENT, RADIANT, INFANT |  | .needs class | [5 empty] | GE |  |  |  |  | 8/19/20 |  |  | Not Covered Vendor Only - Biomedical | MHHS-TMC
NO | YES |  |  |  | 069-36764 | 069-36764 | GE Medical Systems | M1118179 |  | HDJT50726 | TMC-Hermann-Pedi ER (1Hp) | MHHS-TMC |  |  |  | 069-36764 | 069-36764 | TMC | MHHS-TMC | TMC-Hermann-Pedi ER (1Hp) | Nursing | 3/1/19 |  | 3/1/20 |  | WARMING UNITS, PATIENT, RADIANT, INFANT |  | .needs class | [5 empty] | GE |  |  |  |  | 8/19/20 |  |  | Not Covered Vendor Only - Biomedical | MHHS-TMC
NO | YES |  |  |  | 069-36765 | 069-36765 | GE Medical Systems | M1118179 |  | HDJT50702 | TMC-Sarofim 1-Pedi ER | MHHS-TMC |  |  |  | 069-36765 | 069-36765 | TMC | MHHS-TMC | TMC-Sarofim 1-Pedi ER | Pedi 30 | 3/1/19 |  | 9/1/19 |  | WARMING UNITS, PATIENT, RADIANT, INFANT |  | .needs class | [5 empty] | GE |  |  |  |  | 2/10/16 |  |  | Covered PM Repair - Biomedical | MHHS-TMC
NO | NO | [5 empty] | GE Medical Systems | M1118179 |  | HDJM51486 | MEMORIAL CITY - MHT - NICU | MHHS-Mem City | [5 empty] | West & Memorial City |  | MEMORIAL CITY - MHT - NICU | [5 empty] | WARMING UNITS, PATIENT, RADIANT, INFANT |  | .needs class | [5 empty] | GE | [7 empty] | Not Covered Vendor Only - Biomedical | MHHS-Mem City
NO | NO |  |  |  | 077-10003 |  | GE Medical Systems | M1118179 |  | GBWX70203 | TMC - CHILDRENS - NICU (7HP) | MHHS-TMC |  |  |  | 077-10003 |  | TMC |  | TMC - CHILDRENS - NICU (7HP) | [5 empty] | WARMING UNITS, PATIENT, RADIANT, INFANT |  | .needs class | [5 empty] | GE | [7 empty] | Covered PM Repair - Biomedical | MHHS-TMC
NO | NO |  |  |  | 077-10004 |  | GE Medical Systems | M1118179 |  | GBWX70204 | TMC - CHILDRENS - NICU (7HP) | MHHS-TMC |  |  |  | 077-10004 |  | TMC |  | TMC - CHILDRENS - NICU (7HP) | [5 empty] | WARMING UNITS, PATIENT, RADIANT, INFANT |  | .needs class | [5 empty] | GE | [7 empty] | Not Covered Vendor Only - Biomedical | MHHS-TMC
NO | YES |  |  |  | 133-08445 | 133-08445 | GE Medical Systems | M1231533 |  | QAAT50101 | Katy-NICU | MHHS-Katy |  |  |  | 133-08445 | 133-08445 | Katy | MHHS-Katy | Katy-NICU | NICU STORAGE | 5/1/19 | 5/1/20 |  |  | PHOTOTHERAPY UNITS |  | .needs class | [5 empty] | GE |  |  |  |  | 10/3/18 |  |  | Covered PM Repair - Biomedical | MHHS-Katy
NO | YES |  |  |  | 133-09621 | 133-09621 | GE Medical Systems | M1231533 |  | QAAU61348 | Katy-NICU | MHHS-Katy |  |  |  | 133-09621 | 133-09621 | Katy | MHHS-Katy | Katy-NICU | 305B | 1/1/19 |  |  |  | PHOTOTHERAPY UNITS |  | .needs class | [5 empty] | GE | [7 empty] | Covered PM Repair - Biomedical | MHHS-Katy
NO | YES |  |  |  | 129-05934 | 129-05934 | GE Medical Systems | M1231533 |  | QAAT61366 | Sugar Land-Pedi IMU | MHHS-Sugarland |  |  |  | 129-05934 | 129-05934 | Sugar Land | MHHS-Sugarland | Sugar Land-Pedi IMU | Equipment Storage | 9/1/19 | 9/1/20 |  |  | PHOTOTHERAPY UNITS |  | .needs class | [5 empty] | GE | [7 empty] | Covered PM Repair - Biomedical | MHHS-Sugarland
NO | NO |  |  |  | 129-05933 |  | GE Medical Systems | M1231533 |  | QAAT61370 | SUGAR LAND - NURSERY | MHHS-Sugarland |  |  |  | 129-05933 |  | Sugar Land |  | SUGAR LAND - NURSERY | [5 empty] | PHOTOTHERAPY UNITS |  | .needs class | [5 empty] | GE | [7 empty] | Covered PM Repair - Biomedical | MHHS-Sugarland
NO | YES |  |  |  | 013-35968 | 013-35968 | GE Medical Systems | MAC 1200 |  |  | MH MG-(SW)-Southwest Cardiology (Mp2) | MHHS-MG |  | ECG Machine |  | 013-35968 | 013-35968 | Southwest | MHHS-MG | MH MG-(SW)-Southwest Cardiology (Mp2) | Hallway | 11/1/19 |  | 11/1/20 |  | ELECTROCARDIOGRAPHS | ECG Machine | ECGMACHINE-GE-MAC 1200 | ECGMACHINE | MAC 1200 |  |  |  | GE | ECG Machine |  | ECGMACHINE-GE-MAC 1200 |  |  |  |  | Covered PM Repair - Biomedical | MHHS-MG | [8 empty] | ECGMACHINE | ECG Machine | GE
NO | YES |  |  |  | 005-12422 | 005-12422 | GE Medical Systems | MAC 2000 |  | SPW17510055PA | MH MG - (SE) - LC CCC - TIMESHARE | MHHS-MG |  | ECG Machine |  | 005-12422 | 005-12422 | Southeast | MHHS-MG | MH MG - (SE) - LC CCC - TIMESHARE | EKG procedure room | 9/1/19 |  |  |  | ELECTROCARDIOGRAPHS | ECG Machine | ECGMACHINE-GE-MAC 2000 | ECGMACHINE | MAC 2000 |  |  |  | GE | ECG Machine |  | ECGMACHINE-GE-MAC 2000 |  |  |  |  | Covered PM Repair - Biomedical | MHHS-MG | [8 empty] | ECGMACHINE | ECG Machine | GE
NO | NO |  |  |  | 005-33795 |  | GE Medical Systems | MAC 2000 |  | SPW18080123PA | MH MG - (SE) - LAKE JACKSON | MHHS-MG |  | ECG Machine |  | 005-33795 |  | Southeast & Bay Area |  | MH MG - (SE) - LAKE JACKSON | [5 empty] | ELECTROCARDIOGRAPHS |  | ECGMACHINE-GE-MAC 2000 | ECGMACHINE | MAC 2000 |  |  |  | GE | ECG Machine |  | ECGMACHINE-GE-MAC 2000 |  |  |  |  | Covered PM Repair - Biomedical | MHHS-MG
NO | YES |  |  |  | 133-09850 | 133-09850 | GE Medical Systems | MAC 5000 |  | AAY05388746PA | Katy-Cath Lab | MHHS-Katy |  | ECG Machine |  | 133-09850 | 133-09850 | Katy | MHHS-Katy | Katy-Cath Lab | Recovery | 1/1/20 | 7/1/20 |  |  | ELECTROCARDIOGRAPHS | ECG Machine | ECGMACHINE-GE-MAC 5000 | ECGMACHINE | MAC 5000 |  |  |  | GE | ECG Machine |  | ECGMACHINE-GE-MAC 5000 |  | 4/4/15 |  |  | Covered PM Repair - Biomedical | MHHS-Katy | [8 empty] | ECGMACHINE | ECG Machine | GE
NO | YES |  |  |  | 005-03957 | 005-03957 | GE Medical Systems | MAC 5000 |  | AAY04222352PA | SE-Noninvasive Cardiology | MHHS-Southeast |  | ECG Machine |  | 005-03957 | 005-03957 | Southeast | MHHS-Southeast | SE-Noninvasive Cardiology | Stress Lab |  |  |  |  | ELECTROCARDIOGRAPHS |  | ECGMACHINE-GE-MAC 5000 | ECGMACHINE | MAC 5000 |  |  |  | GE | ECG Machine |  | ECGMACHINE-GE-MAC 5000 |  |  |  |  | Covered PM Repair - Biomedical | MHHS-Southeast
NO | YES |  |  |  | 005-03955 | 005-03955 | GE Medical Systems | MAC 5000 |  | AAY0422235PA | Nuc Med | MHHS-Southeast |  | ECG Machine |  | 005-03955 | 005-03955 | Southeast | Memorial Hermann Southeast Hospital | Nuc Med | Nuc Med stress rm. |  |  |  |  | ELECTROCARDIOGRAPHS |  | ECGMACHINE-GE-MAC 5000 | ECGMACHINE | MAC 5000 |  |  |  | GE | ECG Machine |  | ECGMACHINE-GE-MAC 5000 |  |  |  |  | Covered PM Repair - Biomedical | MHHS-Southeast
NO | YES |  |  |  | 005-08953 | 005-08953 | GE Medical Systems | MAC 5000 |  | M1MP7124P | SE-Noninvasive Cardiology | MHHS-Southeast |  | ECG Machine |  | 005-08953 | 005-08953 | Southeast | MHHS-Southeast | SE-Noninvasive Cardiology | Stress Lab |  |  |  |  | ELECTROCARDIOGRAPHS |  | ECGMACHINE-GE-MAC 5000 | ECGMACHINE | MAC 5000 |  |  |  | GE | ECG Machine |  | ECGMACHINE-GE-MAC 5000 |  | 12/22/16 |  |  | Covered PM Repair - Biomedical | MHHS-Southeast
NO | YES |  |  |  | 129-01261 | 129-01261 | GE Medical Systems | MAC 5000 |  | K2MP0209P | Sugar Land-Respiratory | MHHS-Sugarland |  | ECG Machine |  | 129-01261 | 129-01261 | Sugar Land | MHHS-Sugarland | Sugar Land-Respiratory | Respiratory | 5/1/19 |  | 2/1/20 |  | ELECTROCARDIOGRAPHS | ECG Machine | ECGMACHINE-GE-MAC 5000 | ECGMACHINE | MAC 5000 |  |  |  | GE | ECG Machine |  | ECGMACHINE-GE-MAC 5000 |  | 4/17/13 |  |  | Covered PM Repair - Biomedical | MHHS-Sugarland | [8 empty] | ECGMACHINE | ECG Machine | GE
NO | NO |  |  |  | 005-03959 |  | GE Medical Systems | MAC 5000 |  | AAY04222288PA | SE - UNIT 2A (INPATIENT REHAB) | MHHS-Southeast |  | ECG Machine |  | 005-03959 |  | Southeast & Bay Area |  | SE - UNIT 2A (INPATIENT REHAB) | [5 empty] | ELECTROCARDIOGRAPHS |  | ECGMACHINE-GE-MAC 5000 | ECGMACHINE | MAC 5000 |  |  |  | GE | ECG Machine |  | ECGMACHINE-GE-MAC 5000 |  |  |  |  | Covered PM Repair - Biomedical | MHHS-Southeast
NO | NO | [5 empty] | GE Medical Systems | MAC 5000 |  | H3WT10762P | SW - NICU | MHHS-Southwest |  | ECG Machine |  |  |  | Southwest |  | SW - NICU | [5 empty] | ELECTROCARDIOGRAPHS |  | ECGMACHINE-GE-MAC 5000 | ECGMACHINE | MAC 5000 |  |  |  | GE | ECG Machine |  | ECGMACHINE-GE-MAC 5000 |  |  |  |  | Covered PM Repair - Biomedical | MHHS-Southwest
NO | NO | [5 empty] | GE Medical Systems | MAC 5000 |  | AAY04031058PA | SW - NURSERY | MHHS-Southwest |  | ECG Machine |  |  |  | Southwest |  | SW - NURSERY | [5 empty] | ELECTROCARDIOGRAPHS |  | ECGMACHINE-GE-MAC 5000 | ECGMACHINE | MAC 5000 |  |  |  | GE | ECG Machine |  | ECGMACHINE-GE-MAC 5000 |  |  |  |  | Covered PM Repair - Biomedical | MHHS-Southwest
NO | NO |  |  |  | 074-00391 |  | GE Medical Systems | MAC 5000 |  |  | TMC - HVI - CARDIOLOGY (3HVI) | MHHS-TMC |  | ECG Machine |  | 074-00391 |  | TMC |  | TMC - HVI - CARDIOLOGY (3HVI) | [5 empty] | ELECTROCARDIOGRAPHS |  | ECGMACHINE-GE-MAC 5000 | ECGMACHINE | MAC 5000 |  |  |  | GE | ECG Machine |  | ECGMACHINE-GE-MAC 5000 |  |  |  |  | Covered PM Repair - Biomedical | MHHS-TMC
NO | YES |  |  |  | 013-39255 | 013-39255 | GE Medical Systems | MAC 5000 HD |  | skj19280011PA | SW-ER | MHHS-Southwest |  |  |  | 013-39255 | 013-39255 | Southwest | MHHS-Southwest | SW-ER | Triage |  |  |  |  | ELECTROCARDIOGRAPHS |  | .needs class | [5 empty] | GE |  |  |  |  | 4/17/13 |  |  | Covered PM Repair - Biomedical | MHHS-Southwest
NO | YES |  |  |  | 151-03258 | 151-03258 | GE Medical Systems | MAC 5500 |  | SKJ19170023PA | CY-3 South | MHHS-Cypress |  | ECG Machine |  | 151-03258 | 151-03258 | Northwest | MHHS-Cypress | CY-3 South | Corredor hallway | 6/1/19 | 6/1/20 |  |  | ELECTROCARDIOGRAPHS | ECG Machine | ECGMACHINE-GE-MAC 5500 | ECGMACHINE | MAC 5500 |  |  |  | GE | ECG Machine |  | ECGMACHINE-GE-MAC 5500 |  | 12/1/16 |  |  | Covered PM Repair - Biomedical | MHHS-Cypress | [8 empty] | ECGMACHINE | ECG Machine | GE
NO | YES |  |  |  | 009-04873 | 009-04873 | GE Medical Systems | MAC 5500 |  | SCD05420738PA | GH-Preop | MHHS-Greater Heights |  | ECG Machine |  | 009-04873 | 009-04873 | Central | MHHS-Greater Heights | GH-Preop | Storage hallways | 8/1/19 |  | 8/1/20 |  | ELECTROCARDIOGRAPHS | ECG Machine | ECGMACHINE-GE-MAC 5500 | ECGMACHINE | MAC 5500 |  |  |  | GE | ECG Machine |  | ECGMACHINE-GE-MAC 5500 |  | 10/2/21 |  |  | Not Covered Vendor Only - Biomedical | MHHS-Greater Heights | [8 empty] | ECGMACHINE | ECG Machine | GE
NO | YES |  |  |  | 133-06643 | 133-06643 | GE Medical Systems | MAC 5500 |  | SCD09366521PA | Katy-Med/Surg 6th Floor | MHHS-Katy |  | ECG Machine |  | 133-06643 | 133-06643 | Katy | MHHS-Katy | Katy-Med/Surg 6th Floor | MEDSURG 6th FL HALLWAY | 8/1/19 | 8/1/20 |  |  | ELECTROCARDIOGRAPHS | ECG Machine | ECGMACHINE-GE-MAC 5500 | ECGMACHINE | MAC 5500 |  |  |  | GE | ECG Machine |  | ECGMACHINE-GE-MAC 5500 |  | 11/1/16 |  |  | Covered PM Repair - Biomedical | MHHS-Katy | [8 empty] | ECGMACHINE | ECG Machine | GE
NO | YES | Asset Tag 133-31094 |  |  | 133-31094 | 133-31094 | GE Medical Systems | MAC 5500 |  | SCD06072473PA | KATY - AMBULATORY CARE | MHHS-Katy |  | ECG Machine |  | 133-31094 | 133-31094 | Katy | Memorial Hermann Northeast Hospital | KATY - AMBULATORY CARE | Room 7 | 3/1/19 | 3/1/20 |  |  | ELECTROCARDIOGRAPHS | ECG Machine | ECGMACHINE-GE-MAC 5500 | ECGMACHINE | MAC 5500 |  |  |  | GE | ECG Machine |  | ECGMACHINE-GE-MAC 5500 |  | 11/1/16 |  |  | Covered PM Repair - Biomedical | MHHS-Katy | [8 empty] | ECGMACHINE | ECG Machine | GE
NO | YES |  |  |  | 133-03761 | 133-03761 | GE Medical Systems | MAC 5500 |  | SCD06223433PA | Katy-Preadmitting | MHHS-Katy |  | ECG Machine |  | 133-03761 | 133-03761 | Katy | MHHS-Katy | Katy-Preadmitting | Preadmission Testing | 3/1/19 | 3/1/20 |  |  | ELECTROCARDIOGRAPHS | ECG Machine | ECGMACHINE-GE-MAC 5500 | ECGMACHINE | MAC 5500 |  |  |  | GE | ECG Machine |  | ECGMACHINE-GE-MAC 5500 |  | 6/28/18 |  |  | Covered PM Repair - Biomedical | MHHS-Katy | [8 empty] | ECGMACHINE | ECG Machine | GE
NO | YES |  |  |  | 133-06640 | 133-06640 | GE Medical Systems | MAC 5500 |  | SCD08051426PA | Katy-Preadmitting | MHHS-Katy |  | ECG Machine |  | 133-06640 | 133-06640 | Katy | MHHS-Katy | Katy-Preadmitting | Preadmission Testing | 3/1/19 | 3/1/20 |  |  | ELECTROCARDIOGRAPHS | ECG Machine | ECGMACHINE-GE-MAC 5500 | ECGMACHINE | MAC 5500 |  |  |  | GE | ECG Machine |  | ECGMACHINE-GE-MAC 5500 |  | 6/28/18 |  |  | Covered PM Repair - Biomedical | MHHS-Katy | [8 empty] | ECGMACHINE | ECG Machine | GE
NO | YES |  |  |  | 129-06444 | 129-06444 | GE Medical Systems | MAC 5500 |  | SKJ15306574PA | CAHF - (SL) - SUGAR LAND (MP2) | MHHS - Heart Failure Clinics |  | ECG Machine |  | 129-06444 | 129-06444 | Sugar Land | MHHS-Others | CAHF - (SL) - SUGAR LAND (MP2) | Storage | 10/1/19 |  | 10/1/20 |  | ELECTROCARDIOGRAPHS | ECG Machine | ECGMACHINE-GE-MAC 5500 | ECGMACHINE | MAC 5500 |  |  |  | GE | ECG Machine |  | ECGMACHINE-GE-MAC 5500 |  | 12/1/16 |  |  | Covered PM Repair - Biomedical | MHHS - Heart Failure Clinics | [8 empty] | ECGMACHINE | ECG Machine | GE
NO | YES |  |  |  | 041-20968 | 041-20968 | GE Medical Systems | MAC 5500 |  | SKJ17170294PA | MEMORIAL CITY - MH5 | MHHS-Mem City |  | ECG Machine |  | 041-20968 | 041-20968 | West | Memorial Hermann Memorial City Medical Center | MEMORIAL CITY - MH5 | MH5 Nurses Station |  |  |  |  | ELECTROCARDIOGRAPHS |  | ECGMACHINE-GE-MAC 5500 | ECGMACHINE | MAC 5500 |  |  |  | GE | ECG Machine |  | ECGMACHINE-GE-MAC 5500 |  |  |  |  | Covered PM Repair - Biomedical | MHHS-Mem City
NO | YES |  |  |  | 041-20969 | 041-20969 | GE Medical Systems | MAC 5500 |  | SKJ17340071PA | MEMORIAL CITY - CARDIOLOGY | MHHS-Mem City |  | ECG Machine |  | 041-20969 | 041-20969 | West | Memorial Hermann - Memorial City | MEMORIAL CITY - CARDIOLOGY | Cath Lab E9 335 Pre Pro 8 |  |  |  |  | ELECTROCARDIOGRAPHS |  | ECGMACHINE-GE-MAC 5500 | ECGMACHINE | MAC 5500 |  |  |  | GE | ECG Machine |  | ECGMACHINE-GE-MAC 5500 |  |  |  |  | Covered PM Repair - Biomedical | MHHS-Mem City
NO | YES |  |  |  | 041-20971 | 041-20971 | GE Medical Systems | MAC 5500 |  | SKJ16502560PA | MEMORIAL CITY - ER | MHHS-Mem City |  | ECG Machine |  | 041-20971 | 041-20971 | West | Memorial Hermann Memorial City ER | MEMORIAL CITY - ER | Nurse Station |  |  |  |  | ELECTROCARDIOGRAPHS |  | ECGMACHINE-GE-MAC 5500 | ECGMACHINE | MAC 5500 |  |  |  | GE | ECG Machine |  | ECGMACHINE-GE-MAC 5500 |  |  |  |  | Not Covered Vendor Only - Biomedical | MHHS-Mem City
NO | YES |  |  |  |  | 041-15480 | GE Medical Systems | MAC 5500 |  | SCD11232894PA | MEMORIAL CITY - EAST TOWER - IMCU | MHHS-Mem City |  | ECG Machine |  |  | 041-15480 | West | West | MEMORIAL CITY - EAST TOWER - IMCU | [5 empty] | ELECTROCARDIOGRAPHS |  | ECGMACHINE-GE-MAC 5500 | ECGMACHINE | MAC 5500 |  |  |  | GE | ECG Machine |  | ECGMACHINE-GE-MAC 5500 |  |  |  |  | Not Covered Vendor Only - Biomedical | MHHS-Mem City
NO | YES |  |  |  | 041-20725 | 041-20725 | GE Medical Systems | MAC 5500 |  | SKJ16472320PA | MEMORIAL CITY - NUCLEAR MEDICINE | MHHS-Mem City |  | ECG Machine |  | 041-20725 | 041-20725 | West | Memorial city - nuke med | MEMORIAL CITY - NUCLEAR MEDICINE | Dialisis |  |  |  |  | ELECTROCARDIOGRAPHS |  | ECGMACHINE-GE-MAC 5500 | ECGMACHINE | MAC 5500 |  |  |  | GE | ECG Machine |  | ECGMACHINE-GE-MAC 5500 |  |  |  |  | Not Covered Vendor Only - Biomedical | MHHS-Mem City
NO | YES |  |  |  | 129-07672 | 129-07672 | GE Medical Systems | MAC 5500 |  | SKJ18090061PA | MH MG-(GH)-Ep Heart (Mp2 Suite 100) | MHHS-MG |  | ECG Machine |  | 129-07672 | 129-07672 | Central | MHHS-MG | MH MG-(GH)-Ep Heart (Mp2 Suite 100) |  | 4/1/19 |  | 3/1/20 | Ca | ELECTROCARDIOGRAPHS | ECG Machine | ECGMACHINE-GE-MAC 5500 | ECGMACHINE | MAC 5500 |  |  |  | GE | ECG Machine |  | ECGMACHINE-GE-MAC 5500 |  | 1/24/17 |  |  | Covered PM Repair - Biomedical | MHHS-MG | [8 empty] | ECGMACHINE | ECG Machine | GE
NO | YES |  |  |  | 009-10684 | 009-10684 | GE Medical Systems | MAC 5500 |  | SKJ18230201PA | MH MG-(NE)-Summer Creek CCC | MHHS-MG |  | ECG Machine |  | 009-10684 | 009-10684 | Katy | MHHS-MG | MH MG-(NE)-Summer Creek CCC | Storage room | 7/1/19 |  |  |  | ELECTROCARDIOGRAPHS | ECG Machine | ECGMACHINE-GE-MAC 5500 | ECGMACHINE | MAC 5500 |  |  |  | GE | ECG Machine |  | ECGMACHINE-GE-MAC 5500 |  | 1/24/17 |  |  | Covered PM Repair - Biomedical | MHHS-MG | [8 empty] | ECGMACHINE | ECG Machine | GE
NO | YES | [5 empty] | GE Medical Systems | MAC 5500 |  | SCD10188547PA | MHOSH-3rd Floor | MHHS Orthopedic & Spine |  | ECG Machine |  |  |  | Central & Greater Heights | MHHS-Orthopedic & Spine | MHOSH-3rd Floor |  | 3/14/19 |  |  |  | ELECTROCARDIOGRAPHS | ECG Machine | ECGMACHINE-GE-MAC 5500 | ECGMACHINE | MAC 5500 |  |  |  | GE | ECG Machine |  | ECGMACHINE-GE-MAC 5500 |  | 12/1/16 | MHOSH Inventory Dec 2019 into 2020 - Copy.xls - Newly Verified |  | Covered PM Repair - Biomedical | MHHS Orthopedic & Spine | [8 empty] | ECGMACHINE | ECG Machine | GE
NO | YES |  |  |  |  | 099-02032 | GE Medical Systems | MAC 5500 |  | SCD08273014PA | NE-Day Surgery | MHHS-Northeast |  | ECG Machine |  |  | 099-02032 | Katy | MHHS-Northeast | NE-Day Surgery |  | 4/1/19 | 4/1/20 |  |  | ELECTROCARDIOGRAPHS | ECG Machine | ECGMACHINE-GE-MAC 5500 | ECGMACHINE | MAC 5500 |  |  |  | GE | ECG Machine |  | ECGMACHINE-GE-MAC 5500 |  | 11/1/16 |  |  | Covered PM Repair - Biomedical | MHHS-Northeast | [8 empty] | ECGMACHINE | ECG Machine | GE
NO | YES |  |  |  |  | 142-04265 | GE Medical Systems | MAC 5500 |  | SCD06304421PA | NE-Respiratory | MHHS-Northeast |  | ECG Machine |  |  | 142-04265 | Katy | MHHS-Northeast | NE-Respiratory | Cardiopulmonary | 4/1/19 |  |  |  | ELECTROCARDIOGRAPHS | ECG Machine | ECGMACHINE-GE-MAC 5500 | ECGMACHINE | MAC 5500 |  |  |  | GE | ECG Machine |  | ECGMACHINE-GE-MAC 5500 |  |  |  |  | Covered PM Repair - Biomedical | MHHS-Northeast | [8 empty] | ECGMACHINE | ECG Machine | GE
NO | YES |  |  |  |  | 142-00400 | GE Medical Systems | MAC 5500 |  | SCD07087639PA | NE-ER | MHHS-Northeast |  | ECG Machine |  |  | 142-00400 | Katy | MHHS-Northeast | NE-ER | Er 23 | 1/1/19 | 1/1/20 |  | Broken C pic, still in use | ELECTROCARDIOGRAPHS | ECG Machine | ECGMACHINE-GE-MAC 5500 | ECGMACHINE | MAC 5500 |  |  |  | GE | ECG Machine |  | ECGMACHINE-GE-MAC 5500 |  |  |  |  | Covered PM Repair - Biomedical | MHHS-Northeast | [8 empty] | ECGMACHINE | ECG Machine | GE
NO | YES |  |  |  |  | 142-01765 | GE Medical Systems | MAC 5500 |  | SCD10289077PA | NE-ER | MHHS-Northeast |  | ECG Machine |  |  | 142-01765 | Katy | MHHS-Northeast | NE-ER | By er 3 | 4/1/19 | 4/1/20 |  |  | ELECTROCARDIOGRAPHS | ECG Machine | ECGMACHINE-GE-MAC 5500 | ECGMACHINE | MAC 5500 |  |  |  | GE | ECG Machine |  | ECGMACHINE-GE-MAC 5500 |  |  |  |  | Covered PM Repair - Biomedical | MHHS-Northeast | [8 empty] | ECGMACHINE | ECG Machine | GE
NO | YES |  |  |  | 005-06603 | 005-06603 | GE Medical Systems | MAC 5500 |  | SCD08454176PA | SE-OR-Preop | MHHS-Southeast |  | ECG Machine |  | 005-06603 | 005-06603 | Southeast | MHHS-Southeast | SE-OR-Preop | W2 209 assesment 5 | 2/1/20 |  |  |  | ELECTROCARDIOGRAPHS |  | ECGMACHINE-GE-MAC 5500 | ECGMACHINE | MAC 5500 |  |  |  | GE | ECG Machine |  | ECGMACHINE-GE-MAC 5500 |  | 10/2/21 |  |  | Not Covered Vendor Only - Biomedical | MHHS-Southeast
NO | YES |  |  |  | 013-38204 | 013-38204 | GE Medical Systems | MAC 5500 |  | SKJ17103273PA | SW-HVI-Noninvasive Cardiology | MHHS-Southwest |  | ECG Machine |  | 013-38204 | 013-38204 | Southwest | MHHS-Southwest | SW-HVI-Noninvasive Cardiology | CVA | 10/1/19 |  |  |  | ELECTROCARDIOGRAPHS | ECG Machine | ECGMACHINE-GE-MAC 5500 | ECGMACHINE | MAC 5500 |  |  |  | GE | ECG Machine |  | ECGMACHINE-GE-MAC 5500 |  | 11/3/15 |  |  | Covered PM Repair - Biomedical | MHHS-Southwest | [8 empty] | ECGMACHINE | ECG Machine | GE
NO | YES |  |  |  | 013-38205 | 013-38205 | GE Medical Systems | MAC 5500 |  | SKJ17103252PA | SW-HVI-CV ICU | MHHS-Southwest |  | ECG Machine |  | 013-38205 | 013-38205 | Southwest | MHHS-Southwest | SW-HVI-CV ICU | CVIMU | 9/1/19 |  |  |  | ELECTROCARDIOGRAPHS | ECG Machine | ECGMACHINE-GE-MAC 5500 | ECGMACHINE | MAC 5500 |  |  |  | GE | ECG Machine |  | ECGMACHINE-GE-MAC 5500 |  |  |  |  | Covered PM Repair - Biomedical | MHHS-Southwest | [8 empty] | ECGMACHINE | ECG Machine | GE
NO | YES |  |  |  | 013-38218 | 013-38218 | GE Medical Systems | MAC 5500 |  | SKJ17450069PA | Floor 4 | MHHS-Southwest |  | ECG Machine |  | 013-38218 | 013-38218 | Southwest | Memorial Hermann Southwest Hospital | Floor 4 | Floor 4 | 12/1/18 |  |  |  | ELECTROCARDIOGRAPHS | ECG Machine | ECGMACHINE-GE-MAC 5500 | ECGMACHINE | MAC 5500 |  |  |  | GE | ECG Machine |  | ECGMACHINE-GE-MAC 5500 |  |  |  |  | Covered PM Repair - Biomedical | MHHS-Southwest | [8 empty] | ECGMACHINE | ECG Machine | GE
NO | YES |  |  |  | 013-39260 | 013-39260 | GE Medical Systems | MAC 5500 |  | SKJ17450078PA | SW-Telemetry | MHHS-Southwest |  | ECG Machine |  | 013-39260 | 013-39260 | Southwest | MHHS-Southwest | SW-Telemetry | Hallway A Wing | 8/1/19 |  | 8/1/20 |  | ELECTROCARDIOGRAPHS | ECG Machine | ECGMACHINE-GE-MAC 5500 | ECGMACHINE | MAC 5500 |  |  |  | GE | ECG Machine |  | ECGMACHINE-GE-MAC 5500 |  |  |  |  | Covered PM Repair - Biomedical | MHHS-Southwest | [8 empty] | ECGMACHINE | ECG Machine | GE
NO | YES |  |  |  | 013-37658 | 013-37658 | GE Medical Systems | MAC 5500 |  | SKJ16220110PA | SW-NICU | MHHS-Southwest |  | ECG Machine |  | 013-37658 | 013-37658 | Southwest | MHHS-Southwest | SW-NICU | Hallway | 12/1/19 |  | 12/1/20 |  | ELECTROCARDIOGRAPHS | ECG Machine | ECGMACHINE-GE-MAC 5500 | ECGMACHINE | MAC 5500 |  |  |  | GE | ECG Machine |  | ECGMACHINE-GE-MAC 5500 |  |  |  |  | Covered PM Repair - Biomedical | MHHS-Southwest | [8 empty] | ECGMACHINE | ECG Machine | GE
NO | YES |  |  |  |  | 013-14986 | GE Medical Systems | MAC 5500 |  | SCD07470502PA | SW-Biomedical Services | MHHS-Southwest |  | ECG Machine |  |  | 013-14986 | Southwest | MHHS-Southwest | SW-Biomedical Services | Biomed | 10/1/18 | 10/1/19 |  | PM Past Due | ELECTROCARDIOGRAPHS | ECG Machine | ECGMACHINE-GE-MAC 5500 | ECGMACHINE | MAC 5500 |  |  |  | GE | ECG Machine |  | ECGMACHINE-GE-MAC 5500 |  | 6/1/16 |  |  | Covered PM Repair - Biomedical | MHHS-Southwest | [8 empty] | ECGMACHINE | ECG Machine | GE
NO | YES |  |  |  | 013-35623 | 013-35623 | GE Medical Systems | MAC 5500 |  | SGM12363640PA | SW-Nursery | MHHS-Southwest |  | ECG Machine |  | 013-35623 | 013-35623 | Southwest | MHHS-Southwest | SW-Nursery | Nursery | 4/1/19 |  | 4/1/20 |  | ELECTROCARDIOGRAPHS | ECG Machine | ECGMACHINE-GE-MAC 5500 | ECGMACHINE | MAC 5500 |  |  |  | GE | ECG Machine |  | ECGMACHINE-GE-MAC 5500 |  |  |  |  | Covered PM Repair - Biomedical | MHHS-Southwest | [8 empty] | ECGMACHINE | ECG Machine | GE
NO | YES |  |  |  | 013-38186 | 013-38186 | GE Medical Systems | MAC 5500 |  | SKJ16472300PA | SW-Telemetry | MHHS-Southwest |  | ECG Machine |  | 013-38186 | 013-38186 | Southwest | MHHS-Southwest | SW-Telemetry | D Wing | 3/1/19 |  | 3/1/20 |  | ELECTROCARDIOGRAPHS | ECG Machine | ECGMACHINE-GE-MAC 5500 | ECGMACHINE | MAC 5500 |  |  |  | GE | ECG Machine |  | ECGMACHINE-GE-MAC 5500 |  |  |  |  | Covered PM Repair - Biomedical | MHHS-Southwest | [8 empty] | ECGMACHINE | ECG Machine | GE
NO | YES |  |  |  | 013-38187 | 013-38187 | GE Medical Systems | MAC 5500 |  | SKJ16472322PA | SW-Telemetry | MHHS-Southwest |  | ECG Machine |  | 013-38187 | 013-38187 | Southwest | MHHS-Southwest | SW-Telemetry | Hallway | 11/1/19 |  | 11/1/20 |  | ELECTROCARDIOGRAPHS | ECG Machine | ECGMACHINE-GE-MAC 5500 | ECGMACHINE | MAC 5500 |  |  |  | GE | ECG Machine |  | ECGMACHINE-GE-MAC 5500 |  |  |  |  | Covered PM Repair - Biomedical | MHHS-Southwest | [8 empty] | ECGMACHINE | ECG Machine | GE
NO | YES |  |  |  | 129-02081 | 129-02081 | GE Medical Systems | MAC 5500 |  | SCD06032134PA | SUGAR LAND - ER | MHHS-Sugarland |  | ECG Machine |  | 129-02081 | 129-02081 | Sugar Land | Memorial Hermann Sugar Land Hospital | SUGAR LAND - ER |  | 12/1/19 |  |  |  | ELECTROCARDIOGRAPHS | ECG Machine | ECGMACHINE-GE-MAC 5500 | ECGMACHINE | MAC 5500 |  |  |  | GE | ECG Machine |  | ECGMACHINE-GE-MAC 5500 |  | 6/28/18 |  |  | Covered PM Repair - Biomedical | MHHS-Sugarland | [8 empty] | ECGMACHINE | ECG Machine | GE
NO | YES |  |  |  | 129-02373 | 129-02373 | GE Medical Systems | MAC 5500 |  | SCD06253872PA | Sugar Land-OR | MHHS-Sugarland |  | ECG Machine |  | 129-02373 | 129-02373 | Sugar Land | MHHS-Sugarland | Sugar Land-OR | Day Stay | 1/1/20 | 1/1/21 |  |  | ELECTROCARDIOGRAPHS | ECG Machine | ECGMACHINE-GE-MAC 5500 | ECGMACHINE | MAC 5500 |  |  |  | GE | ECG Machine |  | ECGMACHINE-GE-MAC 5500 |  |  |  |  | Covered PM Repair - Biomedical | MHHS-Sugarland | [8 empty] | ECGMACHINE | ECG Machine | GE
NO | YES |  |  |  | 129-06432 | 129-06432 | GE Medical Systems | MAC 5500 |  | SCD06253944PA | SUGAR LAND - RESPIRATORY | MHHS-Sugarland |  | ECG Machine |  | 129-06432 | 129-06432 | Sugar Land |  | SUGAR LAND - RESPIRATORY |  | 11/1/18 |  |  |  | ELECTROCARDIOGRAPHS | ECG Machine | ECGMACHINE-GE-MAC 5500 | ECGMACHINE | MAC 5500 |  |  |  | GE | ECG Machine |  | ECGMACHINE-GE-MAC 5500 |  | 11/1/16 |  |  | Covered PM Repair - Biomedical | MHHS-Sugarland | [8 empty] | ECGMACHINE | ECG Machine | GE
NO | YES |  |  |  | 129-31003 | 129-31003 | GE Medical Systems | MAC 5500 |  | SCD05450978PA | SUGAR LAND - ER | MHHS-Sugarland |  | ECG Machine |  | 129-31003 | 129-31003 | Sugar Land | Memorial Hermann Sugar Land Hospital | SUGAR LAND - ER |  | 1/1/20 | 1/1/21 |  |  | ELECTROCARDIOGRAPHS | ECG Machine | ECGMACHINE-GE-MAC 5500 | ECGMACHINE | MAC 5500 |  |  |  | GE | ECG Machine |  | ECGMACHINE-GE-MAC 5500 |  | 11/1/16 |  |  | Covered PM Repair - Biomedical | MHHS-Sugarland | [8 empty] | ECGMACHINE | ECG Machine | GE
NO | YES |  |  |  |  | 241-00730 | GE Medical Systems | MAC 5500 |  | SCD11283393PA | TIRR-Respiratory | MHHS-TIRR |  | ECG Machine |  |  | 241-00730 | TMC | MHHS-Others | TIRR-Respiratory | Respiratory storage | 12/1/19 |  | 12/1/20 |  | ELECTROCARDIOGRAPHS | ECG Machine | ECGMACHINE-GE-MAC 5500 | ECGMACHINE | MAC 5500 |  |  |  | GE | ECG Machine |  | ECGMACHINE-GE-MAC 5500 |  | 11/1/16 |  |  | Covered PM Repair - Biomedical | MHHS-TIRR | [8 empty] | ECGMACHINE | ECG Machine | GE
NO | YES |  |  |  | 074-00897 | 074-00897 | GE Medical Systems | MAC 5500 |  | SCD11062097PA | TMC-Cullen-General Medicine (3C) | MHHS-TMC |  | ECG Machine |  | 074-00897 | 074-00897 | TMC | MHHS-TMC | TMC-Cullen-General Medicine (3C) | Cullen (3E) | 3/1/19 |  |  |  | ELECTROCARDIOGRAPHS | ECG Machine | ECGMACHINE-GE-MAC 5500 | ECGMACHINE | MAC 5500 |  |  |  | GE | ECG Machine |  | ECGMACHINE-GE-MAC 5500 |  |  |  |  | Covered PM Repair - Biomedical | MHHS-TMC | [8 empty] | ECGMACHINE | ECG Machine | GE
NO | YES |  |  |  | 074-05646 | 074-05646 | GE Medical Systems | MAC 5500 |  | SCD11062098PA | TMC-Cath Lab-Adult (2Hvi) | MHHS-TMC |  | ECG Machine |  | 074-05646 | 074-05646 | TMC | MHHS-TMC | TMC-Cath Lab-Adult (2Hvi) | Nurse station | 3/1/20 |  | 3/1/21 |  | ELECTROCARDIOGRAPHS | ECG Machine | ECGMACHINE-GE-MAC 5500 | ECGMACHINE | MAC 5500 |  |  |  | GE | ECG Machine |  | ECGMACHINE-GE-MAC 5500 |  | 6/16/15 |  |  | Covered PM Repair - Biomedical | MHHS-TMC | [8 empty] | ECGMACHINE | ECG Machine | GE
NO | YES |  |  |  | 074-05127 | 074-05127 | GE Medical Systems | MAC 5500 |  | SKJ19340025PA | TMC-HVI-CVICU (8Hvi) | MHHS-TMC |  | ECG Machine |  | 074-05127 | 074-05127 | TMC | MHHS-TMC | TMC-HVI-CVICU (8Hvi) | CVIMU (8HVI) | 12/1/19 |  | 3/1/20 |  | ELECTROCARDIOGRAPHS | ECG Machine | ECGMACHINE-GE-MAC 5500 | ECGMACHINE | MAC 5500 |  |  |  | GE | ECG Machine |  | ECGMACHINE-GE-MAC 5500 |  | 6/16/15 |  |  | Covered PM Repair - Biomedical | MHHS-TMC | [8 empty] | ECGMACHINE | ECG Machine | GE
NO | YES |  |  |  | 074-05069 | 074-05069 | GE Medical Systems | MAC 5500 |  | SKJ19340029PA | ICU | MHHS-TMC |  | ECG Machine |  | 074-05069 | 074-05069 | TMC | Memorial Hermann-Texas Medical Center | ICU | Central station |  |  |  |  | ELECTROCARDIOGRAPHS | ECG Machine | ECGMACHINE-GE-MAC 5500 | ECGMACHINE | MAC 5500 |  |  |  | GE | ECG Machine |  | ECGMACHINE-GE-MAC 5500 |  | 6/16/15 |  |  | Covered PM Repair - Biomedical | MHHS-TMC | [8 empty] | ECGMACHINE | ECG Machine | GE
NO | YES |  |  |  | 074-00297 |  | GE Medical Systems | MAC 5500 |  | SCD07410154PA | TMC-OR-CVOR (7Hvi) | MHHS-TMC |  | ECG Machine |  | 074-00297 |  | TMC | MHHS-TMC | TMC-OR-CVOR (7Hvi) | Cv OR 4 | 4/1/19 |  | 4/1/20 |  | ELECTROCARDIOGRAPHS | ECG Machine | ECGMACHINE-GE-MAC 5500 | ECGMACHINE | MAC 5500 |  |  |  | GE | ECG Machine |  | ECGMACHINE-GE-MAC 5500 |  | 5/12/15 |  |  | Covered PM Repair - Biomedical | MHHS-TMC | [8 empty] | ECGMACHINE | ECG Machine | GE
NO | YES |  |  |  | 029-05980 | 029-05980 | GE Medical Systems | MAC 5500 |  | SCD09015174PA | Woodlands-Cardiopulmonary | MHHS-Woodlands |  | ECG Machine |  | 029-05980 | 029-05980 | Woodlands | MHHS-Woodlands | Woodlands-Cardiopulmonary | Biomed shop | 8/1/19 |  | 8/1/20 |  | ELECTROCARDIOGRAPHS | ECG Machine | ECGMACHINE-GE-MAC 5500 | ECGMACHINE | MAC 5500 |  |  |  | GE | ECG Machine |  | ECGMACHINE-GE-MAC 5500 |  | 11/1/16 |  |  | Covered PM Repair - Biomedical | MHHS-Woodlands | [8 empty] | ECGMACHINE | ECG Machine | GE
NO | YES |  |  |  |  | 029-04198 | GE Medical Systems | MAC 5500 |  | SCD06284093PA | Woodlands-Cardiopulmonary | MHHS-Woodlands |  | ECG Machine |  |  | 029-04198 | Woodlands | MHHS-Woodlands | Woodlands-Cardiopulmonary | Woodland Pre-admissions or mode. | 10/1/18 |  | 7/1/21 |  | ELECTROCARDIOGRAPHS | ECG Machine | ECGMACHINE-GE-MAC 5500 | ECGMACHINE | MAC 5500 |  |  |  | GE | ECG Machine |  | ECGMACHINE-GE-MAC 5500 |  | 12/21/16 |  |  | Covered PM Repair - Biomedical | MHHS-Woodlands | [8 empty] | ECGMACHINE | ECG Machine | GE
NO | YES |  |  |  | 029-04199 | 029-04199 | GE Medical Systems | MAC 5500 |  | SCD06294224PA | Woodlands-Noninvasive Cardiology | MHHS-Woodlands |  | ECG Machine |  | 029-04199 | 029-04199 | Woodlands | MHHS-Woodlands | Woodlands-Noninvasive Cardiology |  | 3/1/19 |  | 3/1/20 |  | ELECTROCARDIOGRAPHS | ECG Machine | ECGMACHINE-GE-MAC 5500 | ECGMACHINE | MAC 5500 |  |  |  | GE | ECG Machine |  | ECGMACHINE-GE-MAC 5500 |  | 12/14/16 |  |  | Covered PM Repair - Biomedical | MHHS-Woodlands | [8 empty] | ECGMACHINE | ECG Machine | GE
NO | YES |  |  |  | 029-04200 | 029-04200 | GE Medical Systems | MAC 5500 |  | SCD06284111PA | Woodlands-Noninvasive Cardiology | MHHS-Woodlands |  | ECG Machine |  | 029-04200 | 029-04200 | Woodlands | MHHS-Woodlands | Woodlands-Noninvasive Cardiology | ER | 4/1/19 |  | 4/1/20 |  | ELECTROCARDIOGRAPHS | ECG Machine | ECGMACHINE-GE-MAC 5500 | ECGMACHINE | MAC 5500 |  |  |  | GE | ECG Machine |  | ECGMACHINE-GE-MAC 5500 |  |  |  |  | Covered PM Repair - Biomedical | MHHS-Woodlands | [8 empty] | ECGMACHINE | ECG Machine | GE
NO | YES |  |  |  | 029-05549 | 029-05549 | GE Medical Systems | MAC 5500 |  | SCD08081686PA | Woodlands-Noninvasive Cardiology | MHHS-Woodlands |  | ECG Machine |  | 029-05549 | 029-05549 | Woodlands | MHHS-Woodlands | Woodlands-Noninvasive Cardiology | Biomed | 10/1/19 |  | 9/1/20 |  | ELECTROCARDIOGRAPHS | ECG Machine | ECGMACHINE-GE-MAC 5500 | ECGMACHINE | MAC 5500 |  |  |  | GE | ECG Machine |  | ECGMACHINE-GE-MAC 5500 |  |  |  |  | Covered PM Repair - Biomedical | MHHS-Woodlands | [8 empty] | ECGMACHINE | ECG Machine | GE
NO | YES |  |  |  | 029-11750 | 029-11750 | GE Medical Systems | MAC 5500 |  | SCD08303304PA | Woodlands-ER | MHHS-Woodlands |  | ECG Machine |  | 029-11750 | 029-11750 | Woodlands | MHHS-Woodlands | Woodlands-ER |  | 1/1/20 |  | 1/1/21 |  | ELECTROCARDIOGRAPHS | ECG Machine | ECGMACHINE-GE-MAC 5500 | ECGMACHINE | MAC 5500 |  |  |  | GE | ECG Machine |  | ECGMACHINE-GE-MAC 5500 |  |  |  |  | Covered PM Repair - Biomedical | MHHS-Woodlands | [8 empty] | ECGMACHINE | ECG Machine | GE
NO | YES |  |  |  | 029-04176 | 029-04176 | GE Medical Systems | MAC 5500 |  | SCD06203030PA | Woodlands-PCU4 | MHHS-Woodlands |  | ECG Machine |  | 029-04176 | 029-04176 | Woodlands | MHHS-Woodlands | Woodlands-PCU4 | Nurse Station | 3/1/19 |  | 3/1/20 |  | ELECTROCARDIOGRAPHS | ECG Machine | ECGMACHINE-GE-MAC 5500 | ECGMACHINE | MAC 5500 |  |  |  | GE | ECG Machine |  | ECGMACHINE-GE-MAC 5500 |  | 1/25/17 |  |  | Covered PM Repair - Biomedical | MHHS-Woodlands | [8 empty] | ECGMACHINE | ECG Machine | GE
YES | YES | Serial Number Cnf |  |  | 142-01277 | 142-01277 | GE Medical Systems | MAC 5500 |  | Cnf | NE - ER |  |  |  |  | 142-01277 | 142-01277 | Katy | Memorial Hermann Northeast Hospital | NE - ER | By er 3 |  |  |  | Serial number playe missing |  | ECG Machine | ECGMACHINE-GE-MAC 5500 | [23 empty] | ECGMACHINE | ECG Machine | GE
NO | NO |  |  |  | 041-15483 |  | GE Medical Systems | MAC 5500 |  | SCD11232930PA | MEMORIAL CITY - CARDIOLOGY | MHHS-Mem City |  | ECG Machine |  | 041-15483 |  | West & Memorial City |  | MEMORIAL CITY - CARDIOLOGY | [5 empty] | ELECTROCARDIOGRAPHS |  | ECGMACHINE-GE-MAC 5500 | ECGMACHINE | MAC 5500 |  |  |  | GE | ECG Machine |  | ECGMACHINE-GE-MAC 5500 |  |  |  |  | Clinical Miscellaneous | MHHS-Mem City
NO | NO |  |  |  | 041-20967 |  | GE Medical Systems | MAC 5500 |  | SKJ17120095PA | MEMORIAL CITY - CARDIOLOGY | MHHS-Mem City |  | ECG Machine |  | 041-20967 |  | West & Memorial City |  | MEMORIAL CITY - CARDIOLOGY | [5 empty] | ELECTROCARDIOGRAPHS |  | ECGMACHINE-GE-MAC 5500 | ECGMACHINE | MAC 5500 |  |  |  | GE | ECG Machine |  | ECGMACHINE-GE-MAC 5500 |  |  |  |  | Covered PM Repair - Biomedical | MHHS-Mem City
NO | NO |  |  |  | 041-20970 |  | GE Medical Systems | MAC 5500 |  | SKJ17340074PA | MEMORIAL CITY - CARDIOLOGY | MHHS-Mem City |  | ECG Machine |  | 041-20970 |  | West & Memorial City |  | MEMORIAL CITY - CARDIOLOGY | [5 empty] | ELECTROCARDIOGRAPHS |  | ECGMACHINE-GE-MAC 5500 | ECGMACHINE | MAC 5500 |  |  |  | GE | ECG Machine |  | ECGMACHINE-GE-MAC 5500 |  |  |  |  | Not Covered Vendor Only - Biomedical | MHHS-Mem City
NO | NO |  |  |  | 041-15481 |  | GE Medical Systems | MAC 5500 |  | SCD11232884PA | MEMORIAL CITY - ER | MHHS-Mem City |  | ECG Machine |  | 041-15481 |  | West & Memorial City |  | MEMORIAL CITY - ER | [5 empty] | ELECTROCARDIOGRAPHS |  | ECGMACHINE-GE-MAC 5500 | ECGMACHINE | MAC 5500 |  |  |  | GE | ECG Machine |  | ECGMACHINE-GE-MAC 5500 |  |  |  |  | Not Covered Vendor Only - Biomedical | MHHS-Mem City
NO | NO | [5 empty] | GE Medical Systems | MAC 5500 |  | SCD11232879PA | MEMORIAL CITY - NUCLEAR MEDICINE | MHHS-Mem City |  | ECG Machine |  |  |  | West & Memorial City |  | MEMORIAL CITY - NUCLEAR MEDICINE | [5 empty] | ELECTROCARDIOGRAPHS |  | ECGMACHINE-GE-MAC 5500 | ECGMACHINE | MAC 5500 |  |  |  | GE | ECG Machine |  | ECGMACHINE-GE-MAC 5500 |  |  |  |  | Not Covered Vendor Only - Biomedical | MHHS-Mem City
NO | NO | [5 empty] | GE Medical Systems | MAC 5500 |  | SKJ15377155PA | NE - PREASSESSMENT LAB | MHHS-Northeast |  | ECG Machine |  |  |  | Katy |  | NE - PREASSESSMENT LAB | [5 empty] | ELECTROCARDIOGRAPHS |  | ECGMACHINE-GE-MAC 5500 | ECGMACHINE | MAC 5500 |  |  |  | GE | ECG Machine |  | ECGMACHINE-GE-MAC 5500 |  |  |  |  | Covered PM Repair - Biomedical | MHHS-Northeast
NO | NO | [5 empty] | GE Medical Systems | MAC 5500 |  | SCD08454271PA | NE - RESPIRATORY | MHHS-Northeast |  | ECG Machine |  |  |  | Katy |  | NE - RESPIRATORY | [5 empty] | ELECTROCARDIOGRAPHS |  | ECGMACHINE-GE-MAC 5500 | ECGMACHINE | MAC 5500 |  |  |  | GE | ECG Machine |  | ECGMACHINE-GE-MAC 5500 |  |  |  |  | Covered PM Repair - Biomedical | MHHS-Northeast
NO | NO |  |  |  | 005-12284 |  | GE Medical Systems | MAC 5500 |  | SCD08021213PA | SE - ICU | MHHS-Southeast |  | ECG Machine |  | 005-12284 |  | Southeast & Bay Area |  | SE - ICU | [5 empty] | ELECTROCARDIOGRAPHS |  | ECGMACHINE-GE-MAC 5500 | ECGMACHINE | MAC 5500 |  |  |  | GE | ECG Machine |  | ECGMACHINE-GE-MAC 5500 |  |  |  |  | Not Covered Vendor Only - Biomedical | MHHS-Southeast
NO | NO |  |  |  | 005-11891 |  | GE Medical Systems | MAC 5500 |  | SCD08382475GA | SE - IMCU | MHHS-Southeast |  | ECG Machine |  | 005-11891 |  | Southeast & Bay Area |  | SE - IMCU | [5 empty] | ELECTROCARDIOGRAPHS |  | ECGMACHINE-GE-MAC 5500 | ECGMACHINE | MAC 5500 |  |  |  | GE | ECG Machine |  | ECGMACHINE-GE-MAC 5500 |  |  |  |  | Not Covered Vendor Only - Biomedical | MHHS-Southeast
NO | NO |  |  |  | 005-11867 |  | GE Medical Systems | MAC 5500 |  | SCD10117936PA | SE - UNIT 1B (MED/SURG) | MHHS-Southeast |  | ECG Machine |  | 005-11867 |  | Southeast & Bay Area |  | SE - UNIT 1B (MED/SURG) | [5 empty] | ELECTROCARDIOGRAPHS |  | ECGMACHINE-GE-MAC 5500 | ECGMACHINE | MAC 5500 |  |  |  | GE | ECG Machine |  | ECGMACHINE-GE-MAC 5500 |  |  |  |  | Not Covered Vendor Only - Biomedical | MHHS-Southeast
NO | NO |  |  |  | 005-12278 |  | GE Medical Systems | MAC 5500 |  | SGM11343888PA | SE - UNIT 2B (ONCOLOGY) | MHHS-Southeast |  | ECG Machine |  | 005-12278 |  | Southeast & Bay Area |  | SE - UNIT 2B (ONCOLOGY) | [5 empty] | ELECTROCARDIOGRAPHS |  | ECGMACHINE-GE-MAC 5500 | ECGMACHINE | MAC 5500 |  |  |  | GE | ECG Machine |  | ECGMACHINE-GE-MAC 5500 |  |  |  |  | Not Covered Vendor Only - Biomedical | MHHS-Southeast
NO | NO |  |  |  | 005-07448 |  | GE Medical Systems | MAC 5500 |  | SCD09142763GA | SE - UNIT 3A (IMU) | MHHS-Southeast |  | ECG Machine |  | 005-07448 |  | Southeast & Bay Area |  | SE - UNIT 3A (IMU) | [5 empty] | ELECTROCARDIOGRAPHS |  | ECGMACHINE-GE-MAC 5500 | ECGMACHINE | MAC 5500 |  |  |  | GE | ECG Machine |  | ECGMACHINE-GE-MAC 5500 |  |  |  |  | Not Covered Vendor Only - Biomedical | MHHS-Southeast
NO | NO | [5 empty] | GE Medical Systems | MAC 5500 |  | SCD07138057PA | SW - CDU | MHHS-Southwest |  | ECG Machine |  |  |  | Southwest |  | SW - CDU | [5 empty] | ELECTROCARDIOGRAPHS |  | ECGMACHINE-GE-MAC 5500 | ECGMACHINE | MAC 5500 |  |  |  | GE | ECG Machine |  | ECGMACHINE-GE-MAC 5500 |  |  |  |  | Not Covered Vendor Only - Biomedical | MHHS-Southwest
NO | NO |  |  |  | 013-38171 |  | GE Medical Systems | MAC 5500 |  | SKJ18280095PA | SW - NURSERY | MHHS-Southwest |  | ECG Machine |  | 013-38171 |  | Southwest |  | SW - NURSERY | [5 empty] | ELECTROCARDIOGRAPHS |  | ECGMACHINE-GE-MAC 5500 | ECGMACHINE | MAC 5500 |  |  |  | GE | ECG Machine |  | ECGMACHINE-GE-MAC 5500 |  |  |  |  | Covered PM Repair - Biomedical | MHHS-Southwest
NO | NO | [5 empty] | GE Medical Systems | MAC 5500 |  | SCD07107752PA | SW - TELEMETRY | MHHS-Southwest |  | ECG Machine |  |  |  | Southwest |  | SW - TELEMETRY | [5 empty] | ELECTROCARDIOGRAPHS |  | ECGMACHINE-GE-MAC 5500 | ECGMACHINE | MAC 5500 |  |  |  | GE | ECG Machine |  | ECGMACHINE-GE-MAC 5500 |  |  |  |  | Covered PM Repair - Biomedical | MHHS-Southwest
NO | NO | [5 empty] | GE Medical Systems | MAC 5500 |  | SCD06526559PA | TIRR - RESPIRATORY | MHHS-TIRR |  | ECG Machine |  |  |  | TMC |  | TIRR - RESPIRATORY | [5 empty] | ELECTROCARDIOGRAPHS |  | ECGMACHINE-GE-MAC 5500 | ECGMACHINE | MAC 5500 |  |  |  | GE | ECG Machine |  | ECGMACHINE-GE-MAC 5500 |  |  |  |  | Covered PM Repair - Biomedical | MHHS-TIRR
NO | NO |  |  |  | 074-05945 |  | GE Medical Systems | MAC 5500 |  | SCD11232877PA | TMC - HERMANN - ADULT ER (1HP) | MHHS-TMC |  | ECG Machine |  | 074-05945 |  | TMC |  | TMC - HERMANN - ADULT ER (1HP) | [5 empty] | ELECTROCARDIOGRAPHS |  | ECGMACHINE-GE-MAC 5500 | ECGMACHINE | MAC 5500 |  |  |  | GE | ECG Machine |  | ECGMACHINE-GE-MAC 5500 |  |  |  |  | Covered PM Repair - Biomedical | MHHS-TMC
NO | NO |  |  |  | 069-33651 |  | GE Medical Systems | MAC 5500 |  | SCD11041852PA | TMC - HERMANN - PEDI ER (1HP) | MHHS-TMC |  | ECG Machine |  | 069-33651 |  | TMC |  | TMC - HERMANN - PEDI ER (1HP) | [5 empty] | ELECTROCARDIOGRAPHS |  | ECGMACHINE-GE-MAC 5500 | ECGMACHINE | MAC 5500 |  |  |  | GE | ECG Machine |  | ECGMACHINE-GE-MAC 5500 |  |  |  |  | Covered PM Repair - Biomedical | MHHS-TMC
NO | NO |  |  |  | 074-00895 |  | GE Medical Systems | MAC 5500 |  | SCD11062089PA | TMC - HVI - CARDIOLOGY (3HVI) | MHHS-TMC |  | ECG Machine |  | 074-00895 |  | TMC |  | TMC - HVI - CARDIOLOGY (3HVI) | [5 empty] | ELECTROCARDIOGRAPHS |  | ECGMACHINE-GE-MAC 5500 | ECGMACHINE | MAC 5500 |  |  |  | GE | ECG Machine |  | ECGMACHINE-GE-MAC 5500 |  |  |  |  | Covered PM Repair - Biomedical | MHHS-TMC
NO | NO |  |  |  | 074-05070 |  | GE Medical Systems | MAC 5500 |  | SKJ19340028PA | TMC - HVI - CARDIOLOGY (3HVI) | MHHS-TMC |  | ECG Machine |  | 074-05070 |  | TMC |  | TMC - HVI - CARDIOLOGY (3HVI) | [5 empty] | ELECTROCARDIOGRAPHS |  | ECGMACHINE-GE-MAC 5500 | ECGMACHINE | MAC 5500 |  |  |  | GE | ECG Machine |  | ECGMACHINE-GE-MAC 5500 |  |  |  |  | Covered PM Repair - Biomedical | MHHS-TMC
NO | NO |  |  |  | 074-00898 |  | GE Medical Systems | MAC 5500 |  | SCD11062106PA | TMC - JONES - BURN UNIT (8J) | MHHS-TMC |  | ECG Machine |  | 074-00898 |  | TMC |  | TMC - JONES - BURN UNIT (8J) | [5 empty] | ELECTROCARDIOGRAPHS |  | ECGMACHINE-GE-MAC 5500 | ECGMACHINE | MAC 5500 |  |  |  | GE | ECG Machine |  | ECGMACHINE-GE-MAC 5500 |  |  |  |  | Covered PM Repair - Biomedical | MHHS-TMC
NO | NO |  |  |  | 069-28708 |  | GE Medical Systems | MAC 5500 |  | SCD09477086PA | TMC - JONES - NEURO ICU (7J) | MHHS-TMC |  | ECG Machine |  | 069-28708 |  | TMC |  | TMC - JONES - NEURO ICU (7J) | [5 empty] | ELECTROCARDIOGRAPHS |  | ECGMACHINE-GE-MAC 5500 | ECGMACHINE | MAC 5500 |  |  |  | GE | ECG Machine |  | ECGMACHINE-GE-MAC 5500 |  |  |  |  | Clinical Miscellaneous | MHHS-TMC
NO | NO |  |  |  | 069-33653 |  | GE Medical Systems | MAC 5500 |  | SGM11480962 | TMC - JONES - NEURO IMU (3J) | MHHS-TMC |  | ECG Machine |  | 069-33653 |  | TMC |  | TMC - JONES - NEURO IMU (3J) | [5 empty] | ELECTROCARDIOGRAPHS |  | ECGMACHINE-GE-MAC 5500 | ECGMACHINE | MAC 5500 |  |  |  | GE | ECG Machine |  | ECGMACHINE-GE-MAC 5500 |  |  |  |  | Covered PM Repair - Biomedical | MHHS-TMC
NO | NO |  |  |  | 074-00296 |  | GE Medical Systems | MAC 5500 |  | SCD07410196PA | TMC - PLAZA - ANESTHESIA CLINIC (UTPB, STE 600) | MHHS-TMC |  | ECG Machine |  | 074-00296 |  | TMC |  | TMC - PLAZA - ANESTHESIA CLINIC (UTPB, STE 600) | [5 empty] | ELECTROCARDIOGRAPHS |  | ECGMACHINE-GE-MAC 5500 | ECGMACHINE | MAC 5500 |  |  |  | GE | ECG Machine |  | ECGMACHINE-GE-MAC 5500 |  |  |  |  | Clinical Miscellaneous | MHHS-TMC
NO | NO |  |  |  | 069-21665 |  | GE Medical Systems | MAC 5500 |  | SCD06032270PA | TMC - ROBERTSON - CLIN RESEARCH (3R) | MHHS-TMC |  | ECG Machine |  | 069-21665 |  | TMC |  | TMC - ROBERTSON - CLIN RESEARCH (3R) | [5 empty] | ELECTROCARDIOGRAPHS |  | ECGMACHINE-GE-MAC 5500 | ECGMACHINE | MAC 5500 |  |  |  | GE | ECG Machine |  | ECGMACHINE-GE-MAC 5500 |  |  |  |  | Covered PM Repair - Biomedical | MHHS-TMC
NO | NO |  |  |  | 069-41262 |  | GE Medical Systems | MAC 5500 |  | SCD08242754PA | TMC - ROBERTSON - CLIN RESEARCH (3R) | MHHS-TMC |  | ECG Machine |  | 069-41262 |  | TMC |  | TMC - ROBERTSON - CLIN RESEARCH (3R) | [5 empty] | ELECTROCARDIOGRAPHS |  | ECGMACHINE-GE-MAC 5500 | ECGMACHINE | MAC 5500 |  |  |  | GE | ECG Machine |  | ECGMACHINE-GE-MAC 5500 |  |  |  |  | Covered PM Repair - Biomedical | MHHS-TMC
NO | NO |  |  |  | 029-04201 |  | GE Medical Systems | MAC 5500 |  | SCD06264029PA | WOODLANDS - NONINVASIVE CARDIOLOGY | MHHS-Woodlands |  | ECG Machine |  | 029-04201 |  | Woodlands |  | WOODLANDS - NONINVASIVE CARDIOLOGY | [5 empty] | ELECTROCARDIOGRAPHS |  | ECGMACHINE-GE-MAC 5500 | ECGMACHINE | MAC 5500 |  |  |  | GE | ECG Machine |  | ECGMACHINE-GE-MAC 5500 |  |  |  |  | Covered PM Repair - Biomedical | MHHS-Woodlands
NO | NO |  |  |  | 029-11611 |  | GE Medical Systems | MAC 5500 |  | SCD06284095PA | WOODLANDS - SICU | MHHS-Woodlands |  | ECG Machine |  | 029-11611 |  | Woodlands |  | WOODLANDS - SICU | [5 empty] | ELECTROCARDIOGRAPHS |  | ECGMACHINE-GE-MAC 5500 | ECGMACHINE | MAC 5500 |  |  |  | GE | ECG Machine |  | ECGMACHINE-GE-MAC 5500 |  |  |  |  | Covered PM Repair - Biomedical | MHHS-Woodlands
NO | YES |  |  |  | 151-01546 | 151-01546 | GE Medical Systems | MAC 5500 HD |  | SKJ16452170PA | CY-Cardiac Cath Lab | MHHS-Cypress |  | ECG Machine |  | 151-01546 | 151-01546 | Northwest | MHHS-Cypress | CY-Cardiac Cath Lab | Cardiac imaging | 2/13/19 |  |  |  | ELECTROCARDIOGRAPHS | ECG Machine | ECGMACHINE-GE-MAC 5500 HD | ECGMACHINE | MAC 5500 HD |  |  |  | GE | ECG Machine |  | ECGMACHINE-GE-MAC 5500 HD |  | 11/15/16 |  |  | Covered PM Repair - Biomedical | MHHS-Cypress | [8 empty] | ECGMACHINE | ECG Machine | GE
NO | YES |  |  |  | 151-02839 | 151-02839 | GE Medical Systems | MAC 5500 HD |  | SKJ18480198PA | CY-COU | MHHS-Cypress |  | ECG Machine |  | 151-02839 | 151-02839 | Northwest | MHHS-Cypress | CY-COU | COU | 1/1/20 | 1/1/21 |  |  | ELECTROCARDIOGRAPHS | ECG Machine | ECGMACHINE-GE-MAC 5500 HD | ECGMACHINE | MAC 5500 HD |  |  |  | GE | ECG Machine |  | ECGMACHINE-GE-MAC 5500 HD |  | 11/15/16 |  |  | Covered PM Repair - Biomedical | MHHS-Cypress | [8 empty] | ECGMACHINE | ECG Machine | GE
NO | YES |  |  |  | 151-01545 | 151-01545 | GE Medical Systems | MAC 5500 HD |  | SKJ16452139PA | CY-ER | MHHS-Cypress |  | ECG Machine |  | 151-01545 | 151-01545 | Northwest | MHHS-Cypress | CY-ER | NURSES STATION | 2/1/19 | 2/1/20 |  |  | ELECTROCARDIOGRAPHS | ECG Machine | ECGMACHINE-GE-MAC 5500 HD | ECGMACHINE | MAC 5500 HD |  |  |  | GE | ECG Machine |  | ECGMACHINE-GE-MAC 5500 HD |  | 11/15/16 |  |  | Covered PM Repair - Biomedical | MHHS-Cypress | [8 empty] | ECGMACHINE | ECG Machine | GE
NO | YES |  |  |  | 151-02309 | 151-02309 | GE Medical Systems | MAC 5500 HD |  | SKJ15528359PA | CY-Medsurg | MHHS-Cypress |  | ECG Machine |  | 151-02309 | 151-02309 | Northwest | MHHS-Cypress | CY-Medsurg | Hallway next staff lounge | 2/1/19 | 2/1/20 |  |  | ELECTROCARDIOGRAPHS | ECG Machine | ECGMACHINE-GE-MAC 5500 HD | ECGMACHINE | MAC 5500 HD |  |  |  | GE | ECG Machine |  | ECGMACHINE-GE-MAC 5500 HD |  | 9/12/17 |  |  | Covered PM Repair - Lab Analyzers/Anesth | MHHS-Cypress | [8 empty] | ECGMACHINE | ECG Machine | GE
NO | YES |  |  |  | 151-01547 | 151-01547 | GE Medical Systems | MAC 5500 HD |  | SKJ16452135PA | CY - PREADMISSIONS | MHHS-Cypress |  | ECG Machine |  | 151-01547 | 151-01547 | Northwest | Cypress | CY - PREADMISSIONS | Blood draw | 2/1/19 | 2/1/20 |  |  | ELECTROCARDIOGRAPHS | ECG Machine | ECGMACHINE-GE-MAC 5500 HD | ECGMACHINE | MAC 5500 HD |  |  |  | GE | ECG Machine |  | ECGMACHINE-GE-MAC 5500 HD |  |  |  |  | Not Covered Vendor Only - Biomedical | MHHS-Cypress | [8 empty] | ECGMACHINE | ECG Machine | GE
NO | YES |  |  |  | 151-01544 | 151-01544 | GE Medical Systems | MAC 5500 HD |  | SKJ16482392PA | CY-Preop | MHHS-Cypress |  | ECG Machine |  | 151-01544 | 151-01544 | Northwest | MHHS-Cypress | CY-Preop | Preop | 2/1/19 | 2/1/20 |  |  | ELECTROCARDIOGRAPHS | ECG Machine | ECGMACHINE-GE-MAC 5500 HD | ECGMACHINE | MAC 5500 HD |  |  |  | GE | ECG Machine |  | ECGMACHINE-GE-MAC 5500 HD |  |  |  |  | Not Covered Vendor Only - Biomedical | MHHS-Cypress | [8 empty] | ECGMACHINE | ECG Machine | GE
NO | YES |  |  |  | 009-10447 | 009-10447 | GE Medical Systems | MAC 5500 HD |  | SGM13257014PA | GH-Outpatient Testing | MHHS-Greater Heights |  | ECG Machine |  | 009-10447 | 009-10447 | Central | MHHS-Greater Heights | GH-Outpatient Testing | General Ultrasound | 8/1/19 |  | 8/1/20 |  | ELECTROCARDIOGRAPHS | ECG Machine | ECGMACHINE-GE-MAC 5500 HD | ECGMACHINE | MAC 5500 HD |  |  |  | GE | ECG Machine |  | ECGMACHINE-GE-MAC 5500 HD |  | 6/20/18 |  |  | Covered PM Repair - Biomedical | MHHS-Greater Heights | [8 empty] | ECGMACHINE | ECG Machine | GE
NO | YES |  |  |  | 009-33430 | 009-33430 | GE Medical Systems | MAC 5500 HD |  | SKJ18220188PA | GH-Clinical Decision Unit (CDU) | MHHS-Greater Heights |  | ECG Machine |  | 009-33430 | 009-33430 | Greater heights | MHHS-Greater Heights | GH-Clinical Decision Unit (CDU) | Hallway | 8/1/19 |  | 8/1/20 |  | ELECTROCARDIOGRAPHS | ECG Machine | ECGMACHINE-GE-MAC 5500 HD | ECGMACHINE | MAC 5500 HD |  |  |  | GE | ECG Machine |  | ECGMACHINE-GE-MAC 5500 HD |  | 6/20/18 |  |  | Covered PM Repair - Biomedical | MHHS-Greater Heights | [8 empty] | ECGMACHINE | ECG Machine | GE
NO | YES |  |  |  | 009-33448 | 009-33448 | GE Medical Systems | MAC 5500 HD |  | SKJ1820072PA | GH-Clinical Decision Unit (CDU) | MHHS-Greater Heights |  | ECG Machine |  | 009-33448 | 009-33448 | Greater heights | MHHS-Greater Heights | GH-Clinical Decision Unit (CDU) | Hallway | 8/1/19 |  | 8/1/20 |  | ELECTROCARDIOGRAPHS | ECG Machine | ECGMACHINE-GE-MAC 5500 HD | ECGMACHINE | MAC 5500 HD |  |  |  | GE | ECG Machine |  | ECGMACHINE-GE-MAC 5500 HD |  | 6/20/18 |  |  | Covered PM Repair - Biomedical | MHHS-Greater Heights | [8 empty] | ECGMACHINE | ECG Machine | GE
NO | YES |  |  |  | 009-06138 | 009-06138 | GE Medical Systems | MAC 5500 HD |  | SGM12524929PA | GH-ER | MHHS-Greater Heights |  | ECG Machine |  | 009-06138 | 009-06138 | Central | MHHS-Greater Heights | GH-ER | Hall | 8/1/19 |  | 8/1/20 |  | ELECTROCARDIOGRAPHS | ECG Machine | ECGMACHINE-GE-MAC 5500 HD | ECGMACHINE | MAC 5500 HD |  |  |  | GE | ECG Machine |  | ECGMACHINE-GE-MAC 5500 HD |  | 12/7/19 |  |  | Covered PM Repair - Biomedical | MHHS-Greater Heights | [8 empty] | ECGMACHINE | ECG Machine | GE
NO | YES |  |  |  | 009-09221 | 009-09221 | GE Medical Systems | MAC 5500 HD |  | SGM13257030PA | GH-Biomedical Services | MHHS-Greater Heights |  | ECG Machine |  | 009-09221 | 009-09221 | Central | MHHS-Greater Heights | GH-Biomedical Services | BIOMED | 8/1/19 |  | 8/1/20 |  | ELECTROCARDIOGRAPHS | ECG Machine | ECGMACHINE-GE-MAC 5500 HD | ECGMACHINE | MAC 5500 HD |  |  |  | GE | ECG Machine |  | ECGMACHINE-GE-MAC 5500 HD |  | 12/14/16 |  |  | Covered PM Repair - Biomedical | MHHS-Greater Heights | [8 empty] | ECGMACHINE | ECG Machine | GE
NO | YES |  |  |  | 009-09222 | 009-09222 | GE Medical Systems | MAC 5500 HD |  | SGM13257049PA | GH-ER | MHHS-Greater Heights |  | ECG Machine |  | 009-09222 | 009-09222 | Central | MHHS-Greater Heights | GH-ER | Hallway | 8/1/19 |  | 8/1/20 |  | ELECTROCARDIOGRAPHS | ECG Machine | ECGMACHINE-GE-MAC 5500 HD | ECGMACHINE | MAC 5500 HD |  |  |  | GE | ECG Machine |  | ECGMACHINE-GE-MAC 5500 HD |  | 12/14/16 |  |  | Covered PM Repair - Biomedical | MHHS-Greater Heights | [8 empty] | ECGMACHINE | ECG Machine | GE
NO | YES |  |  |  | 009-09231 | 009-09231 | GE Medical Systems | MAC 5500 HD |  | SKJ15316639PA | GH-ER | MHHS-Greater Heights |  | ECG Machine |  | 009-09231 | 009-09231 | Central | MHHS-Greater Heights | GH-ER | Triage C | 8/1/19 |  | 8/1/20 |  | ELECTROCARDIOGRAPHS | ECG Machine | ECGMACHINE-GE-MAC 5500 HD | ECGMACHINE | MAC 5500 HD |  |  |  | GE | ECG Machine |  | ECGMACHINE-GE-MAC 5500 HD |  |  |  |  | Covered PM Repair - Biomedical | MHHS-Greater Heights | [8 empty] | ECGMACHINE | ECG Machine | GE
NO | YES |  |  |  | 009-10410 | 009-10410 | GE Medical Systems | MAC 5500 HD |  | SKJ17110065PA | GH-ER | MHHS-Greater Heights |  | ECG Machine |  | 009-10410 | 009-10410 | Central | MHHS-Greater Heights | GH-ER |  | 8/1/19 |  | 8/1/20 |  | ELECTROCARDIOGRAPHS | ECG Machine | ECGMACHINE-GE-MAC 5500 HD | ECGMACHINE | MAC 5500 HD |  |  |  | GE | ECG Machine |  | ECGMACHINE-GE-MAC 5500 HD |  |  |  |  | Covered PM Repair - Biomedical | MHHS-Greater Heights | [8 empty] | ECGMACHINE | ECG Machine | GE
NO | YES |  |  |  | 133-08760 | 133-08760 | GE Medical Systems | MAC 5500 HD |  | SKJ14090478PA | Katy-Cardiology | MHHS-Katy |  | ECG Machine |  | 133-08760 | 133-08760 | Katy | MHHS-Katy | Katy-Cardiology | ECG room | 3/1/19 | 3/1/20 |  |  | ELECTROCARDIOGRAPHS | ECG Machine | ECGMACHINE-GE-MAC 5500 HD | ECGMACHINE | MAC 5500 HD |  |  |  | GE | ECG Machine |  | ECGMACHINE-GE-MAC 5500 HD |  |  |  |  | Covered PM Repair - Biomedical | MHHS-Katy | [8 empty] | ECGMACHINE | ECG Machine | GE
NO | YES |  |  |  | 133-10473 | 133-10473 | GE Medical Systems | MAC 5500 HD |  | SKJ19220080PA | Katy-Med/Surg 5th Floor | MHHS-Katy |  | ECG Machine |  | 133-10473 | 133-10473 | Katy | MHHS-Katy | Katy-Med/Surg 5th Floor | MEDSURG HALLWAY |  |  |  |  | ELECTROCARDIOGRAPHS | ECG Machine | ECGMACHINE-GE-MAC 5500 HD | ECGMACHINE | MAC 5500 HD |  |  |  | GE | ECG Machine |  | ECGMACHINE-GE-MAC 5500 HD |  |  |  |  | Covered PM Repair - Biomedical | MHHS-Katy | [8 empty] | ECGMACHINE | ECG Machine | GE
NO | YES |  |  |  | 133-09634 | 133-09634 | GE Medical Systems | MAC 5500 HD |  | SKJ15407372PA | KATY - CTU | MHHS-Katy |  | ECG Machine |  | 133-09634 | 133-09634 | Katy | Memorial Hermann Katy Hospital | KATY - CTU | Hallway by the respriatory workroom E4:146 | 1/1/19 | 1/1/21 |  |  | ELECTROCARDIOGRAPHS | ECG Machine | ECGMACHINE-GE-MAC 5500 HD | ECGMACHINE | MAC 5500 HD |  |  |  | GE | ECG Machine |  | ECGMACHINE-GE-MAC 5500 HD |  |  |  |  | Covered PM Repair - Biomedical | MHHS-Katy | [8 empty] | ECGMACHINE | ECG Machine | GE
NO | YES |  |  |  | 133-05391 | 133-05391 | GE Medical Systems | MAC 5500 HD |  | SKJ15427639PA | Katy-ER | MHHS-Katy |  | ECG Machine |  | 133-05391 | 133-05391 | Katy | MHHS-Katy | Katy-ER | ER | 12/1/19 | 12/1/20 |  |  | ELECTROCARDIOGRAPHS | ECG Machine | ECGMACHINE-GE-MAC 5500 HD | ECGMACHINE | MAC 5500 HD |  |  |  | GE | ECG Machine |  | ECGMACHINE-GE-MAC 5500 HD |  |  |  |  | Covered PM Repair - Biomedical | MHHS-Katy | [8 empty] | ECGMACHINE | ECG Machine | GE
NO | YES |  |  |  | 133-09942 | 133-09942 | GE Medical Systems | MAC 5500 HD |  | SKJ17300123PA | Katy-ER | MHHS-Katy |  | ECG Machine |  | 133-09942 | 133-09942 | Katy | MHHS-Katy | Katy-ER | Pedi ER Unit hallway | 10/1/19 | 10/1/20 |  |  | ELECTROCARDIOGRAPHS | ECG Machine | ECGMACHINE-GE-MAC 5500 HD | ECGMACHINE | MAC 5500 HD |  |  |  | GE | ECG Machine |  | ECGMACHINE-GE-MAC 5500 HD |  |  |  |  | Covered PM Repair - Biomedical | MHHS-Katy | [8 empty] | ECGMACHINE | ECG Machine | GE
NO | YES |  |  |  | 133-10306 | 133-10306 | GE Medical Systems | MAC 5500 HD |  | SKJ18310042PA | Katy-ER | MHHS-Katy |  | ECG Machine |  | 133-10306 | 133-10306 | Katy | MHHS-Katy | Katy-ER | Katy - ER | 9/1/19 |  |  |  | ELECTROCARDIOGRAPHS | ECG Machine | ECGMACHINE-GE-MAC 5500 HD | ECGMACHINE | MAC 5500 HD |  |  |  | GE | ECG Machine |  | ECGMACHINE-GE-MAC 5500 HD |  |  |  |  | Covered PM Repair - Biomedical | MHHS-Katy | [8 empty] | ECGMACHINE | ECG Machine | GE
NO | YES |  |  |  | 133-09633 | 133-09633 | GE Medical Systems | MAC 5500 HD |  | SKJ15417456PA | KATY - NEW TOWER | MHHS-Katy |  | ECG Machine |  | 133-09633 | 133-09633 | Katy | Memorial Hermann Katy Hospital | KATY - NEW TOWER | 4th Floor HALLWAY | 2/1/19 |  |  |  | ELECTROCARDIOGRAPHS | ECG Machine | ECGMACHINE-GE-MAC 5500 HD | ECGMACHINE | MAC 5500 HD |  |  |  | GE | ECG Machine |  | ECGMACHINE-GE-MAC 5500 HD |  | 11/1/17 |  |  | Covered PM Repair - Biomedical | MHHS-Katy | [8 empty] | ECGMACHINE | ECG Machine | GE
NO | YES |  |  |  | 009-10048 | 009-10048 | GE Medical Systems | MAC 5500 HD |  | SKJ15508231PA | CAHF-(GH)-Greater Heights [Mp1-Ste250] | MHHS - Heart Failure Clinics |  | ECG Machine |  | 009-10048 | 009-10048 | Central | MHHS-Others | CAHF-(GH)-Greater Heights [Mp1-Ste250] | Cardiology | 4/1/19 |  | 4/1/20 |  | ELECTROCARDIOGRAPHS | ECG Machine | ECGMACHINE-GE-MAC 5500 HD | ECGMACHINE | MAC 5500 HD |  |  |  | GE | ECG Machine |  | ECGMACHINE-GE-MAC 5500 HD |  |  |  |  | Covered PM Repair - Lab Analyzers/Anesth | MHHS - Heart Failure Clinics | [8 empty] | ECGMACHINE | ECG Machine | GE
NO | YES |  |  |  | 583-00741 | 583-00741 | GE Medical Systems | MAC 5500 HD |  | SKJ15316704PA | CAHF-(KY)-Katy [Mp2-Ste200] | MHHS - Heart Failure Clinics |  | ECG Machine |  | 583-00741 | 583-00741 | Katy | MHHS-Others | CAHF-(KY)-Katy [Mp2-Ste200] | Cardiology | 1/1/19 | 1/1/21 |  |  | ELECTROCARDIOGRAPHS | ECG Machine | ECGMACHINE-GE-MAC 5500 HD | ECGMACHINE | MAC 5500 HD |  |  |  | GE | ECG Machine |  | ECGMACHINE-GE-MAC 5500 HD |  |  |  |  | Covered PM Repair - Lab Analyzers/Anesth | MHHS - Heart Failure Clinics | [8 empty] | ECGMACHINE | ECG Machine | GE
NO | YES |  |  |  | 074-04561 | 074-04561 | GE Medical Systems | MAC 5500 HD |  | SGM13277057PA | TMC-Cullen-MICU (2C) | MHHS - Heart Failure Clinics |  | ECG Machine |  | 074-04561 | 074-04561 | TMC | MHHS-TMC | TMC-Cullen-MICU (2C) | TMC - CULLEN - MICU (2C) | 3/1/19 |  | 3/1/21 |  | ELECTROCARDIOGRAPHS | ECG Machine | ECGMACHINE-GE-MAC 5500 HD | ECGMACHINE | MAC 5500 HD |  |  |  | GE | ECG Machine |  | ECGMACHINE-GE-MAC 5500 HD |  | 11/18/16 |  |  | Covered PM Repair - Biomedical | MHHS - Heart Failure Clinics | [8 empty] | ECGMACHINE | ECG Machine | GE
NO | YES |  |  |  | 005-13169 | 005-13169 | GE Medical Systems | MAC 5500 HD |  | SKJ15377211PA | (null) | MHHS-Mem City |  | ECG Machine |  | 005-13169 | 005-13169 | (null) | (null) | (null) | (null) | (null) | (null) | (null) | (null) | ELECTROCARDIOGRAPHS |  | ECGMACHINE-GE-MAC 5500 HD | ECGMACHINE | MAC 5500 HD |  |  |  | GE | ECG Machine |  | ECGMACHINE-GE-MAC 5500 HD |  |  |  |  | Covered PM Repair - Biomedical | MHHS-Mem City
NO | YES |  |  |  | 041-34425 | 041-34425 | GE Medical Systems | MAC 5500 HD |  | SKJ19460050PA | MEMORIAL CITY - CARDIOLOGY | MHHS-Mem City |  | ECG Machine |  | 041-34425 | 041-34425 | West | West | MEMORIAL CITY - CARDIOLOGY | Triage |  |  |  |  | ELECTROCARDIOGRAPHS |  | ECGMACHINE-GE-MAC 5500 HD | ECGMACHINE | MAC 5500 HD |  |  |  | GE | ECG Machine |  | ECGMACHINE-GE-MAC 5500 HD |  |  |  |  | Covered PM Repair - Biomedical | MHHS-Mem City
NO | YES |  |  |  | 041-34427 | 041-34427 | GE Medical Systems | MAC 5500 HD |  | SKJ19460026PA | ER | MHHS-Mem City |  | ECG Machine |  | 041-34427 | 041-34427 | West | Memorial Hermann Memorial City Medical Center Emergency Center | ER | Nurses Station |  |  |  |  | ELECTROCARDIOGRAPHS |  | ECGMACHINE-GE-MAC 5500 HD | ECGMACHINE | MAC 5500 HD |  |  |  | GE | ECG Machine |  | ECGMACHINE-GE-MAC 5500 HD |  |  |  |  | Covered PM Repair - Biomedical | MHHS-Mem City
NO | YES |  |  |  | 041-34428 | 041-34428 | GE Medical Systems | MAC 5500 HD |  | SKJ19460008PA | MEMORIAL CITY - NUCLEAR MEDICINE | MHHS-Mem City |  | ECG Machine |  | 041-34428 | 041-34428 | West | Memorial Hermann Memorial City Medical Center | MEMORIAL CITY - NUCLEAR MEDICINE | MEMORIAL CITY - NUCLEAR MEDICAL |  |  |  |  | ELECTROCARDIOGRAPHS |  | ECGMACHINE-GE-MAC 5500 HD | ECGMACHINE | MAC 5500 HD |  |  |  | GE | ECG Machine |  | ECGMACHINE-GE-MAC 5500 HD |  |  |  |  | Covered PM Repair - Biomedical | MHHS-Mem City
NO | YES |  |  |  | 041-34429 | 041-34429 | GE Medical Systems | MAC 5500 HD |  | SKJ19450037PA | MEMORIAL CITY - ER | MHHS-Mem City |  | ECG Machine |  | 041-34429 | 041-34429 | West | Memorial Hermann Memorial City Medical Center Emergency Center | MEMORIAL CITY - ER | Emergency Room Nurses Station |  |  |  |  | ELECTROCARDIOGRAPHS |  | ECGMACHINE-GE-MAC 5500 HD | ECGMACHINE | MAC 5500 HD |  |  |  | GE | ECG Machine |  | ECGMACHINE-GE-MAC 5500 HD |  |  |  |  | Covered PM Repair - Biomedical | MHHS-Mem City
NO | YES |  |  |  | 041-17676 | 041-17676 | GE Medical Systems | MAC 5500 HD |  | SGM13035132PA | MEMORIAL CITY - ER | MHHS-Mem City |  | ECG Machine |  | 041-17676 | 041-17676 | West | Memorial City | MEMORIAL CITY - ER |  | 2/1/19 |  |  |  | ELECTROCARDIOGRAPHS |  | ECGMACHINE-GE-MAC 5500 HD | ECGMACHINE | MAC 5500 HD |  |  |  | GE | ECG Machine |  | ECGMACHINE-GE-MAC 5500 HD |  | 12/11/16 |  |  | Covered PM Repair - Biomedical | MHHS-Mem City
NO | YES |  |  |  | 041-18385 | 041-18385 | GE Medical Systems | MAC 5500 HD |  | SKJ15226185PA | MEMORIAL CITY - MHT - JHC PRE ADMIT | MHHS-Mem City |  | ECG Machine |  | 041-18385 | 041-18385 | West | Memorial Hermann - Merorial City | MEMORIAL CITY - MHT - JHC PRE ADMIT | 12th Floor Pre-Admission Testing Hallway Outside of Exam |  |  |  | Outside of Exam Room 3 | ELECTROCARDIOGRAPHS |  | ECGMACHINE-GE-MAC 5500 HD | ECGMACHINE | MAC 5500 HD |  |  |  | GE | ECG Machine |  | ECGMACHINE-GE-MAC 5500 HD |  |  |  |  | Covered PM Repair - Biomedical | MHHS-Mem City
NO | YES |  |  |  | 041-10844 | 041-10844 | GE Medical Systems | MAC 5500 HD |  | SKJ15216049PA | MEMORIAL CITY - MHT - JHC RECOVER | MHHS-Mem City |  | ECG Machine |  | 041-10844 | 041-10844 | West | Memorial Hermann Memorial City Medical Center | MEMORIAL CITY - MHT - JHC RECOVER | MEMORIAL CITY - MHT - JHC RECOVER |  |  |  |  | ELECTROCARDIOGRAPHS |  | ECGMACHINE-GE-MAC 5500 HD | ECGMACHINE | MAC 5500 HD |  |  |  | GE | ECG Machine |  | ECGMACHINE-GE-MAC 5500 HD |  |  |  |  | Covered PM Repair - Biomedical | MHHS-Mem City
NO | YES |  |  |  | 041-17675 | 041-17675 | GE Medical Systems | MAC 5500 HD |  | SGM13035162PA | Memorial City - General Medicine | MHHS-Mem City |  | ECG Machine |  | 041-17675 | 041-17675 | West | Memorial City - Memorial Hermann Hospital | Memorial City - General Medicine | Nurse Station |  |  |  |  | ELECTROCARDIOGRAPHS |  | ECGMACHINE-GE-MAC 5500 HD | ECGMACHINE | MAC 5500 HD |  |  |  | GE | ECG Machine |  | ECGMACHINE-GE-MAC 5500 HD |  |  |  |  | Covered PM Repair - Biomedical | MHHS-Mem City
NO | YES |  |  |  | 041-32202 | 041-32202 | GE Medical Systems | MAC 5500 HD |  | SKJ18370022PA | Memorial City-MOR Recovery | MHHS-Mem City |  | ECG Machine |  | 041-32202 | 041-32202 | West | Memorial Hermann Memorial City Medical Center | Memorial City-MOR Recovery | E2 Nurses Station |  |  |  |  | ELECTROCARDIOGRAPHS |  | ECGMACHINE-GE-MAC 5500 HD | ECGMACHINE | MAC 5500 HD |  |  |  | GE | ECG Machine |  | ECGMACHINE-GE-MAC 5500 HD |  |  |  |  | Covered PM Repair - Biomedical | MHHS-Mem City
NO | YES |  |  |  | 041-32203 | 041-32203 | GE Medical Systems | MAC 5500 HD |  | SKJ1833035PA | MEMORIAL CITY - NONINVASIVE CARDIOLOGY - EKG | MHHS-Mem City |  | ECG Machine |  | 041-32203 | 041-32203 | West |  | MEMORIAL CITY - NONINVASIVE CARDIOLOGY - EKG | Endo room 1 |  |  |  |  | ELECTROCARDIOGRAPHS |  | ECGMACHINE-GE-MAC 5500 HD | ECGMACHINE | MAC 5500 HD |  |  |  | GE | ECG Machine |  | ECGMACHINE-GE-MAC 5500 HD |  |  |  |  | Covered PM Repair - Biomedical | MHHS-Mem City
NO | YES |  |  |  | 041-18799 | 041-18799 | GE Medical Systems | MAC 5500 HD |  | SKJ15043660SA | MEMORIAL CITY - Outpatient Surgery | MHHS-Mem City |  | ECG Machine |  | 041-18799 | 041-18799 | West | Memorial Hermann Memorial City Medical Center | MEMORIAL CITY - Outpatient Surgery | W1 Recovery |  |  |  |  | ELECTROCARDIOGRAPHS |  | ECGMACHINE-GE-MAC 5500 HD | ECGMACHINE | MAC 5500 HD |  |  |  | GE | ECG Machine |  | ECGMACHINE-GE-MAC 5500 HD |  |  |  |  | Covered PM Repair - Biomedical | MHHS-Mem City
NO | YES |  |  |  | 925-00881 | 925-00881 | GE Medical Systems | MAC 5500 HD |  | SKJ15094913PA | MHOSH-Anesthesia | MHHS Orthopedic & Spine |  | ECG Machine |  | 925-00881 | 925-00881 | Central & Greater Heights | MHHS-Orthopedic & Spine | MHOSH-Anesthesia |  | 1/11/19 |  |  |  | ELECTROCARDIOGRAPHS | ECG Machine | ECGMACHINE-GE-MAC 5500 HD | ECGMACHINE | MAC 5500 HD |  |  |  | GE | ECG Machine |  | ECGMACHINE-GE-MAC 5500 HD |  | 6/15/18 | MHOSH Inventory Dec 2019 into 2020 - Copy.xls - Newly Verified |  | Covered PM Repair - Biomedical | MHHS Orthopedic & Spine | [8 empty] | ECGMACHINE | ECG Machine | GE
NO | YES |  |  |  | 925-00882 | 925-00882 | GE Medical Systems | MAC 5500 HD |  | SKJ15094899PA | MHOSH-3rd Floor | MHHS Orthopedic & Spine |  | ECG Machine |  | 925-00882 | 925-00882 | Central | MHHS-Orthopedic & Spine | MHOSH-3rd Floor | Nurse Station 3 North | 12/1/19 |  | 12/1/20 |  | ELECTROCARDIOGRAPHS | ECG Machine | ECGMACHINE-GE-MAC 5500 HD | ECGMACHINE | MAC 5500 HD |  |  |  | GE | ECG Machine |  | ECGMACHINE-GE-MAC 5500 HD |  | 4/3/19 | MHOSH Inventory Dec 2019 into 2020 - Copy.xls - Already Verified |  | Covered PM Repair - Biomedical | MHHS Orthopedic & Spine | [8 empty] | ECGMACHINE | ECG Machine | GE
NO | YES |  |  |  | 142-08035 | 142-08035 | GE Medical Systems | MAC 5500 HD |  | SKJ18250107PA | NE-2 West Tower | MHHS-Northeast |  | ECG Machine |  | 142-08035 | 142-08035 | Katy | MHHS-Northeast | NE-2 West Tower | 2 West | 10/1/19 | 11/1/20 |  |  | ELECTROCARDIOGRAPHS | ECG Machine | ECGMACHINE-GE-MAC 5500 HD | ECGMACHINE | MAC 5500 HD |  |  |  | GE | ECG Machine |  | ECGMACHINE-GE-MAC 5500 HD |  | 5/1/15 |  |  | Covered PM Repair - Biomedical | MHHS-Northeast | [8 empty] | ECGMACHINE | ECG Machine | GE
NO | YES |  |  |  | 142-08036 | 142-08036 | GE Medical Systems | MAC 5500 HD |  | SKJ18260064PA | NE-3 West Tower | MHHS-Northeast |  | ECG Machine |  | 142-08036 | 142-08036 | Katy | MHHS-Northeast | NE-3 West Tower | 3 West | 10/1/19 | 10/1/20 |  |  | ELECTROCARDIOGRAPHS | ECG Machine | ECGMACHINE-GE-MAC 5500 HD | ECGMACHINE | MAC 5500 HD |  |  |  | GE | ECG Machine |  | ECGMACHINE-GE-MAC 5500 HD |  | 5/1/15 |  |  | Covered PM Repair - Biomedical | MHHS-Northeast | [8 empty] | ECGMACHINE | ECG Machine | GE
NO | YES |  |  |  | 142-08037 | 142-08037 | GE Medical Systems | MAC 5500 HD |  | SKJ18260018PA | NE-4 West Tower | MHHS-Northeast |  | ECG Machine |  | 142-08037 | 142-08037 | Katy | MHHS-Northeast | NE-4 West Tower | 4 West | 10/1/19 | 10/1/20 |  |  | ELECTROCARDIOGRAPHS | ECG Machine | ECGMACHINE-GE-MAC 5500 HD | ECGMACHINE | MAC 5500 HD |  |  |  | GE | ECG Machine |  | ECGMACHINE-GE-MAC 5500 HD |  |  |  |  | Covered PM Repair - Biomedical | MHHS-Northeast | [8 empty] | ECGMACHINE | ECG Machine | GE
NO | YES |  |  |  | 142-06907 | 142-06907 | GE Medical Systems | MAC 5500 HD |  | SKJ17110137PA | NE-Respiratory | MHHS-Northeast |  | ECG Machine |  | 142-06907 | 142-06907 | Katy | MHHS-Northeast | NE-Respiratory | ER Outside Room 33 | 8/1/19 | 8/1/20 |  |  | ELECTROCARDIOGRAPHS | ECG Machine | ECGMACHINE-GE-MAC 5500 HD | ECGMACHINE | MAC 5500 HD |  |  |  | GE | ECG Machine |  | ECGMACHINE-GE-MAC 5500 HD |  | 4/17/14 |  |  | Covered PM Repair - Biomedical | MHHS-Northeast | [8 empty] | ECGMACHINE | ECG Machine | GE
NO | YES |  |  |  | 142-08240 | 142-08240 | GE Medical Systems | MAC 5500 HD |  | SKJ19130034PA | NE-ER | MHHS-Northeast |  | ECG Machine |  | 142-08240 | 142-08240 | Katy | MHHS-Northeast | NE-ER | Main Lobby Desk | 5/1/19 | 5/1/20 |  |  | ELECTROCARDIOGRAPHS | ECG Machine | ECGMACHINE-GE-MAC 5500 HD | ECGMACHINE | MAC 5500 HD |  |  |  | GE | ECG Machine |  | ECGMACHINE-GE-MAC 5500 HD |  |  |  |  | Covered PM Repair - Biomedical | MHHS-Northeast | [8 empty] | ECGMACHINE | ECG Machine | GE
NO | YES |  |  |  | 142-08241 | 142-08241 | GE Medical Systems | MAC 5500 HD |  | SKJ19130041PA | NE-ER | MHHS-Northeast |  | ECG Machine |  | 142-08241 | 142-08241 | Katy | MHHS-Northeast | NE-ER | Nurses station | 5/1/19 | 5/1/20 |  |  | ELECTROCARDIOGRAPHS | ECG Machine | ECGMACHINE-GE-MAC 5500 HD | ECGMACHINE | MAC 5500 HD |  |  |  | GE | ECG Machine |  | ECGMACHINE-GE-MAC 5500 HD |  | 2/26/19 |  |  | Covered PM Repair - Biomedical | MHHS-Northeast | [8 empty] | ECGMACHINE | ECG Machine | GE
NO | YES |  |  |  | 145-00366 | 145-00366 | GE Medical Systems | MAC 5500 HD |  | SKJ15528405PA | MH MG-(PL)-Pearland Multi-Specialty (Mp 2) | MHHS-Pearland Hospital |  | ECG Machine |  | 145-00366 | 145-00366 | Pearland | MHHS-MG | MH MG-(PL)-Pearland Multi-Specialty (Mp 2) | Multispecialty |  |  |  |  | ELECTROCARDIOGRAPHS | ECG Machine | ECGMACHINE-GE-MAC 5500 HD | ECGMACHINE | MAC 5500 HD |  |  |  | GE | ECG Machine |  | ECGMACHINE-GE-MAC 5500 HD |  |  |  |  | Not Covered Vendor Only - Biomedical | MHHS-Pearland Hospital | [8 empty] | ECGMACHINE | ECG Machine | GE
NO | YES |  |  |  | 145-00335 | 145-00335 | GE Medical Systems | MAC 5500 HD |  | SKJ15528489PA | Pearland-Cardiac Cath Lab | MHHS-Pearland Hospital |  | ECG Machine |  | 145-00335 | 145-00335 | Pearland | MHHS-Pearland Hospital | Pearland-Cardiac Cath Lab | Prep | 7/1/19 | 7/1/20 |  |  | ELECTROCARDIOGRAPHS | ECG Machine | ECGMACHINE-GE-MAC 5500 HD | ECGMACHINE | MAC 5500 HD |  |  |  | GE | ECG Machine |  | ECGMACHINE-GE-MAC 5500 HD |  |  |  |  | Not Covered Vendor Only - Biomedical | MHHS-Pearland Hospital | [8 empty] | ECGMACHINE | ECG Machine | GE
NO | YES |  |  |  | 145-00261 | 145-00261 | GE Medical Systems | MAC 5500 HD |  | SKJ13449106PA | Pearland-Emergency Center | MHHS-Pearland Hospital |  | ECG Machine |  | 145-00261 | 145-00261 | Pearland | MHHS-Pearland Hospital | Pearland-Emergency Center | Triage 2 | 2/1/19 | 2/1/20 |  |  | ELECTROCARDIOGRAPHS | ECG Machine | ECGMACHINE-GE-MAC 5500 HD | ECGMACHINE | MAC 5500 HD |  |  |  | GE | ECG Machine |  | ECGMACHINE-GE-MAC 5500 HD |  | 9/15/17 |  |  | Not Covered Vendor Only - Lab Ana/Anes | MHHS-Pearland Hospital | [8 empty] | ECGMACHINE | ECG Machine | GE
NO | YES |  |  |  | 145-00263 | 145-00263 | GE Medical Systems | MAC 5500 HD |  | SKJ13459156PA | Pearland-Emergency Center | MHHS-Pearland Hospital |  | ECG Machine |  | 145-00263 | 145-00263 | Pearland | MHHS-Pearland Hospital | Pearland-Emergency Center | Hallway | 2/1/20 | 2/1/19 |  |  | ELECTROCARDIOGRAPHS | ECG Machine | ECGMACHINE-GE-MAC 5500 HD | ECGMACHINE | MAC 5500 HD |  |  |  | GE | ECG Machine |  | ECGMACHINE-GE-MAC 5500 HD |  | 9/15/17 |  |  | Not Covered Vendor Only - Lab Ana/Anes | MHHS-Pearland Hospital | [8 empty] | ECGMACHINE | ECG Machine | GE
NO | YES |  |  |  | 145-00280 | 145-00280 | GE Medical Systems | MAC 5500 HD |  | SKJ13459172PA | Pearland-Emergency Center | MHHS-Pearland Hospital |  | ECG Machine |  | 145-00280 | 145-00280 | Pearland | MHHS-Pearland Hospital | Pearland-Emergency Center | Triage 2 | 8/1/19 | 8/1/20 |  |  | ELECTROCARDIOGRAPHS | ECG Machine | ECGMACHINE-GE-MAC 5500 HD | ECGMACHINE | MAC 5500 HD |  |  |  | GE | ECG Machine |  | ECGMACHINE-GE-MAC 5500 HD |  | 9/15/17 |  |  | Not Covered Vendor Only - Lab Ana/Anes | MHHS-Pearland Hospital | [8 empty] | ECGMACHINE | ECG Machine | GE
NO | YES |  |  |  | 145-00710 | 145-00710 | GE Medical Systems | MAC 5500 HD |  | SKJ13459174PA | Pearland-Emergency Center | MHHS-Pearland Hospital |  | ECG Machine |  | 145-00710 | 145-00710 | Pearland | MHHS-Pearland Hospital | Pearland-Emergency Center | ER nurses station | 2/1/19 | 2/1/20 |  |  | ELECTROCARDIOGRAPHS | ECG Machine | ECGMACHINE-GE-MAC 5500 HD | ECGMACHINE | MAC 5500 HD |  |  |  | GE | ECG Machine |  | ECGMACHINE-GE-MAC 5500 HD |  | 9/15/17 |  |  | Not Covered Vendor Only - Lab Ana/Anes | MHHS-Pearland Hospital | [8 empty] | ECGMACHINE | ECG Machine | GE
NO | YES |  |  |  | 145-00557 | 145-00557 | GE Medical Systems | MAC 5500 HD |  | SKJ15538450PA | Pearland-ICU/IMCU | MHHS-Pearland Hospital |  | ECG Machine |  | 145-00557 | 145-00557 | Pearland | MHHS-Pearland Hospital | Pearland-ICU/IMCU | Nurses station | 11/1/19 | 11/1/20 |  |  | ELECTROCARDIOGRAPHS | ECG Machine | ECGMACHINE-GE-MAC 5500 HD | ECGMACHINE | MAC 5500 HD |  |  |  | GE | ECG Machine |  | ECGMACHINE-GE-MAC 5500 HD |  |  |  |  | Not Covered Vendor Only - Lab Ana/Anes | MHHS-Pearland Hospital | [8 empty] | ECGMACHINE | ECG Machine | GE
NO | YES |  |  |  | 145-00629 | 145-00629 | GE Medical Systems | MAC 5500 HD |  | SKJ15528458PA | Pearland-Labor & Delivery | MHHS-Pearland Hospital |  | ECG Machine |  | 145-00629 | 145-00629 | Pearland | MHHS-Pearland Hospital | Pearland-Labor & Delivery | Room 325 | 12/1/19 | 12/1/20 |  |  | ELECTROCARDIOGRAPHS | ECG Machine | ECGMACHINE-GE-MAC 5500 HD | ECGMACHINE | MAC 5500 HD |  |  |  | GE | ECG Machine |  | ECGMACHINE-GE-MAC 5500 HD |  |  |  |  | Not Covered Vendor Only - Lab Ana/Anes | MHHS-Pearland Hospital | [8 empty] | ECGMACHINE | ECG Machine | GE
NO | YES |  |  |  | 145-00441 | 145-00441 | GE Medical Systems | MAC 5500 HD |  | SKJ15528415PA | Pearland-OR-Preop/PACU | MHHS-Pearland Hospital |  | ECG Machine |  | 145-00441 | 145-00441 | Pearland | MHHS-Pearland Hospital | Pearland-OR-Preop/PACU | Pre-Op / PacU clean supply | 9/1/19 | 9/1/20 |  |  | ELECTROCARDIOGRAPHS | ECG Machine | ECGMACHINE-GE-MAC 5500 HD | ECGMACHINE | MAC 5500 HD |  |  |  | GE | ECG Machine |  | ECGMACHINE-GE-MAC 5500 HD |  |  |  |  | Not Covered Vendor Only - Biomedical | MHHS-Pearland Hospital | [8 empty] | ECGMACHINE | ECG Machine | GE
NO | YES |  |  |  | 000-04445 | 000-04445 | GE Medical Systems | MAC 5500 HD |  | SKJ18310092PA | SC CCC-(NE)-Emergency Room | MHHS-Summer Creek CCC |  | ECG Machine |  | 000-04445 | 000-04445 | Katy | MHHS-Others | SC CCC-(NE)-Emergency Room | Triage 1 | 7/1/19 | 7/1/20 |  |  | ELECTROCARDIOGRAPHS | ECG Machine | ECGMACHINE-GE-MAC 5500 HD | ECGMACHINE | MAC 5500 HD |  |  |  | GE | ECG Machine |  | ECGMACHINE-GE-MAC 5500 HD |  |  |  |  | Covered PM Repair - Biomedical | MHHS-Summer Creek CCC | [8 empty] | ECGMACHINE | ECG Machine | GE
NO | YES |  |  |  | 142-05636 | 142-05636 | GE Medical Systems | MAC 5500 HD |  | SGM12373735PA | SC CCC-(NE)-Emergency Room | MHHS-Summer Creek CCC |  | ECG Machine |  | 142-05636 | 142-05636 | Katy | MHHS-Others | SC CCC-(NE)-Emergency Room | Nurses Station | 7/1/19 | 7/1/20 |  |  | ELECTROCARDIOGRAPHS | ECG Machine | ECGMACHINE-GE-MAC 5500 HD | ECGMACHINE | MAC 5500 HD |  |  |  | GE | ECG Machine |  | ECGMACHINE-GE-MAC 5500 HD |  |  |  |  | Covered PM Repair - Lab Analyzers/Anesth | MHHS-Summer Creek CCC | [8 empty] | ECGMACHINE | ECG Machine | GE
NO | YES |  |  |  | 929-01524 | 929-01524 | GE Medical Systems | MAC 5500 HD |  | SKJ19130003PA | SC CCC-(NE)-Emergency Room | MHHS-Summer Creek CCC |  | ECG Machine |  | 929-01524 | 929-01524 | Katy | MHHS-Others | SC CCC-(NE)-Emergency Room |  |  |  |  | No pm | ELECTROCARDIOGRAPHS | ECG Machine | ECGMACHINE-GE-MAC 5500 HD | ECGMACHINE | MAC 5500 HD |  |  |  | GE | ECG Machine |  | ECGMACHINE-GE-MAC 5500 HD |  |  |  |  | Covered PM Repair - Lab Analyzers/Anesth | MHHS-Summer Creek CCC | [8 empty] | ECGMACHINE | ECG Machine | GE
NO | YES |  |  |  | 583-00963 | 583-00963 | GE Medical Systems | MAC 5500 HD |  | SJK15043642SA | KT CCC-(KY)-Emergency Room | MHHS-South Katy CCC |  | ECG Machine |  | 583-00963 | 583-00963 | Katy | MHHS-Others | KT CCC-(KY)-Emergency Room | Hall | 5/1/19 | 2/1/20 |  |  | ELECTROCARDIOGRAPHS | ECG Machine | ECGMACHINE-GE-MAC 5500 HD | ECGMACHINE | MAC 5500 HD |  |  |  | GE | ECG Machine |  | ECGMACHINE-GE-MAC 5500 HD |  | 4/3/19 |  |  | Covered PM Repair - Biomedical | MHHS-South Katy CCC | [8 empty] | ECGMACHINE | ECG Machine | GE
NO | YES |  |  |  | 583-00964 | 583-00964 | GE Medical Systems | MAC 5500 HD |  | SKJ15105053PA | KT CCC-(KY)-Emergency Room | MHHS-South Katy CCC |  | ECG Machine |  | 583-00964 | 583-00964 | Katy | MHHS-Others | KT CCC-(KY)-Emergency Room | Clean rquipment | 5/1/19 | 5/1/20 |  |  | ELECTROCARDIOGRAPHS | ECG Machine | ECGMACHINE-GE-MAC 5500 HD | ECGMACHINE | MAC 5500 HD |  |  |  | GE | ECG Machine |  | ECGMACHINE-GE-MAC 5500 HD |  |  |  |  | Covered PM Repair - Biomedical | MHHS-South Katy CCC | [8 empty] | ECGMACHINE | ECG Machine | GE
NO | YES |  |  |  | 005-10425 | 005-10425 | GE Medical Systems | MAC 5500 HD |  | SKJ15105057PA | SE-CDU (Old) | MHHS-Southeast |  | ECG Machine |  | 005-10425 | 005-10425 | Southeast | MHHS-Southeast | SE-CDU (Old) | SE - CDU | 1/1/20 |  | 1/1/21 |  | ELECTROCARDIOGRAPHS |  | ECGMACHINE-GE-MAC 5500 HD | ECGMACHINE | MAC 5500 HD |  |  |  | GE | ECG Machine |  | ECGMACHINE-GE-MAC 5500 HD |  | 7/21/15 |  |  | Covered PM Repair - Biomedical | MHHS-Southeast
NO | YES |  |  |  | 005-11617 | 005-11617 | GE Medical Systems | MAC 5500 HD |  | SKJ16290820PA | SE-Emergency Center | MHHS-Southeast |  | ECG Machine |  | 005-11617 | 005-11617 | Southeast | MHHS-Southeast | SE-Emergency Center |  | 10/1/19 |  |  |  | ELECTROCARDIOGRAPHS |  | ECGMACHINE-GE-MAC 5500 HD | ECGMACHINE | MAC 5500 HD |  |  |  | GE | ECG Machine |  | ECGMACHINE-GE-MAC 5500 HD |  | 12/11/16 |  |  | Covered PM Repair - Biomedical | MHHS-Southeast
NO | YES | Asset Tag 005-11619 |  |  | 005-11619 | 005-11619 | GE Medical Systems | MAC 5500 HD |  | SKJ16290818PA | SE-Emergency Center | MHHS-Southeast |  | ECG Machine |  | 005-11619 | 005-11619 | Southeast | MHHS-Southeast | SE-Emergency Center |  | 2/1/19 |  |  |  | ELECTROCARDIOGRAPHS |  | ECGMACHINE-GE-MAC 5500 HD | ECGMACHINE | MAC 5500 HD |  |  |  | GE | ECG Machine |  | ECGMACHINE-GE-MAC 5500 HD |  |  |  |  | Covered PM Repair - Biomedical | MHHS-Southeast
NO | YES |  |  |  | 005-11955 | 005-11955 | GE Medical Systems | MAC 5500 HD |  | SKJ16179569PA | SE-Emergency Center | MHHS-Southeast |  | ECG Machine |  | 005-11955 | 005-11955 | Southeast | MHHS-Southeast | SE-Emergency Center | Hallway | 11/1/19 |  | 11/1/20 |  | ELECTROCARDIOGRAPHS |  | ECGMACHINE-GE-MAC 5500 HD | ECGMACHINE | MAC 5500 HD |  |  |  | GE | ECG Machine |  | ECGMACHINE-GE-MAC 5500 HD |  |  |  |  | Covered PM Repair - Biomedical | MHHS-Southeast
NO | YES |  |  |  | 005-33792 | 005-33792 | GE Medical Systems | MAC 5500 HD |  | SKJ19220086PA | SE-OR-PACU | MHHS-Southeast |  | ECG Machine |  | 005-33792 | 005-33792 | Southeast | MHHS-Southeast | SE-OR-PACU | Bay 6 | 8/1/19 |  | 8/1/20 |  | ELECTROCARDIOGRAPHS |  | ECGMACHINE-GE-MAC 5500 HD | ECGMACHINE | MAC 5500 HD |  |  |  | GE | ECG Machine |  | ECGMACHINE-GE-MAC 5500 HD |  | 6/20/18 |  |  | Covered PM Repair - Biomedical | MHHS-Southeast
NO | YES |  |  |  | 013-35624 | 013-35624 | GE Medical Systems | MAC 5500 HD |  | SGM12363661PA | SW-ER | MHHS-Southwest |  | ECG Machine |  | 013-35624 | 013-35624 | Southwest | MHHS-Southwest | SW-ER | Clean Storage |  |  |  |  | ELECTROCARDIOGRAPHS | ECG Machine | ECGMACHINE-GE-MAC 5500 HD | ECGMACHINE | MAC 5500 HD |  |  |  | GE | ECG Machine |  | ECGMACHINE-GE-MAC 5500 HD |  |  |  |  | Covered PM Repair - Biomedical | MHHS-Southwest | [8 empty] | ECGMACHINE | ECG Machine | GE
NO | YES |  |  |  | 013-35627 | 013-35627 | GE Medical Systems | MAC 5500 HD |  | SGM12363639PA | SW-ER | MHHS-Southwest |  | ECG Machine |  | 013-35627 | 013-35627 | Southwest | MHHS-Southwest | SW-ER | Biomed shop | 1/1/19 |  |  |  | ELECTROCARDIOGRAPHS | ECG Machine | ECGMACHINE-GE-MAC 5500 HD | ECGMACHINE | MAC 5500 HD |  |  |  | GE | ECG Machine |  | ECGMACHINE-GE-MAC 5500 HD |  |  |  |  | Covered PM Repair - Biomedical | MHHS-Southwest | [8 empty] | ECGMACHINE | ECG Machine | GE
NO | YES |  |  |  | 013-36821 | 013-36821 | GE Medical Systems | MAC 5500 HD |  | SKJ15125294PA | SW-ER | MHHS-Southwest |  | ECG Machine |  | 013-36821 | 013-36821 | Southwest | MHHS-Southwest | SW-ER | Trauma |  |  |  |  | ELECTROCARDIOGRAPHS | ECG Machine | ECGMACHINE-GE-MAC 5500 HD | ECGMACHINE | MAC 5500 HD |  |  |  | GE | ECG Machine |  | ECGMACHINE-GE-MAC 5500 HD |  | 4/19/19 |  |  | Clinical Miscellaneous | MHHS-Southwest | [8 empty] | ECGMACHINE | ECG Machine | GE
NO | YES |  |  |  | 013-36203 | 013-36203 | GE Medical Systems | MAC 5500 HD |  | SKJ13398622PA | SW-HVI-CV ICU | MHHS-Southwest |  | ECG Machine |  | 013-36203 | 013-36203 | Southwest | MHHS-Southwest | SW-HVI-CV ICU | CVICU | 3/1/19 |  |  |  | ELECTROCARDIOGRAPHS | ECG Machine | ECGMACHINE-GE-MAC 5500 HD | ECGMACHINE | MAC 5500 HD |  |  |  | GE | ECG Machine |  | ECGMACHINE-GE-MAC 5500 HD |  | 4/1/19 |  |  | Clinical Miscellaneous | MHHS-Southwest | [8 empty] | ECGMACHINE | ECG Machine | GE
NO | YES |  |  |  | 013-36199 | 013-36199 | GE Medical Systems | MAC 5500 HD |  | SKJ13398654PA | SW-ER | MHHS-Southwest |  | ECG Machine |  | 013-36199 | 013-36199 | Southwest | MHHS-Southwest | SW-ER | Pod B Nurses Station | 8/1/19 |  | 8/1/20 |  | ELECTROCARDIOGRAPHS | ECG Machine | ECGMACHINE-GE-MAC 5500 HD | ECGMACHINE | MAC 5500 HD |  |  |  | GE | ECG Machine |  | ECGMACHINE-GE-MAC 5500 HD |  | 4/1/19 |  |  | Clinical Miscellaneous | MHHS-Southwest | [8 empty] | ECGMACHINE | ECG Machine | GE
NO | YES |  |  |  | 013-36783 | 013-36783 | GE Medical Systems | MAC 5500 HD |  | SKJ15125291PA | SW-Cath Lab | MHHS-Southwest |  | ECG Machine |  | 013-36783 | 013-36783 | Southwest | MHHS-Southwest | SW-Cath Lab | Cath Lab | 9/1/19 |  |  |  | ELECTROCARDIOGRAPHS | ECG Machine | ECGMACHINE-GE-MAC 5500 HD | ECGMACHINE | MAC 5500 HD |  |  |  | GE | ECG Machine |  | ECGMACHINE-GE-MAC 5500 HD |  | 4/1/19 |  |  | Clinical Miscellaneous | MHHS-Southwest | [8 empty] | ECGMACHINE | ECG Machine | GE
NO | YES |  |  |  | 013-35765 | 013-35765 | GE Medical Systems | MAC 5500 HD |  | SGM12494633PA | SW-HVI-Noninvasive Cardiology | MHHS-Southwest |  | ECG Machine |  | 013-35765 | 013-35765 | Southwest | MHHS-Southwest | SW-HVI-Noninvasive Cardiology | Nurses Station | 12/1/19 |  | 12/1/20 |  | ELECTROCARDIOGRAPHS | ECG Machine | ECGMACHINE-GE-MAC 5500 HD | ECGMACHINE | MAC 5500 HD |  |  |  | GE | ECG Machine |  | ECGMACHINE-GE-MAC 5500 HD |  | 4/12/19 |  |  | Clinical Miscellaneous | MHHS-Southwest | [8 empty] | ECGMACHINE | ECG Machine | GE
NO | YES |  |  |  | 013-36198 | 013-36198 | GE Medical Systems | MAC 5500 HD |  | SKJ13398636PA | SW-Telemetry | MHHS-Southwest |  | ECG Machine |  | 013-36198 | 013-36198 | Southwest | MHHS-Southwest | SW-Telemetry | 10th Floor nurse store | 4/1/19 |  | 4/1/20 |  | ELECTROCARDIOGRAPHS | ECG Machine | ECGMACHINE-GE-MAC 5500 HD | ECGMACHINE | MAC 5500 HD |  |  |  | GE | ECG Machine |  | ECGMACHINE-GE-MAC 5500 HD |  | 4/10/19 |  |  | Clinical Miscellaneous | MHHS-Southwest | [8 empty] | ECGMACHINE | ECG Machine | GE
NO | YES |  |  |  | 013-36200 | 013-36200 | GE Medical Systems | MAC 5500 HD |  | SKJ13398655PA | ICU D | MHHS-Southwest |  | ECG Machine |  | 013-36200 | 013-36200 | Southwest | Memorial Hermann Southwest Hospital | ICU D | Nurses Station | 2/1/19 |  | 2/1/20 |  | ELECTROCARDIOGRAPHS | ECG Machine | ECGMACHINE-GE-MAC 5500 HD | ECGMACHINE | MAC 5500 HD |  |  |  | GE | ECG Machine |  | ECGMACHINE-GE-MAC 5500 HD |  | 4/19/19 |  |  | Clinical Miscellaneous | MHHS-Southwest | [8 empty] | ECGMACHINE | ECG Machine | GE
NO | YES |  |  |  | 013-36201 | 013-36201 | GE Medical Systems | MAC 5500 HD |  | SKJ13408686PA | SW-ICU | MHHS-Southwest |  | ECG Machine |  | 013-36201 | 013-36201 | Southwest | MHHS-Southwest | SW-ICU | ICU HALLWAY | 3/1/19 |  | 3/1/20 |  | ELECTROCARDIOGRAPHS | ECG Machine | ECGMACHINE-GE-MAC 5500 HD | ECGMACHINE | MAC 5500 HD |  |  |  | GE | ECG Machine |  | ECGMACHINE-GE-MAC 5500 HD |  |  |  |  | Clinical Miscellaneous | MHHS-Southwest | [8 empty] | ECGMACHINE | ECG Machine | GE
NO | YES |  |  |  | 013-37305 | 013-37305 | GE Medical Systems | MAC 5500 HD |  | SKJ15528417PA | SW-Med/Surg 6 | MHHS-Southwest |  | ECG Machine |  | 013-37305 | 013-37305 | Southwest | MHHS-Southwest | SW-Med/Surg 6 | Floor 6 | 4/1/19 |  |  |  | ELECTROCARDIOGRAPHS | ECG Machine | ECGMACHINE-GE-MAC 5500 HD | ECGMACHINE | MAC 5500 HD |  |  |  | GE | ECG Machine |  | ECGMACHINE-GE-MAC 5500 HD |  | 6/20/18 |  |  | Clinical Miscellaneous | MHHS-Southwest | [8 empty] | ECGMACHINE | ECG Machine | GE
NO | YES |  |  |  | 013-37511 | 013-37511 | GE Medical Systems | MAC 5500 HD |  | SKJ15528421PA | SW-Med/Surg 6 | MHHS-Southwest |  | ECG Machine |  | 013-37511 | 013-37511 | Southwest | MHHS-Southwest | SW-Med/Surg 6 | Floor 6 | 7/1/19 |  |  |  | ELECTROCARDIOGRAPHS | ECG Machine | ECGMACHINE-GE-MAC 5500 HD | ECGMACHINE | MAC 5500 HD |  |  |  | GE | ECG Machine |  | ECGMACHINE-GE-MAC 5500 HD |  | 8/8/20 |  |  | Clinical Miscellaneous | MHHS-Southwest | [8 empty] | ECGMACHINE | ECG Machine | GE
NO | YES |  |  |  | 013-36202 | 013-36202 | GE Medical Systems | MAC 5500 HD |  | SKJ13408688PA | SW-ER | MHHS-Southwest |  | ECG Machine |  | 013-36202 | 013-36202 | Southwest | MHHS-Southwest | SW-ER | Pod C hallway | 3/1/19 |  | 3/1/20 |  | ELECTROCARDIOGRAPHS | ECG Machine | ECGMACHINE-GE-MAC 5500 HD | ECGMACHINE | MAC 5500 HD |  |  |  | GE | ECG Machine |  | ECGMACHINE-GE-MAC 5500 HD |  | 10/1/20 |  |  | Clinical Miscellaneous | MHHS-Southwest | [8 empty] | ECGMACHINE | ECG Machine | GE
NO | YES |  |  |  | 013-36784 | 013-36784 | GE Medical Systems | MAC 5500 HD |  | SKJ15125290PA | SW-Med/Surg 9 Joint Camp | MHHS-Southwest |  | ECG Machine |  | 013-36784 | 013-36784 | Southwest | MHHS-Southwest | SW-Med/Surg 9 Joint Camp | Main Entrance | 12/1/19 |  | 12/1/20 |  | ELECTROCARDIOGRAPHS | ECG Machine | ECGMACHINE-GE-MAC 5500 HD | ECGMACHINE | MAC 5500 HD |  |  |  | GE | ECG Machine |  | ECGMACHINE-GE-MAC 5500 HD |  | 12/1/20 |  |  | Clinical Miscellaneous | MHHS-Southwest | [8 empty] | ECGMACHINE | ECG Machine | GE
NO | YES |  |  |  | 013-36786 | 013-36786 | GE Medical Systems | MAC 5500 HD |  | SKJ15135414PA | SW-Med/Surg 9 Joint Camp | MHHS-Southwest |  | ECG Machine |  | 013-36786 | 013-36786 | Southwest | MHHS-Southwest | SW-Med/Surg 9 Joint Camp | Main Entrance | 12/1/19 |  | 12/1/20 |  | ELECTROCARDIOGRAPHS | ECG Machine | ECGMACHINE-GE-MAC 5500 HD | ECGMACHINE | MAC 5500 HD |  |  |  | GE | ECG Machine |  | ECGMACHINE-GE-MAC 5500 HD |  | 10/10/20 |  |  | Clinical Miscellaneous | MHHS-Southwest | [8 empty] | ECGMACHINE | ECG Machine | GE
NO | YES |  |  |  | 013-36787 | 013-36787 | GE Medical Systems | MAC 5500 HD |  | SKJ15125315PA | Floor 1 | MHHS-Southwest |  | ECG Machine |  | 013-36787 | 013-36787 | Southwest | Memorial Hermann Southwest Hospital | Floor 1 | Floor 1 | 3/1/19 |  |  |  | ELECTROCARDIOGRAPHS | ECG Machine | ECGMACHINE-GE-MAC 5500 HD | ECGMACHINE | MAC 5500 HD |  |  |  | GE | ECG Machine |  | ECGMACHINE-GE-MAC 5500 HD |  | 10/10/20 |  |  | Clinical Miscellaneous | MHHS-Southwest | [8 empty] | ECGMACHINE | ECG Machine | GE
NO | YES |  |  |  | 013-36803 | 013-36803 | GE Medical Systems | MAC 5500 HD |  | SKJ15105061PA | SW-Preadmitting | MHHS-Southwest |  | ECG Machine |  | 013-36803 | 013-36803 | Southwest | MHHS-Southwest | SW-Preadmitting | Nurses Station | 3/1/19 |  | 3/1/20 |  | ELECTROCARDIOGRAPHS | ECG Machine | ECGMACHINE-GE-MAC 5500 HD | ECGMACHINE | MAC 5500 HD |  |  |  | GE | ECG Machine |  | ECGMACHINE-GE-MAC 5500 HD |  | 10/10/20 |  |  | Clinical Miscellaneous | MHHS-Southwest | [8 empty] | ECGMACHINE | ECG Machine | GE
NO | YES |  |  |  | 013-35625 | 013-35625 | GE Medical Systems | MAC 5500 HD |  | SGM12363653PA | SW-HVI-Noninvasive Cardiology | MHHS-Southwest |  | ECG Machine |  | 013-35625 | 013-35625 | Southwest | MHHS-Southwest | SW-HVI-Noninvasive Cardiology | Injection Room | 4/1/19 |  | 4/1/20 |  | ELECTROCARDIOGRAPHS | ECG Machine | ECGMACHINE-GE-MAC 5500 HD | ECGMACHINE | MAC 5500 HD |  |  |  | GE | ECG Machine |  | ECGMACHINE-GE-MAC 5500 HD |  |  |  |  | Clinical Miscellaneous | MHHS-Southwest | [8 empty] | ECGMACHINE | ECG Machine | GE
NO | YES |  |  |  | 013-35626 | 013-35626 | GE Medical Systems | MAC 5500 HD |  | SGM12363625PA | Floor 7 | MHHS-Southwest |  | ECG Machine |  | 013-35626 | 013-35626 | Southwest | Memorial Hermann Southwest | Floor 7 | Floor 7 | 3/1/19 |  |  |  | ELECTROCARDIOGRAPHS | ECG Machine | ECGMACHINE-GE-MAC 5500 HD | ECGMACHINE | MAC 5500 HD |  |  |  | GE | ECG Machine |  | ECGMACHINE-GE-MAC 5500 HD |  | 5/10/19 |  |  | Covered PM Repair - Biomedical | MHHS-Southwest | [8 empty] | ECGMACHINE | ECG Machine | GE
NO | YES |  |  |  | 013-36785 | 013-36785 | GE Medical Systems | MAC 5500 HD |  | SKJ15155572PA | SW-Telemetry | MHHS-Southwest |  | ECG Machine |  | 013-36785 | 013-36785 | Southwest | MHHS-Southwest | SW-Telemetry | 10th Floor nurse store | 7/1/19 |  | 7/1/20 |  | ELECTROCARDIOGRAPHS | ECG Machine | ECGMACHINE-GE-MAC 5500 HD | ECGMACHINE | MAC 5500 HD |  |  |  | GE | ECG Machine |  | ECGMACHINE-GE-MAC 5500 HD |  |  |  |  | Covered PM Repair - Biomedical | MHHS-Southwest | [8 empty] | ECGMACHINE | ECG Machine | GE
NO | YES |  |  |  | 129-06503 | 129-06503 | GE Medical Systems | MAC 5500 HD |  | SKJ15528335PA | SUGAR LAND - CATH LAB | MHHS-Sugarland |  | ECG Machine |  | 129-06503 | 129-06503 | Sugar Land | Memorial Hermann Sugar Land Hospital | SUGAR LAND - CATH LAB | CATH LAB | 3/1/19 |  | 3/1/20 |  | ELECTROCARDIOGRAPHS | ECG Machine | ECGMACHINE-GE-MAC 5500 HD | ECGMACHINE | MAC 5500 HD |  |  |  | GE | ECG Machine |  | ECGMACHINE-GE-MAC 5500 HD |  | 10/7/20 |  |  | Not Covered Vendor Only - Biomedical | MHHS-Sugarland | [8 empty] | ECGMACHINE | ECG Machine | GE
NO | YES |  |  |  | 129-07810 | 129-07810 | GE Medical Systems | MAC 5500 HD |  | SKJ19310023PA | SUGAR LAND - ER | MHHS-Sugarland |  | ECG Machine |  | 129-07810 | 129-07810 | Sugar Land | Memorial Hermann Sugar Land Hospital | SUGAR LAND - ER |  | 9/1/19 |  | 9/1/20 |  | ELECTROCARDIOGRAPHS | ECG Machine | ECGMACHINE-GE-MAC 5500 HD | ECGMACHINE | MAC 5500 HD |  |  |  | GE | ECG Machine |  | ECGMACHINE-GE-MAC 5500 HD |  |  |  |  | Covered PM Repair - Biomedical | MHHS-Sugarland | [8 empty] | ECGMACHINE | ECG Machine | GE
NO | YES |  |  |  | 129-06991 | 129-06991 | GE Medical Systems | MAC 5500 HD |  | SKJ16270631PA | Sugar Land-ICU | MHHS-Sugarland |  | ECG Machine |  | 129-06991 | 129-06991 | Sugar Land | MHHS-Sugarland | Sugar Land-ICU |  | 3/1/19 | 3/1/20 |  |  | ELECTROCARDIOGRAPHS | ECG Machine | ECGMACHINE-GE-MAC 5500 HD | ECGMACHINE | MAC 5500 HD |  |  |  | GE | ECG Machine |  | ECGMACHINE-GE-MAC 5500 HD |  | 6/24/20 |  |  | Not Covered Vendor Only - Biomedical | MHHS-Sugarland | [8 empty] | ECGMACHINE | ECG Machine | GE
NO | YES |  |  |  | 129-06992 | 129-06992 | GE Medical Systems | MAC 5500 HD |  | SKJ16300997PA | Sugar Land-IMU | MHHS-Sugarland |  | ECG Machine |  | 129-06992 | 129-06992 | Sugar Land | MHHS-Sugarland | Sugar Land-IMU |  | 3/1/19 | 3/1/20 |  |  | ELECTROCARDIOGRAPHS | ECG Machine | ECGMACHINE-GE-MAC 5500 HD | ECGMACHINE | MAC 5500 HD |  |  |  | GE | ECG Machine |  | ECGMACHINE-GE-MAC 5500 HD |  |  |  |  | Covered PM Repair - Biomedical | MHHS-Sugarland | [8 empty] | ECGMACHINE | ECG Machine | GE
NO | YES |  |  |  | 129-06993 | 129-06993 | GE Medical Systems | MAC 5500 HD |  | SKJ16260556PA | Sugar Land-Med/Surg-East 4th | MHHS-Sugarland |  | ECG Machine |  | 129-06993 | 129-06993 | Sugar Land | MHHS-Sugarland | Sugar Land-Med/Surg-East 4th | 4 East | 3/1/19 |  | 3/1/20 |  | ELECTROCARDIOGRAPHS | ECG Machine | ECGMACHINE-GE-MAC 5500 HD | ECGMACHINE | MAC 5500 HD |  |  |  | GE | ECG Machine |  | ECGMACHINE-GE-MAC 5500 HD |  |  |  |  | Covered PM Repair - Biomedical | MHHS-Sugarland | [8 empty] | ECGMACHINE | ECG Machine | GE
NO | YES |  |  |  | 129-31359 | 129-31359 | GE Medical Systems | MAC 5500 HD |  | SKJ19320064PA | Sugar Land-Med/Surg-East 5th | MHHS-Sugarland |  | ECG Machine |  | 129-31359 | 129-31359 | Sugar Land | MHHS-Sugarland | Sugar Land-Med/Surg-East 5th | Nurses Station | 12/1/19 |  | 12/1/20 |  | ELECTROCARDIOGRAPHS | ECG Machine | ECGMACHINE-GE-MAC 5500 HD | ECGMACHINE | MAC 5500 HD |  |  |  | GE | ECG Machine |  | ECGMACHINE-GE-MAC 5500 HD |  |  |  |  | Covered PM Repair - Biomedical | MHHS-Sugarland | [8 empty] | ECGMACHINE | ECG Machine | GE
NO | YES |  |  |  | 129-31458 | 129-31458 | GE Medical Systems | MAC 5500 HD |  | SKJ19340027PA | SUGAR LAND - OBSERVATION UNIT | MHHS-Sugarland |  | ECG Machine |  | 129-31458 | 129-31458 | Sugar Land | Memorial Hermann Sugar Land Hospital | SUGAR LAND - OBSERVATION UNIT | Observation | 12/1/19 |  | 12/1/20 |  | ELECTROCARDIOGRAPHS | ECG Machine | ECGMACHINE-GE-MAC 5500 HD | ECGMACHINE | MAC 5500 HD |  |  |  | GE | ECG Machine |  | ECGMACHINE-GE-MAC 5500 HD |  | 6/14/19 |  |  | Covered PM Repair - Biomedical | MHHS-Sugarland | [8 empty] | ECGMACHINE | ECG Machine | GE
NO | YES |  |  |  | 129-06504 | 129-06504 | GE Medical Systems | MAC 5500 HD |  | SKJ15528333PA | SUGAR LAND - PRE-ADMIT TESTING | MHHS-Sugarland |  | ECG Machine |  | 129-06504 | 129-06504 | Sugar Land |  | SUGAR LAND - PRE-ADMIT TESTING |  | 5/1/19 |  |  |  | ELECTROCARDIOGRAPHS | ECG Machine | ECGMACHINE-GE-MAC 5500 HD | ECGMACHINE | MAC 5500 HD |  |  |  | GE | ECG Machine |  | ECGMACHINE-GE-MAC 5500 HD |  | 7/11/15 |  |  | Covered PM Repair - Biomedical | MHHS-Sugarland | [8 empty] | ECGMACHINE | ECG Machine | GE
NO | YES |  |  |  | 129-06505 | 129-06505 | GE Medical Systems | MAC 5500 HD |  | SKJ15528425PA | SUGAR LAND - PRE-ADMIT TESTING | MHHS-Sugarland |  | ECG Machine |  | 129-06505 | 129-06505 | Sugar Land |  | SUGAR LAND - PRE-ADMIT TESTING |  | 5/1/19 |  |  |  | ELECTROCARDIOGRAPHS | ECG Machine | ECGMACHINE-GE-MAC 5500 HD | ECGMACHINE | MAC 5500 HD |  |  |  | GE | ECG Machine |  | ECGMACHINE-GE-MAC 5500 HD |  | 12/8/16 |  |  | Covered PM Repair - Biomedical | MHHS-Sugarland | [8 empty] | ECGMACHINE | ECG Machine | GE
NO | YES |  |  |  | 129-06183 | 129-06183 | GE Medical Systems | MAC 5500 HD |  | SKJ15216096PA | SP CCC - (SL) - EMERGENCY ROOM | MHHS-Sienna Plantation CCC |  | ECG Machine |  | 129-06183 | 129-06183 | Sugar Land | MHHS-Others | SP CCC - (SL) - EMERGENCY ROOM | Nurses Station | 5/1/19 |  | 5/1/20 |  | ELECTROCARDIOGRAPHS | ECG Machine | ECGMACHINE-GE-MAC 5500 HD | ECGMACHINE | MAC 5500 HD |  |  |  | GE | ECG Machine |  | ECGMACHINE-GE-MAC 5500 HD |  |  |  |  | Covered PM Repair - Biomedical | MHHS-Sienna Plantation CCC | [8 empty] | ECGMACHINE | ECG Machine | GE
NO | YES |  |  |  | 129-06184 | 129-06184 | GE Medical Systems | MAC 5500 HD |  | SKJ15226159PA | SP CCC - (SL) - EMERGENCY ROOM | MHHS-Sienna Plantation CCC |  | ECG Machine |  | 129-06184 | 129-06184 | Sugar Land | MHHS-Others | SP CCC - (SL) - EMERGENCY ROOM | Room Triage | 5/1/19 | 5/1/20 |  |  | ELECTROCARDIOGRAPHS | ECG Machine | ECGMACHINE-GE-MAC 5500 HD | ECGMACHINE | MAC 5500 HD |  |  |  | GE | ECG Machine |  | ECGMACHINE-GE-MAC 5500 HD |  |  |  |  | Covered PM Repair - Biomedical | MHHS-Sienna Plantation CCC | [8 empty] | ECGMACHINE | ECG Machine | GE
NO | YES |  |  |  | 241-03120 | 241-03120 | GE Medical Systems | MAC 5500 HD |  | SKJ18100298PA | TIRR-Respiratory | MHHS-TIRR |  | ECG Machine |  | 241-03120 | 241-03120 | TMC | MHHS-Others | TIRR-Respiratory | Respiratory Storage | 4/1/19 |  | 4/1/20 |  | ELECTROCARDIOGRAPHS | ECG Machine | ECGMACHINE-GE-MAC 5500 HD | ECGMACHINE | MAC 5500 HD |  |  |  | GE | ECG Machine |  | ECGMACHINE-GE-MAC 5500 HD |  |  |  |  | Covered PM Repair - Biomedical | MHHS-TIRR | [8 empty] | ECGMACHINE | ECG Machine | GE
NO | YES |  |  |  | 074-04708 | 074-04708 | GE Medical Systems | MAC 5500 HD |  | SKJ14322424PA | TMC-Children's-NICU (7Hp) | MHHS-TMC |  | ECG Machine |  | 074-04708 | 074-04708 | TMC | MHHS-TMC | TMC-Children's-NICU (7Hp) |  | 3/13/19 |  |  |  | ELECTROCARDIOGRAPHS |  | ECGMACHINE-GE-MAC 5500 HD | ECGMACHINE | MAC 5500 HD |  |  |  | GE | ECG Machine |  | ECGMACHINE-GE-MAC 5500 HD |  | 12/1/16 | Verified 3/30/2020 4:07pm (Central) |  | Covered PM Repair - Biomedical | MHHS-TMC
NO | YES |  |  |  | 074-04305 | 074-04305 | GE Medical Systems | MAC 5500 HD |  | SGM12494551PA | Memorial Hermann- T exas Medical Center Childrens OR | MHHS-TMC |  | ECG Machine |  | 074-04305 | 074-04305 | TMC | TCM | Memorial Hermann- T exas Medical Center Childrens OR | Nurse station | 3/1/19 |  | 3/1/20 |  | ELECTROCARDIOGRAPHS |  | ECGMACHINE-GE-MAC 5500 HD | ECGMACHINE | MAC 5500 HD |  |  |  | GE | ECG Machine |  | ECGMACHINE-GE-MAC 5500 HD |  | 12/1/16 |  |  | Covered PM Repair - Biomedical | MHHS-TMC
NO | YES |  |  |  | 074-04926 | 074-04926 | GE Medical Systems | MAC 5500 HD |  | SKJ15226213PA | TWC | MHHS-TMC |  | ECG Machine |  | 074-04926 | 074-04926 | TMC | Memorial Hermann-Texas Medical Center | TWC | 5 West Cullen | 3/1/19 |  | 3/1/20 |  | ELECTROCARDIOGRAPHS | ECG Machine | ECGMACHINE-GE-MAC 5500 HD | ECGMACHINE | MAC 5500 HD |  |  |  | GE | ECG Machine |  | ECGMACHINE-GE-MAC 5500 HD |  | 12/1/16 |  |  | Covered PM Repair - Biomedical | MHHS-TMC | [8 empty] | ECGMACHINE | ECG Machine | GE
NO | YES |  |  |  | 074-04559 | 074-04559 | GE Medical Systems | MAC 5500 HD |  | SGM13277097PA | TMC-Cullen-Oncology/Hematology (4C) | MHHS-TMC |  | ECG Machine |  | 074-04559 | 074-04559 | TMC | MHHS-TMC | TMC-Cullen-Oncology/Hematology (4C) | Nurses Station | 3/1/19 |  | 3/1/20 |  | ELECTROCARDIOGRAPHS | ECG Machine | ECGMACHINE-GE-MAC 5500 HD | ECGMACHINE | MAC 5500 HD |  |  |  | GE | ECG Machine |  | ECGMACHINE-GE-MAC 5500 HD |  | 12/1/16 |  |  | Covered PM Repair - Biomedical | MHHS-TMC | [8 empty] | ECGMACHINE | ECG Machine | GE
NO | YES |  |  |  | 074-04558 | 074-04558 | GE Medical Systems | MAC 5500 HD |  | SGM13277111PA | TMC-Hermann-Adult ER (1Hp) | MHHS-TMC |  | ECG Machine |  | 074-04558 | 074-04558 | TMC | MHHS-TMC | TMC-Hermann-Adult ER (1Hp) | TMC HERMANN ADULT ER POP | 3/1/19 |  | 3/1/20 |  | ELECTROCARDIOGRAPHS | ECG Machine | ECGMACHINE-GE-MAC 5500 HD | ECGMACHINE | MAC 5500 HD |  |  |  | GE | ECG Machine |  | ECGMACHINE-GE-MAC 5500 HD |  | 12/1/16 |  |  | Covered PM Repair - Biomedical | MHHS-TMC | [8 empty] | ECGMACHINE | ECG Machine | GE
NO | YES |  |  |  | 074-04694 | 074-04694 | GE Medical Systems | MAC 5500 HD |  | SKJ15115157PA | TMC-Hermann-Adult ER (1Hp) | MHHS-TMC |  | ECG Machine |  | 074-04694 | 074-04694 | TMC | MHHS-TMC | TMC-Hermann-Adult ER (1Hp) | TMC HERMANN ADULT ER POP | 4/1/19 |  | 4/1/20 |  | ELECTROCARDIOGRAPHS | ECG Machine | ECGMACHINE-GE-MAC 5500 HD | ECGMACHINE | MAC 5500 HD |  |  |  | GE | ECG Machine |  | ECGMACHINE-GE-MAC 5500 HD |  | 12/1/16 |  |  | Covered PM Repair - Biomedical | MHHS-TMC | [8 empty] | ECGMACHINE | ECG Machine | GE
NO | YES |  |  |  | 074-00943 | 074-00943 | GE Medical Systems | MAC 5500 HD |  | SKJ14322373PA |  | MHHS-TMC |  | ECG Machine |  | 074-00943 | 074-00943 | TMC | Memorial Hermann- TMC |  | HP6 Nurses Station |  |  |  |  | ELECTROCARDIOGRAPHS |  | ECGMACHINE-GE-MAC 5500 HD | ECGMACHINE | MAC 5500 HD |  |  |  | GE | ECG Machine |  | ECGMACHINE-GE-MAC 5500 HD |  | 12/1/16 |  |  | Covered PM Repair - Biomedical | MHHS-TMC
NO | YES |  |  |  | 074-03293 | 074-03293 | GE Medical Systems | MAC 5500 HD |  | SKJ14292150PA | TMC-HVI-Cardiology (3Hvi) | MHHS-TMC |  | ECG Machine |  | 074-03293 | 074-03293 | TMC | MHHS-TMC | TMC-HVI-Cardiology (3Hvi) | HVI3144 | 11/1/19 |  |  |  | ELECTROCARDIOGRAPHS | ECG Machine | ECGMACHINE-GE-MAC 5500 HD | ECGMACHINE | MAC 5500 HD |  |  |  | GE | ECG Machine |  | ECGMACHINE-GE-MAC 5500 HD |  | 12/1/16 |  |  | Covered PM Repair - Biomedical | MHHS-TMC | [8 empty] | ECGMACHINE | ECG Machine | GE
NO | YES |  |  |  | 074-04753 | 074-04753 | GE Medical Systems | MAC 5500 HD |  | SKJ13418745PA | TMC-HVI-Cardiology (3Hvi) | MHHS-TMC |  | ECG Machine |  | 074-04753 | 074-04753 | TMC | MHHS-TMC | TMC-HVI-Cardiology (3Hvi) | HVI3222 | 4/1/19 |  | 4/1/20 |  | ELECTROCARDIOGRAPHS | ECG Machine | ECGMACHINE-GE-MAC 5500 HD | ECGMACHINE | MAC 5500 HD |  |  |  | GE | ECG Machine |  | ECGMACHINE-GE-MAC 5500 HD |  | 12/1/16 |  |  | Covered PM Repair - Biomedical | MHHS-TMC | [8 empty] | ECGMACHINE | ECG Machine | GE
NO | YES |  |  |  | 074-05793 | 074-05793 | GE Medical Systems | MAC 5500 HD |  | SKJ17052945PA | TMC-HVI-Cardiology (3Hvi) | MHHS-TMC |  | ECG Machine |  | 074-05793 | 074-05793 | TMC | MHHS-TMC | TMC-HVI-Cardiology (3Hvi) | Clean utility rm 542 | 3/1/19 |  |  |  | ELECTROCARDIOGRAPHS | ECG Machine | ECGMACHINE-GE-MAC 5500 HD | ECGMACHINE | MAC 5500 HD |  |  |  | GE | ECG Machine |  | ECGMACHINE-GE-MAC 5500 HD |  | 12/1/16 |  |  | Covered PM Repair - Biomedical | MHHS-TMC | [8 empty] | ECGMACHINE | ECG Machine | GE
NO | YES |  |  |  | 074-04307 | 074-04307 | GE Medical Systems | MAC 5500 HD |  | SGM12504805PA | TMC-HVI-CVICU (8Hvi) | MHHS-TMC |  | ECG Machine |  | 074-04307 | 074-04307 | TMC | MHHS-TMC | TMC-HVI-CVICU (8Hvi) | CVIMU (8HVI) | 3/1/19 |  | 3/1/20 |  | ELECTROCARDIOGRAPHS | ECG Machine | ECGMACHINE-GE-MAC 5500 HD | ECGMACHINE | MAC 5500 HD |  |  |  | GE | ECG Machine |  | ECGMACHINE-GE-MAC 5500 HD |  | 12/1/16 |  |  | Covered PM Repair - Biomedical | MHHS-TMC | [8 empty] | ECGMACHINE | ECG Machine | GE
NO | YES |  |  |  | 074-04925 | 074-04925 | GE Medical Systems | MAC 5500 HD |  | SKJ15094900PA | TMC-HVI-CIMU (4Hvi) | MHHS-TMC |  | ECG Machine |  | 074-04925 | 074-04925 | TMC | MHHS-TMC | TMC-HVI-CIMU (4Hvi) | TMC - HVI - CIMU (4HVI) | 3/1/19 |  | 3/1/21 |  | ELECTROCARDIOGRAPHS | ECG Machine | ECGMACHINE-GE-MAC 5500 HD | ECGMACHINE | MAC 5500 HD |  |  |  | GE | ECG Machine |  | ECGMACHINE-GE-MAC 5500 HD |  | 12/1/16 |  |  | Covered PM Repair - Biomedical | MHHS-TMC | [8 empty] | ECGMACHINE | ECG Machine | GE
NO | YES |  |  |  | 074-00958 | 074-00958 | GE Medical Systems | MAC 5500 HD |  | SGM12272781PA | TMC-HVI-CVICU (8Hvi) | MHHS-TMC |  | ECG Machine |  | 074-00958 | 074-00958 | TMC | MHHS-TMC | TMC-HVI-CVICU (8Hvi) | Dictation | 3/1/19 |  | 3/1/20 |  | ELECTROCARDIOGRAPHS | ECG Machine | ECGMACHINE-GE-MAC 5500 HD | ECGMACHINE | MAC 5500 HD |  |  |  | GE | ECG Machine |  | ECGMACHINE-GE-MAC 5500 HD |  | 12/1/16 |  |  | Covered PM Repair - Biomedical | MHHS-TMC | [8 empty] | ECGMACHINE | ECG Machine | GE
NO | YES |  |  |  | 074-04927 | 074-04927 | GE Medical Systems | MAC 5500 HD |  | SKJ15216121PA | TMC-HVI-CVICU (8Hvi) | MHHS-TMC |  | ECG Machine |  | 074-04927 | 074-04927 | TMC | MHHS-TMC | TMC-HVI-CVICU (8Hvi) | Dictation | 3/1/19 |  | 3/1/20 |  | ELECTROCARDIOGRAPHS | ECG Machine | ECGMACHINE-GE-MAC 5500 HD | ECGMACHINE | MAC 5500 HD |  |  |  | GE | ECG Machine |  | ECGMACHINE-GE-MAC 5500 HD |  | 12/14/16 |  |  | Covered PM Repair - Biomedical | MHHS-TMC | [8 empty] | ECGMACHINE | ECG Machine | GE
NO | YES |  |  |  | 074-04560 | 074-04560 | GE Medical Systems | MAC 5500 HD |  | SGM13277065PA | TMC-HVI-CVICU (8Hvi) | MHHS-TMC |  | ECG Machine |  | 074-04560 | 074-04560 | TMC | MHHS-TMC | TMC-HVI-CVICU (8Hvi) | Hallway | 3/1/19 |  | 3/1/20 |  | ELECTROCARDIOGRAPHS | ECG Machine | ECGMACHINE-GE-MAC 5500 HD | ECGMACHINE | MAC 5500 HD |  |  |  | GE | ECG Machine |  | ECGMACHINE-GE-MAC 5500 HD |  | 12/14/16 |  |  | Covered PM Repair - Biomedical | MHHS-TMC | [8 empty] | ECGMACHINE | ECG Machine | GE
NO | YES |  |  |  | 074-05794 | 074-05794 | GE Medical Systems | MAC 5500 HD |  | SKJ17170258PA | TMC-HVI-CVICU (8Hvi) | MHHS-TMC |  | ECG Machine |  | 074-05794 | 074-05794 | TMC | MHHS-TMC | TMC-HVI-CVICU (8Hvi) |  | 4/4/19 |  |  |  | ELECTROCARDIOGRAPHS |  | ECGMACHINE-GE-MAC 5500 HD | ECGMACHINE | MAC 5500 HD |  |  |  | GE | ECG Machine |  | ECGMACHINE-GE-MAC 5500 HD |  | 12/14/16 | Verified 3/30/2020 4:07pm (Central) |  | Covered PM Repair - Biomedical | MHHS-TMC
NO | YES |  |  |  | 074-04557 | 074-04557 | GE Medical Systems | MAC 5500 HD |  | SGM13277058PA | TMC-HVI-Heart Failure ICU (5Hvi) | MHHS-TMC |  | ECG Machine |  | 074-04557 | 074-04557 | TMC | MHHS-TMC | TMC-HVI-Heart Failure ICU (5Hvi) | Dictation | 3/1/20 |  | 3/1/21 |  | ELECTROCARDIOGRAPHS | ECG Machine | ECGMACHINE-GE-MAC 5500 HD | ECGMACHINE | MAC 5500 HD |  |  |  | GE | ECG Machine |  | ECGMACHINE-GE-MAC 5500 HD |  | 12/14/16 |  |  | Covered PM Repair - Biomedical | MHHS-TMC | [8 empty] | ECGMACHINE | ECG Machine | GE
NO | YES |  |  |  | 074-04751 | 074-04751 | GE Medical Systems | MAC 5500 HD |  | SKJ13479288PA | ICU | MHHS-TMC |  | ECG Machine |  | 074-04751 | 074-04751 | TMC | Memorial Hermann-Texas Medical Center | ICU | Central station | 4/1/19 |  |  |  | ELECTROCARDIOGRAPHS | ECG Machine | ECGMACHINE-GE-MAC 5500 HD | ECGMACHINE | MAC 5500 HD |  |  |  | GE | ECG Machine |  | ECGMACHINE-GE-MAC 5500 HD |  | 12/14/16 |  |  | Covered PM Repair - Biomedical | MHHS-TMC | [8 empty] | ECGMACHINE | ECG Machine | GE
NO | YES |  |  |  | 074-04889 | 074-04889 | GE Medical Systems | MAC 5500 HD |  | SKJ15306591PA | TMC-Jones-Neuro Acute Care (5J) | MHHS-TMC |  | ECG Machine |  | 074-04889 | 074-04889 | TMC | MHHS-TMC | TMC-Jones-Neuro Acute Care (5J) | 5J nurse station | 3/1/19 |  | 3/1/20 |  | ELECTROCARDIOGRAPHS | ECG Machine | ECGMACHINE-GE-MAC 5500 HD | ECGMACHINE | MAC 5500 HD |  |  |  | GE | ECG Machine |  | ECGMACHINE-GE-MAC 5500 HD |  | 12/14/16 |  |  | Covered PM Repair - Biomedical | MHHS-TMC | [8 empty] | ECGMACHINE | ECG Machine | GE
NO | YES |  |  |  | 074-04705 | 074-04705 | GE Medical Systems | MAC 5500 HD |  | SKJ14271944PA | TMC-Jones-Neuro Elective (4J) | MHHS-TMC |  | ECG Machine |  | 074-04705 | 074-04705 | TMC | MHHS-TMC | TMC-Jones-Neuro Elective (4J) | Storage | 3/1/19 |  | 3/1/20 |  | ELECTROCARDIOGRAPHS | ECG Machine | ECGMACHINE-GE-MAC 5500 HD | ECGMACHINE | MAC 5500 HD |  |  |  | GE | ECG Machine |  | ECGMACHINE-GE-MAC 5500 HD |  | 12/14/16 |  |  | Covered PM Repair - Biomedical | MHHS-TMC | [8 empty] | ECGMACHINE | ECG Machine | GE
NO | YES |  |  |  | 069-35756 | 069-35756 | GE Medical Systems | MAC 5500 HD |  | SKJ14342677PA | (null) | MHHS-TMC |  | ECG Machine |  | 069-35756 | 069-35756 | (null) | MHHS-TMC | (null) | (null) |  |  |  | (null) | ELECTROCARDIOGRAPHS |  | ECGMACHINE-GE-MAC 5500 HD | ECGMACHINE | MAC 5500 HD |  |  |  | GE | ECG Machine |  | ECGMACHINE-GE-MAC 5500 HD |  | 12/21/16 |  |  | Covered PM Repair - Biomedical | MHHS-TMC
NO | YES |  |  |  | 074-04700 | 074-04700 | GE Medical Systems | MAC 5500 HD |  | SKJ14514003PA | TMC-Sarofim 2-Adult PACU | MHHS-TMC |  | ECG Machine |  | 074-04700 | 074-04700 | TMC | MHHS-TMC | TMC-Sarofim 2-Adult PACU | Pre-op 56 | 3/1/19 |  | 3/1/20 |  | ELECTROCARDIOGRAPHS |  | ECGMACHINE-GE-MAC 5500 HD | ECGMACHINE | MAC 5500 HD |  |  |  | GE | ECG Machine |  | ECGMACHINE-GE-MAC 5500 HD |  | 12/21/16 |  |  | Covered PM Repair - Biomedical | MHHS-TMC
NO | YES | Asset Tag 074-04752 |  |  | 074-04752 | 074-04752 | GE Medical Systems | MAC 5500 HD |  | SKJ13509484PA | TMC-Radiology-Jones Pavilion | MHHS-TMC |  | ECG Machine |  | 074-04752 | 074-04752 | TMC | MHHS-TMC | TMC-Radiology-Jones Pavilion |  | 3/1/19 |  |  |  | ELECTROCARDIOGRAPHS | ECG Machine | ECGMACHINE-GE-MAC 5500 HD | ECGMACHINE | MAC 5500 HD |  |  |  | GE | ECG Machine |  | ECGMACHINE-GE-MAC 5500 HD |  | 12/21/16 |  |  | Covered PM Repair - Biomedical | MHHS-TMC | [8 empty] | ECGMACHINE | ECG Machine | GE
NO | YES | Asset Tag 069-47015 |  |  | 069-47015 | 069-47015 | GE Medical Systems | MAC 5500 HD |  | SKJ19370046PA | TMC-Sarofim 1-Adult ER | MHHS-TMC |  | ECG Machine |  | 069-47015 | 069-47015 | TMC | MHHS-TMC | TMC-Sarofim 1-Adult ER | [5 empty] | ELECTROCARDIOGRAPHS | ECG Machine | ECGMACHINE-GE-MAC 5500 HD | ECGMACHINE | MAC 5500 HD |  |  |  | GE | ECG Machine |  | ECGMACHINE-GE-MAC 5500 HD |  | 1/3/17 | Finished from Script 3/27/2020 12:11:52pm (Central) |  | Covered PM Repair - Biomedical | MHHS-TMC | [8 empty] | ECGMACHINE | ECG Machine | GE
NO | YES |  |  |  | 069-47016 | 069-47016 | GE Medical Systems | MAC 5500 HD |  | SKJ19300017PA | TMC-Respiratory-Adult | MHHS-TMC |  | ECG Machine |  | 069-47016 | 069-47016 | TMC | MHHS-TMC | TMC-Respiratory-Adult | Biomed Shop | 11/1/19 |  | 11/1/20 |  | ELECTROCARDIOGRAPHS | ECG Machine | ECGMACHINE-GE-MAC 5500 HD | ECGMACHINE | MAC 5500 HD |  |  |  | GE | ECG Machine |  | ECGMACHINE-GE-MAC 5500 HD |  |  |  |  | Covered PM Repair - Biomedical | MHHS-TMC | [8 empty] | ECGMACHINE | ECG Machine | GE
NO | YES |  |  |  | 069-47013 | 069-47013 | GE Medical Systems | MAC 5500 HD |  | SKJ19370058PA | TWC | MHHS-TMC |  | ECG Machine |  | 069-47013 | 069-47013 | TMC | Memorial Hermann-Texas Medical Center | TWC | Pedi Pacu | 11/1/19 |  | 11/1/20 |  | ELECTROCARDIOGRAPHS | ECG Machine | ECGMACHINE-GE-MAC 5500 HD | ECGMACHINE | MAC 5500 HD |  |  |  | GE | ECG Machine |  | ECGMACHINE-GE-MAC 5500 HD |  | 1/20/17 |  |  | Covered PM Repair - Biomedical | MHHS-TMC | [8 empty] | ECGMACHINE | ECG Machine | GE
NO | YES |  |  |  | 069-47017 | 069-47017 | GE Medical Systems | MAC 5500 HD |  | SKJ19370060PA | TMC-Sarofim 2-Adult PACU | MHHS-TMC |  | ECG Machine |  | 069-47017 | 069-47017 | TMC | MHHS-TMC | TMC-Sarofim 2-Adult PACU | Pre-op 56 | 11/1/19 |  | 11/1/20 |  | ELECTROCARDIOGRAPHS |  | ECGMACHINE-GE-MAC 5500 HD | ECGMACHINE | MAC 5500 HD |  |  |  | GE | ECG Machine |  | ECGMACHINE-GE-MAC 5500 HD |  |  |  |  | Covered PM Repair - Biomedical | MHHS-TMC
NO | YES | Asset Tag 069-47020 |  |  | 069-47020 | 069-47020 | GE Medical Systems | MAC 5500 HD |  | SKJ19360002PA | TMC-Sarofim 5-Burn Unit | MHHS-TMC |  | ECG Machine |  | 069-47020 | 069-47020 | TMC | MHHS-TMC | TMC-Sarofim 5-Burn Unit | Equipment room | 11/1/19 |  | 11/1/20 |  | ELECTROCARDIOGRAPHS |  | ECGMACHINE-GE-MAC 5500 HD | ECGMACHINE | MAC 5500 HD |  |  |  | GE | ECG Machine |  | ECGMACHINE-GE-MAC 5500 HD |  | 11/1/16 |  |  | Covered PM Repair - Biomedical | MHHS-TMC
NO | YES |  |  |  | 069-47023 | 069-47023 | GE Medical Systems | MAC 5500 HD |  | SKJ19370063PA | (null) | MHHS-TMC |  | ECG Machine |  | 069-47023 | 069-47023 | (null) | MHHS-TMC | (null) | (null) |  |  |  | (null) | ELECTROCARDIOGRAPHS |  | ECGMACHINE-GE-MAC 5500 HD | ECGMACHINE | MAC 5500 HD |  |  |  | GE | ECG Machine |  | ECGMACHINE-GE-MAC 5500 HD |  | 3/1/18 |  |  | Covered PM Repair - Biomedical | MHHS-TMC
NO | YES |  |  |  | 029-10735 | 029-10735 | GE Medical Systems | MAC 5500 HD |  | SKJ16089001PA | Woodlands-CVICU | MHHS-Woodlands |  | ECG Machine |  | 029-10735 | 029-10735 | Woodlands | MHHS-Woodlands | Woodlands-CVICU |  | 10/1/19 |  | 10/1/20 |  | ELECTROCARDIOGRAPHS | ECG Machine | ECGMACHINE-GE-MAC 5500 HD | ECGMACHINE | MAC 5500 HD |  |  |  | GE | ECG Machine |  | ECGMACHINE-GE-MAC 5500 HD |  | 12/8/16 |  |  | Covered PM Repair - Biomedical | MHHS-Woodlands | [8 empty] | ECGMACHINE | ECG Machine | GE
NO | YES |  |  |  | 029-32410 | 029-32410 | GE Medical Systems | MAC 5500 HD |  | SKJ18480091PA | Woodlands-Cardic Rehab | MHHS-Woodlands |  | ECG Machine |  | 029-32410 | 029-32410 | Woodlands | MHHS-Woodlands | Woodlands-Cardic Rehab | MH woodlands 1st floor |  |  |  |  | ELECTROCARDIOGRAPHS | ECG Machine | ECGMACHINE-GE-MAC 5500 HD | ECGMACHINE | MAC 5500 HD |  |  |  | GE | ECG Machine |  | ECGMACHINE-GE-MAC 5500 HD |  | 3/8/18 |  |  | Covered PM Repair - Biomedical | MHHS-Woodlands | [8 empty] | ECGMACHINE | ECG Machine | GE
NO | YES |  |  |  | 029-10854 | 029-10854 | GE Medical Systems | MAC 5500 HD |  | SKJ16179583PA | Woodlands-Terramont ER (Clinic) | MHHS-Woodlands |  | ECG Machine |  | 029-10854 | 029-10854 | Woodlands | MHHS-Woodlands | Woodlands-Terramont ER (Clinic) | ER HALL | 9/1/19 |  | 9/1/20 |  | ELECTROCARDIOGRAPHS | ECG Machine | ECGMACHINE-GE-MAC 5500 HD | ECGMACHINE | MAC 5500 HD |  |  |  | GE | ECG Machine |  | ECGMACHINE-GE-MAC 5500 HD |  | 6/15/18 |  |  | Covered PM Repair - Biomedical | MHHS-Woodlands | [8 empty] | ECGMACHINE | ECG Machine | GE
YES | YES |  |  |  | 029-12980 | 029-12980 | GE Medical Systems | MAC 5500 HD |  | SKJ19491012PA | WOODLANDS - CARDIC REHAB |  |  |  |  | 029-12980 | 029-12980 | Woodlands | Woodlands | WOODLANDS - CARDIC REHAB | MH woodlands 1st floor |  |  | 2/1/21 |  |  | ECG Machine | ECGMACHINE-GE-MAC 5500 HD | [23 empty] | ECGMACHINE | ECG Machine | GE
YES | YES |  |  |  | 013-19992 | 013-19992 | GE Medical Systems | MAC 5500 HD |  | SKJ19300035PA | SW - ICU - NEURO |  |  |  |  | 013-19992 | 013-19992 | Southwest | Memorial Hermann Southwest Hospital | SW - ICU - NEURO | Nurses Station | 9/1/19 |  | 9/1/20 | New Add |  |  | ECGMACHINE-GE-MAC 5500 HD
NO | NO |  |  |  | 151-02315 |  | GE Medical Systems | MAC 5500 HD |  | SKJ15528366PA | CY - ER | MHHS-Cypress |  | ECG Machine |  | 151-02315 |  | Northwest & Cypress |  | CY - ER | [5 empty] | ELECTROCARDIOGRAPHS |  | ECGMACHINE-GE-MAC 5500 HD | ECGMACHINE | MAC 5500 HD |  |  |  | GE | ECG Machine |  | ECGMACHINE-GE-MAC 5500 HD |  |  |  |  | Covered PM Repair - Biomedical | MHHS-Cypress
NO | NO |  |  |  | 151-01548 |  | GE Medical Systems | MAC 5500 HD |  | SKJ16452164PA | CY - ICU | MHHS-Cypress |  | ECG Machine |  | 151-01548 |  | Northwest & Cypress |  | CY - ICU | [5 empty] | ELECTROCARDIOGRAPHS |  | ECGMACHINE-GE-MAC 5500 HD | ECGMACHINE | MAC 5500 HD |  |  |  | GE | ECG Machine |  | ECGMACHINE-GE-MAC 5500 HD |  |  |  |  | Covered PM Repair - Biomedical | MHHS-Cypress
NO | NO |  |  |  | 009-06129 |  | GE Medical Systems | MAC 5500 HD |  | SGM12524847PA | GH - CARDIOLOGY | MHHS-Greater Heights |  | ECG Machine |  | 009-06129 |  | Central & Greater Heights |  | GH - CARDIOLOGY | [5 empty] | ELECTROCARDIOGRAPHS |  | ECGMACHINE-GE-MAC 5500 HD | ECGMACHINE | MAC 5500 HD |  |  |  | GE | ECG Machine |  | ECGMACHINE-GE-MAC 5500 HD |  |  |  |  | Covered PM Repair - Biomedical | MHHS-Greater Heights
NO | NO |  |  |  | 009-10409 |  | GE Medical Systems | MAC 5500 HD |  | SKJ17170030PA | GH - ER | MHHS-Greater Heights |  | ECG Machine |  | 009-10409 |  | Central & Greater Heights |  | GH - ER | [5 empty] | ELECTROCARDIOGRAPHS |  | ECGMACHINE-GE-MAC 5500 HD | ECGMACHINE | MAC 5500 HD |  |  |  | GE | ECG Machine |  | ECGMACHINE-GE-MAC 5500 HD |  |  |  |  | Covered PM Repair - Biomedical | MHHS-Greater Heights
NO | NO |  |  |  | 069-35751 |  | GE Medical Systems | MAC 5500 HD |  | SGM12162127PA | CAHF - (TMC) - TMC MEDICAL PLAZA [MHMP-STE2500] | MHHS - Heart Failure Clinics |  | ECG Machine |  | 069-35751 |  | TMC |  | CAHF - (TMC) - TMC MEDICAL PLAZA [MHMP-STE2500] | [5 empty] | ELECTROCARDIOGRAPHS |  | ECGMACHINE-GE-MAC 5500 HD | ECGMACHINE | MAC 5500 HD |  |  |  | GE | ECG Machine |  | ECGMACHINE-GE-MAC 5500 HD |  |  |  |  | Covered PM Repair - Biomedical | MHHS - Heart Failure Clinics
NO | NO |  |  |  | 041-19276 |  | GE Medical Systems | MAC 5500 HD |  | SKJ15377222PA | MEMORIAL CITY - CARDIOLOGY | MHHS-Mem City |  | ECG Machine |  | 041-19276 |  | West & Memorial City |  | MEMORIAL CITY - CARDIOLOGY | [5 empty] | ELECTROCARDIOGRAPHS |  | ECGMACHINE-GE-MAC 5500 HD | ECGMACHINE | MAC 5500 HD |  |  |  | GE | ECG Machine |  | ECGMACHINE-GE-MAC 5500 HD |  |  |  |  | Covered PM Repair - Biomedical | MHHS-Mem City
NO | NO |  |  |  | 041-34426 |  | GE Medical Systems | MAC 5500 HD |  | SKJ19450016PA | MEMORIAL CITY - CARDIOLOGY | MHHS-Mem City |  | ECG Machine |  | 041-34426 |  | West & Memorial City |  | MEMORIAL CITY - CARDIOLOGY | [5 empty] | ELECTROCARDIOGRAPHS |  | ECGMACHINE-GE-MAC 5500 HD | ECGMACHINE | MAC 5500 HD |  |  |  | GE | ECG Machine |  | ECGMACHINE-GE-MAC 5500 HD |  |  |  |  | Covered PM Repair - Biomedical | MHHS-Mem City
NO | NO |  |  |  | 041-34437 |  | GE Medical Systems | MAC 5500 HD |  | SKJ17280250PA | MEMORIAL CITY - CARDIOLOGY | MHHS-Mem City |  | ECG Machine |  | 041-34437 |  | West & Memorial City |  | MEMORIAL CITY - CARDIOLOGY | [5 empty] | ELECTROCARDIOGRAPHS |  | ECGMACHINE-GE-MAC 5500 HD | ECGMACHINE | MAC 5500 HD |  |  |  | GE | ECG Machine |  | ECGMACHINE-GE-MAC 5500 HD |  |  |  |  | Covered PM Repair - Biomedical | MHHS-Mem City
NO | NO |  |  |  | 142-06446 |  | GE Medical Systems | MAC 5500 HD |  | SKJ15457878PA | NE - CLINICAL DECISION UNIT | MHHS-Northeast |  | ECG Machine |  | 142-06446 |  | Katy |  | NE - CLINICAL DECISION UNIT | [5 empty] | ELECTROCARDIOGRAPHS |  | ECGMACHINE-GE-MAC 5500 HD | ECGMACHINE | MAC 5500 HD |  |  |  | GE | ECG Machine |  | ECGMACHINE-GE-MAC 5500 HD |  |  |  |  | Covered PM Repair - Biomedical | MHHS-Northeast
NO | NO |  |  |  | 145-00389 |  | GE Medical Systems | MAC 5500 HD |  | SKJ15528470PA | PEARLAND - 4N - MED/SURG | MHHS-Pearland Hospital |  | ECG Machine |  | 145-00389 |  | Pearland |  | PEARLAND - 4N - MED/SURG | [5 empty] | ELECTROCARDIOGRAPHS |  | ECGMACHINE-GE-MAC 5500 HD | ECGMACHINE | MAC 5500 HD |  |  |  | GE | ECG Machine |  | ECGMACHINE-GE-MAC 5500 HD |  |  |  |  | Not Covered Vendor Only - Biomedical | MHHS-Pearland Hospital
NO | NO |  |  |  | 145-00330 |  | GE Medical Systems | MAC 5500 HD |  | SKJ15528409PA | PEARLAND - CARDIOLOGY SERVICES | MHHS-Pearland Hospital |  | ECG Machine |  | 145-00330 |  | Pearland |  | PEARLAND - CARDIOLOGY SERVICES | [5 empty] | ELECTROCARDIOGRAPHS |  | ECGMACHINE-GE-MAC 5500 HD | ECGMACHINE | MAC 5500 HD |  |  |  | GE | ECG Machine |  | ECGMACHINE-GE-MAC 5500 HD |  |  |  |  | Not Covered Vendor Only - Lab Ana/Anes | MHHS-Pearland Hospital
NO | NO |  |  |  | 145-00688 |  | GE Medical Systems | MAC 5500 HD |  | SKJ15528408PA | PEARLAND - EMERGENCY CENTER | MHHS-Pearland Hospital |  | ECG Machine |  | 145-00688 |  | Pearland |  | PEARLAND - EMERGENCY CENTER | [5 empty] | ELECTROCARDIOGRAPHS |  | ECGMACHINE-GE-MAC 5500 HD | ECGMACHINE | MAC 5500 HD |  |  |  | GE | ECG Machine |  | ECGMACHINE-GE-MAC 5500 HD |  |  |  |  | Not Covered Vendor Only - Lab Ana/Anes | MHHS-Pearland Hospital
NO | NO |  |  |  | 005-11618 |  | GE Medical Systems | MAC 5500 HD |  | SKJ16260578PA | SE - EMERGENCY CENTER | MHHS-Southeast |  | ECG Machine |  | 005-11618 |  | Southeast & Bay Area |  | SE - EMERGENCY CENTER | [5 empty] | ELECTROCARDIOGRAPHS |  | ECGMACHINE-GE-MAC 5500 HD | ECGMACHINE | MAC 5500 HD |  |  |  | GE | ECG Machine |  | ECGMACHINE-GE-MAC 5500 HD |  |  |  |  | Covered PM Repair - Biomedical | MHHS-Southeast
NO | NO |  |  |  | 005-11894 |  | GE Medical Systems | MAC 5500 HD |  | SKJ17130059PA | SE - EMERGENCY CENTER | MHHS-Southeast |  | ECG Machine |  | 005-11894 |  | Southeast & Bay Area |  | SE - EMERGENCY CENTER | [5 empty] | ELECTROCARDIOGRAPHS |  | ECGMACHINE-GE-MAC 5500 HD | ECGMACHINE | MAC 5500 HD |  |  |  | GE | ECG Machine |  | ECGMACHINE-GE-MAC 5500 HD |  |  |  |  | Covered PM Repair - Biomedical | MHHS-Southeast
NO | NO |  |  |  | 005-12209 |  | GE Medical Systems | MAC 5500 HD |  | SKJ18410012PA | SE - ICU - CVICU | MHHS-Southeast |  | ECG Machine |  | 005-12209 |  | Southeast & Bay Area |  | SE - ICU - CVICU | [5 empty] | ELECTROCARDIOGRAPHS |  | ECGMACHINE-GE-MAC 5500 HD | ECGMACHINE | MAC 5500 HD |  |  |  | GE | ECG Machine |  | ECGMACHINE-GE-MAC 5500 HD |  |  |  |  | Covered PM Repair - Biomedical | MHHS-Southeast
NO | NO |  |  |  | 005-11524 |  | GE Medical Systems | MAC 5500 HD |  | SKJ15296452PA | SE - UNIT 1A (OBSERVATION) | MHHS-Southeast |  | ECG Machine |  | 005-11524 |  | Southeast & Bay Area |  | SE - UNIT 1A (OBSERVATION) | [5 empty] | ELECTROCARDIOGRAPHS |  | ECGMACHINE-GE-MAC 5500 HD | ECGMACHINE | MAC 5500 HD |  |  |  | GE | ECG Machine |  | ECGMACHINE-GE-MAC 5500 HD |  |  |  |  | Covered PM Repair - Biomedical | MHHS-Southeast
NO | NO |  |  |  | 005-10523 |  | GE Medical Systems | MAC 5500 HD |  | SKJ15306531PA | SE - UNIT 3B (SCU) | MHHS-Southeast |  | ECG Machine |  | 005-10523 |  | Southeast & Bay Area |  | SE - UNIT 3B (SCU) | [5 empty] | ELECTROCARDIOGRAPHS |  | ECGMACHINE-GE-MAC 5500 HD | ECGMACHINE | MAC 5500 HD |  |  |  | GE | ECG Machine |  | ECGMACHINE-GE-MAC 5500 HD |  |  |  |  | Covered PM Repair - Biomedical | MHHS-Southeast
NO | NO |  |  |  | 013-36197 |  | GE Medical Systems | MAC 5500 HD |  | SKJ13418721PA | SW - ICU | MHHS-Southwest |  | ECG Machine |  | 013-36197 |  | Southwest |  | SW - ICU | [5 empty] | ELECTROCARDIOGRAPHS |  | ECGMACHINE-GE-MAC 5500 HD | ECGMACHINE | MAC 5500 HD |  |  |  | GE | ECG Machine |  | ECGMACHINE-GE-MAC 5500 HD |  |  |  |  | Clinical Miscellaneous | MHHS-Southwest
NO | NO |  |  |  | 013-35622 |  | GE Medical Systems | MAC 5500 HD |  | SGM12363612PA | SW - MED/SURG 9 JOINT CAMP | MHHS-Southwest |  | ECG Machine |  | 013-35622 |  | Southwest |  | SW - MED/SURG 9 JOINT CAMP | [5 empty] | ELECTROCARDIOGRAPHS |  | ECGMACHINE-GE-MAC 5500 HD | ECGMACHINE | MAC 5500 HD |  |  |  | GE | ECG Machine |  | ECGMACHINE-GE-MAC 5500 HD |  |  |  |  | Clinical Miscellaneous | MHHS-Southwest
NO | NO |  |  |  | 074-05795 |  | GE Medical Systems | MAC 5500 HD |  | SKJ17160056PA | TMC - CULLEN - GENERAL MEDICINE (3C) | MHHS-TMC |  | ECG Machine |  | 074-05795 |  | TMC |  | TMC - CULLEN - GENERAL MEDICINE (3C) | [5 empty] | ELECTROCARDIOGRAPHS |  | ECGMACHINE-GE-MAC 5500 HD | ECGMACHINE | MAC 5500 HD |  |  |  | GE | ECG Machine |  | ECGMACHINE-GE-MAC 5500 HD |  |  |  |  | Covered PM Repair - Biomedical | MHHS-TMC
NO | NO |  |  |  | 074-00896 |  | GE Medical Systems | MAC 5500 HD |  | SCD11041808PA | TMC - CULLEN - MIMU (2C) | MHHS-TMC |  | ECG Machine |  | 074-00896 |  | TMC |  | TMC - CULLEN - MIMU (2C) | [5 empty] | ELECTROCARDIOGRAPHS |  | ECGMACHINE-GE-MAC 5500 HD | ECGMACHINE | MAC 5500 HD |  |  |  | GE | ECG Machine |  | ECGMACHINE-GE-MAC 5500 HD |  |  |  |  | Covered PM Repair - Biomedical | MHHS-TMC
NO | NO |  |  |  | 074-04564 |  | GE Medical Systems | MAC 5500 HD |  | SGM13115869PA | TMC - JONES - STROKE (4J) | MHHS-TMC |  | ECG Machine |  | 074-04564 |  | TMC |  | TMC - JONES - STROKE (4J) | [5 empty] | ELECTROCARDIOGRAPHS |  | ECGMACHINE-GE-MAC 5500 HD | ECGMACHINE | MAC 5500 HD |  |  |  | GE | ECG Machine |  | ECGMACHINE-GE-MAC 5500 HD |  |  |  |  | Covered PM Repair - Biomedical | MHHS-TMC
NO | NO |  |  |  | 069-47014 |  | GE Medical Systems | MAC 5500 HD |  | SKJ19380003PA | TMC - SAROFIM 1 - ADULT ER | MHHS-TMC |  | ECG Machine |  | 069-47014 |  | TMC |  | TMC - SAROFIM 1 - ADULT ER | [5 empty] | ELECTROCARDIOGRAPHS |  | ECGMACHINE-GE-MAC 5500 HD | ECGMACHINE | MAC 5500 HD |  |  |  | GE | ECG Machine |  | ECGMACHINE-GE-MAC 5500 HD |  |  |  |  | Covered PM Repair - Biomedical | MHHS-TMC
NO | NO |  |  |  | 069-47014 |  | GE Medical Systems | MAC 5500 HD |  | SKJ19380003PA | TMC - SAROFIM 1 - ADULT ER | MHHS-TMC |  | ECG Machine |  | 069-47014 |  | TMC |  | TMC - SAROFIM 1 - ADULT ER | [5 empty] | ELECTROCARDIOGRAPHS |  | ECGMACHINE-GE-MAC 5500 HD | ECGMACHINE | MAC 5500 HD |  |  |  | GE | ECG Machine |  | ECGMACHINE-GE-MAC 5500 HD |  |  |  |  | Covered PM Repair - Biomedical | MHHS-TMC
NO | NO |  |  |  | 069-47024 |  | GE Medical Systems | MAC 5500 HD |  | SKJ19370014PA | TMC - SAROFIM 2 - ADULT PACU | MHHS-TMC |  | ECG Machine |  | 069-47024 |  | TMC |  | TMC - SAROFIM 2 - ADULT PACU | [5 empty] | ELECTROCARDIOGRAPHS |  | ECGMACHINE-GE-MAC 5500 HD | ECGMACHINE | MAC 5500 HD |  |  |  | GE | ECG Machine |  | ECGMACHINE-GE-MAC 5500 HD |  |  |  |  | Covered PM Repair - Biomedical | MHHS-TMC
NO | NO |  |  |  | 069-47018 |  | GE Medical Systems | MAC 5500 HD |  | SKJ19370054PA | TMC - SAROFIM 3 - PRE OP | MHHS-TMC |  | ECG Machine |  | 069-47018 |  | TMC |  | TMC - SAROFIM 3 - PRE OP | [5 empty] | ELECTROCARDIOGRAPHS |  | ECGMACHINE-GE-MAC 5500 HD | ECGMACHINE | MAC 5500 HD |  |  |  | GE | ECG Machine |  | ECGMACHINE-GE-MAC 5500 HD |  |  |  |  | Covered PM Repair - Biomedical | MHHS-TMC
NO | NO |  |  |  | 069-47025 |  | GE Medical Systems | MAC 5500 HD |  | SKJ19370037PA | TMC - SAROFIM 3 - PRE OP | MHHS-TMC |  | ECG Machine |  | 069-47025 |  | TMC |  | TMC - SAROFIM 3 - PRE OP | [5 empty] | ELECTROCARDIOGRAPHS |  | ECGMACHINE-GE-MAC 5500 HD | ECGMACHINE | MAC 5500 HD |  |  |  | GE | ECG Machine |  | ECGMACHINE-GE-MAC 5500 HD |  |  |  |  | Covered PM Repair - Biomedical | MHHS-TMC
NO | NO |  |  |  | 069-47019 |  | GE Medical Systems | MAC 5500 HD |  | SKJ19370057PA | TMC - SAROFIM 5 - BURN UNIT | MHHS-TMC |  | ECG Machine |  | 069-47019 |  | TMC |  | TMC - SAROFIM 5 - BURN UNIT | [5 empty] | ELECTROCARDIOGRAPHS |  | ECGMACHINE-GE-MAC 5500 HD | ECGMACHINE | MAC 5500 HD |  |  |  | GE | ECG Machine |  | ECGMACHINE-GE-MAC 5500 HD |  |  |  |  | Covered PM Repair - Biomedical | MHHS-TMC
NO | NO |  |  |  | 069-47021 |  | GE Medical Systems | MAC 5500 HD |  | SKJ19370045PA | TMC - SAROFIM 6 - SIMU | MHHS-TMC |  | ECG Machine |  | 069-47021 |  | TMC |  | TMC - SAROFIM 6 - SIMU | [5 empty] | ELECTROCARDIOGRAPHS |  | ECGMACHINE-GE-MAC 5500 HD | ECGMACHINE | MAC 5500 HD |  |  |  | GE | ECG Machine |  | ECGMACHINE-GE-MAC 5500 HD |  |  |  |  | Covered PM Repair - Biomedical | MHHS-TMC
NO | NO |  |  |  | 029-08928 |  | GE Medical Systems | MAC 5500 HD |  | SGM13317715PA | WOODLANDS - NONINVASIVE CARDIOLOGY | MHHS-Woodlands |  | ECG Machine |  | 029-08928 |  | Woodlands |  | WOODLANDS - NONINVASIVE CARDIOLOGY | [5 empty] | ELECTROCARDIOGRAPHS |  | ECGMACHINE-GE-MAC 5500 HD | ECGMACHINE | MAC 5500 HD |  |  |  | GE | ECG Machine |  | ECGMACHINE-GE-MAC 5500 HD |  |  |  |  | Covered PM Repair - Biomedical | MHHS-Woodlands
NO | NO | [5 empty] | GE Medical Systems | MAC VU |  | F5LR3178F | SW - PROF BLDG 1 - SAME DAY SURGERY | MHHS-Southwest |  | ECG Machine |  |  |  | Southwest |  | SW - PROF BLDG 1 - SAME DAY SURGERY | [5 empty] | ELECTROCARDIOGRAPHS |  | ECGMACHINE-GE-MAC VU | ECGMACHINE | MAC VU |  |  |  | GE | ECG Machine |  | ECGMACHINE-GE-MAC VU |  |  |  |  | Not Covered Vendor Only - Lab Ana/Anes | MHHS-Southwest
NO | YES |  |  |  | 041-32959 | 041-32959 | GE Medical Systems | MAC-LAB |  | SJS15215531TA | MEMORIAL CITY - CENTRAL SUPPLY | MHHS-Mem City |  | Monitor, Hemodynamic |  | 041-32959 | 041-32959 | West | Memorial city hear and vascular - memorial city | MEMORIAL CITY - CENTRAL SUPPLY | Cath lab control |  |  |  | No pm found | MONITORING SYSTEMS, PHYSIOLOGIC, CARDIAC ELECTROPH |  | MONITORHEMODYNAMIC-GE-MacLab | MONITORHEMODYNAMIC | MacLab |  |  |  | GE | Monitor, Hemodynamic |  |  | MONITORHEMODYNAMIC-GE-MacLab |  |  |  | Not Covered Vendor Only - Lab Ana/Anes | MHHS-Mem City
NO | YES |  |  |  | 145-00354 | 145-00354 | GE Medical Systems | MAC-LAB |  | SJU15373277TA | Pearland-Cardiac Cath Lab | MHHS-Pearland Hospital |  | Monitor, Hemodynamic |  | 145-00354 | 145-00354 | Pearland | MHHS-Pearland Hospital | Pearland-Cardiac Cath Lab | S2 227.1 | 8/1/19 | 2/1/20 |  |  | MONITORING SYSTEMS, PHYSIOLOGIC, CARDIAC ELECTROPH | Monitor, Hemodynamic | MONITORHEMODYNAMIC-GE-MacLab | MONITORHEMODYNAMIC | MacLab |  |  |  | GE | Monitor, Hemodynamic |  |  | MONITORHEMODYNAMIC-GE-MacLab |  |  | MH-A | Covered PM Repair - Biomedical | MHHS-Pearland Hospital | [8 empty] | MONITORHEMODYNAMIC | Monitor, Hemodynamic | GE
NO | NO |  |  |  | 133-08362 |  | GE Medical Systems | MAC-LAB |  | SKP16437259TA | KATY - CATH LAB | MHHS-Katy |  | Monitor, Hemodynamic |  | 133-08362 |  | Katy |  | KATY - CATH LAB | [5 empty] | MONITORING SYSTEMS, PHYSIOLOGIC, CARDIAC ELECTROPH |  | MONITORHEMODYNAMIC-GE-MacLab | MONITORHEMODYNAMIC | MacLab |  |  |  | GE | Monitor, Hemodynamic |  |  | MONITORHEMODYNAMIC-GE-MacLab |  |  |  | Covered PM Repair - Biomedical | MHHS-Katy
NO | NO |  |  |  | 133-08633 |  | GE Medical Systems | MAC-LAB |  | SH913473943TA | KATY - CATH LAB | MHHS-Katy |  | Monitor, Hemodynamic |  | 133-08633 |  | Katy |  | KATY - CATH LAB | [5 empty] | MONITORING SYSTEMS, PHYSIOLOGIC, CARDIAC ELECTROPH |  | MONITORHEMODYNAMIC-GE-MacLab | MONITORHEMODYNAMIC | MacLab |  |  |  | GE | Monitor, Hemodynamic |  |  | MONITORHEMODYNAMIC-GE-MacLab |  |  |  | Covered PM Repair - Biomedical | MHHS-Katy
NO | NO |  |  |  | 133-09902 |  | GE Medical Systems | MAC-LAB |  | SKQ16407166TA | KATY - CATH LAB | MHHS-Katy |  | Monitor, Hemodynamic |  | 133-09902 |  | Katy |  | KATY - CATH LAB | [5 empty] | MONITORING SYSTEMS, PHYSIOLOGIC, CARDIAC ELECTROPH |  | MONITORHEMODYNAMIC-GE-MacLab | MONITORHEMODYNAMIC | MacLab |  |  |  | GE | Monitor, Hemodynamic |  |  | MONITORHEMODYNAMIC-GE-MacLab |  |  |  | Covered PM Repair - Biomedical | MHHS-Katy
NO | NO |  |  |  | 133-09904 |  | GE Medical Systems | MAC-LAB |  | SKQ16407169TA | KATY - CATH LAB | MHHS-Katy |  | Monitor, Hemodynamic |  | 133-09904 |  | Katy |  | KATY - CATH LAB | [5 empty] | MONITORING SYSTEMS, PHYSIOLOGIC, CARDIAC ELECTROPH |  | MONITORHEMODYNAMIC-GE-MacLab | MONITORHEMODYNAMIC | MacLab |  |  |  | GE | Monitor, Hemodynamic |  |  | MONITORHEMODYNAMIC-GE-MacLab |  |  |  | Covered PM Repair - Biomedical | MHHS-Katy
NO | NO |  |  |  | 013-36764 |  | GE Medical Systems | MAC-LAB |  | SH513362009TA | SW - CATH LAB | MHHS-Southwest |  | Monitor, Hemodynamic |  | 013-36764 |  | Southwest |  | SW - CATH LAB | [5 empty] | MONITORING SYSTEMS, PHYSIOLOGIC, CARDIAC ELECTROPH |  | MONITORHEMODYNAMIC-GE-MacLab | MONITORHEMODYNAMIC | MacLab |  |  |  | GE | Monitor, Hemodynamic |  |  | MONITORHEMODYNAMIC-GE-MacLab |  |  |  | Not Covered Vendor Only - Lab Ana/Anes | MHHS-Southwest
NO | NO |  |  |  | 013-36765 |  | GE Medical Systems | MAC-LAB |  | SH513362052TA | SW - CATH LAB | MHHS-Southwest |  | Monitor, Hemodynamic |  | 013-36765 |  | Southwest |  | SW - CATH LAB | [5 empty] | MONITORING SYSTEMS, PHYSIOLOGIC, CARDIAC ELECTROPH |  | MONITORHEMODYNAMIC-GE-MacLab | MONITORHEMODYNAMIC | MacLab |  |  |  | GE | Monitor, Hemodynamic |  |  | MONITORHEMODYNAMIC-GE-MacLab |  |  |  | Not Covered Vendor Only - Lab Ana/Anes | MHHS-Southwest
NO | NO |  |  |  | 013-36766 |  | GE Medical Systems | MAC-LAB |  | SH513362051TA | SW - CATH LAB | MHHS-Southwest |  | Monitor, Hemodynamic |  | 013-36766 |  | Southwest |  | SW - CATH LAB | [5 empty] | MONITORING SYSTEMS, PHYSIOLOGIC, CARDIAC ELECTROPH |  | MONITORHEMODYNAMIC-GE-MacLab | MONITORHEMODYNAMIC | MacLab |  |  |  | GE | Monitor, Hemodynamic |  |  | MONITORHEMODYNAMIC-GE-MacLab |  |  |  | Not Covered Vendor Only - Lab Ana/Anes | MHHS-Southwest
NO | NO |  |  |  | 013-36767 |  | GE Medical Systems | MAC-LAB |  | SH513362014TA | SW - CATH LAB | MHHS-Southwest |  | Monitor, Hemodynamic |  | 013-36767 |  | Southwest |  | SW - CATH LAB | [5 empty] | MONITORING SYSTEMS, PHYSIOLOGIC, CARDIAC ELECTROPH |  | MONITORHEMODYNAMIC-GE-MacLab | MONITORHEMODYNAMIC | MacLab |  |  |  | GE | Monitor, Hemodynamic |  |  | MONITORHEMODYNAMIC-GE-MacLab |  |  |  | Covered PM Repair - Biomedical | MHHS-Southwest
NO | NO |  |  |  | 013-36768 |  | GE Medical Systems | MAC-LAB |  | SH513362017TA | SW - CATH LAB | MHHS-Southwest |  | Monitor, Hemodynamic |  | 013-36768 |  | Southwest |  | SW - CATH LAB | [5 empty] | MONITORING SYSTEMS, PHYSIOLOGIC, CARDIAC ELECTROPH |  | MONITORHEMODYNAMIC-GE-MacLab | MONITORHEMODYNAMIC | MacLab |  |  |  | GE | Monitor, Hemodynamic |  |  | MONITORHEMODYNAMIC-GE-MacLab |  |  |  | Covered PM Repair - Biomedical | MHHS-Southwest
NO | NO |  |  |  | 013-36769 |  | GE Medical Systems | MAC-LAB |  | SH513362015TA | SW - CATH LAB | MHHS-Southwest |  | Monitor, Hemodynamic |  | 013-36769 |  | Southwest |  | SW - CATH LAB | [5 empty] | MONITORING SYSTEMS, PHYSIOLOGIC, CARDIAC ELECTROPH |  | MONITORHEMODYNAMIC-GE-MacLab | MONITORHEMODYNAMIC | MacLab |  |  |  | GE | Monitor, Hemodynamic |  |  | MONITORHEMODYNAMIC-GE-MacLab |  |  |  | Covered PM Repair - Biomedical | MHHS-Southwest
NO | NO |  |  |  | 013-36770 |  | GE Medical Systems | MAC-LAB |  | SH513362012TA | SW - CATH LAB | MHHS-Southwest |  | Monitor, Hemodynamic |  | 013-36770 |  | Southwest |  | SW - CATH LAB | [5 empty] | MONITORING SYSTEMS, PHYSIOLOGIC, CARDIAC ELECTROPH |  | MONITORHEMODYNAMIC-GE-MacLab | MONITORHEMODYNAMIC | MacLab |  |  |  | GE | Monitor, Hemodynamic |  |  | MONITORHEMODYNAMIC-GE-MacLab |  |  |  | Covered PM Repair - Biomedical | MHHS-Southwest
NO | NO |  |  |  | 013-36771 |  | GE Medical Systems | MAC-LAB |  | SH513362050TA | SW - CATH LAB | MHHS-Southwest |  | Monitor, Hemodynamic |  | 013-36771 |  | Southwest |  | SW - CATH LAB | [5 empty] | MONITORING SYSTEMS, PHYSIOLOGIC, CARDIAC ELECTROPH |  | MONITORHEMODYNAMIC-GE-MacLab | MONITORHEMODYNAMIC | MacLab |  |  |  | GE | Monitor, Hemodynamic |  |  | MONITORHEMODYNAMIC-GE-MacLab |  |  |  | Covered PM Repair - Biomedical | MHHS-Southwest
NO | NO |  |  |  | 013-36772 |  | GE Medical Systems | MAC-LAB |  | SH513362016TA | SW - CATH LAB | MHHS-Southwest |  | Monitor, Hemodynamic |  | 013-36772 |  | Southwest |  | SW - CATH LAB | [5 empty] | MONITORING SYSTEMS, PHYSIOLOGIC, CARDIAC ELECTROPH |  | MONITORHEMODYNAMIC-GE-MacLab | MONITORHEMODYNAMIC | MacLab |  |  |  | GE | Monitor, Hemodynamic |  |  | MONITORHEMODYNAMIC-GE-MacLab |  |  |  | Covered PM Repair - Biomedical | MHHS-Southwest
NO | NO |  |  |  | 013-36773 |  | GE Medical Systems | MAC-LAB |  | SH513362013TA | SW - CATH LAB | MHHS-Southwest |  | Monitor, Hemodynamic |  | 013-36773 |  | Southwest |  | SW - CATH LAB | [5 empty] | MONITORING SYSTEMS, PHYSIOLOGIC, CARDIAC ELECTROPH |  | MONITORHEMODYNAMIC-GE-MacLab | MONITORHEMODYNAMIC | MacLab |  |  |  | GE | Monitor, Hemodynamic |  |  | MONITORHEMODYNAMIC-GE-MacLab |  |  |  | Covered PM Repair - Biomedical | MHHS-Southwest
NO | NO |  |  |  | 013-36774 |  | GE Medical Systems | MAC-LAB |  | SH513362008TA | SW - CATH LAB | MHHS-Southwest |  | Monitor, Hemodynamic |  | 013-36774 |  | Southwest |  | SW - CATH LAB | [5 empty] | MONITORING SYSTEMS, PHYSIOLOGIC, CARDIAC ELECTROPH |  | MONITORHEMODYNAMIC-GE-MacLab | MONITORHEMODYNAMIC | MacLab |  |  |  | GE | Monitor, Hemodynamic |  |  | MONITORHEMODYNAMIC-GE-MacLab |  |  |  | Covered PM Repair - Biomedical | MHHS-Southwest
NO | NO |  |  |  | 013-36775 |  | GE Medical Systems | MAC-LAB |  | SH513362055TA | SW - CATH LAB | MHHS-Southwest |  | Monitor, Hemodynamic |  | 013-36775 |  | Southwest |  | SW - CATH LAB | [5 empty] | MONITORING SYSTEMS, PHYSIOLOGIC, CARDIAC ELECTROPH |  | MONITORHEMODYNAMIC-GE-MacLab | MONITORHEMODYNAMIC | MacLab |  |  |  | GE | Monitor, Hemodynamic |  |  | MONITORHEMODYNAMIC-GE-MacLab |  |  |  | Covered PM Repair - Biomedical | MHHS-Southwest
NO | NO |  |  |  | 013-36776 |  | GE Medical Systems | MAC-LAB |  | SH513362011TA | SW - CATH LAB | MHHS-Southwest |  | Monitor, Hemodynamic |  | 013-36776 |  | Southwest |  | SW - CATH LAB | [5 empty] | MONITORING SYSTEMS, PHYSIOLOGIC, CARDIAC ELECTROPH |  | MONITORHEMODYNAMIC-GE-MacLab | MONITORHEMODYNAMIC | MacLab |  |  |  | GE | Monitor, Hemodynamic |  |  | MONITORHEMODYNAMIC-GE-MacLab |  |  |  | Covered PM Repair - Biomedical | MHHS-Southwest
NO | NO |  |  |  | 013-36777 |  | GE Medical Systems | MAC-LAB |  | SH513362010TA | SW - CATH LAB | MHHS-Southwest |  | Monitor, Hemodynamic |  | 013-36777 |  | Southwest |  | SW - CATH LAB | [5 empty] | MONITORING SYSTEMS, PHYSIOLOGIC, CARDIAC ELECTROPH |  | MONITORHEMODYNAMIC-GE-MacLab | MONITORHEMODYNAMIC | MacLab |  |  |  | GE | Monitor, Hemodynamic |  |  | MONITORHEMODYNAMIC-GE-MacLab |  |  |  | Covered PM Repair - Biomedical | MHHS-Southwest
NO | NO |  |  |  | 029-09304 |  | GE Medical Systems | MAC-LAB |  | SH512491643TA | WOODLANDS - CATH LAB | MHHS-Woodlands |  | Monitor, Hemodynamic |  | 029-09304 |  | Woodlands |  | WOODLANDS - CATH LAB | [5 empty] | MONITORING SYSTEMS, PHYSIOLOGIC, CARDIAC ELECTROPH |  | MONITORHEMODYNAMIC-GE-MacLab | MONITORHEMODYNAMIC | MacLab |  |  |  | GE | Monitor, Hemodynamic |  |  | MONITORHEMODYNAMIC-GE-MacLab |  |  |  | Covered PM Repair - Biomedical | MHHS-Woodlands
NO | NO |  |  |  | 029-09306 |  | GE Medical Systems | MAC-LAB |  | SH512491644TA | WOODLANDS - CATH LAB | MHHS-Woodlands |  | Monitor, Hemodynamic |  | 029-09306 |  | Woodlands |  | WOODLANDS - CATH LAB | [5 empty] | MONITORING SYSTEMS, PHYSIOLOGIC, CARDIAC ELECTROPH |  | MONITORHEMODYNAMIC-GE-MacLab | MONITORHEMODYNAMIC | MacLab |  |  |  | GE | Monitor, Hemodynamic |  |  | MONITORHEMODYNAMIC-GE-MacLab |  |  |  | Covered PM Repair - Biomedical | MHHS-Woodlands
NO | NO |  |  |  | 029-09307 |  | GE Medical Systems | MAC-LAB |  | SH512511753TA | WOODLANDS - CATH LAB | MHHS-Woodlands |  | Monitor, Hemodynamic |  | 029-09307 |  | Woodlands |  | WOODLANDS - CATH LAB | [5 empty] | MONITORING SYSTEMS, PHYSIOLOGIC, CARDIAC ELECTROPH |  | MONITORHEMODYNAMIC-GE-MacLab | MONITORHEMODYNAMIC | MacLab |  |  |  | GE | Monitor, Hemodynamic |  |  | MONITORHEMODYNAMIC-GE-MacLab |  |  |  | Not Covered Vendor Only - Biomedical | MHHS-Woodlands
NO | NO |  |  |  | 005-12978 |  | GE Medical Systems | MACLAB DMS SERVER HP DL380 G5 |  | SKP18139570TA | SE - OR | MHHS-Southeast |  |  |  | 005-12978 |  | Southeast & Bay Area |  | SE - OR | [5 empty] | NETWORK SERVERS |  | .needs class | [5 empty] | GE | [7 empty] | Covered PM Repair - Biomedical | MHHS-Southeast
NO | NO | [5 empty] | GE Medical Systems | MACLAB DMS SERVER HP DL380 G5 |  | SAX08440501GA | TMC - CATH LAB - ADULT (2HVI) | MHHS-TMC | [5 empty] | TMC |  | TMC - CATH LAB - ADULT (2HVI) | [5 empty] | NETWORK SERVERS |  | .needs class | [5 empty] | GE | [7 empty] | Covered PM Repair - Biomedical | MHHS-TMC
NO | NO |  |  |  | 074-04702 |  | GE Medical Systems | MACLAB INW SERVER HP DL360 G4 |  | SJT13510053TA | TMC - CATH LAB - ADULT (2HVI) | MHHS-TMC |  |  |  | 074-04702 |  | TMC |  | TMC - CATH LAB - ADULT (2HVI) | [5 empty] | NETWORK SERVERS |  | .needs class | [5 empty] | GE | [7 empty] | Covered PM Repair - Biomedical | MHHS-TMC
NO | NO | [5 empty] | GE Medical Systems | MACLAB INW SERVER HP ML370 |  | SEB08450117GA | TMC - CATH LAB - ADULT (2HVI) | MHHS-TMC | [5 empty] | TMC |  | TMC - CATH LAB - ADULT (2HVI) | [5 empty] | NETWORK SERVERS |  | .needs class | [5 empty] | GE | [7 empty] | Covered PM Repair - Biomedical | MHHS-TMC
NO | YES | Asset Tag 041-18623 |  |  | 041-18623 | 041-18623 | GE Medical Systems | MACLAB INW SERVER HP ML370 G5 |  | SG810240037GA | (null) | MHHS-Mem City |  |  |  | 041-18623 | 041-18623 | (null) | (null) | (null) | (null) | (null) | (null) | (null) | (null) | NETWORK SERVERS |  | .needs class | [5 empty] | GE | [7 empty] | Covered PM Repair - Biomedical | MHHS-Mem City
NO | NO |  |  |  | 133-08758 |  | GE Medical Systems | MACLAB INW SERVER HP ML370 G5 |  | SJY13510038TA | KATY - CATH LAB | MHHS-Katy |  |  |  | 133-08758 |  | Katy |  | KATY - CATH LAB | [5 empty] | NETWORK SERVERS |  | .needs class | [5 empty] | GE | [7 empty] | Clinical Miscellaneous | MHHS-Katy
NO | NO |  |  |  | 029-09946 |  | GE Medical Systems | MACLAB INW SERVER HP ML370 G5 |  | SHQ13102710GA | WOODLANDS - CATH LAB | MHHS-Woodlands |  |  |  | 029-09946 |  | Woodlands |  | WOODLANDS - CATH LAB | [5 empty] | NETWORK SERVERS |  | .needs class | [5 empty] | GE | [7 empty] | Covered PM Repair - Biomedical | MHHS-Woodlands
NO | YES |  |  |  | 009-09576 | 009-09576 | GE Medical Systems | MARS 8000 |  | SKC14121264TA | GH-Cardiology | MHHS-Greater Heights |  |  |  | 009-09576 | 009-09576 | Central | MHHS-Greater Heights | GH-Cardiology | S2 105.43 | 8/1/19 |  | 8/1/20 |  | RECORDERS, TAPE, DATA, ELECTROCARDIOGRAPHY |  | .needs class | [5 empty] | GE | [7 empty] | Covered PM Repair - Biomedical | MHHS-Greater Heights
NO | NO |  |  |  | 069-35703 |  | GE Medical Systems | MD15T |  | dtl28121752 | TMC - OR - ANESTHESIA (OLD) | MHHS-TMC |  |  |  | 069-35703 |  | TMC |  | TMC - OR - ANESTHESIA (OLD) | [5 empty] | MONITORS, VIDEO |  | .needs class | [5 empty] | GE | [7 empty] | Not Covered Vendor Only - Biomedical | MHHS-TMC
NO | YES |  |  |  | 069-18372 | 069-18372 | GE Medical Systems | MILLENNIUM |  |  | TMC-Outpatient-Imaging | MHHS-OPID |  | Vitrectomy Surgical System |  | 069-18372 | 069-18372 | TMC | Memorial Hermann-Texas Medical Center Outpatient | TMC-Outpatient-Imaging | Outpatient MH Imaging Center-Nuc Med Millinium | 11/1/18 |  |  |  | CAMERAS, GAMMA |  | VITRSURG-Bausch Lomb-Millennium | VITRSURG | Millennium |  |  |  | Bausch Lomb | Vitrectomy Surgical System |  |  | VITRSURG-Bausch Lomb-Millennium | 7/22/14 |  |  | Covered PM Repair - Biomedical | MHHS-OPID
NO | NO | [5 empty] | GE Medical Systems | MILLENNIUM MG |  |  | MEMORIAL CITY - NUCLEAR MEDICINE | MHHS-Mem City |  | Camera, Gamma |  |  |  | West & Memorial City |  | MEMORIAL CITY - NUCLEAR MEDICINE | [5 empty] | CAMERAS, GAMMA |  | CAMERAGAMMA-GE-Millennium MG | CAMERAGAMMA | Millennium MG |  |  |  | GE | Camera, Gamma |  | CAMERAGAMMA-GE-Millennium MG |  |  |  |  | Covered PM Repair - Biomedical | MHHS-Mem City
NO | NO |  |  |  | 013-14270 |  | GE Medical Systems | MILLENNIUM MYOSIGHT |  |  | SW - HVI - NONINVASIVE CARDIOLOGY | MHHS-Southwest |  |  |  | 013-14270 |  | Southwest |  | SW - HVI - NONINVASIVE CARDIOLOGY | [5 empty] | CAMERAS, GAMMA |  | .needs class | [5 empty] | GE | [7 empty] | Covered PM Repair - Biomedical | MHHS-Southwest
NO | NO | [5 empty] | GE Medical Systems | MP100R |  | SEE11071019GA | NE - TELEMETRY | MHHS-Northeast | [5 empty] | Katy |  | NE - TELEMETRY | [5 empty] | MONITORS, TELEMETRIC |  | MONITORCENTRALSTATION-GE-Carescape MP100R |  |  |  |  | MONITORCENTRALSTATION-GE-Carescape MP100R | GE | [7 empty] | Covered PM Repair - Biomedical | MHHS-Northeast
NO | NO | [5 empty] | GE Medical Systems | MP100R |  | SEE11071008GA | NE - TELEMETRY | MHHS-Northeast | [5 empty] | Katy |  | NE - TELEMETRY | [5 empty] | MONITORS, TELEMETRIC |  | MONITORCENTRALSTATION-GE-Carescape MP100R |  |  |  |  | MONITORCENTRALSTATION-GE-Carescape MP100R | GE | [7 empty] | Covered PM Repair - Biomedical | MHHS-Northeast
NO | NO | [5 empty] | GE Medical Systems | MP100R |  | SEE11071023GA | NE - TELEMETRY | MHHS-Northeast | [5 empty] | Katy |  | NE - TELEMETRY | [5 empty] | MONITORS, TELEMETRIC |  | MONITORCENTRALSTATION-GE-Carescape MP100R |  |  |  |  | MONITORCENTRALSTATION-GE-Carescape MP100R | GE | [7 empty] | Covered PM Repair - Biomedical | MHHS-Northeast
NO | NO | [5 empty] | GE Medical Systems | MP100R |  | SEE11060999GA | NE - TELEMETRY | MHHS-Northeast | [5 empty] | Katy |  | NE - TELEMETRY | [5 empty] | MONITORS, TELEMETRIC |  | MONITORCENTRALSTATION-GE-Carescape MP100R |  |  |  |  | MONITORCENTRALSTATION-GE-Carescape MP100R | GE | [7 empty] | Covered PM Repair - Biomedical | MHHS-Northeast
NO | NO |  |  |  | 142-05850 |  | GE Medical Systems | MP100R |  | SEE13491425GA | NE - TELEMETRY | MHHS-Northeast |  |  |  | 142-05850 |  | Katy |  | NE - TELEMETRY | [5 empty] | MONITORS, TELEMETRIC |  | MONITORCENTRALSTATION-GE-Carescape MP100R |  |  |  |  | MONITORCENTRALSTATION-GE-Carescape MP100R | GE | [7 empty] | Covered PM Repair - Biomedical | MHHS-Northeast
NO | NO |  |  |  | 142-05851 |  | GE Medical Systems | MP100R |  | SEE13481415GA | NE - TELEMETRY | MHHS-Northeast |  |  |  | 142-05851 |  | Katy |  | NE - TELEMETRY | [5 empty] | MONITORS, TELEMETRIC |  | MONITORCENTRALSTATION-GE-Carescape MP100R |  |  |  |  | MONITORCENTRALSTATION-GE-Carescape MP100R | GE | [7 empty] | Covered PM Repair - Biomedical | MHHS-Northeast
NO | NO |  |  |  | 142-06962 |  | GE Medical Systems | MP100R |  | SEE16058655SA | NE - TELEMETRY | MHHS-Northeast |  |  |  | 142-06962 |  | Katy |  | NE - TELEMETRY | [5 empty] | MONITORS, TELEMETRIC |  | MONITORCENTRALSTATION-GE-Carescape MP100R |  |  |  |  | MONITORCENTRALSTATION-GE-Carescape MP100R | GE | [7 empty] | Covered PM Repair - Biomedical | MHHS-Northeast
NO | NO |  |  |  | 142-06964 |  | GE Medical Systems | MP100R |  | SEE16058660SA | NE - TELEMETRY | MHHS-Northeast |  |  |  | 142-06964 |  | Katy |  | NE - TELEMETRY | [5 empty] | MONITORS, TELEMETRIC |  | MONITORCENTRALSTATION-GE-Carescape MP100R |  |  |  |  | MONITORCENTRALSTATION-GE-Carescape MP100R | GE | [7 empty] | Covered PM Repair - Biomedical | MHHS-Northeast
NO | NO |  |  |  | 029-09428 |  | GE Medical Systems | MP100R |  | SEE14031686GA | WOODLANDS - TELEMETRY | MHHS-Woodlands |  |  |  | 029-09428 |  | Woodlands |  | WOODLANDS - TELEMETRY | [5 empty] | MONITORS, TELEMETRIC |  | MONITORCENTRALSTATION-GE-Carescape MP100R |  |  |  |  | MONITORCENTRALSTATION-GE-Carescape MP100R | GE | [7 empty] | Not Covered Vendor Only - Biomedical | MHHS-Woodlands
NO | NO |  |  |  | 029-09429 |  | GE Medical Systems | MP100R |  | SEE14031674GA | WOODLANDS - TELEMETRY | MHHS-Woodlands |  |  |  | 029-09429 |  | Woodlands |  | WOODLANDS - TELEMETRY | [5 empty] | MONITORS, TELEMETRIC |  | MONITORCENTRALSTATION-GE-Carescape MP100R |  |  |  |  | MONITORCENTRALSTATION-GE-Carescape MP100R | GE | [7 empty] | Covered PM Repair - Biomedical | MHHS-Woodlands
NO | NO |  |  |  | 029-09430 |  | GE Medical Systems | MP100R |  | SEE14031683GA | WOODLANDS - TELEMETRY | MHHS-Woodlands |  |  |  | 029-09430 |  | Woodlands |  | WOODLANDS - TELEMETRY | [5 empty] | MONITORS, TELEMETRIC |  | MONITORCENTRALSTATION-GE-Carescape MP100R |  |  |  |  | MONITORCENTRALSTATION-GE-Carescape MP100R | GE | [7 empty] | Covered PM Repair - Biomedical | MHHS-Woodlands
NO | NO |  |  |  | 029-09431 |  | GE Medical Systems | MP100R |  | SEE14031703GA | WOODLANDS - TELEMETRY | MHHS-Woodlands |  |  |  | 029-09431 |  | Woodlands |  | WOODLANDS - TELEMETRY | [5 empty] | MONITORS, TELEMETRIC |  | MONITORCENTRALSTATION-GE-Carescape MP100R |  |  |  |  | MONITORCENTRALSTATION-GE-Carescape MP100R | GE | [7 empty] | Covered PM Repair - Biomedical | MHHS-Woodlands
NO | NO |  |  |  | 029-09432 |  | GE Medical Systems | MP100R |  | SEE14031641GA | WOODLANDS - TELEMETRY | MHHS-Woodlands |  |  |  | 029-09432 |  | Woodlands |  | WOODLANDS - TELEMETRY | [5 empty] | MONITORS, TELEMETRIC |  | MONITORCENTRALSTATION-GE-Carescape MP100R |  |  |  |  | MONITORCENTRALSTATION-GE-Carescape MP100R | GE | [7 empty] | Not Covered Vendor Only - Biomedical | MHHS-Woodlands
NO | NO |  |  |  | 029-11844 |  | GE Medical Systems | MP100R |  | SEE16221559SA | WOODLANDS - TELEMETRY | MHHS-Woodlands |  |  |  | 029-11844 |  | Woodlands |  | WOODLANDS - TELEMETRY | [5 empty] | MONITORS, TELEMETRIC |  | MONITORCENTRALSTATION-GE-Carescape MP100R |  |  |  |  | MONITORCENTRALSTATION-GE-Carescape MP100R | GE | [7 empty] | Covered PM Repair - Biomedical | MHHS-Woodlands
NO | YES |  |  |  | 009-09750 | 009-09750 | GE Medical Systems | MSN/SS CO2 |  | RCJ14378067GA | GH-Cath Lab | MHHS-Greater Heights |  |  |  | 009-09750 | 009-09750 | Central | MHHS-Greater Heights | GH-Cath Lab | GH CATH LAB | 4/1/19 |  | 4/1/20 |  | MONITORS, PHYSIOLOGIC, VITAL SIGNS |  | .needs class | [5 empty] | GE |  |  |  |  | 10/1/20 |  |  | No Coverage Specified | MHHS-Greater Heights
NO | YES |  |  |  | 009-09759 | 009-09759 | GE Medical Systems | MSN/SS CO2 |  | RCJ14378065GA | GH-Cath Lab | MHHS-Greater Heights |  |  |  | 009-09759 | 009-09759 | Central | MHHS-Greater Heights | GH-Cath Lab | GH CATH LAB | 4/1/19 |  | 4/1/20 |  | MONITORS, PHYSIOLOGIC, VITAL SIGNS |  | .needs class | [5 empty] | GE |  |  |  |  | 10/1/20 |  |  | No Coverage Specified | MHHS-Greater Heights
NO | NO |  |  |  | 009-09863 |  | GE Medical Systems | MSN/SS CO2 |  | RCJ14488244GA | GH - CATH LAB | MHHS-Greater Heights |  |  |  | 009-09863 |  | Central & Greater Heights |  | GH - CATH LAB | [5 empty] | MONITORS, PHYSIOLOGIC, VITAL SIGNS |  | .needs class | [5 empty] | GE | [7 empty] | No Coverage Specified | MHHS-Greater Heights
NO | NO |  |  |  | 151-03459 |  | GE Medical Systems | NM 830 |  | 830Y60084 | CY - IMAGING | MHHS-Cypress |  | Camera, SPECT CT |  | 151-03459 |  | Northwest & Cypress |  | CY - IMAGING | [5 empty] | SCANNING SYSTEMS, GAMMA CAMERA, SINGLE PHOTON EMIS |  | CAMERASPECTCT-GE-NM 830 | CAMERASPECTCT | NM 830 |  |  |  | GE | Camera, SPECT CT |  | CAMERASPECTCT-GE-NM 830 |  |  |  |  | Not Covered Vendor Only - Biomedical | MHHS-Cypress
NO | NO | [5 empty] | GE Medical Systems | NURSE CALL SYSTEM |  |  | KATY - CATH LAB | MHHS-Katy |  | System, Intercom |  |  |  | Katy |  | KATY - CATH LAB | [5 empty] | NON-CLINICAL EQUIPMENT, REMOTE EMERGENCY CALL BOX |  | SYSTEMINTERCOM-Unknown-Nurse Call System | SYSTEMINTERCOM | Nurse Call System |  |  |  | Unknown | System, Intercom |  |  | SYSTEMINTERCOM-Unknown-Nurse Call System |  |  |  | Not Covered Vendor Only - Biomedical | MHHS-Katy
NO | NO | [5 empty] | GE Medical Systems | NURSE CALL SYSTEM |  |  | KATY - ER | MHHS-Katy |  | System, Intercom |  |  |  | Katy |  | KATY - ER | [5 empty] | NON-CLINICAL EQUIPMENT, REMOTE EMERGENCY CALL BOX |  | SYSTEMINTERCOM-Unknown-Nurse Call System | SYSTEMINTERCOM | Nurse Call System |  |  |  | Unknown | System, Intercom |  |  | SYSTEMINTERCOM-Unknown-Nurse Call System |  |  |  | Covered PM Repair - Biomedical | MHHS-Katy
NO | NO | [5 empty] | GE Medical Systems | NURSE CALL SYSTEM |  |  | KATY - ER | MHHS-Katy |  | System, Intercom |  |  |  | Katy |  | KATY - ER | [5 empty] | NON-CLINICAL EQUIPMENT, REMOTE EMERGENCY CALL BOX |  | SYSTEMINTERCOM-Unknown-Nurse Call System | SYSTEMINTERCOM | Nurse Call System |  |  |  | Unknown | System, Intercom |  |  | SYSTEMINTERCOM-Unknown-Nurse Call System |  |  |  | Covered PM Repair - Biomedical | MHHS-Katy
NO | NO | [5 empty] | GE Medical Systems | NURSE CALL SYSTEM |  |  | KATY - ER | MHHS-Katy |  | System, Intercom |  |  |  | Katy |  | KATY - ER | [5 empty] | NON-CLINICAL EQUIPMENT, REMOTE EMERGENCY CALL BOX |  | SYSTEMINTERCOM-Unknown-Nurse Call System | SYSTEMINTERCOM | Nurse Call System |  |  |  | Unknown | System, Intercom |  |  | SYSTEMINTERCOM-Unknown-Nurse Call System |  |  |  | Covered PM Repair - Biomedical | MHHS-Katy
NO | NO | [5 empty] | GE Medical Systems | NURSE CALL SYSTEM |  |  | KATY - ICU | MHHS-Katy |  | System, Intercom |  |  |  | Katy |  | KATY - ICU | [5 empty] | NON-CLINICAL EQUIPMENT, REMOTE EMERGENCY CALL BOX |  | SYSTEMINTERCOM-Unknown-Nurse Call System | SYSTEMINTERCOM | Nurse Call System |  |  |  | Unknown | System, Intercom |  |  | SYSTEMINTERCOM-Unknown-Nurse Call System |  |  |  | Covered PM Repair - Biomedical | MHHS-Katy
NO | NO | [5 empty] | GE Medical Systems | NURSE CALL SYSTEM |  |  | KATY - MED/SURG 6TH FLOOR | MHHS-Katy |  | System, Intercom |  |  |  | Katy |  | KATY - MED/SURG 6TH FLOOR | [5 empty] | NON-CLINICAL EQUIPMENT, REMOTE EMERGENCY CALL BOX |  | SYSTEMINTERCOM-Unknown-Nurse Call System | SYSTEMINTERCOM | Nurse Call System |  |  |  | Unknown | System, Intercom |  |  | SYSTEMINTERCOM-Unknown-Nurse Call System |  |  |  | Covered PM Repair - Biomedical | MHHS-Katy
NO | NO | [5 empty] | GE Medical Systems | NURSE CALL SYSTEM |  |  | KATY - MED/SURG 6TH FLOOR | MHHS-Katy |  | System, Intercom |  |  |  | Katy |  | KATY - MED/SURG 6TH FLOOR | [5 empty] | NON-CLINICAL EQUIPMENT, REMOTE EMERGENCY CALL BOX |  | SYSTEMINTERCOM-Unknown-Nurse Call System | SYSTEMINTERCOM | Nurse Call System |  |  |  | Unknown | System, Intercom |  |  | SYSTEMINTERCOM-Unknown-Nurse Call System |  |  |  | Covered PM Repair - Biomedical | MHHS-Katy
NO | NO | [5 empty] | GE Medical Systems | NURSE CALL SYSTEM |  |  | KATY - MED/SURG 6TH FLOOR | MHHS-Katy |  | System, Intercom |  |  |  | Katy |  | KATY - MED/SURG 6TH FLOOR | [5 empty] | NON-CLINICAL EQUIPMENT, REMOTE EMERGENCY CALL BOX |  | SYSTEMINTERCOM-Unknown-Nurse Call System | SYSTEMINTERCOM | Nurse Call System |  |  |  | Unknown | System, Intercom |  |  | SYSTEMINTERCOM-Unknown-Nurse Call System |  |  |  | Covered PM Repair - Biomedical | MHHS-Katy
NO | NO | [5 empty] | GE Medical Systems | NURSE CALL SYSTEM |  |  | KATY - MED/SURG 6TH FLOOR | MHHS-Katy |  | System, Intercom |  |  |  | Katy |  | KATY - MED/SURG 6TH FLOOR | [5 empty] | NON-CLINICAL EQUIPMENT, REMOTE EMERGENCY CALL BOX |  | SYSTEMINTERCOM-Unknown-Nurse Call System | SYSTEMINTERCOM | Nurse Call System |  |  |  | Unknown | System, Intercom |  |  | SYSTEMINTERCOM-Unknown-Nurse Call System |  |  |  | Covered PM Repair - Biomedical | MHHS-Katy
NO | NO | [5 empty] | GE Medical Systems | NURSE CALL SYSTEM |  |  | OPID - (TMC) - MH IMAGING CENTER - 417 | MHHS-OPID |  | System, Intercom |  |  |  | TMC |  | OPID - (TMC) - MH IMAGING CENTER - 417 | [5 empty] | NON-CLINICAL EQUIPMENT, REMOTE EMERGENCY CALL BOX |  | SYSTEMINTERCOM-Unknown-Nurse Call System | SYSTEMINTERCOM | Nurse Call System |  |  |  | Unknown | System, Intercom |  |  | SYSTEMINTERCOM-Unknown-Nurse Call System |  |  |  | Covered PM Repair - Biomedical | MHHS-OPID
NO | NO | [5 empty] | GE Medical Systems | NURSE CALL SYSTEM |  | 41r000133 | OPID - (TMC) - MH IMAGING CENTER - 417 | MHHS-OPID |  | System, Intercom |  |  |  | TMC |  | OPID - (TMC) - MH IMAGING CENTER - 417 | [5 empty] | NON-CLINICAL EQUIPMENT, REMOTE EMERGENCY CALL BOX |  | SYSTEMINTERCOM-Unknown-Nurse Call System | SYSTEMINTERCOM | Nurse Call System |  |  |  | Unknown | System, Intercom |  |  | SYSTEMINTERCOM-Unknown-Nurse Call System |  |  |  | Covered PM Repair - Biomedical | MHHS-OPID
NO | YES |  |  |  | 133-02794 |  | GE Medical Systems | OEC 9800 |  | 82-3846 | KATY - RADIOLOGY | MHHS-Katy |  | C-Arm, Portable |  | 133-02794 |  | Katy |  | KATY - RADIOLOGY |  | 11/8/19 |  |  |  | RADIOGRAPHIC/FLUOROSCOPIC UNITS, MOBILE |  | CARMPORTABLE-GE-OEC 9800 | CARMPORTABLE | OEC 9800 |  |  |  | GE | C-Arm, Portable |  | CARMPORTABLE-GE-OEC 9800 |  | 1/1/14 |  |  | Not Covered Vendor Only - Biomedical | MHHS-Katy
NO | YES |  |  |  | 041-18689 | 041-18689 | GE Medical Systems | OEC 9800 PLUS |  | 89-3793 | MEMORIAL CITY - Ortho Surgery | MHHS-Mem City |  | C-Arm, Portable |  | 041-18689 | 041-18689 | West | Memorial City- Memorial Hermann Hospital | MEMORIAL CITY - Ortho Surgery | Hallway |  |  |  |  | RADIOGRAPHIC/FLUOROSCOPIC UNITS, MOBILE |  | CARMPORTABLE-GE-OEC 9800 Plus | CARMPORTABLE | OEC 9800 Plus |  |  |  | GE | C-Arm, Portable |  | CARMPORTABLE-GE-OEC 9800 Plus |  | 1/1/14 |  |  | Not Covered Vendor Only - Biomedical | MHHS-Mem City
NO | YES |  |  |  | 041-18927 |  | GE Medical Systems | OEC 9800 PLUS |  | 82-4149 | MEMORIAL CITY - RADIOLOGY - OUTPATIENT | MHHS-Mem City |  | C-Arm, Portable |  | 041-18927 |  | West & Memorial City |  | MEMORIAL CITY - RADIOLOGY - OUTPATIENT |  | 7/22/19 |  |  |  | RADIOGRAPHIC/FLUOROSCOPIC UNITS, MOBILE |  | CARMPORTABLE-GE-OEC 9800 Plus | CARMPORTABLE | OEC 9800 Plus |  |  |  | GE | C-Arm, Portable |  | CARMPORTABLE-GE-OEC 9800 Plus |  | 1/1/14 |  |  | Not Covered Vendor Only - Biomedical | MHHS-Mem City
NO | YES |  |  |  | R-929-CA4 | R-929-CA4 | GE Medical Systems | OEC 9800 PLUS |  | 8S-3050 | MHOSH-Radiology | MHHS Orthopedic & Spine |  | C-Arm, Portable |  | R-929-CA4 | R-929-CA4 | Central & Greater Heights | MHHS-Orthopedic & Spine | MHOSH-Radiology |  | 12/18/18 |  |  |  | RADIOGRAPHIC/FLUOROSCOPIC UNITS, MOBILE | C-Arm, Portable | CARMPORTABLE-GE-OEC 9800 Plus | CARMPORTABLE | OEC 9800 Plus |  |  |  | GE | C-Arm, Portable |  | CARMPORTABLE-GE-OEC 9800 Plus |  | 1/1/14 | MHOSH Inventory Dec 2019 into 2020 - Copy.xls - Newly Verified | CAP-A | Not Covered Vendor Only - Biomedical | MHHS Orthopedic & Spine | [8 empty] | CARMPORTABLE | C-Arm, Portable | GE
NO | NO |  |  |  | 241-02605 |  | GE Medical Systems | OEC 9800 PLUS |  | 82-4175 | TIRR - UROLOGY/SPEC PROC (17) | MHHS-TIRR |  | C-Arm, Portable |  | 241-02605 |  | TMC |  | TIRR - UROLOGY/SPEC PROC (17) | [5 empty] | RADIOGRAPHIC/FLUOROSCOPIC UNITS, MOBILE |  | CARMPORTABLE-GE-OEC 9800 Plus | CARMPORTABLE | OEC 9800 Plus |  |  |  | GE | C-Arm, Portable |  | CARMPORTABLE-GE-OEC 9800 Plus |  |  |  |  | Not Covered Vendor Only - Biomedical | MHHS-TIRR
NO | YES |  |  |  | 009-09689 | 009-09689 | GE Medical Systems | OEC 9900 ELITE VAS 8 |  | E2XXXX05858 | GH-OR | MHHS-Greater Heights |  |  |  | 009-09689 | 009-09689 | Central Greater Heights | MHHS-Greater Heights | GH-OR | Hallway | 10/1/19 |  | 10/1/20 |  | RADIOGRAPHIC/FLUOROSCOPIC UNITS, MOBILE |  | .needs class | [5 empty] | GE |  |  |  |  | 11/24/25 |  |  | Not Covered Vendor Only - Biomedical | MHHS-Greater Heights
NO | YES |  |  |  | 133-08034 | 133-08034 | GE Medical Systems | OEC 9900 ELITE VAS 8 |  | ES-3453 | Katy-OR | MHHS-Katy |  |  |  | 133-08034 | 133-08034 | Katy | MHHS-Katy | Katy-OR | Surgery | 7/1/19 | 7/1/20 |  |  | RADIOGRAPHIC/FLUOROSCOPIC UNITS, MOBILE |  | .needs class | [5 empty] | GE |  |  |  |  | 11/24/25 |  |  | Not Covered Vendor Only - Biomedical | MHHS-Katy | [5 empty] | 3/1/15
NO | YES |  |  |  | R-929-CA1 | R-929-CA1 | GE Medical Systems | OEC 9900 ELITE VAS 8 |  | ES-0988 | MHOSH-Radiology | MHHS Orthopedic & Spine |  |  |  | R-929-CA1 | R-929-CA1 | Central & Greater Heights | MHHS-Orthopedic & Spine | MHOSH-Radiology |  | 1/30/19 |  |  |  | RADIOGRAPHIC/FLUOROSCOPIC UNITS, MOBILE |  | .needs class | [5 empty] | GE |  |  |  |  | 11/24/25 | MHOSH Inventory Dec 2019 into 2020 - Copy.xls - Newly Verified |  | Not Covered Vendor Only - Biomedical | MHHS Orthopedic & Spine
NO | YES |  |  |  | R-929-CA3 | R-929-CA3 | GE Medical Systems | OEC 9900 ELITE VAS 8 |  | ES-1361 | MHOSH-Radiology | MHHS Orthopedic & Spine |  |  |  | R-929-CA3 | R-929-CA3 | Central & Greater Heights | MHHS-Orthopedic & Spine | MHOSH-Radiology |  | 11/30/18 |  |  |  | RADIOGRAPHIC/FLUOROSCOPIC UNITS, MOBILE |  | .needs class | [5 empty] | GE |  |  |  |  | 11/24/25 | MHOSH Inventory Dec 2019 into 2020 - Copy.xls - Newly Verified |  | Not Covered Vendor Only - Biomedical | MHHS Orthopedic & Spine
NO | YES |  |  |  | 029-12940 | 029-12940 | GE Medical Systems | OEC ELITE MINIVIEW |  | BB5SU1900211HL | Woodlands-OR | MHHS-Woodlands |  | C-Arm, Portable |  | 029-12940 | 029-12940 | Woodlands | MHHS-Woodlands | Woodlands-OR | Cath lab | 12/1/19 | 12/1/20 |  |  | RADIOGRAPHIC/FLUOROSCOPIC UNITS, MOBILE | C-Arm, Portable | CARMPORTABLE-GE-OEC Elite MiniView | CARMPORTABLE | OEC Elite MiniView |  |  |  | GE | C-Arm, Portable |  | CARMPORTABLE-GE-OEC Elite MiniView |  | 11/24/25 |  | CAP-A | Not Covered Vendor Only - Biomedical | MHHS-Woodlands | [8 empty] | CARMPORTABLE | C-Arm, Portable | GE
NO | YES |  |  |  | R-069-CA11 |  | GE Medical Systems | OEC MINIVIEW 6800 |  | 86-0338 | TMC - RADIOLOGY - CHILDRENS HOSPITAL | MHHS-TMC |  |  |  | R-069-CA11 |  | TMC |  | TMC - RADIOLOGY - CHILDRENS HOSPITAL |  | 3/21/19 |  |  |  | RADIOGRAPHIC/FLUOROSCOPIC UNITS, MOBILE |  | .needs class | [5 empty] | GE |  |  |  |  | 11/24/25 |  |  | Not Covered Vendor Only - Biomedical | MHHS-TMC
NO | YES |  |  |  | R-145-CT |  | GE Medical Systems | OPTIMA 660 |  | 357094HM2 | PEARLAND - RADIOLOGY | MHHS-Pearland Hospital |  |  |  | R-145-CT |  | Pearland |  | PEARLAND - RADIOLOGY |  | 8/21/19 |  |  |  | SCANNING SYSTEMS, COMPUTED TOMOGRAPHY |  | .needs class | [5 empty] | GE |  |  |  |  | 12/1/17 |  |  | Covered PM Repair - Biomedical | MHHS-Pearland Hospital
NO | YES |  |  |  | 129-05998 | 129-05998 | GE Medical Systems | OPTIMA 660 |  |  | SUGAR LAND - RADIOLOGY | MHHS-Sugarland |  |  |  | 129-05998 | 129-05998 | Sugar Land | Memorial Hermann Sugar Land | SUGAR LAND - RADIOLOGY | Sugar Land West Tower CT Room 1 |  |  |  |  | SCANNING SYSTEMS, COMPUTED TOMOGRAPHY |  | .needs class | [5 empty] | GE |  |  |  |  | 12/1/17 |  |  | Covered PM Repair - Biomedical | MHHS-Sugarland | [5 empty] | 7/1/16
NO | NO |  |  |  | R-069-RTCT |  | GE Medical Systems | OPTIMA CT580 RT |  | 425035CN3 | TMC - PLAZA - CANCER CENTER (STE 2900) | MHHS-TMC |  |  |  | R-069-RTCT |  | TMC |  | TMC - PLAZA - CANCER CENTER (STE 2900) | [5 empty] | SCANNING SYSTEMS, COMPUTED TOMOGRAPHY |  | .needs class | [5 empty] | GE | [7 empty] | Covered PM Repair - Biomedical | MHHS-TMC
NO | YES |  |  |  | 009-09679 | 009-09679 | GE Medical Systems | OPTIMA XR646 |  | HL033CFG | GH-Radiology | MHHS-Greater Heights |  | Radiographic Unit |  | 009-09679 | 009-09679 | Central | MHHS-Greater Heights | GH-Radiology | Xray1 | 6/1/19 |  |  |  | RADIOGRAPHIC SYSTEMS, DIGITAL | Radiographic Unit | RADIOGRAPHICUNIT-GE-Optima XR646 | RADIOGRAPHICUNIT | Optima XR646 |  |  |  | GE | Radiographic Unit |  | RADIOGRAPHICUNIT-GE-Optima XR646 |  | 2/1/18 |  | RU-A | Covered PM Repair - Biomedical | MHHS-Greater Heights | [8 empty] | RADIOGRAPHICUNIT | Radiographic Unit | GE
NO | YES |  |  |  | 009-09233 | 009-09233 | GE Medical Systems | OPTIMA XR646 |  | 1037855WK2 | GH-Radiology | MHHS-Greater Heights |  | Radiographic Unit |  | 009-09233 | 009-09233 | Central | MHHS-Greater Heights | GH-Radiology | XRay4 | 7/1/19 |  |  |  | RADIOGRAPHIC SYSTEMS, DIGITAL | Radiographic Unit | RADIOGRAPHICUNIT-GE-Optima XR646 | RADIOGRAPHICUNIT | Optima XR646 |  |  |  | GE | Radiographic Unit |  | RADIOGRAPHICUNIT-GE-Optima XR646 |  |  |  | RU-A | Not Covered Vendor Only - Biomedical | MHHS-Greater Heights | [8 empty] | RADIOGRAPHICUNIT | Radiographic Unit | GE
NO | YES |  |  |  | 009-09477 | 009-09477 | GE Medical Systems | OPTIMA XR646 |  | 1038309WK9 | GH-Radiology | MHHS-Greater Heights |  | Radiographic Unit |  | 009-09477 | 009-09477 | Central | MHHS-Greater Heights | GH-Radiology | XRay2 |  |  |  |  | RADIOGRAPHIC SYSTEMS, DIGITAL | Radiographic Unit | RADIOGRAPHICUNIT-GE-Optima XR646 | RADIOGRAPHICUNIT | Optima XR646 |  |  |  | GE | Radiographic Unit |  | RADIOGRAPHICUNIT-GE-Optima XR646 |  |  |  | RU-A | Not Covered Vendor Only - Biomedical | MHHS-Greater Heights | [8 empty] | RADIOGRAPHICUNIT | Radiographic Unit | GE
NO | YES | Asset Tag 013-36429 |  |  | 013-36429 | 013-36429 | GE Medical Systems | OPTIMA XR646 |  | 6CR715W3XD | SW-Radiology | MHHS-Southwest |  | Radiographic Unit |  | 013-36429 | 013-36429 | Southwest | MHHS-Southwest | SW-Radiology | Rad Rm 5 | 8/1/19 |  | 8/1/20 |  | RADIOGRAPHIC SYSTEMS, DIGITAL | Radiographic Unit | RADIOGRAPHICUNIT-GE-Optima XR646 | RADIOGRAPHICUNIT | Optima XR646 |  |  |  | GE | Radiographic Unit |  | RADIOGRAPHICUNIT-GE-Optima XR646 |  |  |  | RU-A | Not Covered Vendor Only - Biomedical | MHHS-Southwest | [8 empty] | RADIOGRAPHICUNIT | Radiographic Unit | GE
NO | YES |  |  |  | 013-36671 | 013-36671 | GE Medical Systems | OPTIMA XR646 |  | 1038316WK4 | SW-Radiology | MHHS-Southwest |  | Radiographic Unit |  | 013-36671 | 013-36671 | Southwest | MHHS-Southwest | SW-Radiology | Rad Rm 1 |  |  |  |  | RADIOGRAPHIC SYSTEMS, DIGITAL | Radiographic Unit | RADIOGRAPHICUNIT-GE-Optima XR646 | RADIOGRAPHICUNIT | Optima XR646 |  |  |  | GE | Radiographic Unit |  | RADIOGRAPHICUNIT-GE-Optima XR646 |  |  |  | RU-A | Not Covered Vendor Only - Biomedical | MHHS-Southwest | [8 empty] | RADIOGRAPHICUNIT | Radiographic Unit | GE
NO | YES |  |  |  | R-241-RAD2 |  | GE Medical Systems | OPTIMA XR646 |  | R3SS1700296 | TIRR - RADIOLOGY | MHHS-TIRR |  | Radiographic Unit |  | R-241-RAD2 |  | TMC |  | TIRR - RADIOLOGY |  | 7/5/19 |  |  |  | RADIOGRAPHIC SYSTEMS, DIGITAL |  | RADIOGRAPHICUNIT-GE-Optima XR646 | RADIOGRAPHICUNIT | Optima XR646 |  |  |  | GE | Radiographic Unit |  | RADIOGRAPHICUNIT-GE-Optima XR646 |  |  |  |  | Not Covered Vendor Only - Biomedical | MHHS-TIRR
NO | YES |  |  |  | 009-09680 | 009-09680 | GE Medical Systems | OPTIMA XR646 |  |  | GH-Radiology |  |  |  |  | 009-09680 | 009-09680 | Central | MHHS-Greater Heights | GH-Radiology | Xray1
NO | NO | [5 empty] | GE Medical Systems | P2 D |  | 11 F 2717 | TMC - CHILDRENS - PROCEDURE SUITE (GHP) | MHHS-TMC |  | Transducer, Ultrasound |  |  |  | TMC |  | TMC - CHILDRENS - PROCEDURE SUITE (GHP) | [5 empty] | PROBES, ULTRASONIC |  | TRANSDUCERULTRASOUND-GE-P2D | TRANSDUCERULTRASOUND | P2D |  |  |  | GE | Transducer, Ultrasound |  |  | TRANSDUCERULTRASOUND-GE-P2D |  |  |  | Covered PM Repair - Biomedical | MHHS-TMC
NO | YES |  |  |  | 129-07939 | 129-07939 | GE Medical Systems | PANDA 1502 |  | PBWY72318 | Sugar Land-Labor & Delivery | MHHS-Sugarland |  |  |  | 129-07939 | 129-07939 | Sugar Land | MHHS-Sugarland | Sugar Land-Labor & Delivery | L | 10/1/19 |  | 4/1/20 |  | WARMING UNITS, PATIENT, RADIANT, INFANT |  | .needs class | [5 empty] | GE |  |  |  |  | 8/20/13 |  |  | Covered PM Repair - Biomedical | MHHS-Sugarland
NO | YES |  |  |  | 129-07940 | 129-07940 | GE Medical Systems | PANDA 1502 |  | PBWY72324 | Sugar Land-Labor & Delivery | MHHS-Sugarland |  |  |  | 129-07940 | 129-07940 | Sugar Land | MHHS-Sugarland | Sugar Land-Labor & Delivery | L | 10/1/19 |  | 4/1/20 |  | WARMING UNITS, PATIENT, RADIANT, INFANT |  | .needs class | [5 empty] | GE |  |  |  |  | 3/5/15 |  |  | Covered PM Repair - Biomedical | MHHS-Sugarland
YES | YES |  |  |  | 099-01252 | 099-01252 | GE Medical Systems | Patient Data Module |  | SPX19330095SA | [5 empty] | 099-01252 | 099-01252 | Katy | Memorial Hermann Northeast Hospital |  | Biomed Shop | 2/1/20 |  |  | New
YES | YES |  |  |  | 099-00033 | 099-00033 | GE Medical Systems | Patient Data Module |  | SPX19450159SA | [5 empty] | 099-00033 | 099-00033 | Katy | Memorial Hermann Northeast Hospital |  | Biomed Shop | 2/1/20 |  |  | New
NO | YES |  |  |  | 151-02911 | 151-02911 | GE Medical Systems | PDM BASE STATION PLUS |  | SKR18492298TA | CY-Cardiac Cath Lab | MHHS-Cypress |  |  |  | 151-02911 | 151-02911 | Northwest | MHHS-Cypress | CY-Cardiac Cath Lab | Cath lab | 3/1/19 | 3/1/20 |  |  | PHYSIOLOGIC MONITOR MODULES |  | .needs class | [5 empty] | GE |  |  |  |  | 8/28/20 |  |  | Not Covered Vendor Only - Biomedical | MHHS-Cypress
NO | YES |  |  |  | 041-17914 | 041-17914 | GE Medical Systems | PDM BASE STATION PLUS |  | SJJ13050053SA | MEMORIAL CITY - CENTRAL SUPPLY | MHHS-Mem City |  |  |  | 041-17914 | 041-17914 | West | Memorial city hear and vascular - memorial city | MEMORIAL CITY - CENTRAL SUPPLY | Cath lab 2 |  |  |  |  | PHYSIOLOGIC MONITOR MODULES |  | .needs class | [5 empty] | GE | [7 empty] | Not Covered Vendor Only - Biomedical | MHHS-Mem City
NO | YES |  |  |  | 041-17935 | 041-17935 | GE Medical Systems | PDM BASE STATION PLUS |  | SJJ13050050SA | MEMORIAL CITY - CATH LAB | MHHS-Mem City |  |  |  | 041-17935 | 041-17935 | West | Memorial herman heart and vascular - memorial city | MEMORIAL CITY - CATH LAB | Cath lab 5 |  |  |  |  | PHYSIOLOGIC MONITOR MODULES |  | .needs class | [5 empty] | GE | [7 empty] | Not Covered Vendor Only - Biomedical | MHHS-Mem City
NO | YES |  |  |  | 041-18622 | 041-18622 | GE Medical Systems | PDM BASE STATION PLUS |  | SJJ14030188SA | MEMORIAL CITY - CATH LAB | MHHS-Mem City |  |  |  | 041-18622 | 041-18622 | West | Memorial herman heart and vascular - memorial city | MEMORIAL CITY - CATH LAB | Ct room 1 |  |  |  |  | PHYSIOLOGIC MONITOR MODULES |  | .needs class | [5 empty] | GE | [7 empty] | Not Covered Vendor Only - Biomedical | MHHS-Mem City
NO | YES |  |  |  | 041-32577 | 041-32577 | GE Medical Systems | PDM BASE STATION PLUS |  | SJJ18210968SA | MEMORIAL CITY - CATH LAB | MHHS-Mem City |  |  |  | 041-32577 | 041-32577 | West | Memorial Hermann Heart | MEMORIAL CITY - CATH LAB | Cath Lab 3 |  |  |  |  | PHYSIOLOGIC MONITOR MODULES |  | .needs class | [5 empty] | GE | [7 empty] | Not Covered Vendor Only - Biomedical | MHHS-Mem City
NO | YES |  |  |  | 041-32578 | 041-32578 | GE Medical Systems | PDM BASE STATION PLUS |  | SJJ18210974SA | MEMORIAL CITY - CATH LAB | MHHS-Mem City |  |  |  | 041-32578 | 041-32578 | West | Memorial Hermann - Memorial City | MEMORIAL CITY - CATH LAB | Interventional Radiology Room 1 |  |  |  |  | PHYSIOLOGIC MONITOR MODULES |  | .needs class | [5 empty] | GE | [7 empty] | Not Covered Vendor Only - Biomedical | MHHS-Mem City
NO | YES |  |  |  | 005-12980 | 005-12980 | GE Medical Systems | PDM BASE STATION PLUS |  | SA318220126sa | SE-OR | MHHS-Southeast |  |  |  | 005-12980 | 005-12980 | Southeast | MHHS-Southeast | SE-OR | Hybrid OR | 4/1/19 |  | 4/1/20 |  | PHYSIOLOGIC MONITOR MODULES |  | .needs class | [5 empty] | GE |  |  |  |  | 8/28/20 |  |  | Not Covered Vendor Only - Biomedical | MHHS-Southeast
NO | YES |  |  |  | 074-05442 | 074-05442 | GE Medical Systems | PDM BASE STATION PLUS |  | SKR16310190TA | TMC-Cath Lab-Adult (2Hvi) | MHHS-TMC |  |  |  | 074-05442 | 074-05442 | TMC | MHHS-TMC | TMC-Cath Lab-Adult (2Hvi) | OR6 |  |  |  |  | PHYSIOLOGIC MONITOR MODULES |  | .needs class | [5 empty] | GE |  |  |  |  | 8/27/20 |  |  | Not Covered Vendor Only - Biomedical | MHHS-TMC
NO | NO |  |  |  | 074-05808 |  | GE Medical Systems | PDM BASE STATION PLUS |  | SKR18452127TA | TMC - CATH LAB - PEDI (GHP) | MHHS-TMC |  |  |  | 074-05808 |  | TMC |  | TMC - CATH LAB - PEDI (GHP) | [5 empty] | PHYSIOLOGIC MONITOR MODULES |  | .needs class | [5 empty] | GE | [7 empty] | Not Covered Vendor Only - Biomedical | MHHS-TMC
NO | YES |  |  |  | R-005-IP6 |  | GE Medical Systems | PRECISION |  | 1012230WK7 | SE - RADIOLOGY | MHHS-Southeast |  | Monitor, Vital Signs |  | R-005-IP6 |  | Southeast & Bay Area |  | SE - RADIOLOGY |  | 8/6/19 |  |  |  | RADIOGRAPHIC/FLUOROSCOPIC SYSTEMS |  | MONITORVITALSIGNS-Acteh-Precision | MONITORVITALSIGNS | Precision |  |  |  | Acteh | Monitor, Vital Signs |  |  | MONITORVITALSIGNS-Acteh-Precision | 3/18/20 |  |  | Not Covered Vendor Only - Biomedical | MHHS-Southeast
NO | YES | [5 empty] | GE Medical Systems | PRECISION 500 |  | 1032397WK0 | NE - RADIOLOGY | MHHS-Northeast | [5 empty] | Katy |  | NE - RADIOLOGY |  | 1/18/19 |  |  |  | RADIOGRAPHIC/FLUOROSCOPIC SYSTEMS |  | .needs class | [5 empty] | GE |  |  |  |  | 8/20/14 |  |  | Covered PM Repair - Biomedical | MHHS-Northeast
NO | YES |  |  |  | R-133-08324 |  | GE Medical Systems | PRECISION 500 |  | 1029912WK1 | OPID - (KY) - KATY - 445 (MP1) | MHHS-OPID |  |  |  | R-133-08324 |  | Katy |  | OPID - (KY) - KATY - 445 (MP1) |  | 1/16/19 |  |  |  | RADIOGRAPHIC/FLUOROSCOPIC SYSTEMS |  | .needs class | [5 empty] | GE |  |  |  |  | 8/20/14 |  |  | Covered PM Repair - Biomedical | MHHS-OPID
NO | YES |  |  |  | R-145-RF |  | GE Medical Systems | PRECISION 500D |  | 25403M37 | PEARLAND - RADIOLOGY | MHHS-Pearland Hospital |  | Radiographic Unit, Radio/Fluoro |  | R-145-RF |  | Pearland |  | PEARLAND - RADIOLOGY |  | 2/21/19 |  |  |  | RADIOGRAPHIC/FLUOROSCOPIC SYSTEMS |  | RADIOGRAPHICUNITRADFLUORO-GE-Precision 500D | RADIOGRAPHICUNITRADFLUORO | Precision 500D |  |  |  | GE | Radiographic Unit, Radio/Fluoro |  | RADIOGRAPHICUNITRADFLUORO-GE-Precision 500D |  |  |  |  | Covered PM Repair - Biomedical | MHHS-Pearland Hospital
NO | YES |  |  |  | 009-10088 | 009-10088 | GE Medical Systems | PRN 50-M |  | A1999350 | GH-Cath Lab | MHHS-Greater Heights |  |  |  | 009-10088 | 009-10088 | Central | MHHS-Greater Heights | GH-Cath Lab | Nurse station | 4/1/19 |  | 4/1/20 |  | RECORDERS, GRAPHIC | Printer | PRINTER-GE-PRN-50M |  |  |  |  | PRINTER-GE-PRN-50M | GE | [7 empty] | Covered PM Repair - Radiology, Low End | MHHS-Greater Heights | [8 empty] | PRINTER | Printer | GE
NO | YES |  |  |  | 142-06705 | 142-06705 | GE Medical Systems | PRN 50-M |  | A1947400 | NE-Day Surgery | MHHS-Northeast |  |  |  | 142-06705 | 142-06705 | Katy | MHHS-Northeast | NE-Day Surgery | Nurses station | 4/1/19 | 4/1/20 |  |  | RECORDERS, GRAPHIC | Printer | PRINTER-GE-PRN-50M |  |  |  |  | PRINTER-GE-PRN-50M | GE | [7 empty] | Covered PM Repair - Radiology, Low End | MHHS-Northeast | [8 empty] | PRINTER | Printer | GE
NO | YES |  |  |  | 074-05648 | 074-05648 | GE Medical Systems | PRN 50-M |  | A2179321 | TMC-HVI-Heart Failure ICU (5Hvi) | MHHS-TMC |  |  |  | 074-05648 | 074-05648 | TMC | MHHS-TMC | TMC-HVI-Heart Failure ICU (5Hvi) | [5 empty] | RECORDERS, GRAPHIC | Printer | PRINTER-GE-PRN-50M |  |  |  |  | PRINTER-GE-PRN-50M | GE | [7 empty] | Covered PM Repair - Radiology, Low End | MHHS-TMC | [8 empty] | PRINTER | Printer | GE
NO | YES |  |  |  | 074-05650 | 074-05650 | GE Medical Systems | PRN 50-M |  | A2178842 | TMC-HVI-Heart Failure ICU (5Hvi) | MHHS-TMC |  |  |  | 074-05650 | 074-05650 | TMC | MHHS-TMC | TMC-HVI-Heart Failure ICU (5Hvi) | [5 empty] | RECORDERS, GRAPHIC | Printer | PRINTER-GE-PRN-50M |  |  |  |  | PRINTER-GE-PRN-50M | GE |  |  |  |  | 4/8/20 |  |  | Not Covered Vendor Only - Biomedical | MHHS-TMC | [8 empty] | PRINTER | Printer | GE
NO | YES |  |  |  | 074-05931 | 074-05931 | GE Medical Systems | PRN 50-M |  | A2170108 | TMC-HVI-Heart Failure ICU (5Hvi) | MHHS-TMC |  |  |  | 074-05931 | 074-05931 | TMC | MHHS-TMC | TMC-HVI-Heart Failure ICU (5Hvi) | [5 empty] | RECORDERS, GRAPHIC | Printer | PRINTER-GE-PRN-50M |  |  |  |  | PRINTER-GE-PRN-50M | GE | [7 empty] | Covered PM Repair - Biomedical | MHHS-TMC | [8 empty] | PRINTER | Printer | GE
NO | YES |  |  |  | 074-05932 | 074-05932 | GE Medical Systems | PRN 50-M |  | A2161713 | IICU | MHHS-TMC |  |  |  | 074-05932 | 074-05932 | TMC | Memorial Hermann-Texas Medical Center | IICU | [5 empty] | RECORDERS, GRAPHIC | Printer | PRINTER-GE-PRN-50M |  |  |  |  | PRINTER-GE-PRN-50M | GE |  |  |  |  | 1/16/14 |  |  | Covered PM Repair - Radiology, Low End | MHHS-TMC | [8 empty] | PRINTER | Printer | GE
NO | YES |  |  |  | 074-05933 | 074-05933 | GE Medical Systems | PRN 50-M |  | A2161715 | TMC-HVI-Heart Failure ICU (5Hvi) | MHHS-TMC |  |  |  | 074-05933 | 074-05933 | TMC | MHHS-TMC | TMC-HVI-Heart Failure ICU (5Hvi) | [5 empty] | RECORDERS, GRAPHIC | Printer | PRINTER-GE-PRN-50M |  |  |  |  | PRINTER-GE-PRN-50M | GE | [7 empty] | Covered PM Repair - Radiology, Low End | MHHS-TMC | [8 empty] | PRINTER | Printer | GE
NO | YES |  |  |  | 074-05934 | 074-05934 | GE Medical Systems | PRN 50-M |  | A2170126 | IICU | MHHS-TMC |  |  |  | 074-05934 | 074-05934 | TMC | Memorial Hermann-Texas Medical Center | IICU | [5 empty] | RECORDERS, GRAPHIC | Printer | PRINTER-GE-PRN-50M |  |  |  |  | PRINTER-GE-PRN-50M | GE |  |  |  |  | 10/29/19 |  |  | Covered PM Repair - Radiology, High End | MHHS-TMC | [8 empty] | PRINTER | Printer | GE
NO | YES |  |  |  | 074-05935 | 074-05935 | GE Medical Systems | PRN 50-M |  | A2170092 | ICU | MHHS-TMC |  |  |  | 074-05935 | 074-05935 | TMC | Memorial Hermann-Texas Medical Center | ICU | Suite 520 |  |  |  |  | RECORDERS, GRAPHIC | Printer | PRINTER-GE-PRN-50M |  |  |  |  | PRINTER-GE-PRN-50M | GE |  |  |  |  | 1/29/20 |  |  | Not Covered Vendor Only - Biomedical | MHHS-TMC | [8 empty] | PRINTER | Printer | GE
NO | YES |  |  |  | 074-05936 | 074-05936 | GE Medical Systems | PRN 50-M |  | A2168525 | TMC-HVI-Heart Failure ICU (5Hvi) | MHHS-TMC |  |  |  | 074-05936 | 074-05936 | TMC | MHHS-TMC | TMC-HVI-Heart Failure ICU (5Hvi) | [5 empty] | RECORDERS, GRAPHIC | Printer | PRINTER-GE-PRN-50M |  |  |  |  | PRINTER-GE-PRN-50M | GE |  |  |  |  | 4/6/19 |  |  | Covered PM Repair - Radiology, High End | MHHS-TMC | [8 empty] | PRINTER | Printer | GE
NO | YES |  |  |  | 074-05647 | 074-05647 | GE Medical Systems | PRN 50-M |  | A2178840 | TMC-HVI-Heart Failure ICU (5Hvi) | MHHS-TMC |  |  |  | 074-05647 | 074-05647 | TMC | MHHS-TMC | TMC-HVI-Heart Failure ICU (5Hvi) | [5 empty] | RECORDERS, GRAPHIC | Printer | PRINTER-GE-PRN-50M |  |  |  |  | PRINTER-GE-PRN-50M | GE | [7 empty] | Not Covered Vendor Only - Biomedical | MHHS-TMC | [8 empty] | PRINTER | Printer | GE
NO | YES |  |  |  | 074-05651 | 074-05651 | GE Medical Systems | PRN 50-M |  | A2179308 | TMC-HVI-Heart Failure ICU (5Hvi) | MHHS-TMC |  |  |  | 074-05651 | 074-05651 | TMC | MHHS-TMC | TMC-HVI-Heart Failure ICU (5Hvi) | [5 empty] | RECORDERS, GRAPHIC | Printer | PRINTER-GE-PRN-50M |  |  |  |  | PRINTER-GE-PRN-50M | GE | [7 empty] | Covered PM Repair - Radiology, Low End | MHHS-TMC | [8 empty] | PRINTER | Printer | GE
NO | YES |  |  |  | 074-05652 | 074-05652 | GE Medical Systems | PRN 50-M |  | A2179323 | TMC-HVI-Heart Failure ICU (5Hvi) | MHHS-TMC |  |  |  | 074-05652 | 074-05652 | TMC | MHHS-TMC | TMC-HVI-Heart Failure ICU (5Hvi) | [5 empty] | RECORDERS, GRAPHIC | Printer | PRINTER-GE-PRN-50M |  |  |  |  | PRINTER-GE-PRN-50M | GE | [7 empty] | Covered PM Repair - Radiology, Low End | MHHS-TMC | [8 empty] | PRINTER | Printer | GE
NO | YES |  |  |  | 074-05653 | 074-05653 | GE Medical Systems | PRN 50-M |  | A2179322 | TMC-HVI-Heart Failure ICU (5Hvi) | MHHS-TMC |  |  |  | 074-05653 | 074-05653 | TMC | MHHS-TMC | TMC-HVI-Heart Failure ICU (5Hvi) | [5 empty] | RECORDERS, GRAPHIC | Printer | PRINTER-GE-PRN-50M |  |  |  |  | PRINTER-GE-PRN-50M | GE |  |  |  |  | 3/5/18 |  |  | Covered PM Repair - Radiology, Low End | MHHS-TMC | [8 empty] | PRINTER | Printer | GE
NO | YES |  |  |  | 074-05655 | 074-05655 | GE Medical Systems | PRN 50-M |  | A2178839 | TMC-HVI-Heart Failure ICU (5Hvi) | MHHS-TMC |  |  |  | 074-05655 | 074-05655 | TMC | MHHS-TMC | TMC-HVI-Heart Failure ICU (5Hvi) | [5 empty] | RECORDERS, GRAPHIC | Printer | PRINTER-GE-PRN-50M |  |  |  |  | PRINTER-GE-PRN-50M | GE |  |  |  |  | 1/4/14 |  |  | Covered PM Repair - Radiology, Low End | MHHS-TMC | [8 empty] | PRINTER | Printer | GE
NO | YES |  |  |  | 074-05656 | 074-05656 | GE Medical Systems | PRN 50-M |  | A2179324 | ICU | MHHS-TMC |  |  |  | 074-05656 | 074-05656 | TMC | Memorial Hermann-Texas Medical Center | ICU | [5 empty] | RECORDERS, GRAPHIC | Printer | PRINTER-GE-PRN-50M |  |  |  |  | PRINTER-GE-PRN-50M | GE | [7 empty] | Covered PM Repair - Radiology, Low End | MHHS-TMC | [8 empty] | PRINTER | Printer | GE
NO | YES |  |  |  | 029-10741 | 029-10741 | GE Medical Systems | PRN 50-M |  | A1968661 | Woodlands-CVICU | MHHS-Woodlands |  |  |  | 029-10741 | 029-10741 | Woodlands | MHHS-Woodlands | Woodlands-CVICU | Nursing station | 5/1/19 |  | 5/1/20 |  | RECORDERS, GRAPHIC | Printer | PRINTER-GE-PRN-50M |  |  |  |  | PRINTER-GE-PRN-50M | GE | [7 empty] | Covered PM Repair - Biomedical | MHHS-Woodlands | [8 empty] | PRINTER | Printer | GE
NO | YES |  |  |  | 029-12739 | 029-12739 | GE Medical Systems | PRN 50-M |  | A2118129 | Woodlands-Birth Center | MHHS-Woodlands |  |  |  | 029-12739 | 029-12739 | Woodlands | MHHS-Woodlands | Woodlands-Birth Center | L |  |  |  |  | RECORDERS, GRAPHIC | Printer | PRINTER-GE-PRN-50M |  |  |  |  | PRINTER-GE-PRN-50M | GE | [7 empty] | Covered PM Repair - Radiology, Low End | MHHS-Woodlands | [8 empty] | PRINTER | Printer | GE
NO | YES |  |  |  | 029-12755 | 029-12755 | GE Medical Systems | PRN 50-M |  | A2168432 | Woodlands-Central Supply | MHHS-Woodlands |  |  |  | 029-12755 | 029-12755 | Woodlands | MHHS-Woodlands | Woodlands-Central Supply | PACU L |  |  |  |  | RECORDERS, GRAPHIC | Printer | PRINTER-GE-PRN-50M |  |  |  |  | PRINTER-GE-PRN-50M | GE | [7 empty] | Covered PM Repair - Biomedical | MHHS-Woodlands | [8 empty] | PRINTER | Printer | GE
YES | YES | Serial Number Cnf |  |  | 074-05937 | 074-05937 | GE Medical Systems | PRN 50-M |  | Cnf | TMC - HVI - HEART FAILURE ICU (5HVI) |  |  |  |  | 074-05937 | 074-05937 | TMC | Memorial Hermann-Texas Medical Center | TMC - HVI - HEART FAILURE ICU (5HVI)
NO | YES |  |  |  | 074-05930 | 074-05930 | GE Medical Systems | PRN 50-M+ |  | A2161716 | TMC-HVI-Heart Failure ICU (5Hvi) | MHHS-TMC |  |  |  | 074-05930 | 074-05930 | TMC | MHHS-TMC | TMC-HVI-Heart Failure ICU (5Hvi) | [5 empty] | RECORDERS, GRAPHIC | Printer | PRINTER-GE-PRN-50M |  |  |  |  | PRINTER-GE-PRN-50M | GE |  |  |  |  | 4/8/20 | Finished from Script 3/27/2020 12:11:52pm (Central) |  | Not Covered Vendor Only - Biomedical | MHHS-TMC | [8 empty] | PRINTER | Printer | GE
NO | YES |  |  |  | 074-05649 | 074-05649 | GE Medical Systems | PRN 50-M+ |  | A2178838 | TMC-HVI-Heart Failure ICU (5Hvi) | MHHS-TMC |  |  |  | 074-05649 | 074-05649 | TMC | MHHS-TMC | TMC-HVI-Heart Failure ICU (5Hvi) | [5 empty] | RECORDERS, GRAPHIC | Printer | PRINTER-GE-PRN-50M |  |  |  |  | PRINTER-GE-PRN-50M | GE | [5 empty] | Finished from Script 3/27/2020 12:11:52pm (Central) |  | Covered PM Repair - Radiology, Low End | MHHS-TMC | [8 empty] | PRINTER | Printer | GE
NO | YES |  |  |  | 074-05654 | 074-05654 | GE Medical Systems | PRN 50-M+ |  | A2178843 | TMC-HVI-Heart Failure ICU (5Hvi) | MHHS-TMC |  |  |  | 074-05654 | 074-05654 | TMC | MHHS-TMC | TMC-HVI-Heart Failure ICU (5Hvi) | [5 empty] | RECORDERS, GRAPHIC | Printer | PRINTER-GE-PRN-50M |  |  |  |  | PRINTER-GE-PRN-50M | GE | [5 empty] | Finished from Script 3/27/2020 12:11:52pm (Central) |  | Covered PM Repair - Radiology, Low End | MHHS-TMC | [8 empty] | PRINTER | Printer | GE
NO | NO |  |  |  | 029-12659 |  | GE Medical Systems | PRN 50-M+ |  | A2178914 | WOODLANDS - NICU (NEW) | MHHS-Woodlands |  |  |  | 029-12659 |  | Woodlands |  | WOODLANDS - NICU (NEW) | [5 empty] | RECORDERS, GRAPHIC |  | PRINTER-GE-PRN-50M |  |  |  |  | PRINTER-GE-PRN-50M | GE | [7 empty] | Covered PM Repair - Radiology, Low End | MHHS-Woodlands
NO | NO |  |  |  | 029-12738 |  | GE Medical Systems | PRN 50-M+ |  | A2161454 | WOODLANDS - NICU (NEW) | MHHS-Woodlands |  |  |  | 029-12738 |  | Woodlands |  | WOODLANDS - NICU (NEW) | [5 empty] | RECORDERS, GRAPHIC |  | PRINTER-GE-PRN-50M |  |  |  |  | PRINTER-GE-PRN-50M | GE | [7 empty] | Covered PM Repair - Radiology, Low End | MHHS-Woodlands
NO | YES |  |  |  |  | 142-03889 | GE Medical Systems | PRN50 |  | H1PV8941G | NE-Labor & Delivery | MHHS-Northeast |  | Recorder, Chart |  |  | 142-03889 | Katy | MHHS-Northeast | NE-Labor & Delivery | OR 1 | 8/1/19 | 8/1/20 |  |  | MONITORS, PHYSIOLOGIC, VITAL SIGNS | Recorder, Chart | RECORDERCHART-GE-PRN-50 | RECORDERCHART | PRN-50 |  |  |  | GE | Recorder, Chart |  |  | RECORDERCHART-GE-PRN-50 |  |  |  | Covered PM Repair - Biomedical | MHHS-Northeast | [8 empty] | RECORDERCHART | Recorder, Chart | GE
NO | YES |  |  |  |  | 142-00023 | GE Medical Systems | PRN50 |  | E4PV9561G | NE-Labor & Delivery | MHHS-Northeast |  | Recorder, Chart |  |  | 142-00023 | Katy | MHHS-Northeast | NE-Labor & Delivery | OR 2 | 8/1/19 | 8/1/20 |  |  | MONITORS, PHYSIOLOGIC, VITAL SIGNS | Recorder, Chart | RECORDERCHART-GE-PRN-50 | RECORDERCHART | PRN-50 |  |  |  | GE | Recorder, Chart |  |  | RECORDERCHART-GE-PRN-50 | 5/19/17 |  |  | Covered PM Repair - Biomedical | MHHS-Northeast | [8 empty] | RECORDERCHART | Recorder, Chart | GE
NO | YES | Asset Tag 1112107 |  |  |  | 142-04940 | GE Medical Systems | PRN50 |  | E4PV9541G | NE-Anesthesia | MHHS-Northeast |  | Recorder, Chart |  |  | 142-04940 | Katy | MHHS-Northeast | NE-Anesthesia | Storage room 5 | 6/1/18 |  |  | No pm required | MONITORS, PHYSIOLOGIC, VITAL SIGNS | Recorder, Chart | RECORDERCHART-GE-PRN-50 | RECORDERCHART | PRN-50 |  |  |  | GE | Recorder, Chart |  |  | RECORDERCHART-GE-PRN-50 | 11/8/17 |  |  | Covered PM Repair - Biomedical | MHHS-Northeast | [8 empty] | RECORDERCHART | Recorder, Chart | GE
NO | YES |  |  |  |  | 142-04898 | GE Medical Systems | PRN50 |  | E4PV9540G | NE-PACU | MHHS-Northeast |  | Recorder, Chart |  |  | 142-04898 | Katy | MHHS-Northeast | NE-PACU | PACU | 6/1/18 |  |  |  | MONITORS, PHYSIOLOGIC, VITAL SIGNS | Recorder, Chart | RECORDERCHART-GE-PRN-50 | RECORDERCHART | PRN-50 |  |  |  | GE | Recorder, Chart |  |  | RECORDERCHART-GE-PRN-50 | 9/27/19 |  |  | Covered PM Repair - Biomedical | MHHS-Northeast | [8 empty] | RECORDERCHART | Recorder, Chart | GE
NO | YES |  |  |  | 029-04234 | 029-04234 | GE Medical Systems | PRN50 |  | RPV06398281GA | Woodlands-PACU | MHHS-Woodlands |  | Recorder, Chart |  | 029-04234 | 029-04234 | Woodlands | MHHS-Woodlands | Woodlands-PACU | PACU |  |  |  |  | MONITORS, PHYSIOLOGIC, VITAL SIGNS | Recorder, Chart | RECORDERCHART-GE-PRN-50 | RECORDERCHART | PRN-50 |  |  |  | GE | Recorder, Chart |  |  | RECORDERCHART-GE-PRN-50 |  |  |  | Covered PM Repair - Biomedical | MHHS-Woodlands | [8 empty] | RECORDERCHART | Recorder, Chart | GE
NO | YES |  |  |  | 029-04505 | 029-04505 | GE Medical Systems | PRN50 |  | RPV06398292GA | Woodlands-PCU6 | MHHS-Woodlands |  | Recorder, Chart |  | 029-04505 | 029-04505 | Woodlands | MHHS-Woodlands | Woodlands-PCU6 | Bed 13 | 8/1/18 |  |  |  | MONITORS, PHYSIOLOGIC, VITAL SIGNS | Recorder, Chart | RECORDERCHART-GE-PRN-50 | RECORDERCHART | PRN-50 |  |  |  | GE | Recorder, Chart |  |  | RECORDERCHART-GE-PRN-50 |  |  |  | Covered PM Repair - Biomedical | MHHS-Woodlands | [8 empty] | RECORDERCHART | Recorder, Chart | GE
NO | YES |  |  |  | 029-04511 | 029-04511 | GE Medical Systems | PRN50 |  | RPV06398322GA | Woodlands-PACU | MHHS-Woodlands |  | Recorder, Chart |  | 029-04511 | 029-04511 | Woodlands | MHHS-Woodlands | Woodlands-PACU | Bed 12 | 6/1/17 |  |  |  | MONITORS, PHYSIOLOGIC, VITAL SIGNS | Recorder, Chart | RECORDERCHART-GE-PRN-50 | RECORDERCHART | PRN-50 |  |  |  | GE | Recorder, Chart |  |  | RECORDERCHART-GE-PRN-50 |  |  |  | Covered PM Repair - Biomedical | MHHS-Woodlands | [8 empty] | RECORDERCHART | Recorder, Chart | GE
NO | YES |  |  |  | 029-04517 | 029-04517 | GE Medical Systems | PRN50 |  | RPV06398302GA | Woodlands-PACU | MHHS-Woodlands |  | Recorder, Chart |  | 029-04517 | 029-04517 | Woodlands | MHHS-Woodlands | Woodlands-PACU | PACU |  |  |  |  | MONITORS, PHYSIOLOGIC, VITAL SIGNS | Recorder, Chart | RECORDERCHART-GE-PRN-50 | RECORDERCHART | PRN-50 |  |  |  | GE | Recorder, Chart |  |  | RECORDERCHART-GE-PRN-50 |  |  |  | Covered PM Repair - Respiratory/Steriliz | MHHS-Woodlands | [8 empty] | RECORDERCHART | Recorder, Chart | GE
NO | YES |  |  |  | 029-04525 | 029-04525 | GE Medical Systems | PRN50 |  | RPV06398328GA | Woodlands-PACU | MHHS-Woodlands |  | Recorder, Chart |  | 029-04525 | 029-04525 | Woodlands | MHHS-Woodlands | Woodlands-PACU | PACU |  |  | 3/1/20 |  | MONITORS, PHYSIOLOGIC, VITAL SIGNS | Recorder, Chart | RECORDERCHART-GE-PRN-50 | RECORDERCHART | PRN-50 |  |  |  | GE | Recorder, Chart |  |  | RECORDERCHART-GE-PRN-50 |  |  |  | Covered PM Repair - Biomedical | MHHS-Woodlands | [8 empty] | RECORDERCHART | Recorder, Chart | GE
NO | YES |  |  |  | 029-04532 | 029-04532 | GE Medical Systems | PRN50 |  | RPV06398299GA | Woodlands-PACU | MHHS-Woodlands |  | Recorder, Chart |  | 029-04532 | 029-04532 | Woodlands | MHHS-Woodlands | Woodlands-PACU | Bed 16 | 3/1/16 |  |  |  | MONITORS, PHYSIOLOGIC, VITAL SIGNS | Recorder, Chart | RECORDERCHART-GE-PRN-50 | RECORDERCHART | PRN-50 |  |  |  | GE | Recorder, Chart |  |  | RECORDERCHART-GE-PRN-50 |  |  |  | Covered PM Repair - Biomedical | MHHS-Woodlands | [8 empty] | RECORDERCHART | Recorder, Chart | GE
NO | YES |  |  |  | 029-08300 | 029-08300 | GE Medical Systems | PRN50 |  | RPV11337653GA | Woodlands-OR | MHHS-Woodlands |  | Recorder, Chart |  | 029-08300 | 029-08300 | Woodlands | MHHS-Woodlands | Woodlands-OR | PACU | 8/1/18 |  |  |  | MONITORS, PHYSIOLOGIC, VITAL SIGNS | Recorder, Chart | RECORDERCHART-GE-PRN-50 | RECORDERCHART | PRN-50 |  |  |  | GE | Recorder, Chart |  |  | RECORDERCHART-GE-PRN-50 |  |  |  | Covered PM Repair - Biomedical | MHHS-Woodlands | [8 empty] | RECORDERCHART | Recorder, Chart | GE
NO | YES |  |  |  | 029-08301 | 029-08301 | GE Medical Systems | PRN50 |  | RPV11337638GA | Woodlands-OR | MHHS-Woodlands |  | Recorder, Chart |  | 029-08301 | 029-08301 | Woodlands | MHHS-Woodlands | Woodlands-OR | PACU |  |  |  |  | MONITORS, PHYSIOLOGIC, VITAL SIGNS | Recorder, Chart | RECORDERCHART-GE-PRN-50 | RECORDERCHART | PRN-50 |  |  |  | GE | Recorder, Chart |  |  | RECORDERCHART-GE-PRN-50 |  |  |  | Covered PM Repair - Biomedical | MHHS-Woodlands | [8 empty] | RECORDERCHART | Recorder, Chart | GE
NO | YES |  |  |  | 029-08302 | 029-08302 | GE Medical Systems | PRN50 |  | RPV11337651GA | Woodlands-OR | MHHS-Woodlands |  | Recorder, Chart |  | 029-08302 | 029-08302 | Woodlands | MHHS-Woodlands | Woodlands-OR | PACU |  |  |  |  | MONITORS, PHYSIOLOGIC, VITAL SIGNS | Recorder, Chart | RECORDERCHART-GE-PRN-50 | RECORDERCHART | PRN-50 |  |  |  | GE | Recorder, Chart |  |  | RECORDERCHART-GE-PRN-50 |  |  |  | Covered PM Repair - Biomedical | MHHS-Woodlands | [8 empty] | RECORDERCHART | Recorder, Chart | GE
NO | YES |  |  |  | 029-08303 | 029-08303 | GE Medical Systems | PRN50 |  | RPV11337666GA | Woodlands-OR | MHHS-Woodlands |  | Recorder, Chart |  | 029-08303 | 029-08303 | Woodlands | MHHS-Woodlands | Woodlands-OR | PACU |  |  |  |  | MONITORS, PHYSIOLOGIC, VITAL SIGNS | Recorder, Chart | RECORDERCHART-GE-PRN-50 | RECORDERCHART | PRN-50 |  |  |  | GE | Recorder, Chart |  |  | RECORDERCHART-GE-PRN-50 |  |  |  | Covered PM Repair - Biomedical | MHHS-Woodlands | [8 empty] | RECORDERCHART | Recorder, Chart | GE
NO | YES |  |  |  | 029-08304 | 029- | GE Medical Systems | PRN50 |  | RPV11337652GA | Woodlands-OR | MHHS-Woodlands |  | Recorder, Chart |  | 029-08304 | 029- | Woodlands | MHHS-Woodlands | Woodlands-OR | PACU |  |  |  |  | MONITORS, PHYSIOLOGIC, VITAL SIGNS | Recorder, Chart | RECORDERCHART-GE-PRN-50 | RECORDERCHART | PRN-50 |  |  |  | GE | Recorder, Chart |  |  | RECORDERCHART-GE-PRN-50 | 6/1/16 |  |  | Covered PM Repair - Biomedical | MHHS-Woodlands | [8 empty] | RECORDERCHART | Recorder, Chart | GE
NO | YES |  |  |  | 029-08305 | 029-08305 | GE Medical Systems | PRN50 |  | RPV11337665GA | Woodlands-OR | MHHS-Woodlands |  | Recorder, Chart |  | 029-08305 | 029-08305 | Woodlands | MHHS-Woodlands | Woodlands-OR | PACU |  |  |  |  | MONITORS, PHYSIOLOGIC, VITAL SIGNS | Recorder, Chart | RECORDERCHART-GE-PRN-50 | RECORDERCHART | PRN-50 |  |  |  | GE | Recorder, Chart |  |  | RECORDERCHART-GE-PRN-50 | 6/1/16 |  |  | Covered PM Repair - Biomedical | MHHS-Woodlands | [8 empty] | RECORDERCHART | Recorder, Chart | GE
NO | YES |  |  |  | 029-08306 | 029-08306 | GE Medical Systems | PRN50 |  | RPV11337657GA | Woodlands-PACU | MHHS-Woodlands |  | Recorder, Chart |  | 029-08306 | 029-08306 | Woodlands | MHHS-Woodlands | Woodlands-PACU | Bed 17 | 8/1/18 |  |  |  | MONITORS, PHYSIOLOGIC, VITAL SIGNS | Recorder, Chart | RECORDERCHART-GE-PRN-50 | RECORDERCHART | PRN-50 |  |  |  | GE | Recorder, Chart |  |  | RECORDERCHART-GE-PRN-50 | 12/28/16 |  |  | Covered PM Repair - Biomedical | MHHS-Woodlands | [8 empty] | RECORDERCHART | Recorder, Chart | GE
NO | YES |  |  |  | 029-08307 | 029-08307 | GE Medical Systems | PRN50 |  | RPV11337654GA | Woodlands-PACU | MHHS-Woodlands |  | Recorder, Chart |  | 029-08307 | 029-08307 | Woodlands | MHHS-Woodlands | Woodlands-PACU | PACU |  |  |  |  | MONITORS, PHYSIOLOGIC, VITAL SIGNS | Recorder, Chart | RECORDERCHART-GE-PRN-50 | RECORDERCHART | PRN-50 |  |  |  | GE | Recorder, Chart |  |  | RECORDERCHART-GE-PRN-50 | 12/28/16 |  |  | Covered PM Repair - Biomedical | MHHS-Woodlands | [8 empty] | RECORDERCHART | Recorder, Chart | GE
NO | YES |  |  |  | 029-08308 | 029-08308 | GE Medical Systems | PRN50 |  | RPV11337656GA | Woodlands-PACU | MHHS-Woodlands |  | Recorder, Chart |  | 029-08308 | 029-08308 | Woodlands | MHHS-Woodlands | Woodlands-PACU | PACU 19 |  |  |  |  | MONITORS, PHYSIOLOGIC, VITAL SIGNS | Recorder, Chart | RECORDERCHART-GE-PRN-50 | RECORDERCHART | PRN-50 |  |  |  | GE | Recorder, Chart |  |  | RECORDERCHART-GE-PRN-50 | 12/28/16 |  |  | Covered PM Repair - Biomedical | MHHS-Woodlands | [8 empty] | RECORDERCHART | Recorder, Chart | GE
NO | YES |  |  |  | 029-08309 | 029-08309 | GE Medical Systems | PRN50 |  | RPV11337655GA | Woodlands-PACU | MHHS-Woodlands |  | Recorder, Chart |  | 029-08309 | 029-08309 | Woodlands | MHHS-Woodlands | Woodlands-PACU | Bay 20 |  |  |  |  | MONITORS, PHYSIOLOGIC, VITAL SIGNS | Recorder, Chart | RECORDERCHART-GE-PRN-50 | RECORDERCHART | PRN-50 |  |  |  | GE | Recorder, Chart |  |  | RECORDERCHART-GE-PRN-50 | 12/28/16 |  |  | Covered PM Repair - Biomedical | MHHS-Woodlands | [8 empty] | RECORDERCHART | Recorder, Chart | GE
NO | YES |  |  |  | 029-08310 | 029-08310 | GE Medical Systems | PRN50 |  | RPV11337649GA | Woodlands-PACU | MHHS-Woodlands |  | Recorder, Chart |  | 029-08310 | 029-08310 | Woodlands | MHHS-Woodlands | Woodlands-PACU | PACU 23 |  |  |  |  | MONITORS, PHYSIOLOGIC, VITAL SIGNS | Recorder, Chart | RECORDERCHART-GE-PRN-50 | RECORDERCHART | PRN-50 |  |  |  | GE | Recorder, Chart |  |  | RECORDERCHART-GE-PRN-50 | 12/28/16 |  |  | Covered PM Repair - Biomedical | MHHS-Woodlands | [8 empty] | RECORDERCHART | Recorder, Chart | GE
NO | YES |  |  |  | 029-08311 | 029-08311 | GE Medical Systems | PRN50 |  | RPV11337667GA | Woodlands-PACU | MHHS-Woodlands |  | Recorder, Chart |  | 029-08311 | 029-08311 | Woodlands | MHHS-Woodlands | Woodlands-PACU | Bay 22 |  |  |  |  | MONITORS, PHYSIOLOGIC, VITAL SIGNS | Recorder, Chart | RECORDERCHART-GE-PRN-50 | RECORDERCHART | PRN-50 |  |  |  | GE | Recorder, Chart |  |  | RECORDERCHART-GE-PRN-50 | 12/28/16 |  |  | Covered PM Repair - Biomedical | MHHS-Woodlands | [8 empty] | RECORDERCHART | Recorder, Chart | GE
NO | YES |  |  |  | 029-08312 | 029-08312 | GE Medical Systems | PRN50 |  | RPV11337658GA | Woodlands-PACU | MHHS-Woodlands |  | Recorder, Chart |  | 029-08312 | 029-08312 | Woodlands | MHHS-Woodlands | Woodlands-PACU | PACU 23 |  |  |  |  | MONITORS, PHYSIOLOGIC, VITAL SIGNS | Recorder, Chart | RECORDERCHART-GE-PRN-50 | RECORDERCHART | PRN-50 |  |  |  | GE | Recorder, Chart |  |  | RECORDERCHART-GE-PRN-50 | 12/28/16 |  |  | Covered PM Repair - Biomedical | MHHS-Woodlands | [8 empty] | RECORDERCHART | Recorder, Chart | GE
NO | YES |  |  |  | 029-08313 | 029-08313 | GE Medical Systems | PRN50 |  | RPV11337634GA | Woodlands-PACU | MHHS-Woodlands |  | Recorder, Chart |  | 029-08313 | 029-08313 | Woodlands | MHHS-Woodlands | Woodlands-PACU | Bay 24 |  |  |  |  | MONITORS, PHYSIOLOGIC, VITAL SIGNS | Recorder, Chart | RECORDERCHART-GE-PRN-50 | RECORDERCHART | PRN-50 |  |  |  | GE | Recorder, Chart |  |  | RECORDERCHART-GE-PRN-50 | 12/28/16 |  |  | Covered PM Repair - Biomedical | MHHS-Woodlands | [8 empty] | RECORDERCHART | Recorder, Chart | GE
NO | YES |  |  |  | 029-02889 | 029-02889 | GE Medical Systems | PRN50 |  | J2PV4248G | Woodlands-PCU3 | MHHS-Woodlands |  | Recorder, Chart |  | 029-02889 | 029-02889 | Woodlands | MHHS-Woodlands | Woodlands-PCU3 | Nurse Station |  |  |  |  | MONITORS, PHYSIOLOGIC, VITAL SIGNS | Recorder, Chart | RECORDERCHART-GE-PRN-50 | RECORDERCHART | PRN-50 |  |  |  | GE | Recorder, Chart |  |  | RECORDERCHART-GE-PRN-50 | 12/28/16 |  |  | Covered PM Repair - Biomedical | MHHS-Woodlands | [8 empty] | RECORDERCHART | Recorder, Chart | GE
NO | YES |  |  |  | 029-02891 | 029-02891 | GE Medical Systems | PRN50 |  | J2PV4242G | PUC 3 | MHHS-Woodlands |  | Recorder, Chart |  | 029-02891 | 029-02891 | Woodlands | Memorial Hermann The Woodlands Medical Center | PUC 3 | PUC 3 |  |  |  |  | MONITORS, PHYSIOLOGIC, VITAL SIGNS | Recorder, Chart | RECORDERCHART-GE-PRN-50 | RECORDERCHART | PRN-50 |  |  |  | GE | Recorder, Chart |  |  | RECORDERCHART-GE-PRN-50 | 12/28/16 |  |  | Covered PM Repair - Biomedical | MHHS-Woodlands | [8 empty] | RECORDERCHART | Recorder, Chart | GE
NO | YES |  |  |  | 029-02892 | 029-02892 | GE Medical Systems | PRN50 |  | J2PV4203G | Woodlands-PCU3 | MHHS-Woodlands |  | Recorder, Chart |  | 029-02892 | 029-02892 | Woodlands | MHHS-Woodlands | Woodlands-PCU3 | Nurse Station |  |  |  | No p.m. | MONITORS, PHYSIOLOGIC, VITAL SIGNS | Recorder, Chart | RECORDERCHART-GE-PRN-50 | RECORDERCHART | PRN-50 |  |  |  | GE | Recorder, Chart |  |  | RECORDERCHART-GE-PRN-50 |  |  |  | Covered PM Repair - Biomedical | MHHS-Woodlands | [8 empty] | RECORDERCHART | Recorder, Chart | GE
NO | YES |  |  |  | 029-02893 | 029-02893 | GE Medical Systems | PRN50 |  | J2PV4208G | Woodlands-PCU3 | MHHS-Woodlands |  | Recorder, Chart |  | 029-02893 | 029-02893 | Woodlands | MHHS-Woodlands | Woodlands-PCU3 | PCU 3 | 6/1/18 |  | 10/1/20 |  | MONITORS, PHYSIOLOGIC, VITAL SIGNS | Recorder, Chart | RECORDERCHART-GE-PRN-50 | RECORDERCHART | PRN-50 |  |  |  | GE | Recorder, Chart |  |  | RECORDERCHART-GE-PRN-50 |  |  |  | Covered PM Repair - Biomedical | MHHS-Woodlands | [8 empty] | RECORDERCHART | Recorder, Chart | GE
NO | YES |  |  |  | 029-02894 | 029-02894 | GE Medical Systems | PRN50 |  | J2PV4204G | Woodlands-PCU3 | MHHS-Woodlands |  | Recorder, Chart |  | 029-02894 | 029-02894 | Woodlands | MHHS-Woodlands | Woodlands-PCU3 | PCU3 | 6/1/18 |  | 10/1/20 |  | MONITORS, PHYSIOLOGIC, VITAL SIGNS | Recorder, Chart | RECORDERCHART-GE-PRN-50 | RECORDERCHART | PRN-50 |  |  |  | GE | Recorder, Chart |  |  | RECORDERCHART-GE-PRN-50 |  |  |  | Covered PM Repair - Biomedical | MHHS-Woodlands | [8 empty] | RECORDERCHART | Recorder, Chart | GE
NO | YES |  |  |  | 029-03997 | 029-03997 | GE Medical Systems | PRN50 |  | RPV05394210GA | Woodlands-PACU | MHHS-Woodlands |  | Recorder, Chart |  | 029-03997 | 029-03997 | Woodlands | MHHS-Woodlands | Woodlands-PACU | Bed 14 | 11/1/17 |  |  |  | MONITORS, PHYSIOLOGIC, VITAL SIGNS | Recorder, Chart | RECORDERCHART-GE-PRN-50 | RECORDERCHART | PRN-50 |  |  |  | GE | Recorder, Chart |  |  | RECORDERCHART-GE-PRN-50 |  |  |  | Covered PM Repair - Biomedical | MHHS-Woodlands | [8 empty] | RECORDERCHART | Recorder, Chart | GE
NO | YES |  |  |  | 029-04055 | 029-04055 | GE Medical Systems | PRN50 |  | RPV05394224GA | Woodlands-Telemetry | MHHS-Woodlands |  | Recorder, Chart |  | 029-04055 | 029-04055 | Woodlands | MHHS-Woodlands | Woodlands-Telemetry | TELEMETRY | 4/1/19 |  | 4/1/20 |  | MONITORS, PHYSIOLOGIC, VITAL SIGNS | Recorder, Chart | RECORDERCHART-GE-PRN-50 | RECORDERCHART | PRN-50 |  |  |  | GE | Recorder, Chart |  |  | RECORDERCHART-GE-PRN-50 |  |  |  | Covered PM Repair - Biomedical | MHHS-Woodlands | [8 empty] | RECORDERCHART | Recorder, Chart | GE
NO | YES |  |  |  | 074-06273 | 074-06273 | GE Medical Systems | PRN50 |  | RPV08427795GA | Woodlands-Telemetry |  |  |  |  | 074-06273 | 074-06273 | Woodlands | MHHS-Woodlands | Woodlands-Telemetry | TELEMETRY
NO | NO |  |  |  | 029-02219 |  | GE Medical Systems | PRN50 |  | J2PV4177G | WOODLANDS - BIOMEDICAL SERVICES | MHHS-Woodlands |  | Recorder, Chart |  | 029-02219 |  | Woodlands |  | WOODLANDS - BIOMEDICAL SERVICES | [5 empty] | MONITORS, PHYSIOLOGIC, VITAL SIGNS |  | RECORDERCHART-GE-PRN-50 | RECORDERCHART | PRN-50 |  |  |  | GE | Recorder, Chart |  |  | RECORDERCHART-GE-PRN-50 |  |  |  | Covered PM Repair - Biomedical | MHHS-Woodlands
NO | NO |  |  |  | 029-03751 |  | GE Medical Systems | PRN50 |  | RPV05092661GA | WOODLANDS - CATH LAB | MHHS-Woodlands |  | Recorder, Chart |  | 029-03751 |  | Woodlands |  | WOODLANDS - CATH LAB | [5 empty] | MONITORS, PHYSIOLOGIC, VITAL SIGNS |  | RECORDERCHART-GE-PRN-50 | RECORDERCHART | PRN-50 |  |  |  | GE | Recorder, Chart |  |  | RECORDERCHART-GE-PRN-50 |  |  |  | Covered PM Repair - Biomedical | MHHS-Woodlands
NO | NO | [5 empty] | GE Medical Systems | PRN50 |  | K3PV7698G | WOODLANDS - CATH LAB | MHHS-Woodlands |  | Recorder, Chart |  |  |  | Woodlands |  | WOODLANDS - CATH LAB | [5 empty] | MONITORS, PHYSIOLOGIC, VITAL SIGNS |  | RECORDERCHART-GE-PRN-50 | RECORDERCHART | PRN-50 |  |  |  | GE | Recorder, Chart |  |  | RECORDERCHART-GE-PRN-50 |  |  |  | Covered PM Repair - Respiratory/Steriliz | MHHS-Woodlands
NO | NO |  |  |  | 029-02896 |  | GE Medical Systems | PRN50 |  | J2PV4188G | WOODLANDS - MICU | MHHS-Woodlands |  | Recorder, Chart |  | 029-02896 |  | Woodlands |  | WOODLANDS - MICU | [5 empty] | MONITORS, PHYSIOLOGIC, VITAL SIGNS |  | RECORDERCHART-GE-PRN-50 | RECORDERCHART | PRN-50 |  |  |  | GE | Recorder, Chart |  |  | RECORDERCHART-GE-PRN-50 |  |  |  | Covered PM Repair - Biomedical | MHHS-Woodlands
NO | NO |  |  |  | 029-04507 |  | GE Medical Systems | PRN50 |  | RPV06398289GA | WOODLANDS - PACU | MHHS-Woodlands |  | Recorder, Chart |  | 029-04507 |  | Woodlands |  | WOODLANDS - PACU | [5 empty] | MONITORS, PHYSIOLOGIC, VITAL SIGNS |  | RECORDERCHART-GE-PRN-50 | RECORDERCHART | PRN-50 |  |  |  | GE | Recorder, Chart |  |  | RECORDERCHART-GE-PRN-50 |  |  |  | Covered PM Repair - Biomedical | MHHS-Woodlands
NO | NO |  |  |  | 029-04521 |  | GE Medical Systems | PRN50 |  | RPV06398297GA | WOODLANDS - PACU | MHHS-Woodlands |  | Recorder, Chart |  | 029-04521 |  | Woodlands |  | WOODLANDS - PACU | [5 empty] | MONITORS, PHYSIOLOGIC, VITAL SIGNS |  | RECORDERCHART-GE-PRN-50 | RECORDERCHART | PRN-50 |  |  |  | GE | Recorder, Chart |  |  | RECORDERCHART-GE-PRN-50 |  |  |  | Covered PM Repair - Biomedical | MHHS-Woodlands
NO | NO |  |  |  | 029-04529 |  | GE Medical Systems | PRN50 |  | RPV06398284GA | WOODLANDS - PACU | MHHS-Woodlands |  | Recorder, Chart |  | 029-04529 |  | Woodlands |  | WOODLANDS - PACU | [5 empty] | MONITORS, PHYSIOLOGIC, VITAL SIGNS |  | RECORDERCHART-GE-PRN-50 | RECORDERCHART | PRN-50 |  |  |  | GE | Recorder, Chart |  |  | RECORDERCHART-GE-PRN-50 |  |  |  | Covered PM Repair - Biomedical | MHHS-Woodlands
NO | NO |  |  |  | 029-02890 |  | GE Medical Systems | PRN50 |  | J2PV4252G | WOODLANDS - PCU3 | MHHS-Woodlands |  | Recorder, Chart |  | 029-02890 |  | Woodlands |  | WOODLANDS - PCU3 | [5 empty] | MONITORS, PHYSIOLOGIC, VITAL SIGNS |  | RECORDERCHART-GE-PRN-50 | RECORDERCHART | PRN-50 |  |  |  | GE | Recorder, Chart |  |  | RECORDERCHART-GE-PRN-50 |  |  |  | Covered PM Repair - Biomedical | MHHS-Woodlands
NO | NO |  |  |  | 029-03392 |  | GE Medical Systems | PRN50 |  | RPV04391017GA | WOODLANDS - TELEMETRY | MHHS-Woodlands |  | Recorder, Chart |  | 029-03392 |  | Woodlands |  | WOODLANDS - TELEMETRY | [5 empty] | MONITORS, PHYSIOLOGIC, VITAL SIGNS |  | RECORDERCHART-GE-PRN-50 | RECORDERCHART | PRN-50 |  |  |  | GE | Recorder, Chart |  |  | RECORDERCHART-GE-PRN-50 |  |  |  | Covered PM Repair - Biomedical | MHHS-Woodlands
NO | YES |  |  |  |  | 142-01732 | GE Medical Systems | PRN50M |  | RPV07151485GA | NE-ICU | MHHS-Northeast |  | Recorder, Chart |  |  | 142-01732 | Katy | MHHS-Northeast | NE-ICU |  | 1/1/19 | 1/1/20 |  |  | RECORDERS, GRAPHIC | Recorder, Chart | RECORDERCHART-GE-Prn 50-M | RECORDERCHART | Prn 50-M |  |  |  | GE | Recorder, Chart |  |  | RECORDERCHART-GE-Prn 50-M |  |  |  | Covered PM Repair - Biomedical | MHHS-Northeast | [8 empty] | RECORDERCHART | Recorder, Chart | GE
NO | YES |  |  |  |  | 142-04991 | GE Medical Systems | PRN50M |  | RPV04451576GA | NE-OR Holding | MHHS-Northeast |  | Recorder, Chart |  |  | 142-04991 | Katy | MHHS-Northeast | NE-OR Holding | Pacu 13 | 6/1/19 | 6/1/20 |  |  | RECORDERS, GRAPHIC | Recorder, Chart | RECORDERCHART-GE-Prn 50-M | RECORDERCHART | Prn 50-M |  |  |  | GE | Recorder, Chart |  |  | RECORDERCHART-GE-Prn 50-M |  |  |  | Covered PM Repair - Respiratory/Steriliz | MHHS-Northeast | [8 empty] | RECORDERCHART | Recorder, Chart | GE
NO | YES |  |  |  |  | 142-04493 | GE Medical Systems | PRN50M |  | E4PV9571G | NE-Anesthesia | MHHS-Northeast |  | Recorder, Chart |  |  | 142-04493 | Katy | MHHS-Northeast | NE-Anesthesia | Procedure 4 | 6/1/19 | 6/1/20 |  |  | RECORDERS, GRAPHIC | Recorder, Chart | RECORDERCHART-GE-Prn 50-M | RECORDERCHART | Prn 50-M |  |  |  | GE | Recorder, Chart |  |  | RECORDERCHART-GE-Prn 50-M | 8/1/20 |  |  | Not Covered Vendor Only - Biomedical | MHHS-Northeast | [8 empty] | RECORDERCHART | Recorder, Chart | GE
NO | YES |  |  |  |  | 142-01932 | GE Medical Systems | PRN50M |  | RPV07141463GA | NE-Telemetry | MHHS-Northeast |  | Recorder, Chart |  |  | 142-01932 | Katy | MHHS-Northeast | NE-Telemetry | Control Monitoring | 10/1/18 | 10/1/19 |  |  | RECORDERS, GRAPHIC | Recorder, Chart | RECORDERCHART-GE-Prn 50-M | RECORDERCHART | Prn 50-M |  |  |  | GE | Recorder, Chart |  |  | RECORDERCHART-GE-Prn 50-M | 11/11/20 |  |  | Not Covered Vendor Only - Biomedical | MHHS-Northeast | [8 empty] | RECORDERCHART | Recorder, Chart | GE
NO | YES |  |  |  | 142-06643 | 142-06643 | GE Medical Systems | PRN50M |  | A1967791 | NE-Telemetry | MHHS-Northeast |  | Recorder, Chart |  | 142-06643 | 142-06643 | Katy | MHHS-Northeast | NE-Telemetry | Control Monitoring | 5/1/19 | 5/1/20 |  |  | RECORDERS, GRAPHIC | Recorder, Chart | RECORDERCHART-GE-Prn 50-M | RECORDERCHART | Prn 50-M |  |  |  | GE | Recorder, Chart |  |  | RECORDERCHART-GE-Prn 50-M | 11/11/20 |  |  | Not Covered Vendor Only - Biomedical | MHHS-Northeast | [8 empty] | RECORDERCHART | Recorder, Chart | GE
NO | YES |  |  |  | 029-02895 | 029-02895 | GE Medical Systems | PRN50M |  | J2PV4191G | Woodlands-Telemetry | MHHS-Woodlands |  | Recorder, Chart |  | 029-02895 | 029-02895 | Woodlands | MHHS-Woodlands | Woodlands-Telemetry | TELEMETRY | 4/1/19 |  | 4/1/20 |  | MONITORS, PHYSIOLOGIC, VITAL SIGNS | Recorder, Chart | RECORDERCHART-GE-PRN-50 | RECORDERCHART | PRN-50 |  |  |  | GE | Recorder, Chart |  |  | RECORDERCHART-GE-PRN-50 |  |  |  | Covered PM Repair - Biomedical | MHHS-Woodlands | [8 empty] | RECORDERCHART | Recorder, Chart | GE
NO | YES |  |  |  | 029-05164 | 029-05164 | GE Medical Systems | PRN50M |  | RPV07069988GA | Woodlands-Telemetry | MHHS-Woodlands |  | Recorder, Chart |  | 029-05164 | 029-05164 | Woodlands | MHHS-Woodlands | Woodlands-Telemetry | TELEMETRY | 4/1/19 |  | 4/1/20 |  | RECORDERS, GRAPHIC | Recorder, Chart | RECORDERCHART-GE-Prn 50-M | RECORDERCHART | Prn 50-M |  |  |  | GE | Recorder, Chart |  |  | RECORDERCHART-GE-Prn 50-M | 11/11/20 |  |  | Not Covered Vendor Only - Biomedical | MHHS-Woodlands | [8 empty] | RECORDERCHART | Recorder, Chart | GE
NO | YES |  |  |  | 029-10012 | 029-10012 | GE Medical Systems | PRN50M |  | A1931290 | Woodlands-OR | MHHS-Woodlands |  | Recorder, Chart |  | 029-10012 | 029-10012 | Woodlands | MHHS-Woodlands | Woodlands-OR | OR Room 7 |  |  |  |  | RECORDERS, GRAPHIC | Recorder, Chart | RECORDERCHART-GE-Prn 50-M | RECORDERCHART | Prn 50-M |  |  |  | GE | Recorder, Chart |  |  | RECORDERCHART-GE-Prn 50-M | 11/11/20 |  |  | Not Covered Vendor Only - Biomedical | MHHS-Woodlands | [8 empty] | RECORDERCHART | Recorder, Chart | GE
NO | NO | [5 empty] | GE Medical Systems | PRN50M |  | A1967684 | NE - CLINICAL DECISION UNIT | MHHS-Northeast |  | Recorder, Chart |  |  |  | Katy |  | NE - CLINICAL DECISION UNIT | [5 empty] | RECORDERS, GRAPHIC |  | RECORDERCHART-GE-Prn 50-M | RECORDERCHART | Prn 50-M |  |  |  | GE | Recorder, Chart |  |  | RECORDERCHART-GE-Prn 50-M |  |  |  | Covered PM Repair - Biomedical | MHHS-Northeast
NO | NO | [5 empty] | GE Medical Systems | PRN50M |  | RPV07151502GA | NE - ICU | MHHS-Northeast |  | Recorder, Chart |  |  |  | Katy |  | NE - ICU | [5 empty] | RECORDERS, GRAPHIC |  | RECORDERCHART-GE-Prn 50-M | RECORDERCHART | Prn 50-M |  |  |  | GE | Recorder, Chart |  |  | RECORDERCHART-GE-Prn 50-M |  |  |  | Covered PM Repair - Biomedical | MHHS-Northeast
NO | NO |  |  |  | 129-04346 |  | GE Medical Systems | PRN50M |  | RPV10161902GA | SUGAR LAND - CATH LAB | MHHS-Sugarland |  | Recorder, Chart |  | 129-04346 |  | Sugar Land |  | SUGAR LAND - CATH LAB | [5 empty] | RECORDERS, GRAPHIC |  | RECORDERCHART-GE-Prn 50-M | RECORDERCHART | Prn 50-M |  |  |  | GE | Recorder, Chart |  |  | RECORDERCHART-GE-Prn 50-M |  |  |  | Not Covered Vendor Only - Biomedical | MHHS-Sugarland
NO | NO |  |  |  | 029-03996 |  | GE Medical Systems | PRN50M |  |  | WOODLANDS - ER | MHHS-Woodlands |  | Recorder, Chart |  | 029-03996 |  | Woodlands |  | WOODLANDS - ER | [5 empty] | RECORDERS, GRAPHIC |  | RECORDERCHART-GE-Prn 50-M | RECORDERCHART | Prn 50-M |  |  |  | GE | Recorder, Chart |  |  | RECORDERCHART-GE-Prn 50-M |  |  |  | Not Covered Vendor Only - Biomedical | MHHS-Woodlands
NO | NO |  |  |  | 029-10011 |  | GE Medical Systems | PRN50M |  | A1931284 | WOODLANDS - OR | MHHS-Woodlands |  | Recorder, Chart |  | 029-10011 |  | Woodlands |  | WOODLANDS - OR | [5 empty] | RECORDERS, GRAPHIC |  | RECORDERCHART-GE-Prn 50-M | RECORDERCHART | Prn 50-M |  |  |  | GE | Recorder, Chart |  |  | RECORDERCHART-GE-Prn 50-M |  |  |  | Not Covered Vendor Only - Biomedical | MHHS-Woodlands
NO | NO |  |  |  | 029-05347 |  | GE Medical Systems | PRN50M |  | RPV08427800GA | WOODLANDS - TELEMETRY | MHHS-Woodlands |  | Recorder, Chart |  | 029-05347 |  | Woodlands |  | WOODLANDS - TELEMETRY | [5 empty] | RECORDERS, GRAPHIC |  | RECORDERCHART-GE-Prn 50-M | RECORDERCHART | Prn 50-M |  |  |  | GE | Recorder, Chart |  |  | RECORDERCHART-GE-Prn 50-M |  |  |  | Not Covered Vendor Only - Biomedical | MHHS-Woodlands
NO | NO | [5 empty] | GE Medical Systems | PRO 100V2 |  | AAX07070027SA | TMC - CHILDRENS - NICU (7HP) | MHHS-TMC | [5 empty] | TMC |  | TMC - CHILDRENS - NICU (7HP) | [5 empty] | MONITORS, BEDSIDE, BLOOD PRESSURE |  | .needs class | [5 empty] | GE | [7 empty] | Covered PM Repair - Biomedical | MHHS-TMC
NO | YES |  |  |  | 929-00729 |  | GE Medical Systems | PRODIGY ADVANCE |  |  | OPID - (MHOSH) - BELLAIRE - 441 | MHHS-OPID |  | Densitometer, Bone |  | 929-00729 |  | Central & Greater Heights |  | OPID - (MHOSH) - BELLAIRE - 441 |  | 8/29/19 |  |  |  | DENSITOMETERS, BONE |  | DENSITOMETERBONE-GE-Prodigy Advance | DENSITOMETERBONE | Prodigy Advance |  |  |  | GE | Densitometer, Bone |  | DENSITOMETERBONE-GE-Prodigy Advance |  | 2/1/20 |  |  | Not Covered Vendor Only - Biomedical | MHHS-OPID
NO | YES |  |  |  | R-929-BELXR |  | GE Medical Systems | PROTEUS |  | 3934HL2 | OPID - (MHOSH) - BELLAIRE - 441 | MHHS-OPID |  |  |  | R-929-BELXR |  | Central & Greater Heights |  | OPID - (MHOSH) - BELLAIRE - 441 |  | 1/17/19 |  |  |  | RADIOGRAPHIC SYSTEMS |  | .needs class | [5 empty] | GE |  |  |  |  | 7/1/13 |  |  | Covered PM Repair - Biomedical | MHHS-OPID
NO | YES |  |  |  | R-013-12264 |  | GE Medical Systems | PROTEUS |  | 713778pro | OPID - (SW) - SOUTHWEST - 433 (MP4) | MHHS-OPID |  |  |  | R-013-12264 |  | Southwest |  | OPID - (SW) - SOUTHWEST - 433 (MP4) |  | 8/28/19 |  |  |  | RADIOGRAPHIC SYSTEMS |  | .needs class | [5 empty] | GE | [7 empty] | Covered PM Repair - Biomedical | MHHS-OPID
NO | YES |  |  |  | 069-29713 |  | GE Medical Systems | PROTEUS |  | 40450HL9 713704OPRAD1 | OPID - (TMC) - MH IMAGING CENTER - 417 | MHHS-OPID |  |  |  | 069-29713 |  | TMC |  | OPID - (TMC) - MH IMAGING CENTER - 417 |  | 6/27/19 |  |  |  | RADIOGRAPHIC SYSTEMS |  | .needs class | [5 empty] | GE | [7 empty] | Covered PM Repair - Biomedical | MHHS-OPID
NO | YES |  |  |  | 069-29716 | 069-29716 | GE Medical Systems | PROTEUS |  | 41655HL2 | TMC-Outpatient-Imaging | MHHS-OPID |  |  |  | 069-29716 | 069-29716 | TMC | Memorial Hermann-Texas Medical Center Outpatient | TMC-Outpatient-Imaging | Outpatient MH Imaging Center-GE Room | 10/1/19 |  |  |  | RADIOGRAPHIC SYSTEMS |  | .needs class | [5 empty] | GE | [7 empty] | Covered PM Repair - Biomedical | MHHS-OPID
NO | YES |  |  |  | R-005-IP1 |  | GE Medical Systems | PROTEUS |  | 46755HL5 | SE - RADIOLOGY | MHHS-Southeast |  |  |  | R-005-IP1 |  | Southeast & Bay Area |  | SE - RADIOLOGY |  | 4/29/19 |  |  |  | RADIOGRAPHIC SYSTEMS |  | .needs class | [5 empty] | GE |  |  |  |  | 7/1/16 |  |  | Covered PM Repair - Biomedical | MHHS-Southeast
NO | YES |  |  |  | 069-40782 | 069-40782 | GE Medical Systems | PROTEUS XR/a |  | G-82334 | MH MG-(TMC)-Urgent Care-West University | MHHS-MG |  | Radiographic Unit |  | 069-40782 | 069-40782 | TMC | MHHS-MG | MH MG-(TMC)-Urgent Care-West University | Rad | 11/1/19 |  |  |  | RADIOGRAPHIC SYSTEMS | Radiographic Unit | RADIOGRAPHICUNIT-GE-Proteus XR a | RADIOGRAPHICUNIT | Proteus XR/a |  |  |  | GE | Radiographic Unit |  | RADIOGRAPHICUNIT-GE-Proteus XR a |  |  |  | RU-A | Covered PM Repair - Biomedical | MHHS-MG | [8 empty] | RADIOGRAPHICUNIT | Radiographic Unit | GE
NO | NO | [5 empty] | GE Medical Systems | RAB |  |  | TMC - HVI - CCU (4HVI) | MHHS-TMC | [5 empty] | TMC |  | TMC - HVI - CCU (4HVI) | [5 empty] | ALARMS, REMOTE |  | .needs class | [5 empty] | GE | [7 empty] | Covered PM Repair - Biomedical | MHHS-TMC
NO | NO | [5 empty] | GE Medical Systems | RAB |  |  | TMC - HVI - CCU (4HVI) | MHHS-TMC | [5 empty] | TMC |  | TMC - HVI - CCU (4HVI) | [5 empty] | ALARMS, REMOTE |  | .needs class | [5 empty] | GE | [7 empty] | Covered PM Repair - Biomedical | MHHS-TMC
NO | NO |  |  |  | 074-05915 |  | GE Medical Systems | RAB |  |  | TMC - HVI - CIMU (4HVI) | MHHS-TMC |  |  |  | 074-05915 |  | TMC |  | TMC - HVI - CIMU (4HVI) | [5 empty] | ALARMS, REMOTE |  | .needs class | [5 empty] | GE | [7 empty] | Covered PM Repair - Biomedical | MHHS-TMC
NO | NO |  |  |  | 074-05916 |  | GE Medical Systems | RAB |  |  | TMC - HVI - CIMU (4HVI) | MHHS-TMC |  |  |  | 074-05916 |  | TMC |  | TMC - HVI - CIMU (4HVI) | [5 empty] | ALARMS, REMOTE |  | .needs class | [5 empty] | GE | [7 empty] | Covered PM Repair - Biomedical | MHHS-TMC
NO | NO | [5 empty] | GE Medical Systems | RAC 2A |  | G7ST0019G | NE - OR | MHHS-Northeast | [5 empty] | Katy |  | NE - OR | [5 empty] | PHYSIOLOGIC MONITOR MODULE HOUSINGS |  | .needs class | [5 empty] | GE | [7 empty] | Covered PM Repair - Biomedical | MHHS-Northeast
NO | NO | [5 empty] | GE Medical Systems | REFRIGERATOR |  | La33107224 | MH MG - (STX) - SOUTH TEXAS - WHARTON | MHHS-MG | [5 empty] | South |  | MH MG - (STX) - SOUTH TEXAS - WHARTON | [5 empty] | REFRIGERATORS, LABORATORY |  | .needs class | [5 empty] | GE | [7 empty] | Covered PM Repair - Biomedical | MHHS-MG
NO | NO | [5 empty] | GE Medical Systems | S-7160 |  | B3P60923G | NE - PACU | MHHS-Northeast | [5 empty] | Katy |  | NE - PACU | [5 empty] | PRINTERS |  | .needs class | [5 empty] | GE | [7 empty] | Covered PM Repair - Biomedical | MHHS-Northeast
NO | YES |  |  |  |  | 142-04886 | GE Medical Systems | SAM |  | E7C90977G | NE-Labor & Delivery | MHHS-Northeast |  | Module, Respiratory Gas |  |  | 142-04886 | Katy | MHHS-Northeast | NE-Labor & Delivery | OR 1 | 8/1/19 | 8/1/20 |  |  | PHYSIOLOGIC MONITOR MODULES, ANESTHETIC GAS | Module, Respiratory Gas | MODULERESPIRATORYGAS-GE-SAM | MODULERESPIRATORYGAS | SAM |  |  |  | GE | Module, Respiratory Gas |  | MODULERESPIRATORYGAS-GE-SAM |  |  |  | MDRG-A | Covered PM Repair - Biomedical | MHHS-Northeast | [8 empty] | MODULERESPIRATORYGAS | Module, Respiratory Gas | GE
NO | YES |  |  |  |  | 142-01059 | GE Medical Systems | SAM |  | G6C90524G | NE-Labor & Delivery | MHHS-Northeast |  | Module, Respiratory Gas |  |  | 142-01059 | Katy | MHHS-Northeast | NE-Labor & Delivery | OR 1 | 8/1/19 | 8/1/20 |  |  | PHYSIOLOGIC MONITOR MODULES, ANESTHETIC GAS | Module, Respiratory Gas | MODULERESPIRATORYGAS-GE-SAM | MODULERESPIRATORYGAS | SAM |  |  |  | GE | Module, Respiratory Gas |  | MODULERESPIRATORYGAS-GE-SAM |  |  |  | MDRG-A | Covered PM Repair - Biomedical | MHHS-Northeast | [8 empty] | MODULERESPIRATORYGAS | Module, Respiratory Gas | GE
NO | YES | Asset Tag 1112115 |  |  |  | 142-04630 | GE Medical Systems | SAM |  | G6C90527G | NE-Anesthesia | MHHS-Northeast |  | Module, Respiratory Gas |  |  | 142-04630 | Katy | MHHS-Northeast | NE-Anesthesia | Storage room 5 | 6/1/19 | 6/1/20 |  |  | PHYSIOLOGIC MONITOR MODULES, ANESTHETIC GAS | Module, Respiratory Gas | MODULERESPIRATORYGAS-GE-SAM | MODULERESPIRATORYGAS | SAM |  |  |  | GE | Module, Respiratory Gas |  | MODULERESPIRATORYGAS-GE-SAM |  |  |  | MDRG-A | Covered PM Repair - Biomedical | MHHS-Northeast | [8 empty] | MODULERESPIRATORYGAS | Module, Respiratory Gas | GE
NO | YES |  |  |  |  | 142-01060 | GE Medical Systems | SAM |  | F7C91019G | NE-OR Holding | MHHS-Northeast |  | Module, Respiratory Gas |  |  | 142-01060 | Katy | MHHS-Northeast | NE-OR Holding | Pacu 13 | 9/1/19 | 9/1/20 |  |  | PHYSIOLOGIC MONITOR MODULES, ANESTHETIC GAS | Module, Respiratory Gas | MODULERESPIRATORYGAS-GE-SAM | MODULERESPIRATORYGAS | SAM |  |  |  | GE | Module, Respiratory Gas |  | MODULERESPIRATORYGAS-GE-SAM |  |  |  | MDRG-A | Covered PM Repair - Biomedical | MHHS-Northeast | [8 empty] | MODULERESPIRATORYGAS | Module, Respiratory Gas | GE
NO | YES |  |  |  |  | 142-05401 | GE Medical Systems | SAM |  | J3C97127G | NE-Biomedical Services | MHHS-Northeast |  | Module, Respiratory Gas |  |  | 142-05401 | Katy | MHHS-Northeast | NE-Biomedical Services | Biomed |  |  |  |  | PHYSIOLOGIC MONITOR MODULES, ANESTHETIC GAS | Module, Respiratory Gas | MODULERESPIRATORYGAS-GE-SAM | MODULERESPIRATORYGAS | SAM |  |  |  | GE | Module, Respiratory Gas |  | MODULERESPIRATORYGAS-GE-SAM |  |  |  | MDRG-A | Not Covered Vendor Only - Lab Ana/Anes | MHHS-Northeast | [8 empty] | MODULERESPIRATORYGAS | Module, Respiratory Gas | GE
NO | YES |  |  |  |  | 142-05402 | GE Medical Systems | SAM |  | B1C94305GR | NE-Anesthesia | MHHS-Northeast |  | Module, Respiratory Gas |  |  | 142-05402 | Katy | MHHS-Northeast | NE-Anesthesia | Procedure 4 | 6/1/19 | 6/1/20 |  |  | PHYSIOLOGIC MONITOR MODULES, ANESTHETIC GAS | Module, Respiratory Gas | MODULERESPIRATORYGAS-GE-SAM | MODULERESPIRATORYGAS | SAM |  |  |  | GE | Module, Respiratory Gas |  | MODULERESPIRATORYGAS-GE-SAM |  | 5/1/17 |  | MDRG-A | Not Covered Vendor Only - Lab Ana/Anes | MHHS-Northeast | [8 empty] | MODULERESPIRATORYGAS | Module, Respiratory Gas | GE
NO | YES |  |  |  | 013-00098 | 013-00098 | GE Medical Systems | SAM |  | L9C93132G | SW-HVI-OR | MHHS-Southwest |  | Module, Respiratory Gas |  | 013-00098 | 013-00098 | Southwest | MHHS-Southwest | SW-HVI-OR | SW - HVI - OR | 1/1/19 |  | 1/1/21 |  | PHYSIOLOGIC MONITOR MODULES, ANESTHETIC GAS | Module, Respiratory Gas | MODULERESPIRATORYGAS-GE-SAM | MODULERESPIRATORYGAS | SAM |  |  |  | GE | Module, Respiratory Gas |  | MODULERESPIRATORYGAS-GE-SAM |  |  |  | MDRG-A | Covered PM Repair - Biomedical | MHHS-Southwest | [8 empty] | MODULERESPIRATORYGAS | Module, Respiratory Gas | GE
NO | YES |  |  |  | 013-00141 | 013-00141 | GE Medical Systems | SAM |  | L9C93100G | SW-OR | MHHS-Southwest |  | Module, Respiratory Gas |  | 013-00141 | 013-00141 | Southwest | MHHS-Southwest | SW-OR | Or 24 | 1/1/20 |  | 1/1/21 |  | PHYSIOLOGIC MONITOR MODULES, ANESTHETIC GAS | Module, Respiratory Gas | MODULERESPIRATORYGAS-GE-SAM | MODULERESPIRATORYGAS | SAM |  |  |  | GE | Module, Respiratory Gas |  | MODULERESPIRATORYGAS-GE-SAM |  |  |  | MDRG-A | Covered PM Repair - Biomedical | MHHS-Southwest | [8 empty] | MODULERESPIRATORYGAS | Module, Respiratory Gas | GE
NO | YES |  |  |  | 013-12168 | 013-12168 | GE Medical Systems | SAM |  | J3C97196G | SW-OR | MHHS-Southwest |  | Module, Respiratory Gas |  | 013-12168 | 013-12168 | Southwest | MHHS-Southwest | SW-OR | OR | 1/1/20 |  | 1/1/21 |  | PHYSIOLOGIC MONITOR MODULES, ANESTHETIC GAS | Module, Respiratory Gas | MODULERESPIRATORYGAS-GE-SAM | MODULERESPIRATORYGAS | SAM |  |  |  | GE | Module, Respiratory Gas |  | MODULERESPIRATORYGAS-GE-SAM |  |  |  | MDRG-A | Covered PM Repair - Biomedical | MHHS-Southwest | [8 empty] | MODULERESPIRATORYGAS | Module, Respiratory Gas | GE
NO | YES |  |  |  | 013-12404 | 013-12404 | GE Medical Systems | SAM |  | RC905251549GA | SW-OR | MHHS-Southwest |  | Module, Respiratory Gas |  | 013-12404 | 013-12404 | Southwest | MHHS-Southwest | SW-OR | OR 17 | 2/1/20 |  | 2/1/21 |  | PHYSIOLOGIC MONITOR MODULES, ANESTHETIC GAS | Module, Respiratory Gas | MODULERESPIRATORYGAS-GE-SAM | MODULERESPIRATORYGAS | SAM |  |  |  | GE | Module, Respiratory Gas |  | MODULERESPIRATORYGAS-GE-SAM |  |  |  | MDRG-A | Covered PM Repair - Biomedical | MHHS-Southwest | [8 empty] | MODULERESPIRATORYGAS | Module, Respiratory Gas | GE
NO | YES |  |  |  | 013-17597 | 013-17597 | GE Medical Systems | SAM |  | RC906473220GA | SW-OR | MHHS-Southwest |  | Module, Respiratory Gas |  | 013-17597 | 013-17597 | Southwest | MHHS-Southwest | SW-OR | OR7 | 3/1/19 |  | 3/1/20 |  | PHYSIOLOGIC MONITOR MODULES, ANESTHETIC GAS | Module, Respiratory Gas | MODULERESPIRATORYGAS-GE-SAM | MODULERESPIRATORYGAS | SAM |  |  |  | GE | Module, Respiratory Gas |  | MODULERESPIRATORYGAS-GE-SAM |  |  |  | MDRG-A | Covered PM Repair - Biomedical | MHHS-Southwest | [8 empty] | MODULERESPIRATORYGAS | Module, Respiratory Gas | GE
NO | YES |  |  |  | 013-00095 | 013-00095 | GE Medical Systems | SAM |  | L9C93117G | SW-Labor | MHHS-Southwest |  | Module, Respiratory Gas |  | 013-00095 | 013-00095 | Southwest | MHHS-Southwest | SW-Labor | Delivery 2 |  |  |  |  | PHYSIOLOGIC MONITOR MODULES, ANESTHETIC GAS | Module, Respiratory Gas | MODULERESPIRATORYGAS-GE-SAM | MODULERESPIRATORYGAS | SAM |  |  |  | GE | Module, Respiratory Gas |  | MODULERESPIRATORYGAS-GE-SAM |  |  |  | MDRG-A | Covered PM Repair - Biomedical | MHHS-Southwest | [8 empty] | MODULERESPIRATORYGAS | Module, Respiratory Gas | GE
NO | YES | Asset Tag 013-00275 |  |  | 013-00275 | 013-00275 | GE Medical Systems | SAM |  | L9C93126G | SW-Preop | MHHS-Southwest |  | Module, Respiratory Gas |  | 013-00275 | 013-00275 | Southwest | MHHS-Southwest | SW-Preop | Rm 1 | 3/1/20 |  | 3/1/21 |  | PHYSIOLOGIC MONITOR MODULES, ANESTHETIC GAS | Module, Respiratory Gas | MODULERESPIRATORYGAS-GE-SAM | MODULERESPIRATORYGAS | SAM |  |  |  | GE | Module, Respiratory Gas |  | MODULERESPIRATORYGAS-GE-SAM |  |  |  | MDRG-A | Covered PM Repair - Biomedical | MHHS-Southwest | [8 empty] | MODULERESPIRATORYGAS | Module, Respiratory Gas | GE
NO | YES |  |  |  | 013-00288 | 013-00288 | GE Medical Systems | SAM |  | M9C93184G | SW-OR | MHHS-Southwest |  | Module, Respiratory Gas |  | 013-00288 | 013-00288 | Southwest | MHHS-Southwest | SW-OR | OR | 1/1/19 |  | 1/1/21 |  | PHYSIOLOGIC MONITOR MODULES, ANESTHETIC GAS | Module, Respiratory Gas | MODULERESPIRATORYGAS-GE-SAM | MODULERESPIRATORYGAS | SAM |  |  |  | GE | Module, Respiratory Gas |  | MODULERESPIRATORYGAS-GE-SAM |  |  |  | MDRG-A | Covered PM Repair - Biomedical | MHHS-Southwest | [8 empty] | MODULERESPIRATORYGAS | Module, Respiratory Gas | GE
NO | YES |  |  |  | 013-00135 | 013-00135 | GE Medical Systems | SAM |  | L9C93107G | SW-OR | MHHS-Southwest |  | Module, Respiratory Gas |  | 013-00135 | 013-00135 | Southwest | MHHS-Southwest | SW-OR | Room 26 - Cysto | 1/1/20 |  | 1/1/21 |  | PHYSIOLOGIC MONITOR MODULES, ANESTHETIC GAS | Module, Respiratory Gas | MODULERESPIRATORYGAS-GE-SAM | MODULERESPIRATORYGAS | SAM |  |  |  | GE | Module, Respiratory Gas |  | MODULERESPIRATORYGAS-GE-SAM |  |  |  | MDRG-A | Covered PM Repair - Biomedical | MHHS-Southwest | [8 empty] | MODULERESPIRATORYGAS | Module, Respiratory Gas | GE
NO | YES |  |  |  | 013-00136 | 013-00136 | GE Medical Systems | SAM |  | L9C93113G | SW-Labor & Delivery | MHHS-Southwest |  | Module, Respiratory Gas |  | 013-00136 | 013-00136 | Southwest | MHHS-Southwest | SW-Labor & Delivery | OR 3 | 2/1/20 |  | 2/1/21 |  | PHYSIOLOGIC MONITOR MODULES, ANESTHETIC GAS | Module, Respiratory Gas | MODULERESPIRATORYGAS-GE-SAM | MODULERESPIRATORYGAS | SAM |  |  |  | GE | Module, Respiratory Gas |  | MODULERESPIRATORYGAS-GE-SAM |  |  |  | MDRG-A | Covered PM Repair - Biomedical | MHHS-Southwest | [8 empty] | MODULERESPIRATORYGAS | Module, Respiratory Gas | GE
NO | YES |  |  |  | 013-00143 | 013-00143 | GE Medical Systems | SAM |  | L9C93101G | SW-OR | MHHS-Southwest |  | Module, Respiratory Gas |  | 013-00143 | 013-00143 | Southwest | MHHS-Southwest | SW-OR | OR | 1/1/19 |  | 1/1/21 |  | PHYSIOLOGIC MONITOR MODULES, ANESTHETIC GAS | Module, Respiratory Gas | MODULERESPIRATORYGAS-GE-SAM | MODULERESPIRATORYGAS | SAM |  |  |  | GE | Module, Respiratory Gas |  | MODULERESPIRATORYGAS-GE-SAM |  |  |  | MDRG-A | Covered PM Repair - Biomedical | MHHS-Southwest | [8 empty] | MODULERESPIRATORYGAS | Module, Respiratory Gas | GE
NO | YES |  |  |  | 013-00270 | 013-00270 | GE Medical Systems | SAM |  | L9C93134G | SW-OR | MHHS-Southwest |  | Module, Respiratory Gas |  | 013-00270 | 013-00270 | Southwest | MHHS-Southwest | SW-OR | OR15 | 2/1/20 |  | 2/1/21 |  | PHYSIOLOGIC MONITOR MODULES, ANESTHETIC GAS | Module, Respiratory Gas | MODULERESPIRATORYGAS-GE-SAM | MODULERESPIRATORYGAS | SAM |  |  |  | GE | Module, Respiratory Gas |  | MODULERESPIRATORYGAS-GE-SAM |  | 2/1/17 |  | MDRG-A | Covered PM Repair - Biomedical | MHHS-Southwest | [8 empty] | MODULERESPIRATORYGAS | Module, Respiratory Gas | GE
NO | YES |  |  |  | 013-00276 | 013-00276 | GE Medical Systems | SAM |  | L9C93133G | SW-OR | MHHS-Southwest |  | Module, Respiratory Gas |  | 013-00276 | 013-00276 | Southwest | MHHS-Southwest | SW-OR | OR 10 | 10/1/19 |  | 1/1/21 |  | PHYSIOLOGIC MONITOR MODULES, ANESTHETIC GAS | Module, Respiratory Gas | MODULERESPIRATORYGAS-GE-SAM | MODULERESPIRATORYGAS | SAM |  |  |  | GE | Module, Respiratory Gas |  | MODULERESPIRATORYGAS-GE-SAM |  |  |  | MDRG-A | Covered PM Repair - Biomedical | MHHS-Southwest | [8 empty] | MODULERESPIRATORYGAS | Module, Respiratory Gas | GE
NO | YES |  |  |  | 013-01497 | 013-01497 | GE Medical Systems | SAM |  | L9C93119G | SW-OR | MHHS-Southwest |  | Module, Respiratory Gas |  | 013-01497 | 013-01497 | Southwest | MHHS-Southwest | SW-OR | SW - OR | 1/1/20 |  | 1/1/21 |  | PHYSIOLOGIC MONITOR MODULES, ANESTHETIC GAS | Module, Respiratory Gas | MODULERESPIRATORYGAS-GE-SAM | MODULERESPIRATORYGAS | SAM |  |  |  | GE | Module, Respiratory Gas |  | MODULERESPIRATORYGAS-GE-SAM |  |  |  | MDRG-A | Covered PM Repair - Biomedical | MHHS-Southwest | [8 empty] | MODULERESPIRATORYGAS | Module, Respiratory Gas | GE
NO | YES |  |  |  | 013-07158 | 013-07158 | GE Medical Systems | SAM |  | L9C93135G | SW-OR | MHHS-Southwest |  | Module, Respiratory Gas |  | 013-07158 | 013-07158 | Southwest | MHHS-Southwest | SW-OR | OR 27 | 3/1/20 |  | 3/1/21 |  | PHYSIOLOGIC MONITOR MODULES, ANESTHETIC GAS | Module, Respiratory Gas | MODULERESPIRATORYGAS-GE-SAM | MODULERESPIRATORYGAS | SAM |  |  |  | GE | Module, Respiratory Gas |  | MODULERESPIRATORYGAS-GE-SAM |  |  |  | MDRG-A | Covered PM Repair - Biomedical | MHHS-Southwest | [8 empty] | MODULERESPIRATORYGAS | Module, Respiratory Gas | GE
NO | YES |  |  |  | 013-08589 | 013-08589 | GE Medical Systems | SAM |  | J3C97194G | SW-OR | MHHS-Southwest |  | Module, Respiratory Gas |  | 013-08589 | 013-08589 | Southwest | MHHS-Southwest | SW-OR | SW - OR | 3/1/19 |  | 1/1/21 |  | PHYSIOLOGIC MONITOR MODULES, ANESTHETIC GAS | Module, Respiratory Gas | MODULERESPIRATORYGAS-GE-SAM | MODULERESPIRATORYGAS | SAM |  |  |  | GE | Module, Respiratory Gas |  | MODULERESPIRATORYGAS-GE-SAM |  |  |  | MDRG-A | Covered PM Repair - Biomedical | MHHS-Southwest | [8 empty] | MODULERESPIRATORYGAS | Module, Respiratory Gas | GE
NO | YES |  |  |  | 013-14907 | 013-14907 | GE Medical Systems | SAM |  | RC906463205GA | SW-OR | MHHS-Southwest |  | Module, Respiratory Gas |  | 013-14907 | 013-14907 | Southwest | MHHS-Southwest | SW-OR | OR | 1/1/20 |  | 1/1/21 |  | PHYSIOLOGIC MONITOR MODULES, ANESTHETIC GAS | Module, Respiratory Gas | MODULERESPIRATORYGAS-GE-SAM | MODULERESPIRATORYGAS | SAM |  |  |  | GE | Module, Respiratory Gas |  | MODULERESPIRATORYGAS-GE-SAM |  |  |  | MDRG-A | Covered PM Repair - Biomedical | MHHS-Southwest | [8 empty] | MODULERESPIRATORYGAS | Module, Respiratory Gas | GE
NO | YES |  |  |  | 013-14923 | 013-14923 | GE Medical Systems | SAM |  | RC906463212GA | SW-OR | MHHS-Southwest |  | Module, Respiratory Gas |  | 013-14923 | 013-14923 | Southwest | MHHS-Southwest | SW-OR | OR1 |  |  |  |  | PHYSIOLOGIC MONITOR MODULES, ANESTHETIC GAS | Module, Respiratory Gas | MODULERESPIRATORYGAS-GE-SAM | MODULERESPIRATORYGAS | SAM |  |  |  | GE | Module, Respiratory Gas |  | MODULERESPIRATORYGAS-GE-SAM |  |  |  | MDRG-A | Covered PM Repair - Biomedical | MHHS-Southwest | [8 empty] | MODULERESPIRATORYGAS | Module, Respiratory Gas | GE
NO | YES |  |  |  | 013-35052 | 013-35052 | GE Medical Systems | SAM |  | L9C93125G | SW-OR | MHHS-Southwest |  | Module, Respiratory Gas |  | 013-35052 | 013-35052 | Southwest | MHHS-Southwest | SW-OR | OR | 1/1/19 |  | 3/1/21 |  | PHYSIOLOGIC MONITOR MODULES, ANESTHETIC GAS | Module, Respiratory Gas | MODULERESPIRATORYGAS-GE-SAM | MODULERESPIRATORYGAS | SAM |  |  |  | GE | Module, Respiratory Gas |  | MODULERESPIRATORYGAS-GE-SAM |  |  |  | MDRG-A | Covered PM Repair - Biomedical | MHHS-Southwest | [8 empty] | MODULERESPIRATORYGAS | Module, Respiratory Gas | GE
NO | YES |  |  |  | 029-01766 | 029-01766 | GE Medical Systems | SAM |  | K2C96229G | Woodlands-Anesthesia | MHHS-Woodlands |  | Module, Respiratory Gas |  | 029-01766 | 029-01766 | Woodlands | MHHS-Woodlands | Woodlands-Anesthesia | OR 4 | 11/1/19 |  | 10/1/20 |  | PHYSIOLOGIC MONITOR MODULES, ANESTHETIC GAS | Module, Respiratory Gas | MODULERESPIRATORYGAS-GE-SAM | MODULERESPIRATORYGAS | SAM |  |  |  | GE | Module, Respiratory Gas |  | MODULERESPIRATORYGAS-GE-SAM |  |  |  | MDRG-A | Covered PM Repair - Biomedical | MHHS-Woodlands | [8 empty] | MODULERESPIRATORYGAS | Module, Respiratory Gas | GE
NO | YES |  |  |  | 029-02226 | 029-02226 | GE Medical Systems | SAM |  | M2C96387G | Woodlands-Anesthesia | MHHS-Woodlands |  | Module, Respiratory Gas |  | 029-02226 | 029-02226 | Woodlands | MHHS-Woodlands | Woodlands-Anesthesia |  | 11/1/19 |  | 11/1/20 |  | PHYSIOLOGIC MONITOR MODULES, ANESTHETIC GAS | Module, Respiratory Gas | MODULERESPIRATORYGAS-GE-SAM | MODULERESPIRATORYGAS | SAM |  |  |  | GE | Module, Respiratory Gas |  | MODULERESPIRATORYGAS-GE-SAM |  |  |  | MDRG-A | Covered PM Repair - Biomedical | MHHS-Woodlands | [8 empty] | MODULERESPIRATORYGAS | Module, Respiratory Gas | GE
NO | YES |  |  |  | 029-04058 | 029-04058 | GE Medical Systems | SAM |  | RC905397846GA | Woodlands-Anesthesia | MHHS-Woodlands |  | Module, Respiratory Gas |  | 029-04058 | 029-04058 | Woodlands | MHHS-Woodlands | Woodlands-Anesthesia | OR | 10/1/19 |  | 11/1/20 |  | PHYSIOLOGIC MONITOR MODULES, ANESTHETIC GAS | Module, Respiratory Gas | MODULERESPIRATORYGAS-GE-SAM | MODULERESPIRATORYGAS | SAM |  |  |  | GE | Module, Respiratory Gas |  | MODULERESPIRATORYGAS-GE-SAM |  |  |  | MDRG-A | Covered PM Repair - Biomedical | MHHS-Woodlands | [8 empty] | MODULERESPIRATORYGAS | Module, Respiratory Gas | GE
NO | YES |  |  |  | 029-10981 | 029-10981 | GE Medical Systems | SAM |  | RC909415539GA | Woodlands-OR | MHHS-Woodlands |  | Module, Respiratory Gas |  | 029-10981 | 029-10981 | Woodlands | MHHS-Woodlands | Woodlands-OR | OR | 6/1/19 |  | 6/1/20 |  | PHYSIOLOGIC MONITOR MODULES, ANESTHETIC GAS | Module, Respiratory Gas | MODULERESPIRATORYGAS-GE-SAM | MODULERESPIRATORYGAS | SAM |  |  |  | GE | Module, Respiratory Gas |  | MODULERESPIRATORYGAS-GE-SAM |  |  |  | MDRG-A | Covered PM Repair - Biomedical | MHHS-Woodlands | [8 empty] | MODULERESPIRATORYGAS | Module, Respiratory Gas | GE
NO | YES | [5 empty] | GE Medical Systems | SAM |  | RC904420707GA | Woodlands-Cath Lab | MHHS-Woodlands |  | Module, Respiratory Gas |  |  |  | Woodlands | MHHS-Woodlands | Woodlands-Cath Lab | Rm 2 | 2/1/18 |  | 2/1/19 |  | PHYSIOLOGIC MONITOR MODULES, ANESTHETIC GAS | Module, Respiratory Gas | MODULERESPIRATORYGAS-GE-SAM | MODULERESPIRATORYGAS | SAM |  |  |  | GE | Module, Respiratory Gas |  | MODULERESPIRATORYGAS-GE-SAM |  |  |  | MDRG-A | Covered PM Repair - Biomedical | MHHS-Woodlands | [8 empty] | MODULERESPIRATORYGAS | Module, Respiratory Gas | GE
NO | NO |  |  |  | 142-04993 |  | GE Medical Systems | SAM |  | G6C90530G | NE - ENDOSCOPY | MHHS-Northeast |  | Module, Respiratory Gas |  | 142-04993 |  | Katy |  | NE - ENDOSCOPY | [5 empty] | PHYSIOLOGIC MONITOR MODULES, ANESTHETIC GAS |  | MODULERESPIRATORYGAS-GE-SAM | MODULERESPIRATORYGAS | SAM |  |  |  | GE | Module, Respiratory Gas |  | MODULERESPIRATORYGAS-GE-SAM |  |  |  |  | Covered PM Repair - Biomedical | MHHS-Northeast
NO | NO |  |  |  | 142-00683 |  | GE Medical Systems | SAM |  | J3C97124G | NE - OR | MHHS-Northeast |  | Module, Respiratory Gas |  | 142-00683 |  | Katy |  | NE - OR | [5 empty] | PHYSIOLOGIC MONITOR MODULES, ANESTHETIC GAS |  | MODULERESPIRATORYGAS-GE-SAM | MODULERESPIRATORYGAS | SAM |  |  |  | GE | Module, Respiratory Gas |  | MODULERESPIRATORYGAS-GE-SAM |  |  |  |  | Covered PM Repair - Biomedical | MHHS-Northeast
NO | NO |  |  |  | 013-00139 |  | GE Medical Systems | SAM |  | L9C93102G | SW - HVI - OR | MHHS-Southwest |  | Module, Respiratory Gas |  | 013-00139 |  | Southwest |  | SW - HVI - OR | [5 empty] | PHYSIOLOGIC MONITOR MODULES, ANESTHETIC GAS |  | MODULERESPIRATORYGAS-GE-SAM | MODULERESPIRATORYGAS | SAM |  |  |  | GE | Module, Respiratory Gas |  | MODULERESPIRATORYGAS-GE-SAM |  |  |  |  | Covered PM Repair - Biomedical | MHHS-Southwest
NO | NO |  |  |  | 013-00138 |  | GE Medical Systems | SAM |  | L9C93086G | SW - OR | MHHS-Southwest |  | Module, Respiratory Gas |  | 013-00138 |  | Southwest |  | SW - OR | [5 empty] | PHYSIOLOGIC MONITOR MODULES, ANESTHETIC GAS |  | MODULERESPIRATORYGAS-GE-SAM | MODULERESPIRATORYGAS | SAM |  |  |  | GE | Module, Respiratory Gas |  | MODULERESPIRATORYGAS-GE-SAM |  |  |  |  | Covered PM Repair - Biomedical | MHHS-Southwest
NO | NO |  |  |  | 013-00140 |  | GE Medical Systems | SAM |  | L9C93090G | SW - OR | MHHS-Southwest |  | Module, Respiratory Gas |  | 013-00140 |  | Southwest |  | SW - OR | [5 empty] | PHYSIOLOGIC MONITOR MODULES, ANESTHETIC GAS |  | MODULERESPIRATORYGAS-GE-SAM | MODULERESPIRATORYGAS | SAM |  |  |  | GE | Module, Respiratory Gas |  | MODULERESPIRATORYGAS-GE-SAM |  |  |  |  | Covered PM Repair - Biomedical | MHHS-Southwest
NO | NO |  |  |  | 013-00142 |  | GE Medical Systems | SAM |  | L9C93114G | SW - OR | MHHS-Southwest |  | Module, Respiratory Gas |  | 013-00142 |  | Southwest |  | SW - OR | [5 empty] | PHYSIOLOGIC MONITOR MODULES, ANESTHETIC GAS |  | MODULERESPIRATORYGAS-GE-SAM | MODULERESPIRATORYGAS | SAM |  |  |  | GE | Module, Respiratory Gas |  | MODULERESPIRATORYGAS-GE-SAM |  |  |  |  | Covered PM Repair - Biomedical | MHHS-Southwest
NO | NO |  |  |  | 013-00144 |  | GE Medical Systems | SAM |  | L9C93089G | SW - OR | MHHS-Southwest |  | Module, Respiratory Gas |  | 013-00144 |  | Southwest |  | SW - OR | [5 empty] | PHYSIOLOGIC MONITOR MODULES, ANESTHETIC GAS |  | MODULERESPIRATORYGAS-GE-SAM | MODULERESPIRATORYGAS | SAM |  |  |  | GE | Module, Respiratory Gas |  | MODULERESPIRATORYGAS-GE-SAM |  |  |  |  | Covered PM Repair - Biomedical | MHHS-Southwest
NO | NO |  |  |  | 013-00145 |  | GE Medical Systems | SAM |  | L9C93103G | SW - OR | MHHS-Southwest |  | Module, Respiratory Gas |  | 013-00145 |  | Southwest |  | SW - OR | [5 empty] | PHYSIOLOGIC MONITOR MODULES, ANESTHETIC GAS |  | MODULERESPIRATORYGAS-GE-SAM | MODULERESPIRATORYGAS | SAM |  |  |  | GE | Module, Respiratory Gas |  | MODULERESPIRATORYGAS-GE-SAM |  |  |  |  | Covered PM Repair - Biomedical | MHHS-Southwest
NO | NO |  |  |  | 013-00147 |  | GE Medical Systems | SAM |  | L9C93094G | SW - OR | MHHS-Southwest |  | Module, Respiratory Gas |  | 013-00147 |  | Southwest |  | SW - OR | [5 empty] | PHYSIOLOGIC MONITOR MODULES, ANESTHETIC GAS |  | MODULERESPIRATORYGAS-GE-SAM | MODULERESPIRATORYGAS | SAM |  |  |  | GE | Module, Respiratory Gas |  | MODULERESPIRATORYGAS-GE-SAM |  |  |  |  | Covered PM Repair - Biomedical | MHHS-Southwest
NO | NO |  |  |  | 013-00268 |  | GE Medical Systems | SAM |  | L9C93121G | SW - OR | MHHS-Southwest |  | Module, Respiratory Gas |  | 013-00268 |  | Southwest |  | SW - OR | [5 empty] | PHYSIOLOGIC MONITOR MODULES, ANESTHETIC GAS |  | MODULERESPIRATORYGAS-GE-SAM | MODULERESPIRATORYGAS | SAM |  |  |  | GE | Module, Respiratory Gas |  | MODULERESPIRATORYGAS-GE-SAM |  |  |  |  | Covered PM Repair - Biomedical | MHHS-Southwest
NO | NO |  |  |  | 013-00269 |  | GE Medical Systems | SAM |  | L9C93127G | SW - OR | MHHS-Southwest |  | Module, Respiratory Gas |  | 013-00269 |  | Southwest |  | SW - OR | [5 empty] | PHYSIOLOGIC MONITOR MODULES, ANESTHETIC GAS |  | MODULERESPIRATORYGAS-GE-SAM | MODULERESPIRATORYGAS | SAM |  |  |  | GE | Module, Respiratory Gas |  | MODULERESPIRATORYGAS-GE-SAM |  |  |  |  | Covered PM Repair - Biomedical | MHHS-Southwest
NO | NO |  |  |  | 013-00271 |  | GE Medical Systems | SAM |  | L9C93116G | SW - OR | MHHS-Southwest |  | Module, Respiratory Gas |  | 013-00271 |  | Southwest |  | SW - OR | [5 empty] | PHYSIOLOGIC MONITOR MODULES, ANESTHETIC GAS |  | MODULERESPIRATORYGAS-GE-SAM | MODULERESPIRATORYGAS | SAM |  |  |  | GE | Module, Respiratory Gas |  | MODULERESPIRATORYGAS-GE-SAM |  |  |  |  | Covered PM Repair - Biomedical | MHHS-Southwest
NO | NO |  |  |  | 013-00273 |  | GE Medical Systems | SAM |  | L9C93129G | SW - OR | MHHS-Southwest |  | Module, Respiratory Gas |  | 013-00273 |  | Southwest |  | SW - OR | [5 empty] | PHYSIOLOGIC MONITOR MODULES, ANESTHETIC GAS |  | MODULERESPIRATORYGAS-GE-SAM | MODULERESPIRATORYGAS | SAM |  |  |  | GE | Module, Respiratory Gas |  | MODULERESPIRATORYGAS-GE-SAM |  |  |  |  | Covered PM Repair - Biomedical | MHHS-Southwest
NO | NO |  |  |  | 013-00287 |  | GE Medical Systems | SAM |  | M9C93173G | SW - OR | MHHS-Southwest |  | Module, Respiratory Gas |  | 013-00287 |  | Southwest |  | SW - OR | [5 empty] | PHYSIOLOGIC MONITOR MODULES, ANESTHETIC GAS |  | MODULERESPIRATORYGAS-GE-SAM | MODULERESPIRATORYGAS | SAM |  |  |  | GE | Module, Respiratory Gas |  | MODULERESPIRATORYGAS-GE-SAM |  |  |  |  | Covered PM Repair - Biomedical | MHHS-Southwest
NO | NO |  |  |  | 013-14912 |  | GE Medical Systems | SAM |  | RC906463208GA | SW - OR | MHHS-Southwest |  | Module, Respiratory Gas |  | 013-14912 |  | Southwest |  | SW - OR | [5 empty] | PHYSIOLOGIC MONITOR MODULES, ANESTHETIC GAS |  | MODULERESPIRATORYGAS-GE-SAM | MODULERESPIRATORYGAS | SAM |  |  |  | GE | Module, Respiratory Gas |  | MODULERESPIRATORYGAS-GE-SAM |  |  |  |  | Covered PM Repair - Biomedical | MHHS-Southwest
NO | NO |  |  |  | 013-14917 |  | GE Medical Systems | SAM |  | RC906473214GA | SW - OR | MHHS-Southwest |  | Module, Respiratory Gas |  | 013-14917 |  | Southwest |  | SW - OR | [5 empty] | PHYSIOLOGIC MONITOR MODULES, ANESTHETIC GAS |  | MODULERESPIRATORYGAS-GE-SAM | MODULERESPIRATORYGAS | SAM |  |  |  | GE | Module, Respiratory Gas |  | MODULERESPIRATORYGAS-GE-SAM |  |  |  |  | Covered PM Repair - Radiology, Low End | MHHS-Southwest
NO | NO | [5 empty] | GE Medical Systems | SAM |  | J3C97198G | SW - OR | MHHS-Southwest |  | Module, Respiratory Gas |  |  |  | Southwest |  | SW - OR | [5 empty] | PHYSIOLOGIC MONITOR MODULES, ANESTHETIC GAS |  | MODULERESPIRATORYGAS-GE-SAM | MODULERESPIRATORYGAS | SAM |  |  |  | GE | Module, Respiratory Gas |  | MODULERESPIRATORYGAS-GE-SAM |  |  |  |  | Covered PM Repair - Biomedical | MHHS-Southwest
NO | NO |  |  |  | 029-03417 |  | GE Medical Systems | SAM |  | RC904420703GA | WOODLANDS - ANESTHESIA | MHHS-Woodlands |  | Module, Respiratory Gas |  | 029-03417 |  | Woodlands |  | WOODLANDS - ANESTHESIA | [5 empty] | PHYSIOLOGIC MONITOR MODULES, ANESTHETIC GAS |  | MODULERESPIRATORYGAS-GE-SAM | MODULERESPIRATORYGAS | SAM |  |  |  | GE | Module, Respiratory Gas |  | MODULERESPIRATORYGAS-GE-SAM |  |  |  |  | Covered PM Repair - Biomedical | MHHS-Woodlands
NO | NO | [5 empty] | GE Medical Systems | SAM |  | B0C93360G | WOODLANDS - OR | MHHS-Woodlands |  | Module, Respiratory Gas |  |  |  | Woodlands |  | WOODLANDS - OR | [5 empty] | PHYSIOLOGIC MONITOR MODULES, ANESTHETIC GAS |  | MODULERESPIRATORYGAS-GE-SAM | MODULERESPIRATORYGAS | SAM |  |  |  | GE | Module, Respiratory Gas |  | MODULERESPIRATORYGAS-GE-SAM |  |  |  |  | Covered PM Repair - Biomedical | MHHS-Woodlands
NO | YES |  |  |  | 009-10236 | 009-10236 | GE Medical Systems | SEER 1000 |  | 391 16 06198 | GH-Cardiology | MHHS-Greater Heights |  | Recorder, Holter |  | 009-10236 | 009-10236 | Central | MHHS-Greater Heights | GH-Cardiology | S2 105.43 |  |  |  |  | RECORDERS, TAPE, DATA, ELECTROCARDIOGRAPHY | Recorder, Holter | RECORDERHOLTER-GE-SEER 1000 | RECORDERHOLTER | SEER 1000 |  |  |  | GE | Recorder, Holter |  | RECORDERHOLTER-GE-SEER 1000 |  | 8/30/16 |  | RH-A | Covered PM Repair - Biomedical | MHHS-Greater Heights | [8 empty] | RECORDERHOLTER | Recorder, Holter | GE
NO | YES |  |  |  | 009-10286 | 009-10286 | GE Medical Systems | SEER 1000 |  | 391 15 04579 | GH-Cardiology | MHHS-Greater Heights |  | Recorder, Holter |  | 009-10286 | 009-10286 | Central | MHHS-Greater Heights | GH-Cardiology | S2 105.43 |  |  |  |  | RECORDERS, TAPE, DATA, ELECTROCARDIOGRAPHY | Recorder, Holter | RECORDERHOLTER-GE-SEER 1000 | RECORDERHOLTER | SEER 1000 |  |  |  | GE | Recorder, Holter |  | RECORDERHOLTER-GE-SEER 1000 |  | 8/30/16 |  | RH-A | Covered PM Repair - Biomedical | MHHS-Greater Heights | [8 empty] | RECORDERHOLTER | Recorder, Holter | GE
NO | YES | [5 empty] | GE Medical Systems | SEER 1000 |  | 391 13 00354 | GH-Cardiology | MHHS-Greater Heights |  | Recorder, Holter |  |  |  | Central | MHHS-Greater Heights | GH-Cardiology | S2 105.43 |  |  |  |  | RECORDERS, TAPE, DATA, ELECTROCARDIOGRAPHY | Recorder, Holter | RECORDERHOLTER-GE-SEER 1000 | RECORDERHOLTER | SEER 1000 |  |  |  | GE | Recorder, Holter |  | RECORDERHOLTER-GE-SEER 1000 |  | 6/2/15 |  | RH-A | Covered PM Repair - Biomedical | MHHS-Greater Heights | [8 empty] | RECORDERHOLTER | Recorder, Holter | GE
NO | NO |  |  |  | 391 16 06873 |  | GE Medical Systems | SEER 1000 |  | 391 16 06873 | CY - NONINVASIVE CARDIOLOGY | MHHS-Cypress |  | Recorder, Holter |  | 391 16 06873 |  | Northwest & Cypress |  | CY - NONINVASIVE CARDIOLOGY | [5 empty] | RECORDERS, TAPE, DATA, ELECTROCARDIOGRAPHY |  | RECORDERHOLTER-GE-SEER 1000 | RECORDERHOLTER | SEER 1000 |  |  |  | GE | Recorder, Holter |  | RECORDERHOLTER-GE-SEER 1000 |  |  |  |  | Covered PM Repair - Biomedical | MHHS-Cypress
NO | NO |  |  |  | 391 16 06877 |  | GE Medical Systems | SEER 1000 |  | 391 16 06877 | CY - NONINVASIVE CARDIOLOGY | MHHS-Cypress |  | Recorder, Holter |  | 391 16 06877 |  | Northwest & Cypress |  | CY - NONINVASIVE CARDIOLOGY | [5 empty] | RECORDERS, TAPE, DATA, ELECTROCARDIOGRAPHY |  | RECORDERHOLTER-GE-SEER 1000 | RECORDERHOLTER | SEER 1000 |  |  |  | GE | Recorder, Holter |  | RECORDERHOLTER-GE-SEER 1000 |  |  |  |  | Covered PM Repair - Biomedical | MHHS-Cypress
NO | NO |  |  |  | 391 16 06879 |  | GE Medical Systems | SEER 1000 |  | 391 16 06879 | CY - NONINVASIVE CARDIOLOGY | MHHS-Cypress |  | Recorder, Holter |  | 391 16 06879 |  | Northwest & Cypress |  | CY - NONINVASIVE CARDIOLOGY | [5 empty] | RECORDERS, TAPE, DATA, ELECTROCARDIOGRAPHY |  | RECORDERHOLTER-GE-SEER 1000 | RECORDERHOLTER | SEER 1000 |  |  |  | GE | Recorder, Holter |  | RECORDERHOLTER-GE-SEER 1000 |  |  |  |  | Covered PM Repair - Biomedical | MHHS-Cypress
NO | NO |  |  |  | 391 16 06882 |  | GE Medical Systems | SEER 1000 |  | 391 16 06882 | CY - NONINVASIVE CARDIOLOGY | MHHS-Cypress |  | Recorder, Holter |  | 391 16 06882 |  | Northwest & Cypress |  | CY - NONINVASIVE CARDIOLOGY | [5 empty] | RECORDERS, TAPE, DATA, ELECTROCARDIOGRAPHY |  | RECORDERHOLTER-GE-SEER 1000 | RECORDERHOLTER | SEER 1000 |  |  |  | GE | Recorder, Holter |  | RECORDERHOLTER-GE-SEER 1000 |  |  |  |  | Covered PM Repair - Biomedical | MHHS-Cypress
NO | NO |  |  |  | 391 16 06898 |  | GE Medical Systems | SEER 1000 |  | 391 16 06898 | CY - NONINVASIVE CARDIOLOGY | MHHS-Cypress |  | Recorder, Holter |  | 391 16 06898 |  | Northwest & Cypress |  | CY - NONINVASIVE CARDIOLOGY | [5 empty] | RECORDERS, TAPE, DATA, ELECTROCARDIOGRAPHY |  | RECORDERHOLTER-GE-SEER 1000 | RECORDERHOLTER | SEER 1000 |  |  |  | GE | Recorder, Holter |  | RECORDERHOLTER-GE-SEER 1000 |  |  |  |  | Covered PM Repair - Biomedical | MHHS-Cypress
NO | NO |  |  |  | 009-09578 |  | GE Medical Systems | SEER 1000 |  |  | GH - CARDIOLOGY | MHHS-Greater Heights |  | Recorder, Holter |  | 009-09578 |  | Central & Greater Heights |  | GH - CARDIOLOGY | [5 empty] | RECORDERS, TAPE, DATA, ELECTROCARDIOGRAPHY |  | RECORDERHOLTER-GE-SEER 1000 | RECORDERHOLTER | SEER 1000 |  |  |  | GE | Recorder, Holter |  | RECORDERHOLTER-GE-SEER 1000 |  |  |  |  | Covered PM Repair - Biomedical | MHHS-Greater Heights
NO | NO | [5 empty] | GE Medical Systems | SEER 1000 |  | 391 14 01786 | GH - CARDIOLOGY | MHHS-Greater Heights |  | Recorder, Holter |  |  |  | Central & Greater Heights |  | GH - CARDIOLOGY | [5 empty] | RECORDERS, TAPE, DATA, ELECTROCARDIOGRAPHY |  | RECORDERHOLTER-GE-SEER 1000 | RECORDERHOLTER | SEER 1000 |  |  |  | GE | Recorder, Holter |  | RECORDERHOLTER-GE-SEER 1000 |  |  |  |  | Covered PM Repair - Biomedical | MHHS-Greater Heights
NO | NO | [5 empty] | GE Medical Systems | SEER 1000 |  | 391 14 00657 | GH - CARDIOLOGY | MHHS-Greater Heights |  | Recorder, Holter |  |  |  | Central & Greater Heights |  | GH - CARDIOLOGY | [5 empty] | RECORDERS, TAPE, DATA, ELECTROCARDIOGRAPHY |  | RECORDERHOLTER-GE-SEER 1000 | RECORDERHOLTER | SEER 1000 |  |  |  | GE | Recorder, Holter |  | RECORDERHOLTER-GE-SEER 1000 |  |  |  |  | Covered PM Repair - Biomedical | MHHS-Greater Heights
NO | NO | [5 empty] | GE Medical Systems | SEER 1000 |  | 391 14 00963 | GH - CARDIOLOGY | MHHS-Greater Heights |  | Recorder, Holter |  |  |  | Central & Greater Heights |  | GH - CARDIOLOGY | [5 empty] | RECORDERS, TAPE, DATA, ELECTROCARDIOGRAPHY |  | RECORDERHOLTER-GE-SEER 1000 | RECORDERHOLTER | SEER 1000 |  |  |  | GE | Recorder, Holter |  | RECORDERHOLTER-GE-SEER 1000 |  |  |  |  | Covered PM Repair - Biomedical | MHHS-Greater Heights
NO | YES |  |  |  | 005-07790 | 005-07790 | GE Medical Systems | SEER LIGHT |  | E89046933 | SE-Noninvasive Cardiology | MHHS-Southeast |  | Recorder, Holter |  | 005-07790 | 005-07790 | Southeast | MHHS-Southeast | SE-Noninvasive Cardiology | Holter Room | 2/1/12 |  |  |  | RECORDERS, TAPE, DATA, ELECTROCARDIOGRAPHY |  | RECORDERHOLTER -GE-SEER Light | RECORDERHOLTER | SEER Light |  |  |  | GE | Recorder, Holter |  | RECORDERHOLTER -GE-SEER Light |  | 11/1/20 |  |  | Not Covered Vendor Only - Rad, High End | MHHS-Southeast
NO | YES |  |  |  | 005-07791 | 005-07791 | GE Medical Systems | SEER LIGHT |  | E89046931 | SE-Noninvasive Cardiology | MHHS-Southeast |  | Recorder, Holter |  | 005-07791 | 005-07791 | Southeast | MHHS-Southeast | SE-Noninvasive Cardiology | Holter Room |  |  |  |  | RECORDERS, TAPE, DATA, ELECTROCARDIOGRAPHY |  | RECORDERHOLTER -GE-SEER Light | RECORDERHOLTER | SEER Light |  |  |  | GE | Recorder, Holter |  | RECORDERHOLTER -GE-SEER Light |  | 11/6/20 |  |  | Not Covered Vendor Only - Biomedical | MHHS-Southeast
NO | YES |  |  |  | 005-07792 | 005-07792 | GE Medical Systems | SEER LIGHT |  | E89046932 | SE-Noninvasive Cardiology | MHHS-Southeast |  | Recorder, Holter |  | 005-07792 | 005-07792 | Southeast | MHHS-Southeast | SE-Noninvasive Cardiology | Holter Room | 2/1/12 |  |  |  | RECORDERS, TAPE, DATA, ELECTROCARDIOGRAPHY |  | RECORDERHOLTER -GE-SEER Light | RECORDERHOLTER | SEER Light |  |  |  | GE | Recorder, Holter |  | RECORDERHOLTER -GE-SEER Light |  | 11/6/20 |  |  | Not Covered Vendor Only - Biomedical | MHHS-Southeast
NO | YES |  |  |  | 005-07793 | 005-07793 | GE Medical Systems | SEER LIGHT |  | E89046930 | SE-Noninvasive Cardiology | MHHS-Southeast |  | Recorder, Holter |  | 005-07793 | 005-07793 | Southeast | MHHS-Southeast | SE-Noninvasive Cardiology | Holter Room | 2/1/12 |  |  |  | RECORDERS, TAPE, DATA, ELECTROCARDIOGRAPHY |  | RECORDERHOLTER -GE-SEER Light | RECORDERHOLTER | SEER Light |  |  |  | GE | Recorder, Holter |  | RECORDERHOLTER -GE-SEER Light |  | 11/6/20 |  |  | Not Covered Vendor Only - Biomedical | MHHS-Southeast
NO | YES |  |  |  | 005-07784 | 005-07784 | GE Medical Systems | SEER LIGHT |  | E89046934 | SE-Noninvasive Cardiology |  |  |  |  | 005-07784 | 005-07784 | Southeast | MHHS-Southeast | SE-Noninvasive Cardiology | Holter Room
NO | YES |  |  |  | 005-07783 | 005-07783 | GE Medical Systems | SEER LIGHT |  | E89046928 | SE-Noninvasive Cardiology |  |  |  |  | 005-07783 | 005-07783 | Southeast | MHHS-Southeast | SE-Noninvasive Cardiology | Holter Room
NO | NO |  |  |  | 013-35634 |  | GE Medical Systems | SEER LIGHT |  | P820835D5 | SW - HVI - NONINVASIVE CARDIOLOGY | MHHS-Southwest |  | Recorder, Holter |  | 013-35634 |  | Southwest |  | SW - HVI - NONINVASIVE CARDIOLOGY | [5 empty] | RECORDERS, TAPE, DATA, ELECTROCARDIOGRAPHY |  | RECORDERHOLTER -GE-SEER Light | RECORDERHOLTER | SEER Light |  |  |  | GE | Recorder, Holter |  | RECORDERHOLTER -GE-SEER Light |  |  |  |  | Not Covered Vendor Only - Biomedical | MHHS-Southwest
NO | NO |  |  |  | 069-20480 |  | GE Medical Systems | SEER LIGHT |  | P86110152 | TMC - HVI - CARDIOLOGY (3HVI) | MHHS-TMC |  | Recorder, Holter |  | 069-20480 |  | TMC |  | TMC - HVI - CARDIOLOGY (3HVI) | [5 empty] | RECORDERS, TAPE, DATA, ELECTROCARDIOGRAPHY |  | RECORDERHOLTER -GE-SEER Light | RECORDERHOLTER | SEER Light |  |  |  | GE | Recorder, Holter |  | RECORDERHOLTER -GE-SEER Light |  |  |  |  | Covered PM Repair - Biomedical | MHHS-TMC
NO | NO |  |  |  | 074-00923 |  | GE Medical Systems | SEER LIGHT |  | E81080298 | TMC - HVI - CARDIOLOGY (3HVI) | MHHS-TMC |  | Recorder, Holter |  | 074-00923 |  | TMC |  | TMC - HVI - CARDIOLOGY (3HVI) | [5 empty] | RECORDERS, TAPE, DATA, ELECTROCARDIOGRAPHY |  | RECORDERHOLTER -GE-SEER Light | RECORDERHOLTER | SEER Light |  |  |  | GE | Recorder, Holter |  | RECORDERHOLTER -GE-SEER Light |  |  |  |  | Not Covered Vendor Only - Biomedical | MHHS-TMC
NO | NO | [5 empty] | GE Medical Systems | SEER LIGHT |  | E88034805 | TMC - HVI - CARDIOLOGY (3HVI) | MHHS-TMC |  | Recorder, Holter |  |  |  | TMC |  | TMC - HVI - CARDIOLOGY (3HVI) | [5 empty] | RECORDERS, TAPE, DATA, ELECTROCARDIOGRAPHY |  | RECORDERHOLTER -GE-SEER Light | RECORDERHOLTER | SEER Light |  |  |  | GE | Recorder, Holter |  | RECORDERHOLTER -GE-SEER Light |  |  |  |  | Not Covered Vendor Only - Biomedical | MHHS-TMC
NO | NO | [5 empty] | GE Medical Systems | SEER LIGHT |  | E86071945 | TMC - HVI - CARDIOLOGY (3HVI) | MHHS-TMC |  | Recorder, Holter |  |  |  | TMC |  | TMC - HVI - CARDIOLOGY (3HVI) | [5 empty] | RECORDERS, TAPE, DATA, ELECTROCARDIOGRAPHY |  | RECORDERHOLTER -GE-SEER Light | RECORDERHOLTER | SEER Light |  |  |  | GE | Recorder, Holter |  | RECORDERHOLTER -GE-SEER Light |  |  |  |  | Not Covered Vendor Only - Biomedical | MHHS-TMC
NO | NO | [5 empty] | GE Medical Systems | SEER LIGHT |  | P86110168 | TMC - HVI - CARDIOLOGY (3HVI) | MHHS-TMC |  | Recorder, Holter |  |  |  | TMC |  | TMC - HVI - CARDIOLOGY (3HVI) | [5 empty] | RECORDERS, TAPE, DATA, ELECTROCARDIOGRAPHY |  | RECORDERHOLTER -GE-SEER Light | RECORDERHOLTER | SEER Light |  |  |  | GE | Recorder, Holter |  | RECORDERHOLTER -GE-SEER Light |  |  |  |  | Not Covered Vendor Only - Biomedical | MHHS-TMC
NO | NO | [5 empty] | GE Medical Systems | SEER LIGHT |  | E80078052 | TMC - HVI - CARDIOLOGY (3HVI) | MHHS-TMC |  | Recorder, Holter |  |  |  | TMC |  | TMC - HVI - CARDIOLOGY (3HVI) | [5 empty] | RECORDERS, TAPE, DATA, ELECTROCARDIOGRAPHY |  | RECORDERHOLTER -GE-SEER Light | RECORDERHOLTER | SEER Light |  |  |  | GE | Recorder, Holter |  | RECORDERHOLTER -GE-SEER Light |  |  |  |  | Not Covered Vendor Only - Biomedical | MHHS-TMC
NO | NO |  |  |  | 029-04716 |  | GE Medical Systems | SEER LIGHT |  | P87040141 | WOODLANDS - CARDIOPULMONARY | MHHS-Woodlands |  | Recorder, Holter |  | 029-04716 |  | Woodlands |  | WOODLANDS - CARDIOPULMONARY | [5 empty] | RECORDERS, TAPE, DATA, ELECTROCARDIOGRAPHY |  | RECORDERHOLTER -GE-SEER Light | RECORDERHOLTER | SEER Light |  |  |  | GE | Recorder, Holter |  | RECORDERHOLTER -GE-SEER Light |  |  |  |  | Not Covered Vendor Only - Biomedical | MHHS-Woodlands
NO | NO |  |  |  | 029-08386 |  | GE Medical Systems | SEER LIGHT |  | P830163E8 | WOODLANDS - CARDIOPULMONARY | MHHS-Woodlands |  | Recorder, Holter |  | 029-08386 |  | Woodlands |  | WOODLANDS - CARDIOPULMONARY | [5 empty] | RECORDERS, TAPE, DATA, ELECTROCARDIOGRAPHY |  | RECORDERHOLTER -GE-SEER Light | RECORDERHOLTER | SEER Light |  |  |  | GE | Recorder, Holter |  | RECORDERHOLTER -GE-SEER Light |  |  |  |  | Not Covered Vendor Only - Biomedical | MHHS-Woodlands
NO | NO |  |  |  | 029-08387 |  | GE Medical Systems | SEER LIGHT |  | P830164E8 | WOODLANDS - CARDIOPULMONARY | MHHS-Woodlands |  | Recorder, Holter |  | 029-08387 |  | Woodlands |  | WOODLANDS - CARDIOPULMONARY | [5 empty] | RECORDERS, TAPE, DATA, ELECTROCARDIOGRAPHY |  | RECORDERHOLTER -GE-SEER Light | RECORDERHOLTER | SEER Light |  |  |  | GE | Recorder, Holter |  | RECORDERHOLTER -GE-SEER Light |  |  |  |  | Not Covered Vendor Only - Biomedical | MHHS-Woodlands
NO | NO |  |  |  | P8706976F |  | GE Medical Systems | SEER LIGHT |  | P8706976F | WOODLANDS - CARDIOPULMONARY | MHHS-Woodlands |  | Recorder, Holter |  | P8706976F |  | Woodlands |  | WOODLANDS - CARDIOPULMONARY | [5 empty] | RECORDERS, TAPE, DATA, ELECTROCARDIOGRAPHY |  | RECORDERHOLTER -GE-SEER Light | RECORDERHOLTER | SEER Light |  |  |  | GE | Recorder, Holter |  | RECORDERHOLTER -GE-SEER Light |  |  |  |  | Not Covered Vendor Only - Biomedical | MHHS-Woodlands
NO | YES |  |  |  | 005-07794 | 005-07794 | GE Medical Systems | SEER LIGHT EXTEND CONTROLLER |  | F98110432 | SE-Noninvasive Cardiology | MHHS-Southeast |  |  |  | 005-07794 | 005-07794 | Southeast | MHHS-Southeast | SE-Noninvasive Cardiology | Holter Room | 2/1/12 |  |  |  | RECORDERS, TAPE, DATA, ELECTROCARDIOGRAPHY |  | .needs class | [5 empty] | GE |  |  |  |  | 11/6/20 |  |  | Not Covered Vendor Only - Biomedical | MHHS-Southeast
NO | NO |  |  |  | 074-00925 |  | GE Medical Systems | SEER LIGHT EXTEND CONTROLLER |  | E81080292 | TMC - HVI - CARDIOLOGY (3HVI) | MHHS-TMC |  |  |  | 074-00925 |  | TMC |  | TMC - HVI - CARDIOLOGY (3HVI) | [5 empty] | RECORDERS, TAPE, DATA, ELECTROCARDIOGRAPHY |  | .needs class | [5 empty] | GE | [7 empty] | Not Covered Vendor Only - Biomedical | MHHS-TMC
NO | NO |  |  |  | 074-00925 |  | GE Medical Systems | SEER LIGHT EXTEND CONTROLLER |  | E84044A15 | TMC - HVI - CARDIOLOGY (3HVI) | MHHS-TMC |  |  |  | 074-00925 |  | TMC |  | TMC - HVI - CARDIOLOGY (3HVI) | [5 empty] | RECORDERS, TAPE, DATA, ELECTROCARDIOGRAPHY |  | .needs class | [5 empty] | GE | [7 empty] | Not Covered Vendor Only - Lab Ana/Anes | MHHS-TMC
NO | NO |  |  |  | 074-04683 |  | GE Medical Systems | SEER LIGHT EXTEND CONTROLLER |  | E84044A07 | TMC - HVI - CARDIOLOGY (3HVI) | MHHS-TMC |  |  |  | 074-04683 |  | TMC |  | TMC - HVI - CARDIOLOGY (3HVI) | [5 empty] | RECORDERS, TAPE, DATA, ELECTROCARDIOGRAPHY |  | .needs class | [5 empty] | GE | [7 empty] | Not Covered Vendor Only - Biomedical | MHHS-TMC
NO | NO |  |  |  | 074-04685 |  | GE Medical Systems | SEER LIGHT EXTEND CONTROLLER |  | E84044A15 | TMC - HVI - CARDIOLOGY (3HVI) | MHHS-TMC |  |  |  | 074-04685 |  | TMC |  | TMC - HVI - CARDIOLOGY (3HVI) | [5 empty] | RECORDERS, TAPE, DATA, ELECTROCARDIOGRAPHY |  | .needs class | [5 empty] | GE | [7 empty] | Not Covered Vendor Only - Biomedical | MHHS-TMC
NO | NO |  |  |  | 074-05804 |  | GE Medical Systems | SEER LIGHT EXTEND CONTROLLER |  | E88050F70 | TMC - HVI - CARDIOLOGY (3HVI) | MHHS-TMC |  |  |  | 074-05804 |  | TMC |  | TMC - HVI - CARDIOLOGY (3HVI) | [5 empty] | RECORDERS, TAPE, DATA, ELECTROCARDIOGRAPHY |  | .needs class | [5 empty] | GE | [7 empty] | Not Covered Vendor Only - Biomedical | MHHS-TMC
NO | NO |  |  |  | 074-05805 |  | GE Medical Systems | SEER LIGHT EXTEND CONTROLLER |  | E8805F64 | TMC - HVI - CARDIOLOGY (3HVI) | MHHS-TMC |  |  |  | 074-05805 |  | TMC |  | TMC - HVI - CARDIOLOGY (3HVI) | [5 empty] | RECORDERS, TAPE, DATA, ELECTROCARDIOGRAPHY |  | .needs class | [5 empty] | GE | [7 empty] | Not Covered Vendor Only - Biomedical | MHHS-TMC
NO | NO |  |  |  | 074-05806 |  | GE Medical Systems | SEER LIGHT EXTEND CONTROLLER |  | E88050F69 | TMC - HVI - CARDIOLOGY (3HVI) | MHHS-TMC |  |  |  | 074-05806 |  | TMC |  | TMC - HVI - CARDIOLOGY (3HVI) | [5 empty] | RECORDERS, TAPE, DATA, ELECTROCARDIOGRAPHY |  | .needs class | [5 empty] | GE | [7 empty] | Not Covered Vendor Only - Biomedical | MHHS-TMC
NO | NO | [5 empty] | GE Medical Systems | SEER LIGHT EXTEND CONTROLLER |  |  | TMC - HVI - CARDIOLOGY (3HVI) | MHHS-TMC | [5 empty] | TMC |  | TMC - HVI - CARDIOLOGY (3HVI) | [5 empty] | RECORDERS, TAPE, DATA, ELECTROCARDIOGRAPHY |  | .needs class | [5 empty] | GE | [7 empty] | Not Covered Vendor Only - Biomedical | MHHS-TMC
NO | YES |  |  |  | R-583-01062 |  | GE Medical Systems | SIGNA EXCITE |  | R3901 | OPID - (KY) - KATY REHAB - 585 | MHHS-OPID |  | Imager, Magnetic Resonance (MRI) |  | R-583-01062 |  | Katy |  | OPID - (KY) - KATY REHAB - 585 |  | 12/10/19 |  |  |  | SCANNING SYSTEMS, MAGNETIC RESONANCE IMAGING |  | IMAGEMAGNETRESONANCE(MRI)-GE-Signa Excite | IMAGEMAGNETRESONANCE(MRI) | Signa Excite |  |  |  | GE | Imager, Magnetic Resonance (MRI) |  | IMAGEMAGNETRESONANCE(MRI)-GE-Signa Excite |  | 8/1/20 |  |  | Not Covered Vendor Only - Biomedical | MHHS-OPID
NO | YES |  |  |  | R-069-MR4 |  | GE Medical Systems | SIGNA EXCITE |  | GE:713704HMR4 962553YM4 | TMC - RADIOLOGY - MRI | MHHS-TMC |  | Imager, Magnetic Resonance (MRI) |  | R-069-MR4 |  | TMC |  | TMC - RADIOLOGY - MRI |  | 12/14/19 |  |  |  | SCANNING SYSTEMS, MAGNETIC RESONANCE IMAGING |  | IMAGEMAGNETRESONANCE(MRI)-GE-Signa Excite | IMAGEMAGNETRESONANCE(MRI) | Signa Excite |  |  |  | GE | Imager, Magnetic Resonance (MRI) |  | IMAGEMAGNETRESONANCE(MRI)-GE-Signa Excite |  | 8/1/20 |  |  | Not Covered Vendor Only - Biomedical | MHHS-TMC
NO | YES | [5 empty] | GE Medical Systems | SIGNA EXCITE 1.5T HD |  | 713662UT1MR | OPID - (MHOSH) - BELLAIRE - 441 | MHHS-OPID | [5 empty] | Central & Greater Heights |  | OPID - (MHOSH) - BELLAIRE - 441 |  | 11/18/19 |  |  |  | SCANNING SYSTEMS, MAGNETIC RESONANCE IMAGING |  | .needs class | [5 empty] | GE |  |  |  |  | 8/1/20 |  |  | Not Covered Vendor Only - Biomedical | MHHS-OPID
NO | YES |  |  |  | R-013-13505 |  | GE Medical Systems | SIGNA EXCITE 1.5T HD |  | 963695YM2 | OPID - (SW) - SOUTHWEST - 433 (MP4) | MHHS-OPID |  |  |  | R-013-13505 |  | Southwest |  | OPID - (SW) - SOUTHWEST - 433 (MP4) |  | 12/9/19 |  |  |  | SCANNING SYSTEMS, MAGNETIC RESONANCE IMAGING |  | .needs class | [5 empty] | GE |  |  |  |  | 8/1/20 |  |  | Not Covered Vendor Only - Biomedical | MHHS-OPID
NO | YES |  |  |  | R-583-01060 |  | GE Medical Systems | SIGNA HDE 1.5T |  | 000000000R5755 | OPID - (KY) - KATY REHAB - 585 | MHHS-OPID |  |  |  | R-583-01060 |  | Katy |  | OPID - (KY) - KATY REHAB - 585 |  | 12/17/19 |  |  |  | SCANNING SYSTEMS, MAGNETIC RESONANCE IMAGING |  | .needs class | [5 empty] | GE |  |  |  |  | 8/1/20 |  |  | Not Covered Vendor Only - Biomedical | MHHS-OPID
NO | NO | [5 empty] | GE Medical Systems | SIGNA HORIZON LX |  | 209533MR9 | MEMORIAL CITY - MRI | MHHS-Mem City |  | Imager, Magnetic Resonance (MRI) |  |  |  | West & Memorial City |  | MEMORIAL CITY - MRI | [5 empty] | SCANNING SYSTEMS, MAGNETIC RESONANCE IMAGING |  | IMAGEMAGNETRESONANCE(MRI)-GE-Signa Horizon LX | IMAGEMAGNETRESONANCE(MRI) | Signa Horizon LX |  |  |  | GE | Imager, Magnetic Resonance (MRI) |  | IMAGEMAGNETRESONANCE(MRI)-GE-Signa Horizon LX |  |  |  |  | Not Covered Vendor Only - Biomedical | MHHS-Mem City
NO | YES |  |  |  | 005-07810 | 005-07810 | GE Medical Systems | SIGNA LX 1.5T |  | 17099MR7 | OPID-(SE)-Pasadena-465 | MHHS-OPID |  |  |  | 005-07810 | 005-07810 | Southeast & Bay Area | MHHS-Others | OPID-(SE)-Pasadena-465 | MRI | 12/1/19 |  |  |  | SCANNING SYSTEMS, MAGNETIC RESONANCE IMAGING |  | .needs class | [5 empty] | GE | [7 empty] | Covered PM Repair - Biomedical | MHHS-OPID
NO | YES |  |  |  | R-129-01973 |  | GE Medical Systems | SIGNA LX 1.5T |  |  | OPID - (SL) - SUGAR LAND - 449 (MP1) | MHHS-OPID |  |  |  | R-129-01973 |  | Sugar Land |  | OPID - (SL) - SUGAR LAND - 449 (MP1) |  | 11/19/19 |  |  |  | SCANNING SYSTEMS, MAGNETIC RESONANCE IMAGING |  | .needs class | [5 empty] | GE |  |  |  |  | 10/31/19 |  |  | Covered PM Repair - Biomedical | MHHS-OPID
NO | YES |  |  |  | 069-18159 |  | GE Medical Systems | SIGNA LX 1.5T |  | 713704OPMR1 | OPID - (TMC) - MH IMAGING CENTER - 417 | MHHS-OPID |  |  |  | 069-18159 |  | TMC |  | OPID - (TMC) - MH IMAGING CENTER - 417 |  | 11/7/19 |  |  |  | SCANNING SYSTEMS, MAGNETIC RESONANCE IMAGING |  | .needs class | [5 empty] | GE |  |  |  |  | 11/9/18 |  |  | Covered PM Repair - Biomedical | MHHS-OPID
NO | YES | [5 empty] | GE Medical Systems | SIGNA LX 1.5T |  | 281364MR2 R7376 | Woodlands-Radiology | MHHS-Woodlands | [5 empty] | Woodlands | MHHS-Woodlands | Woodlands-Radiology | MRI |  |  |  |  | SCANNING SYSTEMS, MAGNETIC RESONANCE IMAGING |  | .needs class | [5 empty] | GE | [7 empty] | Covered PM Repair - Biomedical | MHHS-Woodlands
NO | YES |  |  |  |  | 142-04956 | GE Medical Systems | SOLAR 8000I |  | SBM05260138GA | NE-OR Holding | MHHS-Northeast |  | Monitor, Cardiac, Fixed |  |  | 142-04956 | Katy | MHHS-Northeast | NE-OR Holding | OR Holding room 11 | 10/1/19 | 10/1/20 |  |  | MONITORS, PHYSIOLOGIC, VITAL SIGNS | Monitor, Cardiac, Fixed | MONITORCARDIACFIXED-GE-Solar 8000i | MONITORCARDIACFIXED | Solar 8000i |  |  |  | GE | Monitor, Cardiac, Fixed |  | MONITORCARDIACFIXED-GE-Solar 8000i |  | 8/1/16 |  | MCH-A | Covered PM Repair - Biomedical | MHHS-Northeast | [8 empty] | MONITORCARDIACFIXED | Monitor, Cardiac, Fixed | GE
NO | YES |  |  |  |  | 142-04938 | GE Medical Systems | SOLAR 8000I |  | SBM05260136GA | NE-OR Holding | MHHS-Northeast |  | Monitor, Cardiac, Fixed |  |  | 142-04938 | Katy | MHHS-Northeast | NE-OR Holding | Pacu 13 | 6/1/19 | 6/1/20 |  |  | MONITORS, PHYSIOLOGIC, VITAL SIGNS | Monitor, Cardiac, Fixed | MONITORCARDIACFIXED-GE-Solar 8000i | MONITORCARDIACFIXED | Solar 8000i |  |  |  | GE | Monitor, Cardiac, Fixed |  | MONITORCARDIACFIXED-GE-Solar 8000i |  | 8/3/16 |  | MCH-A | Covered PM Repair - Radiology, Low End | MHHS-Northeast | [8 empty] | MONITORCARDIACFIXED | Monitor, Cardiac, Fixed | GE
NO | YES |  |  |  |  | 069-22736 | GE Medical Systems | SOLAR 8000I |  | SBM06251052GA | TMC- OR- (3HP) | MHHS-TMC |  | Monitor, Cardiac, Fixed |  |  | 069-22736 | TMC | Memorial Hermann-Texas Medical Center | TMC- OR- (3HP) | Storage | 10/1/19 |  | 10/1/20 |  | MONITORS, PHYSIOLOGIC, VITAL SIGNS |  | MONITORCARDIACFIXED-GE-Solar 8000i | MONITORCARDIACFIXED | Solar 8000i |  |  |  | GE | Monitor, Cardiac, Fixed |  | MONITORCARDIACFIXED-GE-Solar 8000i |  | 12/31/16 |  |  | Covered PM Repair - Radiology, Low End | MHHS-TMC
NO | YES |  |  |  | 069-22732 | 069-22732 | GE Medical Systems | SOLAR 8000I |  | SBM06251051GA | TMC- OR- (3HP) | MHHS-TMC |  | Monitor, Cardiac, Fixed |  | 069-22732 | 069-22732 | TMC | Memorial Hermann-Texas Medical Center | TMC- OR- (3HP) | Storage | 10/1/19 |  | 4/1/20 |  | MONITORS, PHYSIOLOGIC, VITAL SIGNS |  | MONITORCARDIACFIXED-GE-Solar 8000i | MONITORCARDIACFIXED | Solar 8000i |  |  |  | GE | Monitor, Cardiac, Fixed |  | MONITORCARDIACFIXED-GE-Solar 8000i |  |  |  |  | Covered PM Repair - Radiology, Low End | MHHS-TMC
NO | YES |  |  |  | 069-22741 | 069-22741 | GE Medical Systems | SOLAR 8000I |  | SBM06251053GA | Gi lab | MHHS-TMC |  | Monitor, Cardiac, Fixed |  | 069-22741 | 069-22741 | TMC | Memorial Hermann-Texas Medical Center | Gi lab | Fluro scope 482 | 10/1/19 |  | 10/1/20 |  | MONITORS, PHYSIOLOGIC, VITAL SIGNS |  | MONITORCARDIACFIXED-GE-Solar 8000i | MONITORCARDIACFIXED | Solar 8000i |  |  |  | GE | Monitor, Cardiac, Fixed |  | MONITORCARDIACFIXED-GE-Solar 8000i |  |  |  |  | Covered PM Repair - Radiology, Low End | MHHS-TMC
NO | YES | Serial Number SBM06251066GA |  |  |  | 069-22740 | GE Medical Systems | SOLAR 8000I |  | SBM06251066GA | TMC-OR-Anesthesia (Old) | MHHS-TMC |  | Monitor, Cardiac, Fixed |  |  | 069-22740 | TMC | MHHS-TMC | TMC-OR-Anesthesia (Old) | [5 empty] | MONITORS, PHYSIOLOGIC, VITAL SIGNS |  | MONITORCARDIACFIXED-GE-Solar 8000i | MONITORCARDIACFIXED | Solar 8000i |  |  |  | GE | Monitor, Cardiac, Fixed |  | MONITORCARDIACFIXED-GE-Solar 8000i |  | 2/1/19 |  |  | Not Covered Vendor Only - Biomedical | MHHS-TMC
NO | YES |  |  |  |  | 069-28599 | GE Medical Systems | SOLAR 8000I |  | SE409119117GA | TMC-OR-Robertson (2R) | MHHS-TMC |  | Monitor, Cardiac, Fixed |  |  | 069-28599 | TMC | MHHS-TMC | TMC-OR-Robertson (2R) | Storage |  |  |  |  | MONITORS, PHYSIOLOGIC, VITAL SIGNS |  | MONITORCARDIACFIXED-GE-Solar 8000i | MONITORCARDIACFIXED | Solar 8000i |  |  |  | GE | Monitor, Cardiac, Fixed |  | MONITORCARDIACFIXED-GE-Solar 8000i |  | 2/1/19 |  |  | Covered PM Repair - Biomedical | MHHS-TMC
NO | YES |  |  |  |  | 069-27182 | GE Medical Systems | SOLAR 8000I |  | SE408111079GA | Memorial Hermann- Texas Medical Center ChildrensOR | MHHS-TMC |  | Monitor, Cardiac, Fixed |  |  | 069-27182 | TMC | TPC | Memorial Hermann- Texas Medical Center ChildrensOR | OR 53 | 10/1/19 |  | 10/1/20 |  | MONITORS, PHYSIOLOGIC, VITAL SIGNS |  | MONITORCARDIACFIXED-GE-Solar 8000i | MONITORCARDIACFIXED | Solar 8000i |  |  |  | GE | Monitor, Cardiac, Fixed |  | MONITORCARDIACFIXED-GE-Solar 8000i |  | 2/1/19 |  |  | Covered PM Repair - Biomedical | MHHS-TMC
NO | NO | [5 empty] | GE Medical Systems | SOLAR 8000I |  |  | TMC - CHILDRENS - L&D (5HP) | MHHS-TMC |  | Monitor, Cardiac, Fixed |  |  |  | TMC |  | TMC - CHILDRENS - L&D (5HP) | [5 empty] | MONITORS, PHYSIOLOGIC, VITAL SIGNS |  | MONITORCARDIACFIXED-GE-Solar 8000i | MONITORCARDIACFIXED | Solar 8000i |  |  |  | GE | Monitor, Cardiac, Fixed |  | MONITORCARDIACFIXED-GE-Solar 8000i |  |  |  |  | Covered PM Repair - Radiology, Low End | MHHS-TMC
NO | NO |  |  |  | 069-27168 |  | GE Medical Systems | SOLAR 8000I |  | SE408111081GA | TMC - OR - ANESTHESIA (OLD) | MHHS-TMC |  | Monitor, Cardiac, Fixed |  | 069-27168 |  | TMC |  | TMC - OR - ANESTHESIA (OLD) | [5 empty] | MONITORS, PHYSIOLOGIC, VITAL SIGNS |  | MONITORCARDIACFIXED-GE-Solar 8000i | MONITORCARDIACFIXED | Solar 8000i |  |  |  | GE | Monitor, Cardiac, Fixed |  | MONITORCARDIACFIXED-GE-Solar 8000i |  |  |  |  | Covered PM Repair - Biomedical | MHHS-TMC
NO | NO |  |  |  | 069-28598 |  | GE Medical Systems | SOLAR 8000I |  | SE409119118GA | TMC - OR - ANESTHESIA (OLD) | MHHS-TMC |  | Monitor, Cardiac, Fixed |  | 069-28598 |  | TMC |  | TMC - OR - ANESTHESIA (OLD) | [5 empty] | MONITORS, PHYSIOLOGIC, VITAL SIGNS |  | MONITORCARDIACFIXED-GE-Solar 8000i | MONITORCARDIACFIXED | Solar 8000i |  |  |  | GE | Monitor, Cardiac, Fixed |  | MONITORCARDIACFIXED-GE-Solar 8000i |  |  |  |  | Covered PM Repair - Biomedical | MHHS-TMC
NO | NO | [5 empty] | GE Medical Systems | SOLAR 8000I |  | SE311282324 | TMC - OR - LABOR/ DELIVERY (5/6HP) | MHHS-TMC |  | Monitor, Cardiac, Fixed |  |  |  | TMC |  | TMC - OR - LABOR/ DELIVERY (5/6HP) | [5 empty] | MONITORS, PHYSIOLOGIC, VITAL SIGNS |  | MONITORCARDIACFIXED-GE-Solar 8000i | MONITORCARDIACFIXED | Solar 8000i |  |  |  | GE | Monitor, Cardiac, Fixed |  | MONITORCARDIACFIXED-GE-Solar 8000i |  |  |  |  | Covered PM Repair - Biomedical | MHHS-TMC
NO | NO |  |  |  | 069-27183 |  | GE Medical Systems | SOLAR 8000I |  | SE408111077GA | TMC - OR - PEDI OR (2R) | MHHS-TMC |  | Monitor, Cardiac, Fixed |  | 069-27183 |  | TMC |  | TMC - OR - PEDI OR (2R) | [5 empty] | MONITORS, PHYSIOLOGIC, VITAL SIGNS |  | MONITORCARDIACFIXED-GE-Solar 8000i | MONITORCARDIACFIXED | Solar 8000i |  |  |  | GE | Monitor, Cardiac, Fixed |  | MONITORCARDIACFIXED-GE-Solar 8000i |  |  |  |  | Covered PM Repair - Radiology, Low End | MHHS-TMC
NO | NO | [5 empty] | GE Medical Systems | SOLAR 8000I |  | SBM06251056GA | TMC - OR - PEDI OR (2R) | MHHS-TMC |  | Monitor, Cardiac, Fixed |  |  |  | TMC |  | TMC - OR - PEDI OR (2R) | [5 empty] | MONITORS, PHYSIOLOGIC, VITAL SIGNS |  | MONITORCARDIACFIXED-GE-Solar 8000i | MONITORCARDIACFIXED | Solar 8000i |  |  |  | GE | Monitor, Cardiac, Fixed |  | MONITORCARDIACFIXED-GE-Solar 8000i |  |  |  |  | Covered PM Repair - Biomedical | MHHS-TMC
NO | NO | [5 empty] | GE Medical Systems | SOLAR 8000I |  | SE409119119GA | TMC - OR - PEDI OR (2R) | MHHS-TMC |  | Monitor, Cardiac, Fixed |  |  |  | TMC |  | TMC - OR - PEDI OR (2R) | [5 empty] | MONITORS, PHYSIOLOGIC, VITAL SIGNS |  | MONITORCARDIACFIXED-GE-Solar 8000i | MONITORCARDIACFIXED | Solar 8000i |  |  |  | GE | Monitor, Cardiac, Fixed |  | MONITORCARDIACFIXED-GE-Solar 8000i |  |  |  |  | Covered PM Repair - Biomedical | MHHS-TMC
NO | NO | [5 empty] | GE Medical Systems | SOLAR 8000I |  | SCZ07300971GR | TMC - OR - PEDI OR (2R) | MHHS-TMC |  | Monitor, Cardiac, Fixed |  |  |  | TMC |  | TMC - OR - PEDI OR (2R) | [5 empty] | MONITORS, PHYSIOLOGIC, VITAL SIGNS |  | MONITORCARDIACFIXED-GE-Solar 8000i | MONITORCARDIACFIXED | Solar 8000i |  |  |  | GE | Monitor, Cardiac, Fixed |  | MONITORCARDIACFIXED-GE-Solar 8000i |  |  |  |  | Covered PM Repair - Biomedical | MHHS-TMC
NO | NO |  |  |  | 069-27630 |  | GE Medical Systems | SOLAR 8000I |  | SCZ07443351GR | TMC - OR - TRAINING LAB | MHHS-TMC |  | Monitor, Cardiac, Fixed |  | 069-27630 |  | TMC |  | TMC - OR - TRAINING LAB | [5 empty] | MONITORS, PHYSIOLOGIC, VITAL SIGNS |  | MONITORCARDIACFIXED-GE-Solar 8000i | MONITORCARDIACFIXED | Solar 8000i |  |  |  | GE | Monitor, Cardiac, Fixed |  | MONITORCARDIACFIXED-GE-Solar 8000i |  |  |  |  | Covered PM Repair - Biomedical | MHHS-TMC
NO | NO |  |  |  | 069-27634 |  | GE Medical Systems | SOLAR 8000I |  | SBL07017900GR | TMC - OR - TRAINING LAB | MHHS-TMC |  | Monitor, Cardiac, Fixed |  | 069-27634 |  | TMC |  | TMC - OR - TRAINING LAB | [5 empty] | MONITORS, PHYSIOLOGIC, VITAL SIGNS |  | MONITORCARDIACFIXED-GE-Solar 8000i | MONITORCARDIACFIXED | Solar 8000i |  |  |  | GE | Monitor, Cardiac, Fixed |  | MONITORCARDIACFIXED-GE-Solar 8000i |  |  |  |  | Covered PM Repair - Biomedical | MHHS-TMC
NO | NO |  |  |  | 069-27642 |  | GE Medical Systems | SOLAR 8000I |  | SCZ07443387GR | TMC - OR - TRAINING LAB | MHHS-TMC |  | Monitor, Cardiac, Fixed |  | 069-27642 |  | TMC |  | TMC - OR - TRAINING LAB | [5 empty] | MONITORS, PHYSIOLOGIC, VITAL SIGNS |  | MONITORCARDIACFIXED-GE-Solar 8000i | MONITORCARDIACFIXED | Solar 8000i |  |  |  | GE | Monitor, Cardiac, Fixed |  | MONITORCARDIACFIXED-GE-Solar 8000i |  |  |  |  | Covered PM Repair - Radiology, High End | MHHS-TMC
NO | NO |  |  |  | 069-27790 |  | GE Medical Systems | SOLAR 8000I |  | SCZ07443368GR | TMC - OR - TRAINING LAB | MHHS-TMC |  | Monitor, Cardiac, Fixed |  | 069-27790 |  | TMC |  | TMC - OR - TRAINING LAB | [5 empty] | MONITORS, PHYSIOLOGIC, VITAL SIGNS |  | MONITORCARDIACFIXED-GE-Solar 8000i | MONITORCARDIACFIXED | Solar 8000i |  |  |  | GE | Monitor, Cardiac, Fixed |  | MONITORCARDIACFIXED-GE-Solar 8000i |  |  |  |  | Not Covered Vendor Only - Rad, Low End | MHHS-TMC
NO | NO |  |  |  | 069-27806 |  | GE Medical Systems | SOLAR 8000I |  | SCZ07514561GR | TMC - OR - TRAINING LAB | MHHS-TMC |  | Monitor, Cardiac, Fixed |  | 069-27806 |  | TMC |  | TMC - OR - TRAINING LAB | [5 empty] | MONITORS, PHYSIOLOGIC, VITAL SIGNS |  | MONITORCARDIACFIXED-GE-Solar 8000i | MONITORCARDIACFIXED | Solar 8000i |  |  |  | GE | Monitor, Cardiac, Fixed |  | MONITORCARDIACFIXED-GE-Solar 8000i |  |  |  |  | Covered PM Repair - Radiology, High End | MHHS-TMC
NO | NO |  |  |  | 069-27809 |  | GE Medical Systems | SOLAR 8000I |  | SBL06042455GR | TMC - OR - TRAINING LAB | MHHS-TMC |  | Monitor, Cardiac, Fixed |  | 069-27809 |  | TMC |  | TMC - OR - TRAINING LAB | [5 empty] | MONITORS, PHYSIOLOGIC, VITAL SIGNS |  | MONITORCARDIACFIXED-GE-Solar 8000i | MONITORCARDIACFIXED | Solar 8000i |  |  |  | GE | Monitor, Cardiac, Fixed |  | MONITORCARDIACFIXED-GE-Solar 8000i |  |  |  |  | Covered PM Repair - Biomedical | MHHS-TMC
NO | NO |  |  |  | 069-27829 |  | GE Medical Systems | SOLAR 8000I |  | SCZ07514583GR | TMC - OR - TRAINING LAB | MHHS-TMC |  | Monitor, Cardiac, Fixed |  | 069-27829 |  | TMC |  | TMC - OR - TRAINING LAB | [5 empty] | MONITORS, PHYSIOLOGIC, VITAL SIGNS |  | MONITORCARDIACFIXED-GE-Solar 8000i | MONITORCARDIACFIXED | Solar 8000i |  |  |  | GE | Monitor, Cardiac, Fixed |  | MONITORCARDIACFIXED-GE-Solar 8000i |  |  |  |  | Covered PM Repair - Radiology, Low End | MHHS-TMC
NO | NO |  |  |  | 029-05250 |  | GE Medical Systems | SOLAR 8000I |  | SE408334051GA | WOODLANDS - CATH LAB | MHHS-Woodlands |  | Monitor, Cardiac, Fixed |  | 029-05250 |  | Woodlands |  | WOODLANDS - CATH LAB | [5 empty] | MONITORS, PHYSIOLOGIC, VITAL SIGNS |  | MONITORCARDIACFIXED-GE-Solar 8000i | MONITORCARDIACFIXED | Solar 8000i |  |  |  | GE | Monitor, Cardiac, Fixed |  | MONITORCARDIACFIXED-GE-Solar 8000i |  |  |  |  | Covered PM Repair - Radiology, Low End | MHHS-Woodlands
NO | YES |  |  |  |  | 142-03891 | GE Medical Systems | SOLAR 8000M |  | R3T05021616GA | NE-Labor & Delivery | MHHS-Northeast |  | Monitor, Cardiac, Fixed |  |  | 142-03891 | Katy | MHHS-Northeast | NE-Labor & Delivery | OR 1 | 8/1/19 | 8/1/20 |  |  | MONITORS, PHYSIOLOGIC, VITAL SIGNS | Monitor, Cardiac, Fixed | MONITORCARDIACFIXED-GE-Solar 8000M | MONITORCARDIACFIXED | Solar 8000M |  |  |  | GE | Monitor, Cardiac, Fixed |  | MONITORCARDIACFIXED-GE-Solar 8000M |  | 1/19/14 |  | MCH-A | Covered PM Repair - Biomedical | MHHS-Northeast | [8 empty] | MONITORCARDIACFIXED | Monitor, Cardiac, Fixed | GE
NO | YES |  |  |  |  | 142-03902 | GE Medical Systems | SOLAR 8000M |  | R3T05021636GA | NE-Labor & Delivery | MHHS-Northeast |  | Monitor, Cardiac, Fixed |  |  | 142-03902 | Katy | MHHS-Northeast | NE-Labor & Delivery | OR 2 | 8/1/19 | 8/1/20 |  |  | MONITORS, PHYSIOLOGIC, VITAL SIGNS | Monitor, Cardiac, Fixed | MONITORCARDIACFIXED-GE-Solar 8000M | MONITORCARDIACFIXED | Solar 8000M |  |  |  | GE | Monitor, Cardiac, Fixed |  | MONITORCARDIACFIXED-GE-Solar 8000M |  |  |  | MCH-A | Covered PM Repair - Biomedical | MHHS-Northeast | [8 empty] | MONITORCARDIACFIXED | Monitor, Cardiac, Fixed | GE
NO | YES | Asset Tag 1112153 |  |  |  | 142-04987 | GE Medical Systems | SOLAR 8000M |  | R3T05021637GA | NE-Anesthesia | MHHS-Northeast |  | Monitor, Cardiac, Fixed |  |  | 142-04987 | Katy | MHHS-Northeast | NE-Anesthesia | Storage room 5 | 6/1/18 | 6/1/19 |  |  | MONITORS, PHYSIOLOGIC, VITAL SIGNS | Monitor, Cardiac, Fixed | MONITORCARDIACFIXED-GE-Solar 8000M | MONITORCARDIACFIXED | Solar 8000M |  |  |  | GE | Monitor, Cardiac, Fixed |  | MONITORCARDIACFIXED-GE-Solar 8000M |  |  |  | MCH-A | Covered PM Repair - Biomedical | MHHS-Northeast | [8 empty] | MONITORCARDIACFIXED | Monitor, Cardiac, Fixed | GE
NO | YES |  |  |  |  | 142-00003 | GE Medical Systems | SOLAR 8000M |  | R3T05021634GA | NE-PACU | MHHS-Northeast |  | Monitor, Cardiac, Fixed |  |  | 142-00003 | Katy | MHHS-Northeast | NE-PACU | PACU | 7/1/19 | 7/1/20 |  |  | MONITORS, PHYSIOLOGIC, VITAL SIGNS | Monitor, Cardiac, Fixed | MONITORCARDIACFIXED-GE-Solar 8000M | MONITORCARDIACFIXED | Solar 8000M |  |  |  | GE | Monitor, Cardiac, Fixed |  | MONITORCARDIACFIXED-GE-Solar 8000M |  |  |  | MCH-A | Not Covered Vendor Only - Rad, Low End | MHHS-Northeast | [8 empty] | MONITORCARDIACFIXED | Monitor, Cardiac, Fixed | GE
NO | YES |  |  |  |  | 099-09161 | GE Medical Systems | SOLAR 8000M |  | B9MC5596G | TMC-Children's-L&D (5Hp) | MHHS-TMC |  | Monitor, Cardiac, Fixed |  |  | 099-09161 | TMC | MHHS-TMC | TMC-Children's-L&D (5Hp) | Recovery | 3/1/20 |  | 3/1/21 |  | MONITORS, PHYSIOLOGIC, VITAL SIGNS |  | MONITORCARDIACFIXED-GE-Solar 8000M | MONITORCARDIACFIXED | Solar 8000M |  |  |  | GE | Monitor, Cardiac, Fixed |  | MONITORCARDIACFIXED-GE-Solar 8000M |  | 12/15/16 |  |  | Covered PM Repair - Radiology, Low End | MHHS-TMC
NO | YES |  |  |  | 069-44648 | 069-44648 | GE Medical Systems | SOLAR 8000M |  | L1RF8589G | (null) | MHHS-TMC |  | Monitor, Cardiac, Fixed |  | 069-44648 | 069-44648 | (null) | MHHS-TMC | (null) | (null) |  |  |  | (null) | MONITORS, PHYSIOLOGIC, VITAL SIGNS |  | MONITORCARDIACFIXED-GE-Solar 8000M | MONITORCARDIACFIXED | Solar 8000M |  |  |  | GE | Monitor, Cardiac, Fixed |  | MONITORCARDIACFIXED-GE-Solar 8000M |  |  |  |  | Covered PM Repair - Biomedical | MHHS-TMC
NO | YES |  |  |  | 069-02993 | 069-02993 | GE Medical Systems | SOLAR 8000M |  | L1RF8567G | TMC-Radiology-Jones Pavilion | MHHS-TMC |  | Monitor, Cardiac, Fixed |  | 069-02993 | 069-02993 | TMC | MHHS-TMC | TMC-Radiology-Jones Pavilion | J2 400.18 | 11/1/19 |  | 11/1/20 |  | MONITORS, PHYSIOLOGIC, VITAL SIGNS |  | MONITORCARDIACFIXED-GE-Solar 8000M | MONITORCARDIACFIXED | Solar 8000M |  |  |  | GE | Monitor, Cardiac, Fixed |  | MONITORCARDIACFIXED-GE-Solar 8000M |  | 3/29/14 |  |  | Covered PM Repair - Biomedical | MHHS-TMC
NO | YES |  |  |  | 029-03374 | 029-03374 | GE Medical Systems | SOLAR 8000M |  | J43T5912G | Woodlands-Cath Lab | MHHS-Woodlands |  | Monitor, Cardiac, Fixed |  | 029-03374 | 029-03374 | Woodlands | MHHS-Woodlands | Woodlands-Cath Lab | Cath Lab 2 | 9/1/18 |  |  |  | MONITORS, PHYSIOLOGIC, VITAL SIGNS | Monitor, Cardiac, Fixed | MONITORCARDIACFIXED-GE-Solar 8000M | MONITORCARDIACFIXED | Solar 8000M |  |  |  | GE | Monitor, Cardiac, Fixed |  | MONITORCARDIACFIXED-GE-Solar 8000M |  | 11/26/14 |  | MCH-A | Covered PM Repair - Radiology, High End | MHHS-Woodlands | [8 empty] | MONITORCARDIACFIXED | Monitor, Cardiac, Fixed | GE
NO | YES |  |  |  | 029-03743 | 029-03743 | GE Medical Systems | SOLAR 8000M |  | R3T05152608GA | Woodlands-Cath Lab | MHHS-Woodlands |  | Monitor, Cardiac, Fixed |  | 029-03743 | 029-03743 | Woodlands | MHHS-Woodlands | Woodlands-Cath Lab | OR | 11/1/19 |  | 10/1/20 |  | MONITORS, PHYSIOLOGIC, VITAL SIGNS | Monitor, Cardiac, Fixed | MONITORCARDIACFIXED-GE-Solar 8000M | MONITORCARDIACFIXED | Solar 8000M |  |  |  | GE | Monitor, Cardiac, Fixed |  | MONITORCARDIACFIXED-GE-Solar 8000M |  |  |  | MCH-A | Covered PM Repair - Radiology, High End | MHHS-Woodlands | [8 empty] | MONITORCARDIACFIXED | Monitor, Cardiac, Fixed | GE
NO | YES |  |  |  | 029-10979 | 029-10979 | GE Medical Systems | SOLAR 8000M |  | H2G413240 | Woodlands-CVICU | MHHS-Woodlands |  | Monitor, Cardiac, Fixed |  | 029-10979 | 029-10979 | Woodlands | MHHS-Woodlands | Woodlands-CVICU | OR | 10/1/19 |  | 10/1/20 |  | MONITORS, PHYSIOLOGIC, VITAL SIGNS | Monitor, Cardiac, Fixed | MONITORCARDIACFIXED-GE-Solar 8000M | MONITORCARDIACFIXED | Solar 8000M |  |  |  | GE | Monitor, Cardiac, Fixed |  | MONITORCARDIACFIXED-GE-Solar 8000M |  |  |  | MCH-A | Covered PM Repair - Biomedical | MHHS-Woodlands | [8 empty] | MONITORCARDIACFIXED | Monitor, Cardiac, Fixed | GE
NO | YES |  |  |  | 029-10606 | 029-10606 | GE Medical Systems | SOLAR 8000M |  | K2G42278G | Woodlands-OR | MHHS-Woodlands |  | Monitor, Cardiac, Fixed |  | 029-10606 | 029-10606 | Woodlands | MHHS-Woodlands | Woodlands-OR |  | 9/1/19 |  |  |  | MONITORS, PHYSIOLOGIC, VITAL SIGNS | Monitor, Cardiac, Fixed | MONITORCARDIACFIXED-GE-Solar 8000M | MONITORCARDIACFIXED | Solar 8000M |  |  |  | GE | Monitor, Cardiac, Fixed |  | MONITORCARDIACFIXED-GE-Solar 8000M |  | 8/1/17 |  | MCH-A | Covered PM Repair - Biomedical | MHHS-Woodlands | [8 empty] | MONITORCARDIACFIXED | Monitor, Cardiac, Fixed | GE
NO | NO | [5 empty] | GE Medical Systems | SOLAR 8000M |  | L1RF8566G | TMC - CULLEN - MIMU (2C) | MHHS-TMC |  | Monitor, Cardiac, Fixed |  |  |  | TMC |  | TMC - CULLEN - MIMU (2C) | [5 empty] | MONITORS, PHYSIOLOGIC, VITAL SIGNS |  | MONITORCARDIACFIXED-GE-Solar 8000M | MONITORCARDIACFIXED | Solar 8000M |  |  |  | GE | Monitor, Cardiac, Fixed |  | MONITORCARDIACFIXED-GE-Solar 8000M |  |  |  |  | Covered PM Repair - Biomedical | MHHS-TMC
NO | NO |  |  |  | 029-03744 |  | GE Medical Systems | SOLAR 8000M |  | R3T05152616GA | WOODLANDS - CATH LAB | MHHS-Woodlands |  | Monitor, Cardiac, Fixed |  | 029-03744 |  | Woodlands |  | WOODLANDS - CATH LAB | [5 empty] | MONITORS, PHYSIOLOGIC, VITAL SIGNS |  | MONITORCARDIACFIXED-GE-Solar 8000M | MONITORCARDIACFIXED | Solar 8000M |  |  |  | GE | Monitor, Cardiac, Fixed |  | MONITORCARDIACFIXED-GE-Solar 8000M |  |  |  |  | Covered PM Repair - Radiology, High End | MHHS-Woodlands
NO | NO |  |  |  | 013-36212 |  | GE Medical Systems | T2000 |  | ABM05181942SA | MH MG - (SW) - SOUTHWEST CARDIOLOGY (MP2) | MHHS-MG |  | Treadmill |  | 013-36212 |  | Southwest |  | MH MG - (SW) - SOUTHWEST CARDIOLOGY (MP2) | [5 empty] | TREADMILLS |  | TREADMILL-GE-T2000 | TREADMILL | T2000 |  |  |  | GE | Treadmill |  | TREADMILL-GE-T2000 |  |  |  |  | Covered PM Repair - Biomedical | MHHS-MG
NO | YES |  |  |  |  | 142-00516 | GE Medical Systems | TRAM 450SL |  | J9HB1187GR | NE-Labor & Delivery | MHHS-Northeast |  |  |  |  | 142-00516 | Katy | MHHS-Northeast | NE-Labor & Delivery | OR 1 | 8/1/19 | 8/1/20 |  |  | PHYSIOLOGIC MONITOR MODULES, MULTIPARAMETER | Module, Multi-Parameter | MODULEMULTIPARAMETER-GE-450SL | [5 empty] | GE |  |  |  |  | 9/2/21 |  | MMP-A | Not Covered Vendor Only - Biomedical | MHHS-Northeast | [8 empty] | MODULEMULTIPARAMETER | Module, Multi-Parameter | GE
NO | YES |  |  |  | 013-00214 | 013-00214 | GE Medical Systems | TRAM 450SL |  | L9HB2479G | SW-HVI-OR | MHHS-Southwest |  |  |  | 013-00214 | 013-00214 | Southwest | MHHS-Southwest | SW-HVI-OR | SW - HVI - OR | 12/1/19 |  | 12/1/20 |  | PHYSIOLOGIC MONITOR MODULES, MULTIPARAMETER | Module, Multi-Parameter | MODULEMULTIPARAMETER-GE-450SL |  |  |  |  | MODULEMULTIPARAMETER-GE-450SL | GE |  |  |  |  | 3/29/19 |  | MMP-A | Covered PM Repair - Biomedical | MHHS-Southwest | [8 empty] | MODULEMULTIPARAMETER | Module, Multi-Parameter | GE
NO | YES |  |  |  | 013-00148 | 013-00148 | GE Medical Systems | TRAM 450SL |  | L9HB2437G | SW-Labor & Delivery | MHHS-Southwest |  |  |  | 013-00148 | 013-00148 | Southwest | MHHS-Southwest | SW-Labor & Delivery | Delivery 2 | 3/1/19 |  |  |  | PHYSIOLOGIC MONITOR MODULES, MULTIPARAMETER | Module, Multi-Parameter | MODULEMULTIPARAMETER-GE-450SL |  |  |  |  | MODULEMULTIPARAMETER-GE-450SL | GE |  |  |  |  | 3/29/19 |  | MMP-A | Covered PM Repair - Biomedical | MHHS-Southwest | [8 empty] | MODULEMULTIPARAMETER | Module, Multi-Parameter | GE
NO | YES |  |  |  | 013-00204 | 013-00204 | GE Medical Systems | TRAM 450SL |  | L9HB2484G | SW-Labor | MHHS-Southwest |  |  |  | 013-00204 | 013-00204 | Southwest | MHHS-Southwest | SW-Labor | OR1 |  |  |  |  | PHYSIOLOGIC MONITOR MODULES, MULTIPARAMETER | Module, Multi-Parameter | MODULEMULTIPARAMETER-GE-450SL |  |  |  |  | MODULEMULTIPARAMETER-GE-450SL | GE |  |  |  |  | 3/29/19 |  | MMP-A | Covered PM Repair - Biomedical | MHHS-Southwest | [8 empty] | MODULEMULTIPARAMETER | Module, Multi-Parameter | GE
NO | YES |  |  |  | 013-00149 | 013-00149 | GE Medical Systems | TRAM 450SL |  | L9HB2427G | SW-OR | MHHS-Southwest |  |  |  | 013-00149 | 013-00149 | Southwest | MHHS-Southwest | SW-OR | OR15 | 12/1/19 |  | 12/1/20 |  | PHYSIOLOGIC MONITOR MODULES, MULTIPARAMETER | Module, Multi-Parameter | MODULEMULTIPARAMETER-GE-450SL |  |  |  |  | MODULEMULTIPARAMETER-GE-450SL | GE |  |  |  |  | 3/29/19 |  | MMP-A | Covered PM Repair - Biomedical | MHHS-Southwest | [8 empty] | MODULEMULTIPARAMETER | Module, Multi-Parameter | GE
NO | YES |  |  |  | 013-00150 | 013-00150 | GE Medical Systems | TRAM 450SL |  | L9HB2385G | SW-Labor | MHHS-Southwest |  |  |  | 013-00150 | 013-00150 | Southwest | MHHS-Southwest | SW-Labor | OR 3 |  |  |  |  | PHYSIOLOGIC MONITOR MODULES, MULTIPARAMETER | Module, Multi-Parameter | MODULEMULTIPARAMETER-GE-450SL |  |  |  |  | MODULEMULTIPARAMETER-GE-450SL | GE |  |  |  |  | 3/29/19 |  | MMP-A | Covered PM Repair - Biomedical | MHHS-Southwest | [8 empty] | MODULEMULTIPARAMETER | Module, Multi-Parameter | GE
NO | YES |  |  |  | 013-00155 | 013-00155 | GE Medical Systems | TRAM 450SL |  | L9HB2443G | SW-OR | MHHS-Southwest |  |  |  | 013-00155 | 013-00155 | Southwest | MHHS-Southwest | SW-OR | OR | 12/1/19 |  | 12/1/20 |  | PHYSIOLOGIC MONITOR MODULES, MULTIPARAMETER | Module, Multi-Parameter | MODULEMULTIPARAMETER-GE-450SL |  |  |  |  | MODULEMULTIPARAMETER-GE-450SL | GE |  |  |  |  | 12/10/19 |  | MMP-A | Covered PM Repair - Biomedical | MHHS-Southwest | [8 empty] | MODULEMULTIPARAMETER | Module, Multi-Parameter | GE
NO | YES |  |  |  | 013-00156 | 013-00156 | GE Medical Systems | TRAM 450SL |  | L9HB2430G | SW-OR | MHHS-Southwest |  |  |  | 013-00156 | 013-00156 | Southwest | MHHS-Southwest | SW-OR | OR 21 | 12/1/19 |  | 12/1/20 |  | PHYSIOLOGIC MONITOR MODULES, MULTIPARAMETER | Module, Multi-Parameter | MODULEMULTIPARAMETER-GE-450SL |  |  |  |  | MODULEMULTIPARAMETER-GE-450SL | GE |  |  |  |  | 12/20/19 |  | MMP-A | Covered PM Repair - Biomedical | MHHS-Southwest | [8 empty] | MODULEMULTIPARAMETER | Module, Multi-Parameter | GE
NO | YES |  |  |  | 013-00157 | 013-00157 | GE Medical Systems | TRAM 450SL |  | L9HB2448G | SW-OR | MHHS-Southwest |  |  |  | 013-00157 | 013-00157 | Southwest | MHHS-Southwest | SW-OR | Or 24 | 12/1/19 |  | 12/1/20 |  | PHYSIOLOGIC MONITOR MODULES, MULTIPARAMETER | Module, Multi-Parameter | MODULEMULTIPARAMETER-GE-450SL |  |  |  |  | MODULEMULTIPARAMETER-GE-450SL | GE |  |  |  |  | 3/2/20 |  | MMP-A | Not Covered Vendor Only - Biomedical | MHHS-Southwest | [8 empty] | MODULEMULTIPARAMETER | Module, Multi-Parameter | GE
NO | YES | Asset Tag 013-00160 |  |  | 013-00160 | 013-00160 | GE Medical Systems | TRAM 450SL |  | L9HB2423G | SW-Preop | MHHS-Southwest |  |  |  | 013-00160 | 013-00160 | Southwest | MHHS-Southwest | SW-Preop | Rm 1 | 12/1/19 |  | 12/1/20 |  | PHYSIOLOGIC MONITOR MODULES, MULTIPARAMETER | Module, Multi-Parameter | MODULEMULTIPARAMETER-GE-450SL |  |  |  |  | MODULEMULTIPARAMETER-GE-450SL | GE |  |  |  |  | 12/2/19 |  | MMP-A | Covered PM Repair - Biomedical | MHHS-Southwest | [8 empty] | MODULEMULTIPARAMETER | Module, Multi-Parameter | GE
NO | YES |  |  |  | 013-00161 | 013-00161 | GE Medical Systems | TRAM 450SL |  | L9HB2406G | SW-OR | MHHS-Southwest |  |  |  | 013-00161 | 013-00161 | Southwest | MHHS-Southwest | SW-OR | OR | 12/1/19 |  | 12/1/20 |  | PHYSIOLOGIC MONITOR MODULES, MULTIPARAMETER | Module, Multi-Parameter | MODULEMULTIPARAMETER-GE-450SL |  |  |  |  | MODULEMULTIPARAMETER-GE-450SL | GE |  |  |  |  | 12/2/19 |  | MMP-A | Covered PM Repair - Biomedical | MHHS-Southwest | [8 empty] | MODULEMULTIPARAMETER | Module, Multi-Parameter | GE
NO | YES |  |  |  | 013-00203 | 013-00203 | GE Medical Systems | TRAM 450SL |  | L9HB2471G | SW-OR | MHHS-Southwest |  |  |  | 013-00203 | 013-00203 | Southwest | MHHS-Southwest | SW-OR | SW - OR | 12/1/19 |  | 12/1/20 |  | PHYSIOLOGIC MONITOR MODULES, MULTIPARAMETER | Module, Multi-Parameter | MODULEMULTIPARAMETER-GE-450SL |  |  |  |  | MODULEMULTIPARAMETER-GE-450SL | GE |  |  |  |  | 12/2/19 |  | MMP-A | Covered PM Repair - Biomedical | MHHS-Southwest | [8 empty] | MODULEMULTIPARAMETER | Module, Multi-Parameter | GE
NO | YES |  |  |  | 013-00210 | 013-00210 | GE Medical Systems | TRAM 450SL |  | L9HB2487G | SW-OR | MHHS-Southwest |  |  |  | 013-00210 | 013-00210 | Southwest | MHHS-Southwest | SW-OR | Room 26 - Cysto | 12/1/19 |  | 12/1/20 |  | PHYSIOLOGIC MONITOR MODULES, MULTIPARAMETER | Module, Multi-Parameter | MODULEMULTIPARAMETER-GE-450SL |  |  |  |  | MODULEMULTIPARAMETER-GE-450SL | GE |  |  |  |  | 12/2/19 |  | MMP-A | Covered PM Repair - Biomedical | MHHS-Southwest | [8 empty] | MODULEMULTIPARAMETER | Module, Multi-Parameter | GE
NO | YES |  |  |  | 013-00212 | 013-00212 | GE Medical Systems | TRAM 450SL |  | L9HB2486G | SW-OR | MHHS-Southwest |  |  |  | 013-00212 | 013-00212 | Southwest | MHHS-Southwest | SW-OR | OR | 12/1/19 |  | 12/1/20 |  | PHYSIOLOGIC MONITOR MODULES, MULTIPARAMETER | Module, Multi-Parameter | MODULEMULTIPARAMETER-GE-450SL |  |  |  |  | MODULEMULTIPARAMETER-GE-450SL | GE |  |  |  |  | 9/1/18 |  | MMP-A | Covered PM Repair - Biomedical | MHHS-Southwest | [8 empty] | MODULEMULTIPARAMETER | Module, Multi-Parameter | GE
NO | YES |  |  |  | 013-00213 | 013-00213 | GE Medical Systems | TRAM 450SL |  | L9HB2467G | SW-OR | MHHS-Southwest |  |  |  | 013-00213 | 013-00213 | Southwest | MHHS-Southwest | SW-OR | OR 27 | 12/1/19 |  | 12/1/20 |  | PHYSIOLOGIC MONITOR MODULES, MULTIPARAMETER | Module, Multi-Parameter | MODULEMULTIPARAMETER-GE-450SL |  |  |  |  | MODULEMULTIPARAMETER-GE-450SL | GE |  |  |  |  | 4/1/18 |  | MMP-A | Covered PM Repair - Biomedical | MHHS-Southwest | [8 empty] | MODULEMULTIPARAMETER | Module, Multi-Parameter | GE
NO | YES |  |  |  | 013-00216 | 013-00216 | GE Medical Systems | TRAM 450SL |  | L9HB2488G | SW-OR | MHHS-Southwest |  |  |  | 013-00216 | 013-00216 | Southwest | MHHS-Southwest | SW-OR | OR7 | 12/1/19 |  | 12/1/20 |  | PHYSIOLOGIC MONITOR MODULES, MULTIPARAMETER | Module, Multi-Parameter | MODULEMULTIPARAMETER-GE-450SL |  |  |  |  | MODULEMULTIPARAMETER-GE-450SL | GE |  |  |  |  | 4/1/18 |  | MMP-A | Covered PM Repair - Biomedical | MHHS-Southwest | [8 empty] | MODULEMULTIPARAMETER | Module, Multi-Parameter | GE
NO | YES |  |  |  |  | 129-04267 | GE Medical Systems | TRAM 450SL |  | A9HB8952G | SUGAR LAND - CATH LAB | MHHS-Sugarland |  |  |  |  | 129-04267 | Sugar Land | Memorial Hermann Sugar Land Hospital | SUGAR LAND - CATH LAB | Biomed | 11/1/19 | 11/1/20 |  |  | PHYSIOLOGIC MONITOR MODULES, MULTIPARAMETER | Module, Multi-Parameter | MODULEMULTIPARAMETER-GE-450SL |  |  |  |  | MODULEMULTIPARAMETER-GE-450SL | GE |  |  |  |  | 9/2/21 |  | MMP-A | Not Covered Vendor Only - Biomedical | MHHS-Sugarland | [8 empty] | MODULEMULTIPARAMETER | Module, Multi-Parameter | GE
NO | YES |  |  |  | 129-04268 | 129-04268 | GE Medical Systems | TRAM 450SL |  | B9HB9127G | SUGAR LAND - CATH LAB | MHHS-Sugarland |  |  |  | 129-04268 | 129-04268 | Sugar Land | Memorial Hermann Sugar Land Hospital | SUGAR LAND - CATH LAB | CATH LAN | 8/1/19 |  | 8/1/20 |  | PHYSIOLOGIC MONITOR MODULES, MULTIPARAMETER | Module, Multi-Parameter | MODULEMULTIPARAMETER-GE-450SL |  |  |  |  | MODULEMULTIPARAMETER-GE-450SL | GE |  |  |  |  | 9/2/21 |  | MMP-A | Not Covered Vendor Only - Biomedical | MHHS-Sugarland | [8 empty] | MODULEMULTIPARAMETER | Module, Multi-Parameter | GE
NO | YES |  |  |  |  | 069-06147 | GE Medical Systems | TRAM 450SL |  | M0HB6745G | TMC-Radiology-Jones Pavilion | MHHS-TMC |  |  |  |  | 069-06147 | TMC | MHHS-TMC | TMC-Radiology-Jones Pavilion | J2 400.18 | 11/1/19 |  | 11/1/20 |  | PHYSIOLOGIC MONITOR MODULES, MULTIPARAMETER |  | MODULEMULTIPARAMETER-GE-450SL |  |  |  |  | MODULEMULTIPARAMETER-GE-450SL | GE | [7 empty] | Not Covered Vendor Only - Biomedical | MHHS-TMC
NO | YES |  |  |  | 069-38162 | 069-38162 | GE Medical Systems | TRAM 450SL |  | MOHB6751G | TMC- OR- (3HP) | MHHS-TMC |  |  |  | 069-38162 | 069-38162 | TMC | Memorial Hermann-Texas Medical Center | TMC- OR- (3HP) | Storage | 10/1/19 |  | 10/1/20 |  | PHYSIOLOGIC MONITOR MODULES, MULTIPARAMETER |  | MODULEMULTIPARAMETER-GE-450SL |  |  |  |  | MODULEMULTIPARAMETER-GE-450SL | GE |  |  |  |  | 12/1/18 |  |  | Covered PM Repair - Biomedical | MHHS-TMC
NO | YES |  |  |  |  | 029-03245 hi | GE Medical Systems | TRAM 450SL |  | B1HB7725G | Woodlands-Biomedical Services | MHHS-Woodlands |  |  |  |  | 029-03245 hi | Woodlands | MHHS-Woodlands | Woodlands-Biomedical Services | OR 4 | 9/1/19 |  | 10/1/20 |  | PHYSIOLOGIC MONITOR MODULES, MULTIPARAMETER | Module, Multi-Parameter | MODULEMULTIPARAMETER-GE-450SL |  |  |  |  | MODULEMULTIPARAMETER-GE-450SL | GE |  |  |  |  | 9/2/21 |  | MMP-A | Not Covered Vendor Only - Biomedical | MHHS-Woodlands | [8 empty] | MODULEMULTIPARAMETER | Module, Multi-Parameter | GE
YES | YES |  |  |  | 013-00154 | 013-00154 | GE Medical Systems | TRAM 450SL |  | L9HB2436G | OR |  |  |  |  | 013-00154 | 013-00154 | Southwest | Memorial Hermann Southwest Hospital | OR | OR | 12/1/19 |  | 12/1/20
NO | NO |  |  |  | 013-00153 |  | GE Medical Systems | TRAM 450SL |  | L9HB2428G | SW - OR | MHHS-Southwest |  |  |  | 013-00153 |  | Southwest |  | SW - OR | [5 empty] | PHYSIOLOGIC MONITOR MODULES, MULTIPARAMETER |  | MODULEMULTIPARAMETER-GE-450SL |  |  |  |  | MODULEMULTIPARAMETER-GE-450SL | GE | [7 empty] | Covered PM Repair - Biomedical | MHHS-Southwest
NO | NO |  |  |  | 013-00159 |  | GE Medical Systems | TRAM 450SL |  | L9HB2374G | SW - OR | MHHS-Southwest |  |  |  | 013-00159 |  | Southwest |  | SW - OR | [5 empty] | PHYSIOLOGIC MONITOR MODULES, MULTIPARAMETER |  | MODULEMULTIPARAMETER-GE-450SL |  |  |  |  | MODULEMULTIPARAMETER-GE-450SL | GE | [7 empty] | Covered PM Repair - Biomedical | MHHS-Southwest
NO | NO |  |  |  | 013-00162 |  | GE Medical Systems | TRAM 450SL |  | L9HB2395G | SW - OR | MHHS-Southwest |  |  |  | 013-00162 |  | Southwest |  | SW - OR | [5 empty] | PHYSIOLOGIC MONITOR MODULES, MULTIPARAMETER |  | MODULEMULTIPARAMETER-GE-450SL |  |  |  |  | MODULEMULTIPARAMETER-GE-450SL | GE | [7 empty] | Covered PM Repair - Biomedical | MHHS-Southwest
NO | NO |  |  |  | 013-00205 |  | GE Medical Systems | TRAM 450SL |  | L9HB2474G | SW - OR | MHHS-Southwest |  |  |  | 013-00205 |  | Southwest |  | SW - OR | [5 empty] | PHYSIOLOGIC MONITOR MODULES, MULTIPARAMETER |  | MODULEMULTIPARAMETER-GE-450SL |  |  |  |  | MODULEMULTIPARAMETER-GE-450SL | GE | [7 empty] | Covered PM Repair - Biomedical | MHHS-Southwest
NO | NO |  |  |  | 013-00206 |  | GE Medical Systems | TRAM 450SL |  | L9HB2481G | SW - OR | MHHS-Southwest |  |  |  | 013-00206 |  | Southwest |  | SW - OR | [5 empty] | PHYSIOLOGIC MONITOR MODULES, MULTIPARAMETER |  | MODULEMULTIPARAMETER-GE-450SL |  |  |  |  | MODULEMULTIPARAMETER-GE-450SL | GE | [7 empty] | Covered PM Repair - Biomedical | MHHS-Southwest
NO | NO |  |  |  | 013-00209 |  | GE Medical Systems | TRAM 450SL |  | L9HB2473G | SW - OR | MHHS-Southwest |  |  |  | 013-00209 |  | Southwest |  | SW - OR | [5 empty] | PHYSIOLOGIC MONITOR MODULES, MULTIPARAMETER |  | MODULEMULTIPARAMETER-GE-450SL |  |  |  |  | MODULEMULTIPARAMETER-GE-450SL | GE | [7 empty] | Covered PM Repair - Biomedical | MHHS-Southwest
NO | NO |  |  |  | 013-00211 |  | GE Medical Systems | TRAM 450SL |  | L9HB2466G | SW - OR | MHHS-Southwest |  |  |  | 013-00211 |  | Southwest |  | SW - OR | [5 empty] | PHYSIOLOGIC MONITOR MODULES, MULTIPARAMETER |  | MODULEMULTIPARAMETER-GE-450SL |  |  |  |  | MODULEMULTIPARAMETER-GE-450SL | GE | [7 empty] | Covered PM Repair - Biomedical | MHHS-Southwest
NO | NO | [5 empty] | GE Medical Systems | TRAM 450SL |  |  | SW - OR | MHHS-Southwest | [5 empty] | Southwest |  | SW - OR | [5 empty] | PHYSIOLOGIC MONITOR MODULES, MULTIPARAMETER |  | MODULEMULTIPARAMETER-GE-450SL |  |  |  |  | MODULEMULTIPARAMETER-GE-450SL | GE | [7 empty] | Not Covered Vendor Only - Biomedical | MHHS-Southwest
NO | NO |  |  |  | 069-02697 |  | GE Medical Systems | TRAM 450SL |  | M0HB6778G | TMC - CATH LAB - ADULT (2HVI) | MHHS-TMC |  |  |  | 069-02697 |  | TMC |  | TMC - CATH LAB - ADULT (2HVI) | [5 empty] | PHYSIOLOGIC MONITOR MODULES, MULTIPARAMETER |  | MODULEMULTIPARAMETER-GE-450SL |  |  |  |  | MODULEMULTIPARAMETER-GE-450SL | GE | [7 empty] | Not Covered Vendor Only - Biomedical | MHHS-TMC
NO | NO |  |  |  | 069-02690 |  | GE Medical Systems | TRAM 450SL |  | M0HB6746G | TMC - CULLEN - MICU (2C) | MHHS-TMC |  |  |  | 069-02690 |  | TMC |  | TMC - CULLEN - MICU (2C) | [5 empty] | PHYSIOLOGIC MONITOR MODULES, MULTIPARAMETER |  | MODULEMULTIPARAMETER-GE-450SL |  |  |  |  | MODULEMULTIPARAMETER-GE-450SL | GE | [7 empty] | Not Covered Vendor Only - Biomedical | MHHS-TMC
NO | NO |  |  |  | 069-02763 |  | GE Medical Systems | TRAM 450SL |  | M0HB6661G | TMC - JONES - BARIATRICS (9EJ) | MHHS-TMC |  |  |  | 069-02763 |  | TMC |  | TMC - JONES - BARIATRICS (9EJ) | [5 empty] | PHYSIOLOGIC MONITOR MODULES, MULTIPARAMETER |  | MODULEMULTIPARAMETER-GE-450SL |  |  |  |  | MODULEMULTIPARAMETER-GE-450SL | GE | [7 empty] | Not Covered Vendor Only - Biomedical | MHHS-TMC
NO | NO |  |  |  | 069-10709 |  | GE Medical Systems | TRAM 450SL |  | M0HB6632G | TMC - OR - PEDI OR (2R) | MHHS-TMC |  |  |  | 069-10709 |  | TMC |  | TMC - OR - PEDI OR (2R) | [5 empty] | PHYSIOLOGIC MONITOR MODULES, MULTIPARAMETER |  | MODULEMULTIPARAMETER-GE-450SL |  |  |  |  | MODULEMULTIPARAMETER-GE-450SL | GE | [7 empty] | Not Covered Vendor Only - Biomedical | MHHS-TMC
NO | NO | [5 empty] | GE Medical Systems | TRAM 450SL |  | M0HB6749G | TMC - OR - PEDI OR (2R) | MHHS-TMC | [5 empty] | TMC |  | TMC - OR - PEDI OR (2R) | [5 empty] | PHYSIOLOGIC MONITOR MODULES, MULTIPARAMETER |  | MODULEMULTIPARAMETER-GE-450SL |  |  |  |  | MODULEMULTIPARAMETER-GE-450SL | GE | [7 empty] | Covered PM Repair - Biomedical | MHHS-TMC
NO | NO |  |  |  | 069-41122 |  | GE Medical Systems | TRAM 450SL |  | MOHB6687G | TMC - RADIOLOGY - JONES PAVILION | MHHS-TMC |  |  |  | 069-41122 |  | TMC |  | TMC - RADIOLOGY - JONES PAVILION | [5 empty] | PHYSIOLOGIC MONITOR MODULES, MULTIPARAMETER |  | MODULEMULTIPARAMETER-GE-450SL |  |  |  |  | MODULEMULTIPARAMETER-GE-450SL | GE | [7 empty] | Covered PM Repair - Biomedical | MHHS-TMC
NO | NO | [5 empty] | GE Medical Systems | TRAM 450SL |  | B0HA6284G | WOODLANDS - OR | MHHS-Woodlands | [5 empty] | Woodlands |  | WOODLANDS - OR | [5 empty] | PHYSIOLOGIC MONITOR MODULES, MULTIPARAMETER |  | MODULEMULTIPARAMETER-GE-450SL |  |  |  |  | MODULEMULTIPARAMETER-GE-450SL | GE | [7 empty] | Not Covered Vendor Only - Biomedical | MHHS-Woodlands
NO | YES |  |  |  | 029-02217 | 029-02217 | GE Medical Systems | TRAM 451 |  | H2TW3424G | Woodlands-CVICU | MHHS-Woodlands |  |  |  | 029-02217 | 029-02217 | Woodlands | MHHS-Woodlands | Woodlands-CVICU | OR | 9/1/19 |  | 9/1/20 |  | PHYSIOLOGIC MONITOR MODULES, MULTIPARAMETER | Module, Multi-Parameter | MODULEMULTIPARAMETER-GE-451 |  |  |  |  | MODULEMULTIPARAMETER-GE-451 | GE |  |  |  |  | 12/2/19 |  | MMP-A | Covered PM Repair - Biomedical | MHHS-Woodlands | [8 empty] | MODULEMULTIPARAMETER | Module, Multi-Parameter | GE
NO | YES |  |  |  | 029-03793 | 029-03793 | GE Medical Systems | TRAM 451 |  | RT105171160GA | Woodlands-Cath Lab | MHHS-Woodlands |  |  |  | 029-03793 | 029-03793 | Woodlands | MHHS-Woodlands | Woodlands-Cath Lab | Rm 2 | 9/1/19 |  | 9/1/20 |  | PHYSIOLOGIC MONITOR MODULES, MULTIPARAMETER | Module, Multi-Parameter | MODULEMULTIPARAMETER-GE-451 |  |  |  |  | MODULEMULTIPARAMETER-GE-451 | GE |  |  |  |  | 1/1/00 |  | MMP-A | Covered PM Repair - Biomedical | MHHS-Woodlands | [8 empty] | MODULEMULTIPARAMETER | Module, Multi-Parameter | GE
NO | YES |  |  |  | 029-03844 | 029-03844 | GE Medical Systems | TRAM 451 |  | RT105171148GA | Woodlands-Cath Lab | MHHS-Woodlands |  |  |  | 029-03844 | 029-03844 | Woodlands | MHHS-Woodlands | Woodlands-Cath Lab | Rm 2 | 9/1/19 |  | 9/1/20 |  | PHYSIOLOGIC MONITOR MODULES, MULTIPARAMETER | Module, Multi-Parameter | MODULEMULTIPARAMETER-GE-451 |  |  |  |  | MODULEMULTIPARAMETER-GE-451 | GE |  |  |  |  | 12/1/19 |  | MMP-A | Covered PM Repair - Lab Analyzers/Anesth | MHHS-Woodlands | [8 empty] | MODULEMULTIPARAMETER | Module, Multi-Parameter | GE
NO | YES | [5 empty] | GE Medical Systems | TRAM 451 |  | SBB08357288GA | Woodlands-Cath Lab | MHHS-Woodlands | [5 empty] | Woodlands | MHHS-Woodlands | Woodlands-Cath Lab | Rm 1 | 11/1/19 |  | 11/1/20 |  | PHYSIOLOGIC MONITOR MODULES, MULTIPARAMETER | Module, Multi-Parameter | MODULEMULTIPARAMETER-GE-451 |  |  |  |  | MODULEMULTIPARAMETER-GE-451 | GE |  |  |  |  | 1/3/20 |  | MMP-A | Not Covered Vendor Only - Biomedical | MHHS-Woodlands | [8 empty] | MODULEMULTIPARAMETER | Module, Multi-Parameter | GE
NO | NO |  |  |  | 013-13873 |  | GE Medical Systems | TRAM 451 |  | SBB06402331GA | SW - HVI - CV ICU | MHHS-Southwest |  |  |  | 013-13873 |  | Southwest |  | SW - HVI - CV ICU | [5 empty] | PHYSIOLOGIC MONITOR MODULES, MULTIPARAMETER |  | MODULEMULTIPARAMETER-GE-451 |  |  |  |  | MODULEMULTIPARAMETER-GE-451 | GE | [7 empty] | Not Covered Vendor Only - Biomedical | MHHS-Southwest
NO | NO | [5 empty] | GE Medical Systems | TRAM 451 |  | RTW07041930GA | SW - RADIOLOGY | MHHS-Southwest | [5 empty] | Southwest |  | SW - RADIOLOGY | [5 empty] | PHYSIOLOGIC MONITOR MODULES, MULTIPARAMETER |  | MODULEMULTIPARAMETER-GE-451 |  |  |  |  | MODULEMULTIPARAMETER-GE-451 | GE | [7 empty] | Not Covered Vendor Only - Biomedical | MHHS-Southwest
NO | NO |  |  |  | 029-03387 |  | GE Medical Systems | TRAM 451 |  | J4T11998G | WOODLANDS - ANESTHESIA | MHHS-Woodlands |  |  |  | 029-03387 |  | Woodlands |  | WOODLANDS - ANESTHESIA | [5 empty] | PHYSIOLOGIC MONITOR MODULES, MULTIPARAMETER |  | MODULEMULTIPARAMETER-GE-451 |  |  |  |  | MODULEMULTIPARAMETER-GE-451 | GE | [7 empty] | Covered PM Repair - Biomedical | MHHS-Woodlands
NO | NO |  |  |  | 029-02942 |  | GE Medical Systems | TRAM 451 |  | H2TW3433G | WOODLANDS - BIRTH CENTER | MHHS-Woodlands |  |  |  | 029-02942 |  | Woodlands |  | WOODLANDS - BIRTH CENTER | [5 empty] | PHYSIOLOGIC MONITOR MODULES, MULTIPARAMETER |  | MODULEMULTIPARAMETER-GE-451 |  |  |  |  | MODULEMULTIPARAMETER-GE-451 | GE | [7 empty] | Covered PM Repair - Biomedical | MHHS-Woodlands
NO | NO |  |  |  | 029-02208 |  | GE Medical Systems | TRAM 451 |  | H2TW3504G | WOODLANDS - CATH LAB | MHHS-Woodlands |  |  |  | 029-02208 |  | Woodlands |  | WOODLANDS - CATH LAB | [5 empty] | PHYSIOLOGIC MONITOR MODULES, MULTIPARAMETER |  | MODULEMULTIPARAMETER-GE-451 |  |  |  |  | MODULEMULTIPARAMETER-GE-451 | GE | [7 empty] | Not Covered Vendor Only - Biomedical | MHHS-Woodlands
NO | NO |  |  |  | 029-02211 |  | GE Medical Systems | TRAM 451 |  | G2TW3154G | WOODLANDS - CATH LAB | MHHS-Woodlands |  |  |  | 029-02211 |  | Woodlands |  | WOODLANDS - CATH LAB | [5 empty] | PHYSIOLOGIC MONITOR MODULES, MULTIPARAMETER |  | MODULEMULTIPARAMETER-GE-451 |  |  |  |  | MODULEMULTIPARAMETER-GE-451 | GE | [7 empty] | Not Covered Vendor Only - Biomedical | MHHS-Woodlands
NO | NO |  |  |  | 029-02214 |  | GE Medical Systems | TRAM 451 |  | H2TW3465G | WOODLANDS - CATH LAB | MHHS-Woodlands |  |  |  | 029-02214 |  | Woodlands |  | WOODLANDS - CATH LAB | [5 empty] | PHYSIOLOGIC MONITOR MODULES, MULTIPARAMETER |  | MODULEMULTIPARAMETER-GE-451 |  |  |  |  | MODULEMULTIPARAMETER-GE-451 | GE | [7 empty] | Covered PM Repair - Biomedical | MHHS-Woodlands
NO | NO |  |  |  | 029-03262 |  | GE Medical Systems | TRAM 451 |  | L3T18188G | WOODLANDS - CATH LAB | MHHS-Woodlands |  |  |  | 029-03262 |  | Woodlands |  | WOODLANDS - CATH LAB | [5 empty] | PHYSIOLOGIC MONITOR MODULES, MULTIPARAMETER |  | MODULEMULTIPARAMETER-GE-451 |  |  |  |  | MODULEMULTIPARAMETER-GE-451 | GE | [7 empty] | Covered PM Repair - Biomedical | MHHS-Woodlands
NO | NO |  |  |  | 029-03746 |  | GE Medical Systems | TRAM 451 |  | RT105100755GA | WOODLANDS - CATH LAB | MHHS-Woodlands |  |  |  | 029-03746 |  | Woodlands |  | WOODLANDS - CATH LAB | [5 empty] | PHYSIOLOGIC MONITOR MODULES, MULTIPARAMETER |  | MODULEMULTIPARAMETER-GE-451 |  |  |  |  | MODULEMULTIPARAMETER-GE-451 | GE | [7 empty] | Rounds - Fixed | MHHS-Woodlands
NO | NO | [5 empty] | GE Medical Systems | TRAM 451 |  | J4T11995G | WOODLANDS - CATH LAB | MHHS-Woodlands | [5 empty] | Woodlands |  | WOODLANDS - CATH LAB | [5 empty] | PHYSIOLOGIC MONITOR MODULES, MULTIPARAMETER |  | MODULEMULTIPARAMETER-GE-451 |  |  |  |  | MODULEMULTIPARAMETER-GE-451 | GE | [7 empty] | Not Covered Vendor Only - Biomedical | MHHS-Woodlands
NO | NO | [5 empty] | GE Medical Systems | TRAM 451 |  | RT105433286GA | WOODLANDS - OR | MHHS-Woodlands | [5 empty] | Woodlands |  | WOODLANDS - OR | [5 empty] | PHYSIOLOGIC MONITOR MODULES, MULTIPARAMETER |  | MODULEMULTIPARAMETER-GE-451 |  |  |  |  | MODULEMULTIPARAMETER-GE-451 | GE | [7 empty] | Not Covered Vendor Only - Biomedical | MHHS-Woodlands
NO | YES |  |  |  | 009-09758 | 009-09758 | GE Medical Systems | TRAM 451M |  | RT414382206GA | GH-Cath Lab | MHHS-Greater Heights |  | Module, Multi-Parameter |  | 009-09758 | 009-09758 | Central | MHHS-Greater Heights | GH-Cath Lab | GH CATH LAB | 4/1/19 |  | 4/1/20 |  | MONITORS, PHYSIOLOGIC, VITAL SIGNS | Module, Multi-Parameter | MODULEMULTIPARAMETER-GE-Tram 451M | MODULEMULTIPARAMETER | Tram 451M |  |  |  | GE | Module, Multi-Parameter |  | MODULEMULTIPARAMETER-GE-Tram 451M |  | 1/3/20 |  | MMP-A | Not Covered Vendor Only - Biomedical | MHHS-Greater Heights | [8 empty] | MODULEMULTIPARAMETER | Module, Multi-Parameter | GE
NO | YES |  |  |  | 009-09790 | 009-09790 | GE Medical Systems | TRAM 451M |  | RT4143822213GA | GH-Cath Lab | MHHS-Greater Heights |  | Module, Multi-Parameter |  | 009-09790 | 009-09790 | Central | MHHS-Greater Heights | GH-Cath Lab | GH CATH LAB | 4/1/19 |  | 4/1/20 |  | MONITORS, PHYSIOLOGIC, VITAL SIGNS | Module, Multi-Parameter | MODULEMULTIPARAMETER-GE-Tram 451M | MODULEMULTIPARAMETER | Tram 451M |  |  |  | GE | Module, Multi-Parameter |  | MODULEMULTIPARAMETER-GE-Tram 451M |  | 3/31/18 |  | MMP-A | Covered PM Repair - Biomedical | MHHS-Greater Heights | [8 empty] | MODULEMULTIPARAMETER | Module, Multi-Parameter | GE
NO | YES |  |  |  | 005-10139 | 005-10139 | GE Medical Systems | TRAM 451M |  | RT413222050GA | SE-Cath Lab | MHHS-Southeast |  | Module, Multi-Parameter |  | 005-10139 | 005-10139 | Southeast | MHHS-Southeast | SE-Cath Lab | Room 2 | 5/1/19 |  | 5/1/20 |  | MONITORS, PHYSIOLOGIC, VITAL SIGNS |  | MODULEMULTIPARAMETER-GE-Tram 451M | MODULEMULTIPARAMETER | Tram 451M |  |  |  | GE | Module, Multi-Parameter |  | MODULEMULTIPARAMETER-GE-Tram 451M |  | 10/4/19 |  |  | Covered PM Repair - Biomedical | MHHS-Southeast
NO | YES |  |  |  | 005-10141 | 005-10141 | GE Medical Systems | TRAM 451M |  | RT413221952GA | SE-Cath Lab | MHHS-Southeast |  | Module, Multi-Parameter |  | 005-10141 | 005-10141 | Southeast | MHHS-Southeast | SE-Cath Lab | Room 3 | 11/1/19 |  | 11/1/20 |  | MONITORS, PHYSIOLOGIC, VITAL SIGNS |  | MODULEMULTIPARAMETER-GE-Tram 451M | MODULEMULTIPARAMETER | Tram 451M |  |  |  | GE | Module, Multi-Parameter |  | MODULEMULTIPARAMETER-GE-Tram 451M |  | 4/1/18 |  |  | Covered PM Repair - Biomedical | MHHS-Southeast
NO | YES |  |  |  | 069-19560 |  | GE Medical Systems | TRAM 451M |  | J3T17540G | Memorial Hermann- T exas Medical Center Childrens OR | MHHS-TMC |  | Module, Multi-Parameter |  | 069-19560 |  | TMC | TCM | Memorial Hermann- T exas Medical Center Childrens OR | OR 53 | 10/1/20 |  | 10/1/21 |  | MONITORS, PHYSIOLOGIC, VITAL SIGNS |  | MODULEMULTIPARAMETER-GE-Tram 451M | MODULEMULTIPARAMETER | Tram 451M |  |  |  | GE | Module, Multi-Parameter |  | MODULEMULTIPARAMETER-GE-Tram 451M |  | 12/1/19 |  |  | Covered PM Repair - Biomedical | MHHS-TMC
NO | YES |  |  |  | 077-07400 |  | GE Medical Systems | TRAM 451M |  | RT410449909GA | TMC-OR-CVOR (7Hvi) | MHHS-TMC |  | Module, Multi-Parameter |  | 077-07400 |  | TMC | MHHS-TMC | TMC-OR-CVOR (7Hvi) | Cath 03 | 10/1/19 |  | 10/1/20 |  | MONITORS, PHYSIOLOGIC, VITAL SIGNS | Module, Multi-Parameter | MODULEMULTIPARAMETER-GE-Tram 451M | MODULEMULTIPARAMETER | Tram 451M |  |  |  | GE | Module, Multi-Parameter |  | MODULEMULTIPARAMETER-GE-Tram 451M |  | 12/1/20 |  | MMP-A | Not Covered Vendor Only - Biomedical | MHHS-TMC | [8 empty] | MODULEMULTIPARAMETER | Module, Multi-Parameter | GE
NO | YES |  |  |  | 077-07755 |  | GE Medical Systems | TRAM 451M |  | RT410500119GA | TMC-Cath Lab-Adult (2Hvi) | MHHS-TMC |  | Module, Multi-Parameter |  | 077-07755 |  | TMC | MHHS-TMC | TMC-Cath Lab-Adult (2Hvi) | OR6 | 10/1/19 |  | 10/1/20 |  | MONITORS, PHYSIOLOGIC, VITAL SIGNS | Module, Multi-Parameter | MODULEMULTIPARAMETER-GE-Tram 451M | MODULEMULTIPARAMETER | Tram 451M |  |  |  | GE | Module, Multi-Parameter |  | MODULEMULTIPARAMETER-GE-Tram 451M |  | 4/1/18 |  | MMP-A | Covered PM Repair - Lab Analyzers/Anesth | MHHS-TMC | [8 empty] | MODULEMULTIPARAMETER | Module, Multi-Parameter | GE
NO | YES |  |  |  | 069-09626 | 069-09626 | GE Medical Systems | TRAM 451M |  | M0HB6759G | TMC-HVI-CVICU (8Hvi) | MHHS-TMC |  | Module, Multi-Parameter |  | 069-09626 | 069-09626 | TMC | MHHS-TMC | TMC-HVI-CVICU (8Hvi) | Dictation | 8/1/19 |  | 8/1/20 |  | MONITORS, PHYSIOLOGIC, VITAL SIGNS | Module, Multi-Parameter | MODULEMULTIPARAMETER-GE-Tram 451M | MODULEMULTIPARAMETER | Tram 451M |  |  |  | GE | Module, Multi-Parameter |  | MODULEMULTIPARAMETER-GE-Tram 451M |  | 4/1/18 |  | MMP-A | Covered PM Repair - Lab Analyzers/Anesth | MHHS-TMC | [8 empty] | MODULEMULTIPARAMETER | Module, Multi-Parameter | GE
NO | YES |  |  |  | 069-19889 | 069-19889 | GE Medical Systems | TRAM 451M |  | H3T17367G | TMC- OR- (3HP) | MHHS-TMC |  | Module, Multi-Parameter |  | 069-19889 | 069-19889 | TMC | Memorial Hermann-Texas Medical Center | TMC- OR- (3HP) | Storage | 10/1/19 |  | 10/1/20 |  | MONITORS, PHYSIOLOGIC, VITAL SIGNS |  | MODULEMULTIPARAMETER-GE-Tram 451M | MODULEMULTIPARAMETER | Tram 451M |  |  |  | GE | Module, Multi-Parameter |  | MODULEMULTIPARAMETER-GE-Tram 451M |  | 12/1/19 |  |  | Covered PM Repair - Biomedical | MHHS-TMC
NO | YES |  |  |  | 077-06543 | 077-06543 | GE Medical Systems | TRAM 451M |  | SBB09238317GA | Tmc | MHHS-TMC |  | Module, Multi-Parameter |  | 077-06543 | 077-06543 | TMC | Memorial Hermann-Texas Medical Center | Tmc | Biomed Shop | 10/1/19 |  | 10/1/20 |  | MONITORS, PHYSIOLOGIC, VITAL SIGNS | Module, Multi-Parameter | MODULEMULTIPARAMETER-GE-Tram 451M | MODULEMULTIPARAMETER | Tram 451M |  |  |  | GE | Module, Multi-Parameter |  | MODULEMULTIPARAMETER-GE-Tram 451M |  | 1/3/20 |  | MMP-A | Not Covered Vendor Only - Biomedical | MHHS-TMC | [8 empty] | MODULEMULTIPARAMETER | Module, Multi-Parameter | GE
NO | YES |  |  |  | 074-04732 | 074-04732 | GE Medical Systems | TRAM 451M |  | RT412101532GA | TMC-OR-Anesthesia (Old) | MHHS-TMC |  | Module, Multi-Parameter |  | 074-04732 | 074-04732 | TMC | MHHS-TMC | TMC-OR-Anesthesia (Old) | Storage |  |  |  |  | MONITORS, PHYSIOLOGIC, VITAL SIGNS |  | MODULEMULTIPARAMETER-GE-Tram 451M | MODULEMULTIPARAMETER | Tram 451M |  |  |  | GE | Module, Multi-Parameter |  | MODULEMULTIPARAMETER-GE-Tram 451M |  | 4/1/18 |  |  | Covered PM Repair - Respiratory/Steriliz | MHHS-TMC
NO | YES | [5 empty] | GE Medical Systems | TRAM 451M |  | RT410329528GA | TMC- GI Lab | MHHS-TMC |  | Module, Multi-Parameter |  |  |  | TMC | Memorial Hermann-Texas Medical Center | TMC- GI Lab | J1/488 |  |  |  |  | MONITORS, PHYSIOLOGIC, VITAL SIGNS |  | MODULEMULTIPARAMETER-GE-Tram 451M | MODULEMULTIPARAMETER | Tram 451M |  |  |  | GE | Module, Multi-Parameter |  | MODULEMULTIPARAMETER-GE-Tram 451M |  | 4/1/18 |  |  | Covered PM Repair - Respiratory/Steriliz | MHHS-TMC
NO | YES |  |  |  | 069-38290 | 069-38290 | GE Medical Systems | TRAM 451M |  | RT411170442GA | TMC-Jones-TSCU (9J) | MHHS-TMC |  | Module, Multi-Parameter |  | 069-38290 | 069-38290 | TMC | MHHS-TMC | TMC-Jones-TSCU (9J) | Hallway | 8/1/19 |  | 8/1/20 |  | MONITORS, PHYSIOLOGIC, VITAL SIGNS |  | MODULEMULTIPARAMETER-GE-Tram 451M | MODULEMULTIPARAMETER | Tram 451M |  |  |  | GE | Module, Multi-Parameter |  | MODULEMULTIPARAMETER-GE-Tram 451M |  | 3/15/19 |  |  | Covered PM Repair - Biomedical | MHHS-TMC
NO | NO |  |  |  | 009-09749 |  | GE Medical Systems | TRAM 451M |  | RT41322205GA | GH - CATH LAB | MHHS-Greater Heights |  | Module, Multi-Parameter |  | 009-09749 |  | Central & Greater Heights |  | GH - CATH LAB | [5 empty] | MONITORS, PHYSIOLOGIC, VITAL SIGNS |  | MODULEMULTIPARAMETER-GE-Tram 451M | MODULEMULTIPARAMETER | Tram 451M |  |  |  | GE | Module, Multi-Parameter |  | MODULEMULTIPARAMETER-GE-Tram 451M |  |  |  |  | Covered PM Repair - Biomedical | MHHS-Greater Heights
NO | NO |  |  |  | 005-10113 |  | GE Medical Systems | TRAM 451M |  | RT413222028GA | SE - CATH LAB | MHHS-Southeast |  | Module, Multi-Parameter |  | 005-10113 |  | Southeast & Bay Area |  | SE - CATH LAB | [5 empty] | MONITORS, PHYSIOLOGIC, VITAL SIGNS |  | MODULEMULTIPARAMETER-GE-Tram 451M | MODULEMULTIPARAMETER | Tram 451M |  |  |  | GE | Module, Multi-Parameter |  | MODULEMULTIPARAMETER-GE-Tram 451M |  |  |  |  | Covered PM Repair - Biomedical | MHHS-Southeast
NO | NO |  |  |  | 074-00069 |  | GE Medical Systems | TRAM 451M |  | SBB07425757GA | TMC - CULLEN - GENERAL MEDICINE (3C) | MHHS-TMC |  | Module, Multi-Parameter |  | 074-00069 |  | TMC |  | TMC - CULLEN - GENERAL MEDICINE (3C) | [5 empty] | MONITORS, PHYSIOLOGIC, VITAL SIGNS |  | MODULEMULTIPARAMETER-GE-Tram 451M | MODULEMULTIPARAMETER | Tram 451M |  |  |  | GE | Module, Multi-Parameter |  | MODULEMULTIPARAMETER-GE-Tram 451M |  |  |  |  | Covered PM Repair - Lab Analyzers/Anesth | MHHS-TMC
NO | NO |  |  |  | 077-07399 |  | GE Medical Systems | TRAM 451M |  | RT410449793GA | TMC - HVI - CCU (4HVI) | MHHS-TMC |  | Module, Multi-Parameter |  | 077-07399 |  | TMC |  | TMC - HVI - CCU (4HVI) | [5 empty] | MONITORS, PHYSIOLOGIC, VITAL SIGNS |  | MODULEMULTIPARAMETER-GE-Tram 451M | MODULEMULTIPARAMETER | Tram 451M |  |  |  | GE | Module, Multi-Parameter |  | MODULEMULTIPARAMETER-GE-Tram 451M |  |  |  |  | Covered PM Repair - Lab Analyzers/Anesth | MHHS-TMC
NO | NO |  |  |  | 069-19881 |  | GE Medical Systems | TRAM 451M |  | H3T17406G | TMC - JONES - NEURO IMU (3J) | MHHS-TMC |  | Module, Multi-Parameter |  | 069-19881 |  | TMC |  | TMC - JONES - NEURO IMU (3J) | [5 empty] | MONITORS, PHYSIOLOGIC, VITAL SIGNS |  | MODULEMULTIPARAMETER-GE-Tram 451M | MODULEMULTIPARAMETER | Tram 451M |  |  |  | GE | Module, Multi-Parameter |  | MODULEMULTIPARAMETER-GE-Tram 451M |  |  |  |  | Not Covered Vendor Only - Biomedical | MHHS-TMC
NO | NO |  |  |  | 077-07753 |  | GE Medical Systems | TRAM 451M |  | RT410500128GA | TMC - MHTMC - CLINICAL ENGINEERING | MHHS-TMC |  | Module, Multi-Parameter |  | 077-07753 |  | TMC |  | TMC - MHTMC - CLINICAL ENGINEERING | [5 empty] | MONITORS, PHYSIOLOGIC, VITAL SIGNS |  | MODULEMULTIPARAMETER-GE-Tram 451M | MODULEMULTIPARAMETER | Tram 451M |  |  |  | GE | Module, Multi-Parameter |  | MODULEMULTIPARAMETER-GE-Tram 451M |  |  |  |  | Covered PM Repair - Biomedical | MHHS-TMC
NO | NO |  |  |  | 074-03069 |  | GE Medical Systems | TRAM 451M |  | SBB08387435GA | TMC - OR - ANESTHESIA (2HP) | MHHS-TMC |  | Module, Multi-Parameter |  | 074-03069 |  | TMC |  | TMC - OR - ANESTHESIA (2HP) | [5 empty] | MONITORS, PHYSIOLOGIC, VITAL SIGNS |  | MODULEMULTIPARAMETER-GE-Tram 451M | MODULEMULTIPARAMETER | Tram 451M |  |  |  | GE | Module, Multi-Parameter |  | MODULEMULTIPARAMETER-GE-Tram 451M |  |  |  |  | Covered PM Repair - Biomedical | MHHS-TMC
NO | NO |  |  |  | 069-09631 |  | GE Medical Systems | TRAM 451M |  | M0HB6758G | TMC - OR - TRAINING LAB | MHHS-TMC |  | Module, Multi-Parameter |  | 069-09631 |  | TMC |  | TMC - OR - TRAINING LAB | [5 empty] | MONITORS, PHYSIOLOGIC, VITAL SIGNS |  | MODULEMULTIPARAMETER-GE-Tram 451M | MODULEMULTIPARAMETER | Tram 451M |  |  |  | GE | Module, Multi-Parameter |  | MODULEMULTIPARAMETER-GE-Tram 451M |  |  |  |  | Covered PM Repair - Biomedical | MHHS-TMC
NO | NO |  |  |  | 069-18009 |  | GE Medical Systems | TRAM 451M |  | K2T14453G | TMC - OR - TRAINING LAB | MHHS-TMC |  | Module, Multi-Parameter |  | 069-18009 |  | TMC |  | TMC - OR - TRAINING LAB | [5 empty] | MONITORS, PHYSIOLOGIC, VITAL SIGNS |  | MODULEMULTIPARAMETER-GE-Tram 451M | MODULEMULTIPARAMETER | Tram 451M |  |  |  | GE | Module, Multi-Parameter |  | MODULEMULTIPARAMETER-GE-Tram 451M |  |  |  |  | Covered PM Repair - Biomedical | MHHS-TMC
NO | NO |  |  |  | 069-19174 |  | GE Medical Systems | TRAM 451M |  | A4TI8857G | TMC - OR - TRAINING LAB | MHHS-TMC |  | Module, Multi-Parameter |  | 069-19174 |  | TMC |  | TMC - OR - TRAINING LAB | [5 empty] | MONITORS, PHYSIOLOGIC, VITAL SIGNS |  | MODULEMULTIPARAMETER-GE-Tram 451M | MODULEMULTIPARAMETER | Tram 451M |  |  |  | GE | Module, Multi-Parameter |  | MODULEMULTIPARAMETER-GE-Tram 451M |  |  |  |  | Covered PM Repair - Biomedical | MHHS-TMC
NO | NO |  |  |  | 077-07402 |  | GE Medical Systems | TRAM 451M |  | RT410419594GA | TMC - OR - TRAINING LAB | MHHS-TMC |  | Module, Multi-Parameter |  | 077-07402 |  | TMC |  | TMC - OR - TRAINING LAB | [5 empty] | MONITORS, PHYSIOLOGIC, VITAL SIGNS |  | MODULEMULTIPARAMETER-GE-Tram 451M | MODULEMULTIPARAMETER | Tram 451M |  |  |  | GE | Module, Multi-Parameter |  | MODULEMULTIPARAMETER-GE-Tram 451M |  |  |  |  | Covered PM Repair - Biomedical | MHHS-TMC
NO | NO |  |  |  | 029-12383 |  | GE Medical Systems | TRAM 451M |  | RT412101555GA | WOODLANDS - CATH LAB | MHHS-Woodlands |  | Module, Multi-Parameter |  | 029-12383 |  | Woodlands |  | WOODLANDS - CATH LAB | [5 empty] | MONITORS, PHYSIOLOGIC, VITAL SIGNS |  | MODULEMULTIPARAMETER-GE-Tram 451M | MODULEMULTIPARAMETER | Tram 451M |  |  |  | GE | Module, Multi-Parameter |  | MODULEMULTIPARAMETER-GE-Tram 451M |  |  |  |  | Covered PM Repair - Biomedical | MHHS-Woodlands
NO | YES |  |  |  |  | 142-01513 | GE Medical Systems | TRAM 451N |  | SBB09468665GA | NE-Cath Lab | MHHS-Northeast |  |  |  |  | 142-01513 | Katy | MHHS-Northeast | NE-Cath Lab |  | 11/1/18 | 11/1/19 |  |  | PHYSIOLOGIC MONITOR MODULES, MULTIPARAMETER | Module, Multi-Parameter | MODULEMULTIPARAMETER-GE-451N |  |  |  |  | MODULEMULTIPARAMETER-GE-451N | GE |  |  |  |  | 4/1/18 |  | MMP-A | Covered PM Repair - Biomedical | MHHS-Northeast | [8 empty] | MODULEMULTIPARAMETER | Module, Multi-Parameter | GE
NO | YES | [5 empty] | GE Medical Systems | TRAM 451N |  | E4T19959G | NE-OR | MHHS-Northeast | [5 empty] | Katy | MHHS-Northeast | NE-OR | OR | 10/1/19 | 10/1/20 |  |  | PHYSIOLOGIC MONITOR MODULES, MULTIPARAMETER | Module, Multi-Parameter | MODULEMULTIPARAMETER-GE-451N |  |  |  |  | MODULEMULTIPARAMETER-GE-451N | GE |  |  |  |  | 1/1/00 |  | MMP-A | Covered PM Repair - Biomedical | MHHS-Northeast | [8 empty] | MODULEMULTIPARAMETER | Module, Multi-Parameter | GE
NO | YES |  |  |  |  | 142-00801 | GE Medical Systems | TRAM 451N |  | RT105251836GA | NE-PACU | MHHS-Northeast |  |  |  |  | 142-00801 | Katy | MHHS-Northeast | NE-PACU | PACU | 7/1/19 | 7/1/20 |  |  | PHYSIOLOGIC MONITOR MODULES, MULTIPARAMETER | Module, Multi-Parameter | MODULEMULTIPARAMETER-GE-451N |  |  |  |  | MODULEMULTIPARAMETER-GE-451N | GE |  |  |  |  | 4/1/18 |  | MMP-A | Covered PM Repair - Biomedical | MHHS-Northeast | [8 empty] | MODULEMULTIPARAMETER | Module, Multi-Parameter | GE
NO | YES |  |  |  |  | 142-04479 | GE Medical Systems | TRAM 451N |  | G7HB3678G | NE-OR Holding | MHHS-Northeast |  |  |  |  | 142-04479 | Katy | MHHS-Northeast | NE-OR Holding | Pacu 13 | 1/1/19 | 1/1/20 |  |  | PHYSIOLOGIC MONITOR MODULES, MULTIPARAMETER | Module, Multi-Parameter | MODULEMULTIPARAMETER-GE-451N |  |  |  |  | MODULEMULTIPARAMETER-GE-451N | GE |  |  |  |  | 4/1/18 |  | MMP-A | Covered PM Repair - Biomedical | MHHS-Northeast | [8 empty] | MODULEMULTIPARAMETER | Module, Multi-Parameter | GE
NO | YES | Asset Tag 1182626 |  |  |  | 142-04455 | GE Medical Systems | TRAM 451N |  | E4T19966G | NE-Anesthesia | MHHS-Northeast |  |  |  |  | 142-04455 | Katy | MHHS-Northeast | NE-Anesthesia | Storage room 5 | 6/1/18 |  |  | No pm | PHYSIOLOGIC MONITOR MODULES, MULTIPARAMETER | Module, Multi-Parameter | MODULEMULTIPARAMETER-GE-451N |  |  |  |  | MODULEMULTIPARAMETER-GE-451N | GE |  |  |  |  | 5/5/18 |  | MMP-A | Covered PM Repair - Biomedical | MHHS-Northeast | [8 empty] | MODULEMULTIPARAMETER | Module, Multi-Parameter | GE
NO | YES |  |  |  |  | 142-04461 | GE Medical Systems | TRAM 451N |  | E4T19980G | NE-Anesthesia | MHHS-Northeast |  |  |  |  | 142-04461 | Katy | MHHS-Northeast | NE-Anesthesia | Procedure 4 | 6/1/19 | 6/1/20 |  |  | PHYSIOLOGIC MONITOR MODULES, MULTIPARAMETER | Module, Multi-Parameter | MODULEMULTIPARAMETER-GE-451N |  |  |  |  | MODULEMULTIPARAMETER-GE-451N | GE |  |  |  |  | 5/5/18 |  | MMP-A | Covered PM Repair - Biomedical | MHHS-Northeast | [8 empty] | MODULEMULTIPARAMETER | Module, Multi-Parameter | GE
NO | YES |  |  |  |  | 142-04451 | GE Medical Systems | TRAM 451N |  | E4T19969G | NE-Labor & Delivery | MHHS-Northeast |  |  |  |  | 142-04451 | Katy | MHHS-Northeast | NE-Labor & Delivery | OR 2 | 8/1/19 | 8/1/20 |  |  | PHYSIOLOGIC MONITOR MODULES, MULTIPARAMETER | Module, Multi-Parameter | MODULEMULTIPARAMETER-GE-451N |  |  |  |  | MODULEMULTIPARAMETER-GE-451N | GE |  |  |  |  | 5/5/18 |  | MMP-A | Covered PM Repair - Biomedical | MHHS-Northeast | [8 empty] | MODULEMULTIPARAMETER | Module, Multi-Parameter | GE
NO | YES |  |  |  |  | 142-06049 | GE Medical Systems | TRAM 451N |  | SBB14272897GA | NE-Biomedical Services | MHHS-Northeast |  |  |  |  | 142-06049 | Katy | MHHS-Northeast | NE-Biomedical Services | Biomed |  |  |  | Broken | PHYSIOLOGIC MONITOR MODULES, MULTIPARAMETER | Module, Multi-Parameter | MODULEMULTIPARAMETER-GE-451N |  |  |  |  | MODULEMULTIPARAMETER-GE-451N | GE |  |  |  |  | 1/15/19 |  | MMP-A | Covered PM Repair - Biomedical | MHHS-Northeast | [8 empty] | MODULEMULTIPARAMETER | Module, Multi-Parameter | GE
NO | YES |  |  |  | 013-10311 | 013-10311 | GE Medical Systems | TRAM 451N |  | D3T16264G | SW-HVI-OR | MHHS-Southwest |  |  |  | 013-10311 | 013-10311 | Southwest | MHHS-Southwest | SW-HVI-OR | Hallway | 12/1/18 |  |  |  | PHYSIOLOGIC MONITOR MODULES, MULTIPARAMETER | Module, Multi-Parameter | MODULEMULTIPARAMETER-GE-451N |  |  |  |  | MODULEMULTIPARAMETER-GE-451N | GE |  |  |  |  | 1/3/20 |  | MMP-A | Not Covered Vendor Only - Biomedical | MHHS-Southwest | [8 empty] | MODULEMULTIPARAMETER | Module, Multi-Parameter | GE
NO | YES |  |  |  | 013-14992 | 013-14992 | GE Medical Systems | TRAM 451N |  | RTW06401638GA | SW-ER | MHHS-Southwest |  |  |  | 013-14992 | 013-14992 | Southwest | MHHS-Southwest | SW-ER | EP3 | 12/1/19 |  | 12/1/20 |  | PHYSIOLOGIC MONITOR MODULES, MULTIPARAMETER | Module, Multi-Parameter | MODULEMULTIPARAMETER-GE-451N |  |  |  |  | MODULEMULTIPARAMETER-GE-451N | GE |  |  |  |  | 1/3/20 |  | MMP-A | Not Covered Vendor Only - Biomedical | MHHS-Southwest | [8 empty] | MODULEMULTIPARAMETER | Module, Multi-Parameter | GE
NO | YES |  |  |  | 013-15000 | 013-15000 | GE Medical Systems | TRAM 451N |  | E2T12951G | SW-ER | MHHS-Southwest |  |  |  | 013-15000 | 013-15000 | Southwest | MHHS-Southwest | SW-ER | EP3 | 12/1/19 |  | 12/1/20 |  | PHYSIOLOGIC MONITOR MODULES, MULTIPARAMETER | Module, Multi-Parameter | MODULEMULTIPARAMETER-GE-451N |  |  |  |  | MODULEMULTIPARAMETER-GE-451N | GE |  |  |  |  | 5/1/18 |  | MMP-A | Covered PM Repair - Biomedical | MHHS-Southwest | [8 empty] | MODULEMULTIPARAMETER | Module, Multi-Parameter | GE
NO | YES |  |  |  | 013-08588 | 013-08588 | GE Medical Systems | TRAM 451N |  | J3T17753G | SW-OR | MHHS-Southwest |  |  |  | 013-08588 | 013-08588 | Southwest | MHHS-Southwest | SW-OR | OR 10 | 12/1/19 |  | 12/1/20 |  | PHYSIOLOGIC MONITOR MODULES, MULTIPARAMETER | Module, Multi-Parameter | MODULEMULTIPARAMETER-GE-451N |  |  |  |  | MODULEMULTIPARAMETER-GE-451N | GE |  |  |  |  | 4/30/17 |  | MMP-A | Covered PM Repair - Biomedical | MHHS-Southwest | [8 empty] | MODULEMULTIPARAMETER | Module, Multi-Parameter | GE
NO | YES |  |  |  | 069-18040 | 069-18040 | GE Medical Systems | TRAM 451N |  | K2T14423G | Cardiac cath lab | MHHS-TMC |  |  |  | 069-18040 | 069-18040 | TMC | Memorial Hermann-Texas Medical Center | Cardiac cath lab | Cath Lab 1 | 10/1/19 |  | 10/1/20 |  | PHYSIOLOGIC MONITOR MODULES, MULTIPARAMETER | Module, Multi-Parameter | MODULEMULTIPARAMETER-GE-451N |  |  |  |  | MODULEMULTIPARAMETER-GE-451N | GE |  |  |  |  | 1/3/20 |  | MMP-A | Not Covered Vendor Only - Biomedical | MHHS-TMC | [8 empty] | MODULEMULTIPARAMETER | Module, Multi-Parameter | GE
NO | YES |  |  |  | 069-19552 | 069-19552 | GE Medical Systems | TRAM 451N |  | H3T17430G | TMC-Cath Lab-Adult (2Hvi) | MHHS-TMC |  |  |  | 069-19552 | 069-19552 | TMC | MHHS-TMC | TMC-Cath Lab-Adult (2Hvi) | TMC - CATH LAB - ADULT (2HVI) | 10/1/19 |  | 10/1/20 |  | PHYSIOLOGIC MONITOR MODULES, MULTIPARAMETER | Module, Multi-Parameter | MODULEMULTIPARAMETER-GE-451N |  |  |  |  | MODULEMULTIPARAMETER-GE-451N | GE |  |  |  |  | 12/1/19 |  | MMP-A | Covered PM Repair - Biomedical | MHHS-TMC | [8 empty] | MODULEMULTIPARAMETER | Module, Multi-Parameter | GE
NO | YES |  |  |  | 069-20323 | 069-20323 | GE Medical Systems | TRAM 451N |  | F3T16828G | TMC-Cath Lab-Adult (2Hvi) | MHHS-TMC |  |  |  | 069-20323 | 069-20323 | TMC | MHHS-TMC | TMC-Cath Lab-Adult (2Hvi) | TMC - CATH LAB - ADULT (2HVI)q | 10/1/19 |  | 10/1/20 |  | PHYSIOLOGIC MONITOR MODULES, MULTIPARAMETER | Module, Multi-Parameter | MODULEMULTIPARAMETER-GE-451N |  |  |  |  | MODULEMULTIPARAMETER-GE-451N | GE |  |  |  |  | 3/31/18 |  | MMP-A | Covered PM Repair - Biomedical | MHHS-TMC | [8 empty] | MODULEMULTIPARAMETER | Module, Multi-Parameter | GE
NO | YES | [5 empty] | GE Medical Systems | TRAM 451N |  | RT411110335GA | TMC-Cath Lab-Adult (2Hvi) | MHHS-TMC | [5 empty] | TMC | MHHS-TMC | TMC-Cath Lab-Adult (2Hvi) | Cath lab 4 | 9/1/19 |  | 9/1/20 |  | PHYSIOLOGIC MONITOR MODULES, MULTIPARAMETER | Module, Multi-Parameter | MODULEMULTIPARAMETER-GE-451N |  |  |  |  | MODULEMULTIPARAMETER-GE-451N | GE |  |  |  |  | 12/1/19 |  | MMP-A | Covered PM Repair - Biomedical | MHHS-TMC | [8 empty] | MODULEMULTIPARAMETER | Module, Multi-Parameter | GE
NO | YES |  |  |  |  | 069-11248 | GE Medical Systems | TRAM 451N |  | M0HB6645G | TMC-Children's-L&D (5Hp) | MHHS-TMC |  |  |  |  | 069-11248 | TMC | MHHS-TMC | TMC-Children's-L&D (5Hp) | Recovery | 3/1/20 |  | 3/1/21 |  | PHYSIOLOGIC MONITOR MODULES, MULTIPARAMETER |  | MODULEMULTIPARAMETER-GE-451N |  |  |  |  | MODULEMULTIPARAMETER-GE-451N | GE |  |  |  |  | 4/1/18 |  |  | Covered PM Repair - Biomedical | MHHS-TMC
NO | YES |  |  |  | 074-00355 | 074-00355 | GE Medical Systems | TRAM 451N |  | SBB07415678GA | TMC-Jones-Transplant (9Wj) | MHHS-TMC |  |  |  | 074-00355 | 074-00355 | TMC | MHHS-TMC | TMC-Jones-Transplant (9Wj) | Clean utility | 8/1/19 |  | 8/1/20 |  | PHYSIOLOGIC MONITOR MODULES, MULTIPARAMETER | Module, Multi-Parameter | MODULEMULTIPARAMETER-GE-451N |  |  |  |  | MODULEMULTIPARAMETER-GE-451N | GE |  |  |  |  | 4/1/18 |  | MMP-A | Covered PM Repair - Biomedical | MHHS-TMC | [8 empty] | MODULEMULTIPARAMETER | Module, Multi-Parameter | GE
NO | YES |  |  |  | 069-37142 | 069-37142 | GE Medical Systems | TRAM 451N |  | A4T18983G | (null) | MHHS-TMC |  |  |  | 069-37142 | 069-37142 | (null) | MHHS-TMC | (null) | (null) |  |  |  | (null) | PHYSIOLOGIC MONITOR MODULES, MULTIPARAMETER |  | MODULEMULTIPARAMETER-GE-451N |  |  |  |  | MODULEMULTIPARAMETER-GE-451N | GE |  |  |  |  | 4/1/18 |  |  | Covered PM Repair - Biomedical | MHHS-TMC
NO | YES |  |  |  | 069-27190 | 069-27190 | GE Medical Systems | TRAM 451N |  | SBB07465979GA | TMC-OR-Pedi OR (2R) | MHHS-TMC |  |  |  | 069-27190 | 069-27190 | TMC | MHHS-TMC | TMC-OR-Pedi OR (2R) | S2 OR 55 | 10/1/19 |  | 10/1/20 |  | PHYSIOLOGIC MONITOR MODULES, MULTIPARAMETER |  | MODULEMULTIPARAMETER-GE-451N |  |  |  |  | MODULEMULTIPARAMETER-GE-451N | GE |  |  |  |  | 1/3/20 |  |  | Not Covered Vendor Only - Biomedical | MHHS-TMC
NO | YES |  |  |  |  | 069-19878 | GE Medical Systems | TRAM 451N |  | H3T17352G | TMC-OR-Pedi OR (2R) | MHHS-TMC |  |  |  |  | 069-19878 | TMC | MHHS-TMC | TMC-OR-Pedi OR (2R) | PEDI OR (2R) | 10/1/19 |  | 10/1/20 |  | PHYSIOLOGIC MONITOR MODULES, MULTIPARAMETER |  | MODULEMULTIPARAMETER-GE-451N |  |  |  |  | MODULEMULTIPARAMETER-GE-451N | GE |  |  |  |  | 4/1/18 |  |  | Covered PM Repair - Biomedical | MHHS-TMC
NO | YES |  |  |  | 069-19225 | 069-19225 | GE Medical Systems | TRAM 451N |  | A4TI8846G | NSICU | MHHS-TMC |  |  |  | 069-19225 | 069-19225 | TMC | Memorial Hermann-Texas Medical Center | NSICU | NSICU Nurses Station | 9/1/19 |  | 9/1/20 |  | PHYSIOLOGIC MONITOR MODULES, MULTIPARAMETER | Module, Multi-Parameter | MODULEMULTIPARAMETER-GE-451N |  |  |  |  | MODULEMULTIPARAMETER-GE-451N | GE |  |  |  |  | 4/1/18 |  | MMP-A | Covered PM Repair - Biomedical | MHHS-TMC | [8 empty] | MODULEMULTIPARAMETER | Module, Multi-Parameter | GE
NO | YES |  |  |  | 099-07225 | 099-07225 | GE Medical Systems | TRAM 451N |  | J3T17573G | (null) | MHHS-TMC |  |  |  | 099-07225 | 099-07225 | (null) | MHHS-TMC | (null) | (null) |  |  |  | (null) | PHYSIOLOGIC MONITOR MODULES, MULTIPARAMETER |  | MODULEMULTIPARAMETER-GE-451N |  |  |  |  | MODULEMULTIPARAMETER-GE-451N | GE |  |  |  |  | 4/1/18 |  |  | Covered PM Repair - Biomedical | MHHS-TMC
NO | YES |  |  |  |  | 074-00108 | GE Medical Systems | TRAM 451N |  | SBB07415659GA | TMC-Radiology-Jones Pavilion | MHHS-TMC |  |  |  |  | 074-00108 | TMC | MHHS-TMC | TMC-Radiology-Jones Pavilion | Ultrasound - JONES PAVILION | 3/1/20 |  | 3/1/21 |  | PHYSIOLOGIC MONITOR MODULES, MULTIPARAMETER |  | MODULEMULTIPARAMETER-GE-451N |  |  |  |  | MODULEMULTIPARAMETER-GE-451N | GE |  |  |  |  | 4/1/18 |  |  | Covered PM Repair - Biomedical | MHHS-TMC
NO | YES |  |  |  | 029-03386 | 029-03386 | GE Medical Systems | TRAM 451N |  | J4T11993G | Woodlands-Cath Lab | MHHS-Woodlands |  |  |  | 029-03386 | 029-03386 | Woodlands | MHHS-Woodlands | Woodlands-Cath Lab | Rm 1 | 11/1/19 |  | 11/1/20 |  | PHYSIOLOGIC MONITOR MODULES, MULTIPARAMETER | Module, Multi-Parameter | MODULEMULTIPARAMETER-GE-451N |  |  |  |  | MODULEMULTIPARAMETER-GE-451N | GE |  |  |  |  | 3/1/16 |  | MMP-A | Covered PM Repair - Biomedical | MHHS-Woodlands | [8 empty] | MODULEMULTIPARAMETER | Module, Multi-Parameter | GE
NO | YES |  |  |  | 0/3-00152 | 013-00152 | GE Medical Systems | TRAM 451N |  | L9HB2435G | SW-OR |  |  |  |  | 0/3-00152 | 013-00152 | Southwest | MHHS-Southwest | SW-OR | OR 17 | 12/1/19 |  | 12/1/20
NO | YES |  |  |  | 069-19561 | 069-19561 | GE Medical Systems | TRAM 451N |  | J3T17536G | TMC-PACU-Adult (2Hp) |  |  |  |  | 069-19561 | 069-19561 | TMC | MHHS-TMC | TMC-PACU-Adult (2Hp) | Bay 22 | 7/1/19 |  | 7/1/20
NO | NO | [5 empty] | GE Medical Systems | TRAM 451N |  | SBB09468667GA | NE - CATH LAB | MHHS-Northeast | [5 empty] | Katy |  | NE - CATH LAB | [5 empty] | PHYSIOLOGIC MONITOR MODULES, MULTIPARAMETER |  | MODULEMULTIPARAMETER-GE-451N |  |  |  |  | MODULEMULTIPARAMETER-GE-451N | GE | [7 empty] | Not Covered Vendor Only - Biomedical | MHHS-Northeast
NO | NO | [5 empty] | GE Medical Systems | TRAM 451N |  | E4T19996G | NE - ICU | MHHS-Northeast | [5 empty] | Katy |  | NE - ICU | [5 empty] | PHYSIOLOGIC MONITOR MODULES, MULTIPARAMETER |  | MODULEMULTIPARAMETER-GE-451N |  |  |  |  | MODULEMULTIPARAMETER-GE-451N | GE | [7 empty] | Clinical Miscellaneous | MHHS-Northeast
NO | NO | [5 empty] | GE Medical Systems | TRAM 451N |  | SBB06402342GA | SW - HVI - CV ICU | MHHS-Southwest | [5 empty] | Southwest |  | SW - HVI - CV ICU | [5 empty] | PHYSIOLOGIC MONITOR MODULES, MULTIPARAMETER |  | MODULEMULTIPARAMETER-GE-451N |  |  |  |  | MODULEMULTIPARAMETER-GE-451N | GE | [7 empty] | Covered PM Repair - Biomedical | MHHS-Southwest
NO | NO |  |  |  | 013-15034 |  | GE Medical Systems | TRAM 451N |  | RTW06401618GA | SW - HVI - OR | MHHS-Southwest |  |  |  | 013-15034 |  | Southwest |  | SW - HVI - OR | [5 empty] | PHYSIOLOGIC MONITOR MODULES, MULTIPARAMETER |  | MODULEMULTIPARAMETER-GE-451N |  |  |  |  | MODULEMULTIPARAMETER-GE-451N | GE | [7 empty] | Covered PM Repair - Biomedical | MHHS-Southwest
NO | NO | [5 empty] | GE Medical Systems | TRAM 451N |  | SBB06230826GA | TMC - CATH LAB - ADULT (2HVI) | MHHS-TMC | [5 empty] | TMC |  | TMC - CATH LAB - ADULT (2HVI) | [5 empty] | PHYSIOLOGIC MONITOR MODULES, MULTIPARAMETER |  | MODULEMULTIPARAMETER-GE-451N |  |  |  |  | MODULEMULTIPARAMETER-GE-451N | GE | [7 empty] | Covered PM Repair - Biomedical | MHHS-TMC
NO | NO | [5 empty] | GE Medical Systems | TRAM 451N |  | SBB06230829GA | TMC - CATH LAB - HOLDING (2HVI) | MHHS-TMC | [5 empty] | TMC |  | TMC - CATH LAB - HOLDING (2HVI) | [5 empty] | PHYSIOLOGIC MONITOR MODULES, MULTIPARAMETER |  | MODULEMULTIPARAMETER-GE-451N |  |  |  |  | MODULEMULTIPARAMETER-GE-451N | GE | [7 empty] | Covered PM Repair - Biomedical | MHHS-TMC
NO | NO |  |  |  | 069-33282 |  | GE Medical Systems | TRAM 451N |  | SBB07476040GA | TMC - CATH LAB - PEDI (GHP) | MHHS-TMC |  |  |  | 069-33282 |  | TMC |  | TMC - CATH LAB - PEDI (GHP) | [5 empty] | PHYSIOLOGIC MONITOR MODULES, MULTIPARAMETER |  | MODULEMULTIPARAMETER-GE-451N |  |  |  |  | MODULEMULTIPARAMETER-GE-451N | GE | [7 empty] | Covered PM Repair - Biomedical | MHHS-TMC
NO | NO | [5 empty] | GE Medical Systems | TRAM 451N |  | H3T17355G | TMC - HERMANN - STICU (3HP) | MHHS-TMC | [5 empty] | TMC |  | TMC - HERMANN - STICU (3HP) | [5 empty] | PHYSIOLOGIC MONITOR MODULES, MULTIPARAMETER |  | MODULEMULTIPARAMETER-GE-451N |  |  |  |  | MODULEMULTIPARAMETER-GE-451N | GE | [7 empty] | Not Covered Vendor Only - Biomedical | MHHS-TMC
NO | NO |  |  |  | 074-03067 |  | GE Medical Systems | TRAM 451N |  | SBB08387474GA | TMC - HVI - CCU (4HVI) | MHHS-TMC |  |  |  | 074-03067 |  | TMC |  | TMC - HVI - CCU (4HVI) | [5 empty] | PHYSIOLOGIC MONITOR MODULES, MULTIPARAMETER |  | MODULEMULTIPARAMETER-GE-451N |  |  |  |  | MODULEMULTIPARAMETER-GE-451N | GE | [7 empty] | Covered PM Repair - Biomedical | MHHS-TMC
NO | NO |  |  |  | 069-19894 |  | GE Medical Systems | TRAM 451N |  | H3T17422G | TMC - HVI - CVICU (8HVI) | MHHS-TMC |  |  |  | 069-19894 |  | TMC |  | TMC - HVI - CVICU (8HVI) | [5 empty] | PHYSIOLOGIC MONITOR MODULES, MULTIPARAMETER |  | MODULEMULTIPARAMETER-GE-451N |  |  |  |  | MODULEMULTIPARAMETER-GE-451N | GE | [7 empty] | Covered PM Repair - Biomedical | MHHS-TMC
NO | NO |  |  |  | 069-27767 |  | GE Medical Systems | TRAM 451N |  | SBB08337243GA | TMC - HVI - CVIMU (8HVI) | MHHS-TMC |  |  |  | 069-27767 |  | TMC |  | TMC - HVI - CVIMU (8HVI) | [5 empty] | PHYSIOLOGIC MONITOR MODULES, MULTIPARAMETER |  | MODULEMULTIPARAMETER-GE-451N |  |  |  |  | MODULEMULTIPARAMETER-GE-451N | GE | [7 empty] | Covered PM Repair - Biomedical | MHHS-TMC
NO | NO |  |  |  | 069-28597 |  | GE Medical Systems | TRAM 451N |  | SBB08517990GA | TMC - JONES - NEURO ICU (7J) | MHHS-TMC |  |  |  | 069-28597 |  | TMC |  | TMC - JONES - NEURO ICU (7J) | [5 empty] | PHYSIOLOGIC MONITOR MODULES, MULTIPARAMETER |  | MODULEMULTIPARAMETER-GE-451N |  |  |  |  | MODULEMULTIPARAMETER-GE-451N | GE | [7 empty] | Covered PM Repair - Biomedical | MHHS-TMC
NO | NO |  |  |  | 069-35856 |  | GE Medical Systems | TRAM 451N |  | SBB08236813GA | TMC - JONES - NEURO ICU (7J) | MHHS-TMC |  |  |  | 069-35856 |  | TMC |  | TMC - JONES - NEURO ICU (7J) | [5 empty] | PHYSIOLOGIC MONITOR MODULES, MULTIPARAMETER |  | MODULEMULTIPARAMETER-GE-451N |  |  |  |  | MODULEMULTIPARAMETER-GE-451N | GE | [7 empty] | Covered PM Repair - Biomedical | MHHS-TMC
NO | NO |  |  |  | 069-19903 |  | GE Medical Systems | TRAM 451N |  | J3T17570G | TMC - JONES - TSCU (9J) | MHHS-TMC |  |  |  | 069-19903 |  | TMC |  | TMC - JONES - TSCU (9J) | [5 empty] | PHYSIOLOGIC MONITOR MODULES, MULTIPARAMETER |  | MODULEMULTIPARAMETER-GE-451N |  |  |  |  | MODULEMULTIPARAMETER-GE-451N | GE | [7 empty] | Covered PM Repair - Biomedical | MHHS-TMC
NO | NO |  |  |  | 077-06551 |  | GE Medical Systems | TRAM 451N |  | SBB09238294GA | TMC - JONES - TSCU (9J) | MHHS-TMC |  |  |  | 077-06551 |  | TMC |  | TMC - JONES - TSCU (9J) | [5 empty] | PHYSIOLOGIC MONITOR MODULES, MULTIPARAMETER |  | MODULEMULTIPARAMETER-GE-451N |  |  |  |  | MODULEMULTIPARAMETER-GE-451N | GE | [7 empty] | Not Covered Vendor Only - Biomedical | MHHS-TMC
NO | NO |  |  |  | 069-10625 |  | GE Medical Systems | TRAM 451N |  | L8HB8222G | TMC - MHTMC - CLINICAL ENGINEERING | MHHS-TMC |  |  |  | 069-10625 |  | TMC |  | TMC - MHTMC - CLINICAL ENGINEERING | [5 empty] | PHYSIOLOGIC MONITOR MODULES, MULTIPARAMETER |  | MODULEMULTIPARAMETER-GE-451N |  |  |  |  | MODULEMULTIPARAMETER-GE-451N | GE | [7 empty] | Covered PM Repair - Biomedical | MHHS-TMC
NO | NO |  |  |  | 069-16536 |  | GE Medical Systems | TRAM 451N |  | KITW0992G | TMC - MHTMC - CLINICAL ENGINEERING | MHHS-TMC |  |  |  | 069-16536 |  | TMC |  | TMC - MHTMC - CLINICAL ENGINEERING | [5 empty] | PHYSIOLOGIC MONITOR MODULES, MULTIPARAMETER |  | MODULEMULTIPARAMETER-GE-451N |  |  |  |  | MODULEMULTIPARAMETER-GE-451N | GE | [7 empty] | Not Covered Vendor Only - Biomedical | MHHS-TMC
NO | NO |  |  |  | 069-27822 |  | GE Medical Systems | TRAM 451N |  | SBB08387522GA | TMC - MHTMC - CLINICAL ENGINEERING | MHHS-TMC |  |  |  | 069-27822 |  | TMC |  | TMC - MHTMC - CLINICAL ENGINEERING | [5 empty] | PHYSIOLOGIC MONITOR MODULES, MULTIPARAMETER |  | MODULEMULTIPARAMETER-GE-451N |  |  |  |  | MODULEMULTIPARAMETER-GE-451N | GE | [7 empty] | Covered PM Repair - Biomedical | MHHS-TMC
NO | NO |  |  |  | 074-00387 |  | GE Medical Systems | TRAM 451N |  | SBB07385504GA | TMC - OR - ANESTHESIA (2HP) | MHHS-TMC |  |  |  | 074-00387 |  | TMC |  | TMC - OR - ANESTHESIA (2HP) | [5 empty] | PHYSIOLOGIC MONITOR MODULES, MULTIPARAMETER |  | MODULEMULTIPARAMETER-GE-451N |  |  |  |  | MODULEMULTIPARAMETER-GE-451N | GE | [7 empty] | Covered PM Repair - Biomedical | MHHS-TMC
NO | NO |  |  |  | 069-19553 |  | GE Medical Systems | TRAM 451N |  | J3T17539G | TMC - OR - HERMANN (2HP) | MHHS-TMC |  |  |  | 069-19553 |  | TMC |  | TMC - OR - HERMANN (2HP) | [5 empty] | PHYSIOLOGIC MONITOR MODULES, MULTIPARAMETER |  | MODULEMULTIPARAMETER-GE-451N |  |  |  |  | MODULEMULTIPARAMETER-GE-451N | GE | [7 empty] | Covered PM Repair - Biomedical | MHHS-TMC
NO | NO | [5 empty] | GE Medical Systems | TRAM 451N |  | J3T17516G | TMC - OR - HERMANN (2HP) | MHHS-TMC | [5 empty] | TMC |  | TMC - OR - HERMANN (2HP) | [5 empty] | PHYSIOLOGIC MONITOR MODULES, MULTIPARAMETER |  | MODULEMULTIPARAMETER-GE-451N |  |  |  |  | MODULEMULTIPARAMETER-GE-451N | GE | [7 empty] | Covered PM Repair - Biomedical | MHHS-TMC
NO | NO | [5 empty] | GE Medical Systems | TRAM 451N |  | SBB08337218GA | TMC - OR - PEDI OR (2R) | MHHS-TMC | [5 empty] | TMC |  | TMC - OR - PEDI OR (2R) | [5 empty] | PHYSIOLOGIC MONITOR MODULES, MULTIPARAMETER |  | MODULEMULTIPARAMETER-GE-451N |  |  |  |  | MODULEMULTIPARAMETER-GE-451N | GE | [7 empty] | Covered PM Repair - Biomedical | MHHS-TMC
NO | NO | [5 empty] | GE Medical Systems | TRAM 451N |  | H3T17507G | TMC - OR - PEDI OR (2R) | MHHS-TMC | [5 empty] | TMC |  | TMC - OR - PEDI OR (2R) | [5 empty] | PHYSIOLOGIC MONITOR MODULES, MULTIPARAMETER |  | MODULEMULTIPARAMETER-GE-451N |  |  |  |  | MODULEMULTIPARAMETER-GE-451N | GE | [7 empty] | Covered PM Repair - Biomedical | MHHS-TMC
NO | NO |  |  |  | 069-19173 |  | GE Medical Systems | TRAM 451N |  | A4TI8850G | TMC - OR - TRAINING LAB | MHHS-TMC |  |  |  | 069-19173 |  | TMC |  | TMC - OR - TRAINING LAB | [5 empty] | PHYSIOLOGIC MONITOR MODULES, MULTIPARAMETER |  | MODULEMULTIPARAMETER-GE-451N |  |  |  |  | MODULEMULTIPARAMETER-GE-451N | GE | [7 empty] | Not Covered Vendor Only - Biomedical | MHHS-TMC
NO | NO |  |  |  | 069-19883 |  | GE Medical Systems | TRAM 451N |  | H3T17493G | TMC - OR - TRAINING LAB | MHHS-TMC |  |  |  | 069-19883 |  | TMC |  | TMC - OR - TRAINING LAB | [5 empty] | PHYSIOLOGIC MONITOR MODULES, MULTIPARAMETER |  | MODULEMULTIPARAMETER-GE-451N |  |  |  |  | MODULEMULTIPARAMETER-GE-451N | GE | [7 empty] | Covered PM Repair - Biomedical | MHHS-TMC
NO | NO |  |  |  | 074-00121 |  | GE Medical Systems | TRAM 451N |  | SBB07395564GA | TMC - OR - TRAINING LAB | MHHS-TMC |  |  |  | 074-00121 |  | TMC |  | TMC - OR - TRAINING LAB | [5 empty] | PHYSIOLOGIC MONITOR MODULES, MULTIPARAMETER |  | MODULEMULTIPARAMETER-GE-451N |  |  |  |  | MODULEMULTIPARAMETER-GE-451N | GE | [7 empty] | Covered PM Repair - Biomedical | MHHS-TMC
NO | NO |  |  |  | 074-00124 |  | GE Medical Systems | TRAM 451N |  | SBB07415652GA | TMC - OR - TRAINING LAB | MHHS-TMC |  |  |  | 074-00124 |  | TMC |  | TMC - OR - TRAINING LAB | [5 empty] | PHYSIOLOGIC MONITOR MODULES, MULTIPARAMETER |  | MODULEMULTIPARAMETER-GE-451N |  |  |  |  | MODULEMULTIPARAMETER-GE-451N | GE | [7 empty] | Not Covered Vendor Only - Biomedical | MHHS-TMC
NO | NO |  |  |  | 074-00364 |  | GE Medical Systems | TRAM 451N |  | SBB07435845GA | TMC - OR - TRAINING LAB | MHHS-TMC |  |  |  | 074-00364 |  | TMC |  | TMC - OR - TRAINING LAB | [5 empty] | PHYSIOLOGIC MONITOR MODULES, MULTIPARAMETER |  | MODULEMULTIPARAMETER-GE-451N |  |  |  |  | MODULEMULTIPARAMETER-GE-451N | GE | [7 empty] | Not Covered Vendor Only - Biomedical | MHHS-TMC
NO | NO |  |  |  | 074-03072 |  | GE Medical Systems | TRAM 451N |  | SBB08437655GA | TMC - OR - TRAINING LAB | MHHS-TMC |  |  |  | 074-03072 |  | TMC |  | TMC - OR - TRAINING LAB | [5 empty] | PHYSIOLOGIC MONITOR MODULES, MULTIPARAMETER |  | MODULEMULTIPARAMETER-GE-451N |  |  |  |  | MODULEMULTIPARAMETER-GE-451N | GE | [7 empty] | Not Covered Vendor Only - Biomedical | MHHS-TMC
NO | NO | [5 empty] | GE Medical Systems | TRAM 451N |  | K4T12429G | WOODLANDS - OR | MHHS-Woodlands | [5 empty] | Woodlands |  | WOODLANDS - OR | [5 empty] | PHYSIOLOGIC MONITOR MODULES, MULTIPARAMETER |  | MODULEMULTIPARAMETER-GE-451N |  |  |  |  | MODULEMULTIPARAMETER-GE-451N | GE | [7 empty] | Covered PM Repair - Biomedical | MHHS-Woodlands
NO | NO | [5 empty] | GE Medical Systems | TRAM 451N |  | K4T12393G | WOODLANDS - OR | MHHS-Woodlands | [5 empty] | Woodlands |  | WOODLANDS - OR | [5 empty] | PHYSIOLOGIC MONITOR MODULES, MULTIPARAMETER |  | MODULEMULTIPARAMETER-GE-451N |  |  |  |  | MODULEMULTIPARAMETER-GE-451N | GE | [7 empty] | Covered PM Repair - Biomedical | MHHS-Woodlands
NO | YES |  |  |  | 013-14995 | 013-14995 | GE Medical Systems | TRAM 451N5 |  |  | SW-Cath Lab | MHHS-Southwest |  |  |  | 013-14995 | 013-14995 | Southwest | MHHS-Southwest | SW-Cath Lab | SW - CV - OR | 12/1/19 |  | 12/1/20 |  | MONITORS, PHYSIOLOGIC, VITAL SIGNS | Module, Multi-Parameter | MODULEMULTIPARAMETER-GE-451N |  |  |  |  | MODULEMULTIPARAMETER-GE-451N | GE |  |  |  |  | 4/1/18 |  | MMP-A | Covered PM Repair - Biomedical | MHHS-Southwest | [8 empty] | MODULEMULTIPARAMETER | Module, Multi-Parameter | GE
NO | YES |  |  |  | 069-27651 | 069-27651 | GE Medical Systems | TRAM 451N5 |  | SBB08387453GA | TMC-Jones-Transplant Clinic (1J) | MHHS-TMC |  |  |  | 069-27651 | 069-27651 | TMC | MHHS-TMC | TMC-Jones-Transplant Clinic (1J) | J1444 | 10/1/16 |  | 10/1/16 |  | MONITORS, PHYSIOLOGIC, VITAL SIGNS |  | MODULEMULTIPARAMETER-GE-451N |  |  |  |  | MODULEMULTIPARAMETER-GE-451N | GE |  |  |  |  | 4/1/18 |  |  | Covered PM Repair - Biomedical | MHHS-TMC
NO | YES |  |  |  | 074-00360 | 074-00360 | GE Medical Systems | TRAM 451N5 |  | SBB07435804GA | TMC-OR-CVOR (7Hvi) | MHHS-TMC |  |  |  | 074-00360 | 074-00360 | TMC | MHHS-TMC | TMC-OR-CVOR (7Hvi) | TMC - OR - CVOR (7HVI) | 10/1/19 |  | 10/1/20 |  | MONITORS, PHYSIOLOGIC, VITAL SIGNS | Module, Multi-Parameter | MODULEMULTIPARAMETER-GE-451N |  |  |  |  | MODULEMULTIPARAMETER-GE-451N | GE |  |  |  |  | 4/1/18 |  | MMP-A | Covered PM Repair - Biomedical | MHHS-TMC | [8 empty] | MODULEMULTIPARAMETER | Module, Multi-Parameter | GE
NO | YES |  |  |  | 074-00077 | 074-00077 | GE Medical Systems | TRAM 451N5 |  | SBB07385486GA | TMC-MHTMC-Clinical Engineering | MHHS-TMC |  |  |  | 074-00077 | 074-00077 | TMC | MHHS-TMC | TMC-MHTMC-Clinical Engineering | [5 empty] | MONITORS, PHYSIOLOGIC, VITAL SIGNS |  | MODULEMULTIPARAMETER-GE-451N |  |  |  |  | MODULEMULTIPARAMETER-GE-451N | GE |  |  |  |  | 4/1/18 |  |  | Covered PM Repair - Biomedical | MHHS-TMC
NO | YES |  |  |  |  | 074-00072 | GE Medical Systems | TRAM 451N5 |  | SBB07295156GA | TMC-OR-Hermann (2Hp) | MHHS-TMC |  |  |  |  | 074-00072 | TMC | MHHS-TMC | TMC-OR-Hermann (2Hp) | OR 54 | 10/1/19 |  | 10/1/20 |  | MONITORS, PHYSIOLOGIC, VITAL SIGNS |  | MODULEMULTIPARAMETER-GE-451N |  |  |  |  | MODULEMULTIPARAMETER-GE-451N | GE |  |  |  |  | 4/1/18 |  |  | Covered PM Repair - Biomedical | MHHS-TMC
NO | NO |  |  |  | 013-13450 |  | GE Medical Systems | TRAM 451N5 |  | SBB06402329GA | SW - OR | MHHS-Southwest |  |  |  | 013-13450 |  | Southwest |  | SW - OR | [5 empty] | MONITORS, PHYSIOLOGIC, VITAL SIGNS |  | MODULEMULTIPARAMETER-GE-451N |  |  |  |  | MODULEMULTIPARAMETER-GE-451N | GE | [7 empty] | Covered PM Repair - Biomedical | MHHS-Southwest
NO | NO |  |  |  | 074-00110 |  | GE Medical Systems | TRAM 451N5 |  | SBB07415685GA | TMC - OR - ANESTHESIA (OLD) | MHHS-TMC |  |  |  | 074-00110 |  | TMC |  | TMC - OR - ANESTHESIA (OLD) | [5 empty] | MONITORS, PHYSIOLOGIC, VITAL SIGNS |  | MODULEMULTIPARAMETER-GE-451N |  |  |  |  | MODULEMULTIPARAMETER-GE-451N | GE | [7 empty] | Covered PM Repair - Biomedical | MHHS-TMC
NO | NO | [5 empty] | GE Medical Systems | TRAM RAC 2 |  | RRD04530374GA | WOODLANDS - CATH LAB | MHHS-Woodlands |  | Module, Control/Rack |  |  |  | Woodlands |  | WOODLANDS - CATH LAB | [5 empty] | PHYSIOLOGIC MONITOR MODULES |  | MODULECONTROLRACK-GE-Tram-Rac 2 | MODULECONTROLRACK | Tram-Rac 2 |  |  |  | GE | Module, Control/Rack |  |  | MODULECONTROLRACK-GE-Tram-Rac 2 |  |  |  | Covered PM Repair - Biomedical | MHHS-Woodlands
NO | NO | [5 empty] | GE Medical Systems | TRAM RAC 2 |  | J2RD3853G | WOODLANDS - CATH LAB | MHHS-Woodlands |  | Module, Control/Rack |  |  |  | Woodlands |  | WOODLANDS - CATH LAB | [5 empty] | PHYSIOLOGIC MONITOR MODULES |  | MODULECONTROLRACK-GE-Tram-Rac 2 | MODULECONTROLRACK | Tram-Rac 2 |  |  |  | GE | Module, Control/Rack |  |  | MODULECONTROLRACK-GE-Tram-Rac 2 |  |  |  | Covered PM Repair - Biomedical | MHHS-Woodlands
NO | NO | [5 empty] | GE Medical Systems | TRAM RAC 2 |  | J2RD3840G | WOODLANDS - CATH LAB | MHHS-Woodlands |  | Module, Control/Rack |  |  |  | Woodlands |  | WOODLANDS - CATH LAB | [5 empty] | PHYSIOLOGIC MONITOR MODULES |  | MODULECONTROLRACK-GE-Tram-Rac 2 | MODULECONTROLRACK | Tram-Rac 2 |  |  |  | GE | Module, Control/Rack |  |  | MODULECONTROLRACK-GE-Tram-Rac 2 |  |  |  | Covered PM Repair - Biomedical | MHHS-Woodlands
NO | NO | [5 empty] | GE Medical Systems | TRAM RAC 2 |  | J2RD3854G | WOODLANDS - CATH LAB | MHHS-Woodlands |  | Module, Control/Rack |  |  |  | Woodlands |  | WOODLANDS - CATH LAB | [5 empty] | PHYSIOLOGIC MONITOR MODULES |  | MODULECONTROLRACK-GE-Tram-Rac 2 | MODULECONTROLRACK | Tram-Rac 2 |  |  |  | GE | Module, Control/Rack |  |  | MODULECONTROLRACK-GE-Tram-Rac 2 |  |  |  | Covered PM Repair - Biomedical | MHHS-Woodlands
NO | YES |  |  |  | 129-04215 | 129-04215 | GE Medical Systems | TRAM RAC 4A |  | A3ST6301G | Biomed | MHHS-Sugarland |  | Module, Control/Rack |  | 129-04215 | 129-04215 | Sugar Land | Memorial Hermann Sugar Land Hospital | Biomed | Biomed | 7/1/18 | 7/1/19 |  |  | PHYSIOLOGIC MONITOR MODULE HOUSINGS | Module, Control/Rack | MODULECONTROLRACK-GE-Tram-Rac 4A | MODULECONTROLRACK | Tram-Rac 4A |  |  |  | GE | Module, Control/Rack |  |  | MODULECONTROLRACK-GE-Tram-Rac 4A | 2/22/26 |  |  | Covered PM Repair - Biomedical | MHHS-Sugarland | [8 empty] | MODULECONTROLRACK | Module, Control/Rack | GE
NO | YES |  |  |  | 069-21812 | 069-21812 | GE Medical Systems | TRAM RAC 4A |  | RST06062866GA | TMC-Cath Lab-Adult (2Hvi) | MHHS-TMC |  | Module, Control/Rack |  | 069-21812 | 069-21812 | TMC | MHHS-TMC | TMC-Cath Lab-Adult (2Hvi) | Cath lab 4 | 3/1/19 |  | 3/1/20 |  | PHYSIOLOGIC MONITOR MODULE HOUSINGS | Module, Control/Rack | MODULECONTROLRACK-GE-Tram-Rac 4A | MODULECONTROLRACK | Tram-Rac 4A |  |  |  | GE | Module, Control/Rack |  |  | MODULECONTROLRACK-GE-Tram-Rac 4A |  |  |  | Covered PM Repair - Biomedical | MHHS-TMC | [8 empty] | MODULECONTROLRACK | Module, Control/Rack | GE
NO | YES |  |  |  | 074-00642 | 074-00642 | GE Medical Systems | TRAM RAC 4A |  | RST08452550GA | TMC-OR-CVOR (7Hvi) | MHHS-TMC |  | Module, Control/Rack |  | 074-00642 | 074-00642 | TMC | MHHS-TMC | TMC-OR-CVOR (7Hvi) | Cath 03 | 10/1/19 |  |  | No PM Sticker | PHYSIOLOGIC MONITOR MODULE HOUSINGS | Module, Control/Rack | MODULECONTROLRACK-GE-Tram-Rac 4A | MODULECONTROLRACK | Tram-Rac 4A |  |  |  | GE | Module, Control/Rack |  |  | MODULECONTROLRACK-GE-Tram-Rac 4A | 4/1/18 |  |  | Covered PM Repair - Biomedical | MHHS-TMC | [8 empty] | MODULECONTROLRACK | Module, Control/Rack | GE
NO | YES |  |  |  | 074-03068 | 074-03068 | GE Medical Systems | TRAM RAC 4A |  | RST08452547GA | Cardiac cath lab | MHHS-TMC |  | Module, Control/Rack |  | 074-03068 | 074-03068 | TMC | Memorial Hermann-Texas Medical Center | Cardiac cath lab | Cath Lab 1 | 10/1/19 |  | 10/1/20 |  | PHYSIOLOGIC MONITOR MODULE HOUSINGS | Module, Control/Rack | MODULECONTROLRACK-GE-Tram-Rac 4A | MODULECONTROLRACK | Tram-Rac 4A |  |  |  | GE | Module, Control/Rack |  |  | MODULECONTROLRACK-GE-Tram-Rac 4A | 4/1/18 |  |  | Covered PM Repair - Biomedical | MHHS-TMC | [8 empty] | MODULECONTROLRACK | Module, Control/Rack | GE
NO | YES |  |  |  | 029-10980 | 029-10980 | GE Medical Systems | TRAM RAC 4A |  | H2T41512G | Woodlands-Cath Lab | MHHS-Woodlands |  | Module, Control/Rack |  | 029-10980 | 029-10980 | Woodlands | MHHS-Woodlands | Woodlands-Cath Lab | OR | 1/1/19 |  | 1/1/20 |  | PHYSIOLOGIC MONITOR MODULE HOUSINGS | Module, Control/Rack | MODULECONTROLRACK-GE-Tram-Rac 4A | MODULECONTROLRACK | Tram-Rac 4A |  |  |  | GE | Module, Control/Rack |  |  | MODULECONTROLRACK-GE-Tram-Rac 4A | 2/22/26 |  |  | Covered PM Repair - Biomedical | MHHS-Woodlands | [8 empty] | MODULECONTROLRACK | Module, Control/Rack | GE
NO | NO | [5 empty] | GE Medical Systems | TRAM RAC 4A |  | K5ST4334GR | NE - OR | MHHS-Northeast |  | Module, Control/Rack |  |  |  | Katy |  | NE - OR | [5 empty] | PHYSIOLOGIC MONITOR MODULE HOUSINGS |  | MODULECONTROLRACK-GE-Tram-Rac 4A | MODULECONTROLRACK | Tram-Rac 4A |  |  |  | GE | Module, Control/Rack |  |  | MODULECONTROLRACK-GE-Tram-Rac 4A |  |  |  | Covered PM Repair - Biomedical | MHHS-Northeast
NO | NO | [5 empty] | GE Medical Systems | TRAM RAC 4A |  | H1ST5415G | NE - OR | MHHS-Northeast |  | Module, Control/Rack |  |  |  | Katy |  | NE - OR | [5 empty] | PHYSIOLOGIC MONITOR MODULE HOUSINGS |  | MODULECONTROLRACK-GE-Tram-Rac 4A | MODULECONTROLRACK | Tram-Rac 4A |  |  |  | GE | Module, Control/Rack |  |  | MODULECONTROLRACK-GE-Tram-Rac 4A |  |  |  | Covered PM Repair - Biomedical | MHHS-Northeast
NO | NO |  |  |  | 074-03075 |  | GE Medical Systems | TRAM RAC 4A |  | RST08411948GA | TMC - CATH LAB - ADULT (2HVI) | MHHS-TMC |  | Module, Control/Rack |  | 074-03075 |  | TMC |  | TMC - CATH LAB - ADULT (2HVI) | [5 empty] | PHYSIOLOGIC MONITOR MODULE HOUSINGS |  | MODULECONTROLRACK-GE-Tram-Rac 4A | MODULECONTROLRACK | Tram-Rac 4A |  |  |  | GE | Module, Control/Rack |  |  | MODULECONTROLRACK-GE-Tram-Rac 4A |  |  |  | Not Covered Vendor Only - Biomedical | MHHS-TMC
NO | NO | [5 empty] | GE Medical Systems | TRAM RAC 4A |  | RST07111910GA | TMC - CATH LAB - ADULT (2HVI) | MHHS-TMC |  | Module, Control/Rack |  |  |  | TMC |  | TMC - CATH LAB - ADULT (2HVI) | [5 empty] | PHYSIOLOGIC MONITOR MODULE HOUSINGS |  | MODULECONTROLRACK-GE-Tram-Rac 4A | MODULECONTROLRACK | Tram-Rac 4A |  |  |  | GE | Module, Control/Rack |  |  | MODULECONTROLRACK-GE-Tram-Rac 4A |  |  |  | Covered PM Repair - Biomedical | MHHS-TMC
NO | NO | [5 empty] | GE Medical Systems | TRAM RAC 4A |  | J3ST1499G | TMC - JONES - NEURO IMU (3J) | MHHS-TMC |  | Module, Control/Rack |  |  |  | TMC |  | TMC - JONES - NEURO IMU (3J) | [5 empty] | PHYSIOLOGIC MONITOR MODULE HOUSINGS |  | MODULECONTROLRACK-GE-Tram-Rac 4A | MODULECONTROLRACK | Tram-Rac 4A |  |  |  | GE | Module, Control/Rack |  |  | MODULECONTROLRACK-GE-Tram-Rac 4A |  |  |  | Covered PM Repair - Biomedical | MHHS-TMC
YES | YES |  |  |  | 069-27187 | 069-27187 | GE Medical Systems | TRAM-RAC 4A |  |  | TMC- GI Lab |  |  |  |  | 069-27187 | 069-27187 | TMC | Memorial Hermann-Texas Medical Center | TMC- GI Lab | J1/488
NO | YES |  |  |  |  | 142-04915 | GE Medical Systems | TRANSPORT PRO |  | AAD06101316GA | NE-OR | MHHS-Northeast |  | Monitor, Cardiac, Fixed |  |  | 142-04915 | Katy | MHHS-Northeast | NE-OR | Anesthesis work room | 5/1/19 | 5/1/20 |  |  | MONITORS, PHYSIOLOGIC, VITAL SIGNS | Monitor, Cardiac, Fixed | MONITORCARDIACFIXED-GE-Transport Pro | MONITORCARDIACFIXED | Transport Pro |  |  |  | GE | Monitor, Cardiac, Fixed |  | MONITORCARDIACFIXED-GE-Transport Pro |  | 2/22/17 |  | MCH-A | Covered PM Repair - Biomedical | MHHS-Northeast | [8 empty] | MONITORCARDIACFIXED | Monitor, Cardiac, Fixed | GE
NO | YES |  |  |  | 129-07934 | 129-07934 | GE Medical Systems | TRANSPORT PRO |  | SCS10144462GA | SUGAR LAND - CATH LAB | MHHS-Sugarland |  | Monitor, Cardiac, Fixed |  | 129-07934 | 129-07934 | Sugar Land | Memorial Hermann Sugar Land Hospital | SUGAR LAND - CATH LAB | CATH LAB | 10/1/19 |  | 10/1/20 |  | MONITORS, PHYSIOLOGIC, VITAL SIGNS | Monitor, Cardiac, Fixed | MONITORCARDIACFIXED-GE-Transport Pro | MONITORCARDIACFIXED | Transport Pro |  |  |  | GE | Monitor, Cardiac, Fixed |  | MONITORCARDIACFIXED-GE-Transport Pro |  | 2/22/17 |  | MCH-A | Covered PM Repair - Biomedical | MHHS-Sugarland | [8 empty] | MONITORCARDIACFIXED | Monitor, Cardiac, Fixed | GE
NO | YES |  |  |  | 069-27947 | 069-27947 | GE Medical Systems | TRANSPORT PRO |  | AAC05041402GA | TMC-Cath Lab-Adult (2Hvi) | MHHS-TMC |  | Monitor, Cardiac, Fixed |  | 069-27947 | 069-27947 | TMC | MHHS-TMC | TMC-Cath Lab-Adult (2Hvi) | TMC - CATH LAB - ADULT (2HVI) | 7/1/19 |  | 7/1/20 |  | MONITORS, PHYSIOLOGIC, VITAL SIGNS | Monitor, Cardiac, Fixed | MONITORCARDIACFIXED-GE-Transport Pro | MONITORCARDIACFIXED | Transport Pro |  |  |  | GE | Monitor, Cardiac, Fixed |  | MONITORCARDIACFIXED-GE-Transport Pro |  | 4/1/18 |  | MCH-A | Covered PM Repair - Biomedical | MHHS-TMC | [8 empty] | MONITORCARDIACFIXED | Monitor, Cardiac, Fixed | GE
NO | YES |  |  |  | 074-03303 | 074-03303 | GE Medical Systems | TRANSPORT PRO |  | SCS12327442GA | TMC-Cath Lab-Adult (2Hvi) | MHHS-TMC |  | Monitor, Cardiac, Fixed |  | 074-03303 | 074-03303 | TMC | MHHS-TMC | TMC-Cath Lab-Adult (2Hvi) | TMC - CATH LAB - ADULT (2HVI) | 7/1/19 |  | 7/1/20 |  | MONITORS, PHYSIOLOGIC, VITAL SIGNS | Monitor, Cardiac, Fixed | MONITORCARDIACFIXED-GE-Transport Pro | MONITORCARDIACFIXED | Transport Pro |  |  |  | GE | Monitor, Cardiac, Fixed |  | MONITORCARDIACFIXED-GE-Transport Pro |  | 2/22/26 |  | MCH-A | Covered PM Repair - Biomedical | MHHS-TMC | [8 empty] | MONITORCARDIACFIXED | Monitor, Cardiac, Fixed | GE
NO | YES |  |  |  | 069-45760 | 069-45760 | GE Medical Systems | TRANSPORT PRO |  | SCS13378706GA | TMC-Cullen-MICU (2C) | MHHS-TMC |  | Monitor, Cardiac, Fixed |  | 069-45760 | 069-45760 | TMC | MHHS-TMC | TMC-Cullen-MICU (2C) | Clean utility | 7/1/19 |  | 7/1/20 |  | MONITORS, PHYSIOLOGIC, VITAL SIGNS | Monitor, Cardiac, Fixed | MONITORCARDIACFIXED-GE-Transport Pro | MONITORCARDIACFIXED | Transport Pro |  |  |  | GE | Monitor, Cardiac, Fixed |  | MONITORCARDIACFIXED-GE-Transport Pro |  | 2/22/26 |  | MCH-A | Covered PM Repair - Biomedical | MHHS-TMC | [8 empty] | MONITORCARDIACFIXED | Monitor, Cardiac, Fixed | GE
NO | YES |  |  |  | 069-38025 | 069-38025 | GE Medical Systems | TRANSPORT PRO |  | AAD06261930GA | TMC-Cullen-IMU (3C) | MHHS-TMC |  | Monitor, Cardiac, Fixed |  | 069-38025 | 069-38025 | TMC | MHHS-TMC | TMC-Cullen-IMU (3C) | Nurse station | 7/1/19 |  | 7/1/20 |  | MONITORS, PHYSIOLOGIC, VITAL SIGNS | Monitor, Cardiac, Fixed | MONITORCARDIACFIXED-GE-Transport Pro | MONITORCARDIACFIXED | Transport Pro |  |  |  | GE | Monitor, Cardiac, Fixed |  | MONITORCARDIACFIXED-GE-Transport Pro |  | 2/22/26 |  | MCH-A | Covered PM Repair - Biomedical | MHHS-TMC | [8 empty] | MONITORCARDIACFIXED | Monitor, Cardiac, Fixed | GE
NO | YES | Asset Tag 069-41130 |  |  | 069-41130 | 069-41130 | GE Medical Systems | TRANSPORT PRO |  | SCS13058093GA | TMC-Cullen-MICU (2C) | MHHS-TMC |  | Monitor, Cardiac, Fixed |  | 069-41130 | 069-41130 | TMC | MHHS-TMC | TMC-Cullen-MICU (2C) |  | 7/31/19 |  |  |  | MONITORS, PHYSIOLOGIC, VITAL SIGNS |  | MONITORCARDIACFIXED-GE-Transport Pro | MONITORCARDIACFIXED | Transport Pro |  |  |  | GE | Monitor, Cardiac, Fixed |  | MONITORCARDIACFIXED-GE-Transport Pro |  | 2/2/26 | Verified 3/29/2020 11:26:am (Central) |  | Covered PM Repair - Biomedical | MHHS-TMC
NO | YES |  |  |  | 069-46742 | 069-46742 | GE Medical Systems | TRANSPORT PRO |  | SCS12487861GA | TMC-Cullen-MICU (2C) | MHHS-TMC |  | Monitor, Cardiac, Fixed |  | 069-46742 | 069-46742 | TMC | MHHS-TMC | TMC-Cullen-MICU (2C) | Clean utility | 7/1/19 |  |  | No PM Sticker | MONITORS, PHYSIOLOGIC, VITAL SIGNS | Monitor, Cardiac, Fixed | MONITORCARDIACFIXED-GE-Transport Pro | MONITORCARDIACFIXED | Transport Pro |  |  |  | GE | Monitor, Cardiac, Fixed |  | MONITORCARDIACFIXED-GE-Transport Pro |  | 2/22/26 |  | MCH-A | Covered PM Repair - Biomedical | MHHS-TMC | [8 empty] | MONITORCARDIACFIXED | Monitor, Cardiac, Fixed | GE
NO | YES |  |  |  | 069-40720 | 069-40720 | GE Medical Systems | TRANSPORT PRO |  | AAC05041399GA | TMC-Jones-TSCU (9J) | MHHS-TMC |  | Monitor, Cardiac, Fixed |  | 069-40720 | 069-40720 | TMC | MHHS-TMC | TMC-Jones-TSCU (9J) | Hallway | 7/1/19 |  | 7/1/20 |  | MONITORS, PHYSIOLOGIC, VITAL SIGNS |  | MONITORCARDIACFIXED-GE-Transport Pro | MONITORCARDIACFIXED | Transport Pro |  |  |  | GE | Monitor, Cardiac, Fixed |  | MONITORCARDIACFIXED-GE-Transport Pro |  | 4/1/18 |  |  | Covered PM Repair - Biomedical | MHHS-TMC
NO | YES |  |  |  | 069-22760 | 069-22760 | GE Medical Systems | TRANSPORT PRO |  | AAD06301991GA | TWC | MHHS-TMC |  | Monitor, Cardiac, Fixed |  | 069-22760 | 069-22760 | TMC | Memorial Hermann-Texas Medical Center | TWC | 5 West Cullen | 7/1/19 |  | 7/1/20 |  | MONITORS, PHYSIOLOGIC, VITAL SIGNS | Monitor, Cardiac, Fixed | MONITORCARDIACFIXED-GE-Transport Pro | MONITORCARDIACFIXED | Transport Pro |  |  |  | GE | Monitor, Cardiac, Fixed |  | MONITORCARDIACFIXED-GE-Transport Pro |  | 7/11/17 |  | MCH-A | Covered PM Repair - Biomedical | MHHS-TMC | [8 empty] | MONITORCARDIACFIXED | Monitor, Cardiac, Fixed | GE
NO | YES |  |  |  | 074-04251 | 074-04251 | GE Medical Systems | TRANSPORT PRO |  | AAD05460878GA | TMC-Cath Lab-Adult (2Hvi) | MHHS-TMC |  | Monitor, Cardiac, Fixed |  | 074-04251 | 074-04251 | TMC | MHHS-TMC | TMC-Cath Lab-Adult (2Hvi) | TMC - CATH LAB - ADULT (2HVI) | 7/1/19 |  | 7/1/20 |  | MONITORS, PHYSIOLOGIC, VITAL SIGNS | Monitor, Cardiac, Fixed | MONITORCARDIACFIXED-GE-Transport Pro | MONITORCARDIACFIXED | Transport Pro |  |  |  | GE | Monitor, Cardiac, Fixed |  | MONITORCARDIACFIXED-GE-Transport Pro |  | 2/22/17 |  | MCH-A | Not Covered Vendor Only - Biomedical | MHHS-TMC | [8 empty] | MONITORCARDIACFIXED | Monitor, Cardiac, Fixed | GE
NO | YES |  |  |  | 074-04909 | 074-04909 | GE Medical Systems | TRANSPORT PRO |  | AAD06312013GA | TMC-HVI-CIMU (4Hvi) | MHHS-TMC |  | Monitor, Cardiac, Fixed |  | 074-04909 | 074-04909 | TMC | MHHS-TMC | TMC-HVI-CIMU (4Hvi) | TMC - HVI - CIMU (4HVI) | 7/1/19 |  | 7/1/20 |  | MONITORS, PHYSIOLOGIC, VITAL SIGNS | Monitor, Cardiac, Fixed | MONITORCARDIACFIXED-GE-Transport Pro | MONITORCARDIACFIXED | Transport Pro |  |  |  | GE | Monitor, Cardiac, Fixed |  | MONITORCARDIACFIXED-GE-Transport Pro |  | 11/1/19 |  | MCH-A | Covered PM Repair - Biomedical | MHHS-TMC | [8 empty] | MONITORCARDIACFIXED | Monitor, Cardiac, Fixed | GE
NO | YES |  |  |  | 074-04979 | 074-04979 | GE Medical Systems | TRANSPORT PRO |  | SCS1232327450GA | TMC-HVI-CIMU (4Hvi) | MHHS-TMC |  | Monitor, Cardiac, Fixed |  | 074-04979 | 074-04979 | TMC | MHHS-TMC | TMC-HVI-CIMU (4Hvi) | TMC - HVI - CIMU (4HVI) | 8/1/19 |  | 8/1/20 |  | MONITORS, PHYSIOLOGIC, VITAL SIGNS | Monitor, Cardiac, Fixed | MONITORCARDIACFIXED-GE-Transport Pro | MONITORCARDIACFIXED | Transport Pro |  |  |  | GE | Monitor, Cardiac, Fixed |  | MONITORCARDIACFIXED-GE-Transport Pro |  | 2/22/17 |  | MCH-A | Covered PM Repair - Biomedical | MHHS-TMC | [8 empty] | MONITORCARDIACFIXED | Monitor, Cardiac, Fixed | GE
NO | YES |  |  |  | 069-38038 | 069-38038 | GE Medical Systems | TRANSPORT PRO |  | AAD05450829GA | TMC-HVI-CVICU (8Hvi) | MHHS-TMC |  | Monitor, Cardiac, Fixed |  | 069-38038 | 069-38038 | TMC | MHHS-TMC | TMC-HVI-CVICU (8Hvi) | Dictation | 7/1/19 |  | 7/1/20 |  | MONITORS, PHYSIOLOGIC, VITAL SIGNS | Monitor, Cardiac, Fixed | MONITORCARDIACFIXED-GE-Transport Pro | MONITORCARDIACFIXED | Transport Pro |  |  |  | GE | Monitor, Cardiac, Fixed |  | MONITORCARDIACFIXED-GE-Transport Pro |  | 4/1/18 |  | MCH-A | Covered PM Repair - Biomedical | MHHS-TMC | [8 empty] | MONITORCARDIACFIXED | Monitor, Cardiac, Fixed | GE
NO | YES |  |  |  | 074-00233 | 074-00233 | GE Medical Systems | TRANSPORT PRO |  | SCS07461978GA | TMC-HVI-CIMU (4Hvi) | MHHS-TMC |  | Monitor, Cardiac, Fixed |  | 074-00233 | 074-00233 | TMC | MHHS-TMC | TMC-HVI-CIMU (4Hvi) | TMC - HVI - CIMU (4HVI) | 7/1/19 |  | 7/1/20 |  | MONITORS, PHYSIOLOGIC, VITAL SIGNS | Monitor, Cardiac, Fixed | MONITORCARDIACFIXED-GE-Transport Pro | MONITORCARDIACFIXED | Transport Pro |  |  |  | GE | Monitor, Cardiac, Fixed |  | MONITORCARDIACFIXED-GE-Transport Pro |  | 2/22/17 |  | MCH-A | Covered PM Repair - Biomedical | MHHS-TMC | [8 empty] | MONITORCARDIACFIXED | Monitor, Cardiac, Fixed | GE
NO | YES |  |  |  | 074-05833 | 074-05833 | GE Medical Systems | TRANSPORT PRO |  | SCS12087012GA | Tmc | MHHS-TMC |  | Monitor, Cardiac, Fixed |  | 074-05833 | 074-05833 | TMC | Memorial Hermann-Texas Medical Center | Tmc | Biomed Shop | 7/1/19 |  | 7/1/20 |  | MONITORS, PHYSIOLOGIC, VITAL SIGNS | Monitor, Cardiac, Fixed | MONITORCARDIACFIXED-GE-Transport Pro | MONITORCARDIACFIXED | Transport Pro |  |  |  | GE | Monitor, Cardiac, Fixed |  | MONITORCARDIACFIXED-GE-Transport Pro |  | 5/15/20 |  | MCH-A | Not Covered Vendor Only - Biomedical | MHHS-TMC | [8 empty] | MONITORCARDIACFIXED | Monitor, Cardiac, Fixed | GE
NO | YES |  |  |  | 074-05842 | 074-05842 | GE Medical Systems | TRANSPORT PRO |  | SCS13058086GA | Tmc | MHHS-TMC |  | Monitor, Cardiac, Fixed |  | 074-05842 | 074-05842 | TMC | Memorial Hermann-Texas Medical Center | Tmc | Biomed Shop | 7/1/19 |  |  | No PM Sticker | MONITORS, PHYSIOLOGIC, VITAL SIGNS | Monitor, Cardiac, Fixed | MONITORCARDIACFIXED-GE-Transport Pro | MONITORCARDIACFIXED | Transport Pro |  |  |  | GE | Monitor, Cardiac, Fixed |  | MONITORCARDIACFIXED-GE-Transport Pro |  | 5/15/20 |  | MCH-A | Not Covered Vendor Only - Biomedical | MHHS-TMC | [8 empty] | MONITORCARDIACFIXED | Monitor, Cardiac, Fixed | GE
NO | YES |  |  |  | 074-05843 | 074-05843 | GE Medical Systems | TRANSPORT PRO |  | SCS12087014GA | TMC-HVI-Heart Failure ICU (5Hvi) | MHHS-TMC |  | Monitor, Cardiac, Fixed |  | 074-05843 | 074-05843 | TMC | MHHS-TMC | TMC-HVI-Heart Failure ICU (5Hvi) | Hallway |  | 7/1/20 | 7/1/20 |  | MONITORS, PHYSIOLOGIC, VITAL SIGNS | Monitor, Cardiac, Fixed | MONITORCARDIACFIXED-GE-Transport Pro | MONITORCARDIACFIXED | Transport Pro |  |  |  | GE | Monitor, Cardiac, Fixed |  | MONITORCARDIACFIXED-GE-Transport Pro |  | 5/15/20 |  | MCH-A | Not Covered Vendor Only - Biomedical | MHHS-TMC | [8 empty] | MONITORCARDIACFIXED | Monitor, Cardiac, Fixed | GE
NO | YES |  |  |  | 069-46648 | 069-46648 | GE Medical Systems | TRANSPORT PRO |  | AAD05460852GA | NSICU | MHHS-TMC |  | Monitor, Cardiac, Fixed |  | 069-46648 | 069-46648 | TMC | Memorial Hermann-Texas Medical Center | NSICU |  | 7/1/19 |  | 7/1/20 |  | MONITORS, PHYSIOLOGIC, VITAL SIGNS | Monitor, Cardiac, Fixed | MONITORCARDIACFIXED-GE-Transport Pro | MONITORCARDIACFIXED | Transport Pro |  |  |  | GE | Monitor, Cardiac, Fixed |  | MONITORCARDIACFIXED-GE-Transport Pro |  | 12/2/19 |  | MCH-A | Covered PM Repair - Biomedical | MHHS-TMC | [8 empty] | MONITORCARDIACFIXED | Monitor, Cardiac, Fixed | GE
NO | YES |  |  |  | 069-38921 | 069-38921 | GE Medical Systems | TRANSPORT PRO |  | SCS08493395GA | 9j | MHHS-TMC |  | Monitor, Cardiac, Fixed |  | 069-38921 | 069-38921 | TMC | Memorial Hermann-tmc | 9j | Clean room | 7/1/19 |  |  |  | MONITORS, PHYSIOLOGIC, VITAL SIGNS | Monitor, Cardiac, Fixed | MONITORCARDIACFIXED-GE-Transport Pro | MONITORCARDIACFIXED | Transport Pro |  |  |  | GE | Monitor, Cardiac, Fixed |  | MONITORCARDIACFIXED-GE-Transport Pro |  | 12/2/19 |  | MCH-A | Covered PM Repair - Biomedical | MHHS-TMC | [8 empty] | MONITORCARDIACFIXED | Monitor, Cardiac, Fixed | GE
NO | YES |  |  |  | 069-45761 | 069-45761 | GE Medical Systems | TRANSPORT PRO |  | AAD06312012GA | TMC-Jones-TSCU (9J) | MHHS-TMC |  | Monitor, Cardiac, Fixed |  | 069-45761 | 069-45761 | TMC | MHHS-TMC | TMC-Jones-TSCU (9J) | Hallway | 2/1/20 |  | 2/1/21 |  | MONITORS, PHYSIOLOGIC, VITAL SIGNS |  | MONITORCARDIACFIXED-GE-Transport Pro | MONITORCARDIACFIXED | Transport Pro |  |  |  | GE | Monitor, Cardiac, Fixed |  | MONITORCARDIACFIXED-GE-Transport Pro |  | 12/2/19 |  |  | Covered PM Repair - Biomedical | MHHS-TMC
NO | YES |  |  |  | 069-29701 | 069-29701 | GE Medical Systems | TRANSPORT PRO |  | AAD06302002GA | TMC-Dialysis-Adult (9J) | MHHS-TMC |  | Monitor, Cardiac, Fixed |  | 069-29701 | 069-29701 | TMC | MHHS-TMC | TMC-Dialysis-Adult (9J) | Work Room | 7/1/19 |  | 7/1/20 |  | MONITORS, PHYSIOLOGIC, VITAL SIGNS | Monitor, Cardiac, Fixed | MONITORCARDIACFIXED-GE-Transport Pro | MONITORCARDIACFIXED | Transport Pro |  |  |  | GE | Monitor, Cardiac, Fixed |  | MONITORCARDIACFIXED-GE-Transport Pro |  | 12/2/19 |  | MCH-A | Covered PM Repair - Biomedical | MHHS-TMC | [8 empty] | MONITORCARDIACFIXED | Monitor, Cardiac, Fixed | GE
NO | YES |  |  |  | 069-34895 | 069-34895 | GE Medical Systems | TRANSPORT PRO |  | AAC03390092GA | NSICU | MHHS-TMC |  | Monitor, Cardiac, Fixed |  | 069-34895 | 069-34895 | TMC | Memorial Hermann-Texas Medical Center | NSICU | NSICU Nurses Station | 7/1/19 |  | 7/1/20 |  | MONITORS, PHYSIOLOGIC, VITAL SIGNS | Monitor, Cardiac, Fixed | MONITORCARDIACFIXED-GE-Transport Pro | MONITORCARDIACFIXED | Transport Pro |  |  |  | GE | Monitor, Cardiac, Fixed |  | MONITORCARDIACFIXED-GE-Transport Pro |  | 2/1/17 |  | MCH-A | Covered PM Repair - Biomedical | MHHS-TMC | [8 empty] | MONITORCARDIACFIXED | Monitor, Cardiac, Fixed | GE
NO | YES |  |  |  | 069-37372 | 069-37372 | GE Medical Systems | TRANSPORT PRO |  | SCS08493344GA | TMC-PACU-Adult (2Hp) | MHHS-TMC |  | Monitor, Cardiac, Fixed |  | 069-37372 | 069-37372 | TMC | MHHS-TMC | TMC-PACU-Adult (2Hp) | Bay 22 | 7/1/19 |  | 7/1/20 |  | MONITORS, PHYSIOLOGIC, VITAL SIGNS |  | MONITORCARDIACFIXED-GE-Transport Pro | MONITORCARDIACFIXED | Transport Pro |  |  |  | GE | Monitor, Cardiac, Fixed |  | MONITORCARDIACFIXED-GE-Transport Pro |  | 2/1/17 |  |  | Covered PM Repair - Biomedical | MHHS-TMC
NO | YES |  |  |  | 069-44362 | 069-44362 | GE Medical Systems | TRANSPORT PRO |  | SCS13378699GA | TMC-Radiology-Jones Pavilion | MHHS-TMC |  | Monitor, Cardiac, Fixed |  | 069-44362 | 069-44362 | TMC | MHHS-TMC | TMC-Radiology-Jones Pavilion | Angio 5 Control Room | 9/1/19 |  | 9/1/20 |  | MONITORS, PHYSIOLOGIC, VITAL SIGNS |  | MONITORCARDIACFIXED-GE-Transport Pro | MONITORCARDIACFIXED | Transport Pro |  |  |  | GE | Monitor, Cardiac, Fixed |  | MONITORCARDIACFIXED-GE-Transport Pro |  | 2/22/17 |  |  | Covered PM Repair - Biomedical | MHHS-TMC
NO | YES |  |  |  |  | 029-03774 | GE Medical Systems | TRANSPORT PRO |  | AAC05211555GA | Woodlands-Birth Center | MHHS-Woodlands |  | Monitor, Cardiac, Fixed |  |  | 029-03774 | Woodlands | MHHS-Woodlands | Woodlands-Birth Center |  | 9/1/18 |  | 9/1/19 |  | MONITORS, PHYSIOLOGIC, VITAL SIGNS | Monitor, Cardiac, Fixed | MONITORCARDIACFIXED-GE-Transport Pro | MONITORCARDIACFIXED | Transport Pro |  |  |  | GE | Monitor, Cardiac, Fixed |  | MONITORCARDIACFIXED-GE-Transport Pro |  | 2/22/17 |  | MCH-A | Covered PM Repair - Biomedical | MHHS-Woodlands | [8 empty] | MONITORCARDIACFIXED | Monitor, Cardiac, Fixed | GE
NO | YES |  |  |  |  | 142-04051 | GE Medical Systems | TRANSPORT PRO |  | NSN | NE - OR | [5 empty] | 142-04051 |  |  | NE - OR |  |  |  |  | No pm
NO | NO |  |  |  | 069-33590 |  | GE Medical Systems | TRANSPORT PRO |  |  | TMC - CULLEN - IMU (3C) | MHHS-TMC |  | Monitor, Cardiac, Fixed |  | 069-33590 |  | TMC |  | TMC - CULLEN - IMU (3C) | [5 empty] | MONITORS, PHYSIOLOGIC, VITAL SIGNS |  | MONITORCARDIACFIXED-GE-Transport Pro | MONITORCARDIACFIXED | Transport Pro |  |  |  | GE | Monitor, Cardiac, Fixed |  | MONITORCARDIACFIXED-GE-Transport Pro |  |  |  |  | Covered PM Repair - Biomedical | MHHS-TMC
NO | NO |  |  |  | 069-38797 |  | GE Medical Systems | TRANSPORT PRO |  | SCS12487858GA | TMC - CULLEN - MIMU (2C) | MHHS-TMC |  | Monitor, Cardiac, Fixed |  | 069-38797 |  | TMC |  | TMC - CULLEN - MIMU (2C) | [5 empty] | MONITORS, PHYSIOLOGIC, VITAL SIGNS |  | MONITORCARDIACFIXED-GE-Transport Pro | MONITORCARDIACFIXED | Transport Pro |  |  |  | GE | Monitor, Cardiac, Fixed |  | MONITORCARDIACFIXED-GE-Transport Pro |  |  |  |  | Covered PM Repair - Biomedical | MHHS-TMC
NO | NO |  |  |  | 069-40717 |  | GE Medical Systems | TRANSPORT PRO |  | SCS13378687GA | TMC - HERMANN - SIMU (3HP) | MHHS-TMC |  | Monitor, Cardiac, Fixed |  | 069-40717 |  | TMC |  | TMC - HERMANN - SIMU (3HP) | [5 empty] | MONITORS, PHYSIOLOGIC, VITAL SIGNS |  | MONITORCARDIACFIXED-GE-Transport Pro | MONITORCARDIACFIXED | Transport Pro |  |  |  | GE | Monitor, Cardiac, Fixed |  | MONITORCARDIACFIXED-GE-Transport Pro |  |  |  |  | Covered PM Repair - Biomedical | MHHS-TMC
NO | NO |  |  |  | 069-41095 |  | GE Medical Systems | TRANSPORT PRO |  | SCS13378705GA | TMC - HERMANN - SIMU (3HP) | MHHS-TMC |  | Monitor, Cardiac, Fixed |  | 069-41095 |  | TMC |  | TMC - HERMANN - SIMU (3HP) | [5 empty] | MONITORS, PHYSIOLOGIC, VITAL SIGNS |  | MONITORCARDIACFIXED-GE-Transport Pro | MONITORCARDIACFIXED | Transport Pro |  |  |  | GE | Monitor, Cardiac, Fixed |  | MONITORCARDIACFIXED-GE-Transport Pro |  |  |  |  | Covered PM Repair - Biomedical | MHHS-TMC
NO | NO |  |  |  | 069-42105 |  | GE Medical Systems | TRANSPORT PRO |  | AAD06301989GA | TMC - HERMANN - SIMU (3HP) | MHHS-TMC |  | Monitor, Cardiac, Fixed |  | 069-42105 |  | TMC |  | TMC - HERMANN - SIMU (3HP) | [5 empty] | MONITORS, PHYSIOLOGIC, VITAL SIGNS |  | MONITORCARDIACFIXED-GE-Transport Pro | MONITORCARDIACFIXED | Transport Pro |  |  |  | GE | Monitor, Cardiac, Fixed |  | MONITORCARDIACFIXED-GE-Transport Pro |  |  |  |  | Covered PM Repair - Biomedical | MHHS-TMC
NO | NO |  |  |  | 069-40719 |  | GE Medical Systems | TRANSPORT PRO |  | AAD06302007GA | TMC - HERMANN - STICU (3HP) | MHHS-TMC |  | Monitor, Cardiac, Fixed |  | 069-40719 |  | TMC |  | TMC - HERMANN - STICU (3HP) | [5 empty] | MONITORS, PHYSIOLOGIC, VITAL SIGNS |  | MONITORCARDIACFIXED-GE-Transport Pro | MONITORCARDIACFIXED | Transport Pro |  |  |  | GE | Monitor, Cardiac, Fixed |  | MONITORCARDIACFIXED-GE-Transport Pro |  |  |  |  | Covered PM Repair - Biomedical | MHHS-TMC
NO | NO |  |  |  | 069-41124 |  | GE Medical Systems | TRANSPORT PRO |  | SCS13378702GA | TMC - HERMANN - STICU (3HP) | MHHS-TMC |  | Monitor, Cardiac, Fixed |  | 069-41124 |  | TMC |  | TMC - HERMANN - STICU (3HP) | [5 empty] | MONITORS, PHYSIOLOGIC, VITAL SIGNS |  | MONITORCARDIACFIXED-GE-Transport Pro | MONITORCARDIACFIXED | Transport Pro |  |  |  | GE | Monitor, Cardiac, Fixed |  | MONITORCARDIACFIXED-GE-Transport Pro |  |  |  |  | Covered PM Repair - Biomedical | MHHS-TMC
NO | NO |  |  |  | 069-41129 |  | GE Medical Systems | TRANSPORT PRO |  | SCS13378684GA | TMC - HERMANN - STICU (3HP) | MHHS-TMC |  | Monitor, Cardiac, Fixed |  | 069-41129 |  | TMC |  | TMC - HERMANN - STICU (3HP) | [5 empty] | MONITORS, PHYSIOLOGIC, VITAL SIGNS |  | MONITORCARDIACFIXED-GE-Transport Pro | MONITORCARDIACFIXED | Transport Pro |  |  |  | GE | Monitor, Cardiac, Fixed |  | MONITORCARDIACFIXED-GE-Transport Pro |  |  |  |  | Covered PM Repair - Biomedical | MHHS-TMC
NO | NO |  |  |  | 069-45595 |  | GE Medical Systems | TRANSPORT PRO |  | SCS13378701GA | TMC - HERMANN - STICU (3HP) | MHHS-TMC |  | Monitor, Cardiac, Fixed |  | 069-45595 |  | TMC |  | TMC - HERMANN - STICU (3HP) | [5 empty] | MONITORS, PHYSIOLOGIC, VITAL SIGNS |  | MONITORCARDIACFIXED-GE-Transport Pro | MONITORCARDIACFIXED | Transport Pro |  |  |  | GE | Monitor, Cardiac, Fixed |  | MONITORCARDIACFIXED-GE-Transport Pro |  |  |  |  | Covered PM Repair - Biomedical | MHHS-TMC
NO | NO |  |  |  | 069-45597 |  | GE Medical Systems | TRANSPORT PRO |  | SCS13378685GA | TMC - HERMANN - STICU (3HP) | MHHS-TMC |  | Monitor, Cardiac, Fixed |  | 069-45597 |  | TMC |  | TMC - HERMANN - STICU (3HP) | [5 empty] | MONITORS, PHYSIOLOGIC, VITAL SIGNS |  | MONITORCARDIACFIXED-GE-Transport Pro | MONITORCARDIACFIXED | Transport Pro |  |  |  | GE | Monitor, Cardiac, Fixed |  | MONITORCARDIACFIXED-GE-Transport Pro |  |  |  |  | Not Covered Vendor Only - Biomedical | MHHS-TMC
NO | NO |  |  |  | 074-03308 |  | GE Medical Systems | TRANSPORT PRO |  | AAD06302005GA | TMC - HVI - CCU (4HVI) | MHHS-TMC |  | Monitor, Cardiac, Fixed |  | 074-03308 |  | TMC |  | TMC - HVI - CCU (4HVI) | [5 empty] | MONITORS, PHYSIOLOGIC, VITAL SIGNS |  | MONITORCARDIACFIXED-GE-Transport Pro | MONITORCARDIACFIXED | Transport Pro |  |  |  | GE | Monitor, Cardiac, Fixed |  | MONITORCARDIACFIXED-GE-Transport Pro |  |  |  |  | Not Covered Vendor Only - Biomedical | MHHS-TMC
NO | NO |  |  |  | 069-22763 |  | GE Medical Systems | TRANSPORT PRO |  | AAD06301997GA | TMC - HVI - CVIMU (8HVI) | MHHS-TMC |  | Monitor, Cardiac, Fixed |  | 069-22763 |  | TMC |  | TMC - HVI - CVIMU (8HVI) | [5 empty] | MONITORS, PHYSIOLOGIC, VITAL SIGNS |  | MONITORCARDIACFIXED-GE-Transport Pro | MONITORCARDIACFIXED | Transport Pro |  |  |  | GE | Monitor, Cardiac, Fixed |  | MONITORCARDIACFIXED-GE-Transport Pro |  |  |  |  | Covered PM Repair - Radiology, Low End | MHHS-TMC
NO | NO |  |  |  | 069-33589 |  | GE Medical Systems | TRANSPORT PRO |  | SCS10074423GA | TMC - HVI - CVIMU (8HVI) | MHHS-TMC |  | Monitor, Cardiac, Fixed |  | 069-33589 |  | TMC |  | TMC - HVI - CVIMU (8HVI) | [5 empty] | MONITORS, PHYSIOLOGIC, VITAL SIGNS |  | MONITORCARDIACFIXED-GE-Transport Pro | MONITORCARDIACFIXED | Transport Pro |  |  |  | GE | Monitor, Cardiac, Fixed |  | MONITORCARDIACFIXED-GE-Transport Pro |  |  |  |  | Covered PM Repair - Biomedical | MHHS-TMC
NO | NO |  |  |  | 074-04205 |  | GE Medical Systems | TRANSPORT PRO |  | SCS12087016GA | TMC - HVI - HEART FAILURE ICU (5HVI) | MHHS-TMC |  | Monitor, Cardiac, Fixed |  | 074-04205 |  | TMC |  | TMC - HVI - HEART FAILURE ICU (5HVI) | [5 empty] | MONITORS, PHYSIOLOGIC, VITAL SIGNS |  | MONITORCARDIACFIXED-GE-Transport Pro | MONITORCARDIACFIXED | Transport Pro |  |  |  | GE | Monitor, Cardiac, Fixed |  | MONITORCARDIACFIXED-GE-Transport Pro |  |  |  |  | Covered PM Repair - Biomedical | MHHS-TMC
NO | NO | [5 empty] | GE Medical Systems | TRANSPORT PRO |  | SCS12407580GA | TMC - HVI - HEART FAILURE ICU (5HVI) | MHHS-TMC |  | Monitor, Cardiac, Fixed |  |  |  | TMC |  | TMC - HVI - HEART FAILURE ICU (5HVI) | [5 empty] | MONITORS, PHYSIOLOGIC, VITAL SIGNS |  | MONITORCARDIACFIXED-GE-Transport Pro | MONITORCARDIACFIXED | Transport Pro |  |  |  | GE | Monitor, Cardiac, Fixed |  | MONITORCARDIACFIXED-GE-Transport Pro |  |  |  |  | Not Covered Vendor Only - Biomedical | MHHS-TMC
NO | NO |  |  |  | 069-39767 |  | GE Medical Systems | TRANSPORT PRO |  | SCS14209854GA | TMC - JONES - BURN UNIT (8J) | MHHS-TMC |  | Monitor, Cardiac, Fixed |  | 069-39767 |  | TMC |  | TMC - JONES - BURN UNIT (8J) | [5 empty] | MONITORS, PHYSIOLOGIC, VITAL SIGNS |  | MONITORCARDIACFIXED-GE-Transport Pro | MONITORCARDIACFIXED | Transport Pro |  |  |  | GE | Monitor, Cardiac, Fixed |  | MONITORCARDIACFIXED-GE-Transport Pro |  |  |  |  | Not Covered Vendor Only - Biomedical | MHHS-TMC
NO | NO |  |  |  | 069-39768 |  | GE Medical Systems | TRANSPORT PRO |  | SCS14209855GA | TMC - JONES - BURN UNIT (8J) | MHHS-TMC |  | Monitor, Cardiac, Fixed |  | 069-39768 |  | TMC |  | TMC - JONES - BURN UNIT (8J) | [5 empty] | MONITORS, PHYSIOLOGIC, VITAL SIGNS |  | MONITORCARDIACFIXED-GE-Transport Pro | MONITORCARDIACFIXED | Transport Pro |  |  |  | GE | Monitor, Cardiac, Fixed |  | MONITORCARDIACFIXED-GE-Transport Pro |  |  |  |  | Not Covered Vendor Only - Biomedical | MHHS-TMC
NO | NO |  |  |  | 069-41136 |  | GE Medical Systems | TRANSPORT PRO |  | SCS12467802GA | TMC - JONES - NEURO ICU (7J) | MHHS-TMC |  | Monitor, Cardiac, Fixed |  | 069-41136 |  | TMC |  | TMC - JONES - NEURO ICU (7J) | [5 empty] | MONITORS, PHYSIOLOGIC, VITAL SIGNS |  | MONITORCARDIACFIXED-GE-Transport Pro | MONITORCARDIACFIXED | Transport Pro |  |  |  | GE | Monitor, Cardiac, Fixed |  | MONITORCARDIACFIXED-GE-Transport Pro |  |  |  |  | Not Covered Vendor Only - Biomedical | MHHS-TMC
NO | NO |  |  |  | 069-41152 |  | GE Medical Systems | TRANSPORT PRO |  | AAD06302004GA | TMC - JONES - NEURO ICU (7J) | MHHS-TMC |  | Monitor, Cardiac, Fixed |  | 069-41152 |  | TMC |  | TMC - JONES - NEURO ICU (7J) | [5 empty] | MONITORS, PHYSIOLOGIC, VITAL SIGNS |  | MONITORCARDIACFIXED-GE-Transport Pro | MONITORCARDIACFIXED | Transport Pro |  |  |  | GE | Monitor, Cardiac, Fixed |  | MONITORCARDIACFIXED-GE-Transport Pro |  |  |  |  | Not Covered Vendor Only - Biomedical | MHHS-TMC
NO | NO |  |  |  | 069-43693 |  | GE Medical Systems | TRANSPORT PRO |  | SCS10074424GA | TMC - JONES - NEURO ICU (7J) | MHHS-TMC |  | Monitor, Cardiac, Fixed |  | 069-43693 |  | TMC |  | TMC - JONES - NEURO ICU (7J) | [5 empty] | MONITORS, PHYSIOLOGIC, VITAL SIGNS |  | MONITORCARDIACFIXED-GE-Transport Pro | MONITORCARDIACFIXED | Transport Pro |  |  |  | GE | Monitor, Cardiac, Fixed |  | MONITORCARDIACFIXED-GE-Transport Pro |  |  |  |  | Not Covered Vendor Only - Biomedical | MHHS-TMC
NO | NO |  |  |  | 069-44360 |  | GE Medical Systems | TRANSPORT PRO |  | AAD05450847GA | TMC - JONES - NEURO ICU (7J) | MHHS-TMC |  | Monitor, Cardiac, Fixed |  | 069-44360 |  | TMC |  | TMC - JONES - NEURO ICU (7J) | [5 empty] | MONITORS, PHYSIOLOGIC, VITAL SIGNS |  | MONITORCARDIACFIXED-GE-Transport Pro | MONITORCARDIACFIXED | Transport Pro |  |  |  | GE | Monitor, Cardiac, Fixed |  | MONITORCARDIACFIXED-GE-Transport Pro |  |  |  |  | Not Covered Vendor Only - Biomedical | MHHS-TMC
NO | NO |  |  |  | 069-41123 |  | GE Medical Systems | TRANSPORT PRO |  | SCS08493337GA | TMC - JONES - NEURO IMU (3J) | MHHS-TMC |  | Monitor, Cardiac, Fixed |  | 069-41123 |  | TMC |  | TMC - JONES - NEURO IMU (3J) | [5 empty] | MONITORS, PHYSIOLOGIC, VITAL SIGNS |  | MONITORCARDIACFIXED-GE-Transport Pro | MONITORCARDIACFIXED | Transport Pro |  |  |  | GE | Monitor, Cardiac, Fixed |  | MONITORCARDIACFIXED-GE-Transport Pro |  |  |  |  | Covered PM Repair - Biomedical | MHHS-TMC
NO | NO |  |  |  | 069-42427 |  | GE Medical Systems | TRANSPORT PRO |  | AAD05460859GA | TMC - JONES - NEURO IMU (3J) | MHHS-TMC |  | Monitor, Cardiac, Fixed |  | 069-42427 |  | TMC |  | TMC - JONES - NEURO IMU (3J) | [5 empty] | MONITORS, PHYSIOLOGIC, VITAL SIGNS |  | MONITORCARDIACFIXED-GE-Transport Pro | MONITORCARDIACFIXED | Transport Pro |  |  |  | GE | Monitor, Cardiac, Fixed |  | MONITORCARDIACFIXED-GE-Transport Pro |  |  |  |  | Covered PM Repair - Biomedical | MHHS-TMC
NO | NO |  |  |  | 069-22768 |  | GE Medical Systems | TRANSPORT PRO |  | AAD06302003GA | TMC - JONES - TRANSPLANT (9WJ) | MHHS-TMC |  | Monitor, Cardiac, Fixed |  | 069-22768 |  | TMC |  | TMC - JONES - TRANSPLANT (9WJ) | [5 empty] | MONITORS, PHYSIOLOGIC, VITAL SIGNS |  | MONITORCARDIACFIXED-GE-Transport Pro | MONITORCARDIACFIXED | Transport Pro |  |  |  | GE | Monitor, Cardiac, Fixed |  | MONITORCARDIACFIXED-GE-Transport Pro |  |  |  |  | Covered PM Repair - Biomedical | MHHS-TMC
NO | NO |  |  |  | 074-00232 |  | GE Medical Systems | TRANSPORT PRO |  | SCS07431862GA | TMC - PACU - ADULT (2HP) | MHHS-TMC |  | Monitor, Cardiac, Fixed |  | 074-00232 |  | TMC |  | TMC - PACU - ADULT (2HP) | [5 empty] | MONITORS, PHYSIOLOGIC, VITAL SIGNS |  | MONITORCARDIACFIXED-GE-Transport Pro | MONITORCARDIACFIXED | Transport Pro |  |  |  | GE | Monitor, Cardiac, Fixed |  | MONITORCARDIACFIXED-GE-Transport Pro |  |  |  |  | Covered PM Repair - Biomedical | MHHS-TMC
NO | NO |  |  |  | 069-40721 |  | GE Medical Systems | TRANSPORT PRO |  | AAC05061405GA | TMC - PACU - HVI (7HVI) | MHHS-TMC |  | Monitor, Cardiac, Fixed |  | 069-40721 |  | TMC |  | TMC - PACU - HVI (7HVI) | [5 empty] | MONITORS, PHYSIOLOGIC, VITAL SIGNS |  | MONITORCARDIACFIXED-GE-Transport Pro | MONITORCARDIACFIXED | Transport Pro |  |  |  | GE | Monitor, Cardiac, Fixed |  | MONITORCARDIACFIXED-GE-Transport Pro |  |  |  |  | Covered PM Repair - Biomedical | MHHS-TMC
NO | NO |  |  |  | 074-02152 |  | GE Medical Systems | TRANSPORT PRO |  | SCS12087013GA | TMC - PACU - HVI (7HVI) | MHHS-TMC |  | Monitor, Cardiac, Fixed |  | 074-02152 |  | TMC |  | TMC - PACU - HVI (7HVI) | [5 empty] | MONITORS, PHYSIOLOGIC, VITAL SIGNS |  | MONITORCARDIACFIXED-GE-Transport Pro | MONITORCARDIACFIXED | Transport Pro |  |  |  | GE | Monitor, Cardiac, Fixed |  | MONITORCARDIACFIXED-GE-Transport Pro |  |  |  |  | Covered PM Repair - Biomedical | MHHS-TMC
NO | NO | [5 empty] | GE Medical Systems | TRANSPORT PRO |  | SCS08312942GA | WOODLANDS - CATH LAB | MHHS-Woodlands |  | Monitor, Cardiac, Fixed |  |  |  | Woodlands |  | WOODLANDS - CATH LAB | [5 empty] | MONITORS, PHYSIOLOGIC, VITAL SIGNS |  | MONITORCARDIACFIXED-GE-Transport Pro | MONITORCARDIACFIXED | Transport Pro |  |  |  | GE | Monitor, Cardiac, Fixed |  | MONITORCARDIACFIXED-GE-Transport Pro |  |  |  |  | Covered PM Repair - Biomedical | MHHS-Woodlands
NO | NO |  |  |  | 041-14079 |  | GE Medical Systems | UNDERCOUNTER |  | AT134471 | PARC - GESSNER INPATIENT REHAB | MHHS-PARC |  |  |  | 041-14079 |  | Central & Greater Heights |  | PARC - GESSNER INPATIENT REHAB | [5 empty] | REFRIGERATORS, LABORATORY |  | .needs class | [5 empty] | GE | [7 empty] | Not Covered Vendor Only - Biomedical | MHHS-PARC
NO | YES | Serial Number Check pic |  |  |  | 099-06771 | GE Medical Systems | Unknown |  | Check pic | Memorial City-Postpartum-Nursery | MHHS-Mem City |  |  |  |  | 099-06771 | West | MHHS-Mem City | Memorial City-Postpartum-Nursery |  | 8/1/19 |  |  |  | REFRIGERATORS, LABORATORY |  | .needs class |  |  |  |  | .needs class | GE |  |  |  |  | 4/1/18 |  |  | Covered PM Repair - Biomedical | MHHS-Mem City
NO | YES | [5 empty] | GE Medical Systems | Unknown |  |  | SUGAR LAND - RADIOLOGY | MHHS-Sugarland | [5 empty] | Sugar Land |  | SUGAR LAND - RADIOLOGY | [5 empty] | POWER SUPPLIES |  | .needs class |  |  |  |  | .needs class | GE |  |  |  |  | 4/1/18 |  |  | Covered PM Repair - Respiratory/Steriliz | MHHS-Sugarland
YES | YES |  |  |  | 009-33206 | 009-33206 | GE Medical Systems | URP Portable Detector |  | UA48383-3 | SW Radiology |  |  |  |  | 009-33206 | 009-33206 | Southwest | Memorial Hermann Southwest Hospital | SW Radiology | X Ray dept room 5 |  |  |  | No pm sticker
YES | YES |  |  |  | 009-33214 | 009-33214 | GE Medical Systems | URP Portable Detector |  | UA46071-2 | SW Radiology |  |  |  |  | 009-33214 | 009-33214 | Southwest | Memorial Hermann Southwest Hospital | SW Radiology | X Ray dept room 5 |  |  |  | No pm sticker
YES | YES |  |  |  | 009-34786 | 009-34786 | GE Medical systems | URP Rad Portable detector |  | 01008406821167321119020021PUA511910 | Radiology |  |  |  |  | 009-34786 | 009-34786 | Central | Memorial Hermann Greater Heights Hospital | Radiology | Radiology Xray room 2 |  |  |  | No pm sticker
YES | YES |  |  |  | 009-34793 | 009-34793 | GE Medical systems | URP Rad Portable detector |  | 01008406821167321119070021PUB502760 | Radiology |  |  |  |  | 009-34793 | 009-34793 | Central | Memorial Hermann Greater Heights Hospital | Radiology | Radiology Xray room 4 |  |  |  | No pm sticker
YES | YES |  |  |  | 009-34797 | 009-34797 | GE Medical Systems | URP Rad portable Detector |  | UA47883-8 | SW Radiology |  |  |  |  | 009-34797 | 009-34797 | Southwest | Memorial Hermann Southwest Hospital | SW Radiology | Rad room 1 |  |  |  | No Pm sticker
YES | YES |  |  |  | 009-33196 | 009-33196 | GE Medical Systems | URP Rad portable Detector |  | 01008406821167321117070021UA48367-3 | SW Radiology |  |  |  |  | 009-33196 | 009-33196 | Southwest | Memorial Hermann Southwest Hospital | SW Radiology | Rad room 2 |  |  |  | No pm sticker
YES | YES |  |  |  | 009-33201 | 009-33201 | GE Medical Systems | URP Rad portable Detector |  | UA47828-4 | SW Radiology |  |  |  |  | 009-33201 | 009-33201 | Southwest | Memorial Hermann Southwest Hospital | SW Radiology | Rad room 3 |  |  |  | No pm sticker
NO | YES |  |  |  | 013-17583 | 013-17583 | GE Medical Systems | USE1901A |  | DTJ140D0555 | SW-Labor | MHHS-Southwest |  |  |  | 013-17583 | 013-17583 | Southwest | MHHS-Southwest | SW-Labor | OR 3 |  |  |  |  | MONITORS, VIDEO |  | .needs class |  |  |  |  | .needs class | GE |  |  |  |  | 4/1/18 |  |  | Not Covered Vendor Only - Biomedical | MHHS-Southwest
NO | YES |  |  |  | 013-18035 | 013-18035 | GE Medical Systems | USE1901A |  | DTJ140D0791 | SW-Labor | MHHS-Southwest |  |  |  | 013-18035 | 013-18035 | Southwest | MHHS-Southwest | SW-Labor | Delivery2 |  |  |  |  | MONITORS, VIDEO |  | .needs class |  |  |  |  | .needs class | GE |  |  |  |  | 4/1/18 |  |  | Not Covered Vendor Only - Biomedical | MHHS-Southwest
NO | YES |  |  |  | 013-17057 | 013-17057 | GE Medical Systems | USE1901A |  | DTI470D1421 | SW-OR | MHHS-Southwest |  |  |  | 013-17057 | 013-17057 | Southwest | MHHS-Southwest | SW-OR | OR 27 | 8/1/19 |  |  |  | MONITORS, VIDEO |  | .needs class |  |  |  |  | .needs class | GE |  |  |  |  | 4/1/18 |  |  | Not Covered Vendor Only - Biomedical | MHHS-Southwest
NO | YES |  |  |  | 013-17459 | 013-17459 | GE Medical Systems | USE1901A |  | DTI470D1497 | SW-OR | MHHS-Southwest |  |  |  | 013-17459 | 013-17459 | Southwest | MHHS-Southwest | SW-OR | Room 14 | 8/1/19 |  |  | No PM Sticker | MONITORS, VIDEO |  | .needs class |  |  |  |  | .needs class | GE |  |  |  |  | 4/1/18 |  |  | Not Covered Vendor Only - Biomedical | MHHS-Southwest
NO | YES |  |  |  | 013-17478 | 013-17478 | GE Medical Systems | USE1901A |  | DTI470D1472 | SW-OR | MHHS-Southwest |  |  |  | 013-17478 | 013-17478 | Southwest | MHHS-Southwest | SW-OR | Or 24 | 7/1/19 |  | 7/1/20 |  | MONITORS, VIDEO |  | .needs class |  |  |  |  | .needs class | GE |  |  |  |  | 4/1/18 |  |  | Covered PM Repair - Biomedical | MHHS-Southwest
NO | YES | Asset Tag 013-18036 |  |  | 013-18036 | 013-18036 | GE Medical Systems | USE1901A |  | DTJ140D0762 | SW-Preop | MHHS-Southwest |  |  |  | 013-18036 | 013-18036 | Southwest | MHHS-Southwest | SW-Preop | Rm 1 | 9/1/19 |  | 9/1/20 |  | MONITORS, VIDEO |  | .needs class |  |  |  |  | .needs class | GE |  |  |  |  | 4/1/18 |  |  | Covered PM Repair - Biomedical | MHHS-Southwest
NO | YES |  |  |  | 013-38916 | 013-38916 | GE Medical Systems | USE1901A |  | DTG420D0986 | SW-OR | MHHS-Southwest |  |  |  | 013-38916 | 013-38916 | Southwest | MHHS-Southwest | SW-OR | OR15 | 7/1/19 |  |  |  | MONITORS, VIDEO |  | .needs class |  |  |  |  | .needs class | GE |  |  |  |  | 4/1/18 |  |  | Covered PM Repair - Biomedical | MHHS-Southwest
NO | NO |  |  |  | 013-17463 |  | GE Medical Systems | USE1901A |  | DTI470D1470 | SW - OR | MHHS-Southwest |  |  |  | 013-17463 |  | Southwest |  | SW - OR | [5 empty] | MONITORS, VIDEO |  | .needs class |  |  |  |  | .needs class | GE | [7 empty] | Covered PM Repair - Biomedical | MHHS-Southwest
NO | NO |  |  |  | 013-17477 |  | GE Medical Systems | USE1901A |  | DTI470D1357 | SW - OR | MHHS-Southwest |  |  |  | 013-17477 |  | Southwest |  | SW - OR | [5 empty] | MONITORS, VIDEO |  | .needs class |  |  |  |  | .needs class | GE | [7 empty] | Covered PM Repair - Biomedical | MHHS-Southwest
NO | NO |  |  |  | 029-09730 |  | GE Medical Systems | USE1901A |  | DTM371F0139 | WOODLANDS - CATH LAB | MHHS-Woodlands |  |  |  | 029-09730 |  | Woodlands |  | WOODLANDS - CATH LAB | [5 empty] | MONITORS, VIDEO |  | .needs class |  |  |  |  | .needs class | GE | [7 empty] | Covered PM Repair - Biomedical | MHHS-Woodlands
NO | NO |  |  |  | 029-04519 |  | GE Medical Systems | USE1901A |  | DTG290D0793 | WOODLANDS - ER | MHHS-Woodlands |  |  |  | 029-04519 |  | Woodlands |  | WOODLANDS - ER | [5 empty] | MONITORS, VIDEO |  | .needs class |  |  |  |  | .needs class | GE | [7 empty] | Covered PM Repair - Biomedical | MHHS-Woodlands
NO | NO |  |  |  | 029-10612 |  | GE Medical Systems | USE1901A |  | DFM351F0052 | WOODLANDS - OR | MHHS-Woodlands |  |  |  | 029-10612 |  | Woodlands |  | WOODLANDS - OR | [5 empty] | MONITORS, VIDEO |  | .needs class |  |  |  |  | .needs class | GE | [7 empty] | Covered PM Repair - Biomedical | MHHS-Woodlands
NO | NO |  |  |  | 029-04523 |  | GE Medical Systems | USE1901A |  | DTG290D0791 | WOODLANDS - PACU | MHHS-Woodlands |  |  |  | 029-04523 |  | Woodlands |  | WOODLANDS - PACU | [5 empty] | MONITORS, VIDEO |  | .needs class |  |  |  |  | .needs class | GE | [7 empty] | Covered PM Repair - Biomedical | MHHS-Woodlands
NO | NO |  |  |  | 029-05035 |  | GE Medical Systems | USE1901A |  | DTG440D1204 | WOODLANDS - PACU | MHHS-Woodlands |  |  |  | 029-05035 |  | Woodlands |  | WOODLANDS - PACU | [5 empty] | MONITORS, VIDEO |  | .needs class |  |  |  |  | .needs class | GE | [7 empty] | Covered PM Repair - Biomedical | MHHS-Woodlands
NO | YES |  |  |  | 013-39070 | 013-39070 | GE Medical Systems | USE1911A FLAT SCREEN MONITOR |  | DTG420D1038 | SW-OR | MHHS-Southwest |  |  |  | 013-39070 | 013-39070 | Southwest | MHHS-Southwest | SW-OR | OR | 11/1/18 |  |  |  | MONITORS, VIDEO |  | .needs class |  |  |  |  | .needs class | GE |  |  |  |  | 11/13/20 |  |  | Not Covered Vendor Only - Biomedical | MHHS-Southwest
NO | YES |  |  |  | 013-17066 | 013-17066 | GE Medical Systems | USE1911A FLAT SCREEN MONITOR |  | DTI470D1451 | SW-OR |  |  |  |  | 013-17066 | 013-17066 | Southwest | MHHS-Southwest | SW-OR | OR | 9/1/19 |  | 9/1/20
YES | YES |  |  |  | 069-39113 | 069-39113 | GE Medical Systems | Use1921a |  | DTN301K2370 | TMC - HVI - CVICU (8HVI) |  |  |  |  | 069-39113 | 069-39113 | TMC | Memorial Hermann-Texas Medical Center | TMC - HVI - CVICU (8HVI) | CVICU (8HVI)
NO | YES |  |  |  | 005-33554 | 005-33554 | GE Medical Systems | VCT 64 |  | 281929CT2 | SE - RADIOLOGY | MHHS-Southeast |  |  |  | 005-33554 | 005-33554 | Southeast | Memorial Hermann Southeast Hospital | SE - RADIOLOGY |  |  |  |  | Site id. 1429938 | SCANNING SYSTEMS, COMPUTED TOMOGRAPHY |  | .needs class | [5 empty] | GE |  |  |  |  | 8/5/19 |  |  | Covered PM Repair - Biomedical | MHHS-Southeast
NO | NO |  |  |  | R-069-VENTRI |  | GE Medical Systems | VENTRI |  | 713704VENTRI | TMC - HVI - CARDIOLOGY (3HVI) | MHHS-TMC |  | Camera, Gamma |  | R-069-VENTRI |  | TMC |  | TMC - HVI - CARDIOLOGY (3HVI) | [5 empty] | CAMERAS, GAMMA |  | CAMERAGAMMA-GE-Ventri | CAMERAGAMMA | Ventri |  |  |  | GE | Camera, Gamma |  | CAMERAGAMMA-GE-Ventri |  |  |  |  | Covered PM Repair - Biomedical | MHHS-TMC
NO | NO |  |  |  | 7038V7L |  | GE Medical Systems | VIVID 7 |  | 7038V7L | MH MG - (MC) - COMPREHENSIVE HEART CARE | MHHS-MG |  | Ultrasound, Diagnostic |  | 7038V7L |  | West & Memorial City |  | MH MG - (MC) - COMPREHENSIVE HEART CARE | [5 empty] | ULTRASONIC UNITS, DIAGNOSTIC |  | ULTRASOUNDDIAGNOSTIC-GE-Vivid 7 | ULTRASOUNDDIAGNOSTIC | Vivid 7 |  |  |  | GE | Ultrasound, Diagnostic |  | ULTRASOUNDDIAGNOSTIC-GE-Vivid 7 |  |  |  |  | Covered PM Repair - Biomedical | MHHS-MG
NO | YES |  |  |  | 029-09652 | 029-09652 | GE Medical Systems | VIVID E9 |  | VE9003331 | MH MG-(WDLS)-Twl Cardiology (Ste 300) | MHHS-MG |  | Ultrasound, Diagnostic |  | 029-09652 | 029-09652 | Woodlands | MHHS-MG | MH MG-(WDLS)-Twl Cardiology (Ste 300) | MH WOODLANDS | 10/1/19 |  |  |  | ULTRASONIC UNITS, DIAGNOSTIC | Ultrasound, Diagnostic | ULTRASOUNDDIAGNOSTIC-GE-Vivid E9 | ULTRASOUNDDIAGNOSTIC | Vivid E9 |  |  |  | GE | Ultrasound, Diagnostic |  | ULTRASOUNDDIAGNOSTIC-GE-Vivid E9 |  | 4/3/17 |  | UD-A | Covered PM Repair - Biomedical | MHHS-MG | [8 empty] | ULTRASOUNDDIAGNOSTIC | Ultrasound, Diagnostic | GE
NO | YES |  |  |  | 029-32013 | 029-32013 | GE Medical Systems | VIVID E9 |  | VE9R007774 | MH MG-(WDLS)-Twl Cardiology (Ste 300) | MHHS-MG |  | Ultrasound, Diagnostic |  | 029-32013 | 029-32013 | Woodlands | MHHS-MG | MH MG-(WDLS)-Twl Cardiology (Ste 300) |  | 10/1/19 | 10/1/20 |  | GE ID VER007774 | ULTRASONIC UNITS, DIAGNOSTIC | Ultrasound, Diagnostic | ULTRASOUNDDIAGNOSTIC-GE-Vivid E9 | ULTRASOUNDDIAGNOSTIC | Vivid E9 |  |  |  | GE | Ultrasound, Diagnostic |  | ULTRASOUNDDIAGNOSTIC-GE-Vivid E9 |  | 4/3/17 |  | UD-A | Covered PM Repair - Biomedical | MHHS-MG | [8 empty] | ULTRASOUNDDIAGNOSTIC | Ultrasound, Diagnostic | GE
NO | YES | [5 empty] | GE Medical Systems | VIVID E9 |  | VE92134 | Woodlands-OR | MHHS-Woodlands |  | Ultrasound, Diagnostic |  |  |  | Woodlands | MHHS-Woodlands | Woodlands-OR | CV storage RM | 3/1/19 | 3/1/20 |  | GE ID VE9002134 | ULTRASONIC UNITS, DIAGNOSTIC | Ultrasound, Diagnostic | ULTRASOUNDDIAGNOSTIC-GE-Vivid E9 | ULTRASOUNDDIAGNOSTIC | Vivid E9 |  |  |  | GE | Ultrasound, Diagnostic |  | ULTRASOUNDDIAGNOSTIC-GE-Vivid E9 |  | 4/3/17 |  | UD-A | Covered PM Repair - Biomedical | MHHS-Woodlands | [8 empty] | ULTRASOUNDDIAGNOSTIC | Ultrasound, Diagnostic | GE
NO | YES | [5 empty] | GE Medical Systems | VIVID E9 |  | ve9001522 | Woodlands-Radiology | MHHS-Woodlands |  | Ultrasound, Diagnostic |  |  |  | Woodlands | MHHS-Woodlands | Woodlands-Radiology | N1 214 | 9/1/19 |  |  |  | ULTRASONIC UNITS, DIAGNOSTIC | Ultrasound, Diagnostic | ULTRASOUNDDIAGNOSTIC-GE-Vivid E9 | ULTRASOUNDDIAGNOSTIC | Vivid E9 |  |  |  | GE | Ultrasound, Diagnostic |  | ULTRASOUNDDIAGNOSTIC-GE-Vivid E9 |  | 1/18/18 |  | UD-A | Covered PM Repair - Biomedical | MHHS-Woodlands | [8 empty] | ULTRASOUNDDIAGNOSTIC | Ultrasound, Diagnostic | GE
NO | NO |  |  |  | R-069-PECHO5 |  | GE Medical Systems | VIVID E9 |  | VE92902 | TMC - CHILDRENS - PROCEDURE SUITE (GHP) | MHHS-TMC |  | Ultrasound, Diagnostic |  | R-069-PECHO5 |  | TMC |  | TMC - CHILDRENS - PROCEDURE SUITE (GHP) | [5 empty] | ULTRASONIC UNITS, DIAGNOSTIC |  | ULTRASOUNDDIAGNOSTIC-GE-Vivid E9 | ULTRASOUNDDIAGNOSTIC | Vivid E9 |  |  |  | GE | Ultrasound, Diagnostic |  | ULTRASOUNDDIAGNOSTIC-GE-Vivid E9 |  |  |  |  | Covered PM Repair - Biomedical | MHHS-TMC
NO | NO |  |  |  | R-069-PECHO6 |  | GE Medical Systems | VIVID E9 |  | VE92983 | TMC - CHILDRENS - PROCEDURE SUITE (GHP) | MHHS-TMC |  | Ultrasound, Diagnostic |  | R-069-PECHO6 |  | TMC |  | TMC - CHILDRENS - PROCEDURE SUITE (GHP) | [5 empty] | ULTRASONIC UNITS, DIAGNOSTIC |  | ULTRASOUNDDIAGNOSTIC-GE-Vivid E9 | ULTRASOUNDDIAGNOSTIC | Vivid E9 |  |  |  | GE | Ultrasound, Diagnostic |  | ULTRASOUNDDIAGNOSTIC-GE-Vivid E9 |  |  |  |  | Covered PM Repair - Biomedical | MHHS-TMC
NO | NO |  |  |  | R-069-ECHO8 |  | GE Medical Systems | VIVID E9 |  | VE9000947 | TMC - HVI - CARDIOLOGY (3HVI) | MHHS-TMC |  | Ultrasound, Diagnostic |  | R-069-ECHO8 |  | TMC |  | TMC - HVI - CARDIOLOGY (3HVI) | [5 empty] | ULTRASONIC UNITS, DIAGNOSTIC |  | ULTRASOUNDDIAGNOSTIC-GE-Vivid E9 | ULTRASOUNDDIAGNOSTIC | Vivid E9 |  |  |  | GE | Ultrasound, Diagnostic |  | ULTRASOUNDDIAGNOSTIC-GE-Vivid E9 |  |  |  |  | Covered PM Repair - Biomedical | MHHS-TMC
NO | NO |  |  |  | 151-02585 |  | GE Medical Systems | VIVID Q |  | 630651WX0 | CY - CARDIAC CATH LAB | MHHS-Cypress |  | Ultrasound, Diagnostic |  | 151-02585 |  | Northwest & Cypress |  | CY - CARDIAC CATH LAB | [5 empty] | ULTRASONIC UNITS, DIAGNOSTIC |  | ULTRASOUNDDIAGNOSTIC-GE-Vivid Q | ULTRASOUNDDIAGNOSTIC | Vivid Q |  |  |  | GE | Ultrasound, Diagnostic |  | ULTRASOUNDDIAGNOSTIC-GE-Vivid Q |  |  |  |  | Covered PM Repair - Biomedical | MHHS-Cypress
NO | NO |  |  |  | R-069-PEDICL2US |  | GE Medical Systems | VIVID Q |  | 030358Vq | TMC - CATH LAB - PEDI (GHP) | MHHS-TMC |  | Ultrasound, Diagnostic |  | R-069-PEDICL2US |  | TMC |  | TMC - CATH LAB - PEDI (GHP) | [5 empty] | ULTRASONIC UNITS, DIAGNOSTIC |  | ULTRASOUNDDIAGNOSTIC-GE-Vivid Q | ULTRASOUNDDIAGNOSTIC | Vivid Q |  |  |  | GE | Ultrasound, Diagnostic |  | ULTRASOUNDDIAGNOSTIC-GE-Vivid Q |  |  |  |  | Covered PM Repair - Biomedical | MHHS-TMC
NO | YES |  |  |  | 000-05006 | 000-05006 | GE Medical Systems | VIVID S6 |  | 7611VS6 | MH MG - (MC) - COMPREHENSIVE HEART CARE | MHHS-MG |  | Ultrasound, Diagnostic |  | 000-05006 | 000-05006 | West | Maura Herman Memorial city | MH MG - (MC) - COMPREHENSIVE HEART CARE | MH MG MC Comprehension heart care |  |  |  |  | ULTRASONIC UNITS, DIAGNOSTIC |  | ULTRASOUNDDIAGNOSTIC-GE-Vivid S6 | ULTRASOUNDDIAGNOSTIC | Vivid S6 |  |  |  | GE | Ultrasound, Diagnostic |  | ULTRASOUNDDIAGNOSTIC-GE-Vivid S6 |  |  |  |  | Covered PM Repair - Biomedical | MHHS-MG
NO | YES |  |  |  | 929-00836 | 929-00836 | GE Medical Systems | VIVID S6 |  | 0482VS6 | MH MG - (SL) - SUGAR LAND CARDIOLOGY | MHHS-MG |  | Ultrasound, Diagnostic |  | 929-00836 | 929-00836 | Sugar Land | Memorial Hermann Medical Group Sugar Land Cardiology (#210) | MH MG - (SL) - SUGAR LAND CARDIOLOGY | Exho room |  |  |  | No pm sticker | ULTRASONIC UNITS, DIAGNOSTIC | Ultrasound, Diagnostic | ULTRASOUNDDIAGNOSTIC-GE-Vivid S6 | ULTRASOUNDDIAGNOSTIC | Vivid S6 |  |  |  | GE | Ultrasound, Diagnostic |  | ULTRASOUNDDIAGNOSTIC-GE-Vivid S6 |  |  |  | UD-A | Covered PM Repair - Biomedical | MHHS-MG | [8 empty] | ULTRASOUNDDIAGNOSTIC | Ultrasound, Diagnostic | GE
NO | YES |  |  |  | 129-06757 | 129-06757 | GE Medical Systems | VIVID S6 |  | 8858VS6 | MH MG-(SL)-Sugar Land Multi-Specialty (Mp1) | MHHS-MG |  | Ultrasound, Diagnostic |  | 129-06757 | 129-06757 | Sugar Land | MHHS-MG | MH MG-(SL)-Sugar Land Multi-Specialty (Mp1) | Cardio 2 | 1/1/19 |  |  |  | ULTRASONIC UNITS, DIAGNOSTIC | Ultrasound, Diagnostic | ULTRASOUNDDIAGNOSTIC-GE-Vivid S6 | ULTRASOUNDDIAGNOSTIC | Vivid S6 |  |  |  | GE | Ultrasound, Diagnostic |  | ULTRASOUNDDIAGNOSTIC-GE-Vivid S6 |  | 3/8/17 |  | UD-A | Covered PM Repair - Biomedical | MHHS-MG | [8 empty] | ULTRASOUNDDIAGNOSTIC | Ultrasound, Diagnostic | GE
NO | YES |  |  |  | 013-38308 | 013-38308 | GE Medical Systems | VIVID S6 |  | 0617vs6 | MH MG-(SW)-Southwest Cardiology (Mp2) | MHHS-MG |  | Ultrasound, Diagnostic |  | 013-38308 | 013-38308 | Southwest | MHHS-MG | MH MG-(SW)-Southwest Cardiology (Mp2) | Exam Echo | 4/1/19 |  | 4/1/20 |  | ULTRASONIC UNITS, DIAGNOSTIC | Ultrasound, Diagnostic | ULTRASOUNDDIAGNOSTIC-GE-Vivid S6 | ULTRASOUNDDIAGNOSTIC | Vivid S6 |  |  |  | GE | Ultrasound, Diagnostic |  | ULTRASOUNDDIAGNOSTIC-GE-Vivid S6 |  | 4/3/17 |  | UD-A | Covered PM Repair - Biomedical | MHHS-MG | [8 empty] | ULTRASOUNDDIAGNOSTIC | Ultrasound, Diagnostic | GE
NO | YES | [5 empty] | GE Medical Systems | VIVID S6 |  | VS61996 | Woodlands-Radiology | MHHS-Woodlands |  | Ultrasound, Diagnostic |  |  |  | Woodlands | MHHS-Woodlands | Woodlands-Radiology |  | 2/1/19 |  |  |  | ULTRASONIC UNITS, DIAGNOSTIC | Ultrasound, Diagnostic | ULTRASOUNDDIAGNOSTIC-GE-Vivid S6 | ULTRASOUNDDIAGNOSTIC | Vivid S6 |  |  |  | GE | Ultrasound, Diagnostic |  | ULTRASOUNDDIAGNOSTIC-GE-Vivid S6 |  | 5/12/18 |  | UD-A | Covered PM Repair - Biomedical | MHHS-Woodlands | [8 empty] | ULTRASOUNDDIAGNOSTIC | Ultrasound, Diagnostic | GE
NO | NO |  |  |  | 925-00989 |  | GE Medical Systems | VIVID S6 |  | 7691VS6 | MH MG - (STX) - SOUTH TEXAS - WHARTON | MHHS-MG |  | Ultrasound, Diagnostic |  | 925-00989 |  | South |  | MH MG - (STX) - SOUTH TEXAS - WHARTON | [5 empty] | ULTRASONIC UNITS, DIAGNOSTIC |  | ULTRASOUNDDIAGNOSTIC-GE-Vivid S6 | ULTRASOUNDDIAGNOSTIC | Vivid S6 |  |  |  | GE | Ultrasound, Diagnostic |  | ULTRASOUNDDIAGNOSTIC-GE-Vivid S6 |  |  |  |  | Covered PM Repair - Biomedical | MHHS-MG
NO | NO |  |  |  | R-069-ECHO7 |  | GE Medical Systems | VIVID S6 |  | 1299VS6 | TMC - HVI - CARDIOLOGY (3HVI) | MHHS-TMC |  | Ultrasound, Diagnostic |  | R-069-ECHO7 |  | TMC |  | TMC - HVI - CARDIOLOGY (3HVI) | [5 empty] | ULTRASONIC UNITS, DIAGNOSTIC |  | ULTRASOUNDDIAGNOSTIC-GE-Vivid S6 | ULTRASOUNDDIAGNOSTIC | Vivid S6 |  |  |  | GE | Ultrasound, Diagnostic |  | ULTRASOUNDDIAGNOSTIC-GE-Vivid S6 |  |  |  |  | Covered PM Repair - Biomedical | MHHS-TMC
NO | NO | [5 empty] | GE Medical Systems | VIVID S6 |  | vs61924 | WOODLANDS - RADIOLOGY | MHHS-Woodlands |  | Ultrasound, Diagnostic |  |  |  | Woodlands |  | WOODLANDS - RADIOLOGY | [5 empty] | ULTRASONIC UNITS, DIAGNOSTIC |  | ULTRASOUNDDIAGNOSTIC-GE-Vivid S6 | ULTRASOUNDDIAGNOSTIC | Vivid S6 |  |  |  | GE | Ultrasound, Diagnostic |  | ULTRASOUNDDIAGNOSTIC-GE-Vivid S6 |  |  |  |  | Covered PM Repair - Biomedical | MHHS-Woodlands
NO | NO |  |  |  | R-069-LDUS2 |  | GE Medical Systems | VOLUSON E10 |  | E72365 | TMC - CHILDRENS - L&D (6HP) | MHHS-TMC |  | Ultrasound, Diagnostic |  | R-069-LDUS2 |  | TMC |  | TMC - CHILDRENS - L&D (6HP) | [5 empty] | ULTRASONIC UNITS, DIAGNOSTIC |  | ULTRASOUNDDIAGNOSTIC-GE-Voluson E10 | ULTRASOUNDDIAGNOSTIC | Voluson E10 |  |  |  | GE | Ultrasound, Diagnostic |  | ULTRASOUNDDIAGNOSTIC-GE-Voluson E10 |  |  |  |  | Covered PM Repair - Biomedical | MHHS-TMC
NO | YES |  |  |  | 151-02586 | 151-02586 | GE Medical Systems | VOLUSON E8 |  | E36596 | CY - MATERNAL FETAL MEDICINE CLINIC | MHHS-Cypress |  | Ultrasound, Diagnostic |  | 151-02586 | 151-02586 | Northwest & Cypress | Memorial Hermann Cypress Hospital | CY - MATERNAL FETAL MEDICINE CLINIC | Ob | 2/1/20 | 2/1/21 |  |  | ULTRASONIC UNITS, DIAGNOSTIC | Ultrasound, Diagnostic | ULTRASOUNDDIAGNOSTIC-GE-Voluson E8 | ULTRASOUNDDIAGNOSTIC | Voluson E8 |  |  |  | GE | Ultrasound, Diagnostic |  | ULTRASOUNDDIAGNOSTIC-GE-Voluson E8 |  |  |  | UD-A | Covered PM Repair - Biomedical | MHHS-Cypress | [5 empty] | 3/1/17 |  |  | ULTRASOUNDDIAGNOSTIC | Ultrasound, Diagnostic | GE
NO | YES |  |  |  | 133-09041 | 133-09041 | GE Medical Systems | VOLUSON E8 |  | E36627 | KATY - MATERNAL | MHHS-Katy |  | Ultrasound, Diagnostic |  | 133-09041 | 133-09041 | Katy | Plaza 1 suite 305 | KATY - MATERNAL | Exam A | 8/1/19 | 8/1/20 |  |  | ULTRASONIC UNITS, DIAGNOSTIC | Ultrasound, Diagnostic | ULTRASOUNDDIAGNOSTIC-GE-Voluson E8 | ULTRASOUNDDIAGNOSTIC | Voluson E8 |  |  |  | GE | Ultrasound, Diagnostic |  | ULTRASOUNDDIAGNOSTIC-GE-Voluson E8 |  |  |  | UD-A | Covered PM Repair - Biomedical | MHHS-Katy | [8 empty] | ULTRASOUNDDIAGNOSTIC | Ultrasound, Diagnostic | GE
NO | YES |  |  |  | 133-31135 | 133-31135 | GE Medical Systems | VOLUSON E8 |  | E45258 | KATY - MATERNAL | MHHS-Katy |  | Ultrasound, Diagnostic |  | 133-31135 | 133-31135 | Katy | Plaza 1 suite 305 | KATY - MATERNAL | Exam B |  |  |  |  | ULTRASONIC UNITS, DIAGNOSTIC | Ultrasound, Diagnostic | ULTRASOUNDDIAGNOSTIC-GE-Voluson E8 | ULTRASOUNDDIAGNOSTIC | Voluson E8 |  |  |  | GE | Ultrasound, Diagnostic |  | ULTRASOUNDDIAGNOSTIC-GE-Voluson E8 |  |  |  | UD-A | Covered PM Repair - Biomedical | MHHS-Katy | [8 empty] | ULTRASOUNDDIAGNOSTIC | Ultrasound, Diagnostic | GE
NO | NO |  |  |  | 133-08552 |  | GE Medical Systems | VOLUSON E8 |  | D15970 | KATY - MATERNAL & FETAL MEDICINE | MHHS-Katy |  | Ultrasound, Diagnostic |  | 133-08552 |  | Katy |  | KATY - MATERNAL & FETAL MEDICINE | [5 empty] | ULTRASONIC UNITS, DIAGNOSTIC |  | ULTRASOUNDDIAGNOSTIC-GE-Voluson E8 | ULTRASOUNDDIAGNOSTIC | Voluson E8 |  |  |  | GE | Ultrasound, Diagnostic |  | ULTRASOUNDDIAGNOSTIC-GE-Voluson E8 |  |  |  |  | Covered PM Repair - Biomedical | MHHS-Katy
NO | NO |  |  |  | 041-19034 |  | GE Medical Systems | VOLUSON E8 |  | D23647 | MEMORIAL CITY - LABOR & DELIVERY | MHHS-Mem City |  | Ultrasound, Diagnostic |  | 041-19034 |  | West & Memorial City |  | MEMORIAL CITY - LABOR & DELIVERY | [5 empty] | ULTRASONIC UNITS, DIAGNOSTIC |  | ULTRASOUNDDIAGNOSTIC-GE-Voluson E8 | ULTRASOUNDDIAGNOSTIC | Voluson E8 |  |  |  | GE | Ultrasound, Diagnostic |  | ULTRASOUNDDIAGNOSTIC-GE-Voluson E8 |  |  |  |  | Covered PM Repair - Biomedical | MHHS-Mem City
NO | NO |  |  |  | 013-38837 |  | GE Medical Systems | VOLUSON E8 |  | E39816 | SW - LABOR & DELIVERY | MHHS-Southwest |  | Ultrasound, Diagnostic |  | 013-38837 |  | Southwest |  | SW - LABOR & DELIVERY | [5 empty] | ULTRASONIC UNITS, DIAGNOSTIC |  | ULTRASOUNDDIAGNOSTIC-GE-Voluson E8 | ULTRASOUNDDIAGNOSTIC | Voluson E8 |  |  |  | GE | Ultrasound, Diagnostic |  | ULTRASOUNDDIAGNOSTIC-GE-Voluson E8 |  |  |  |  | Covered PM Repair - Biomedical | MHHS-Southwest
NO | NO |  |  |  | 129-04716 |  | GE Medical Systems | VOLUSON E8 |  | D15874 | SUGAR LAND - MFM CLINIC | MHHS-Sugarland |  | Ultrasound, Diagnostic |  | 129-04716 |  | Sugar Land |  | SUGAR LAND - MFM CLINIC | [5 empty] | ULTRASONIC UNITS, DIAGNOSTIC |  | ULTRASOUNDDIAGNOSTIC-GE-Voluson E8 | ULTRASOUNDDIAGNOSTIC | Voluson E8 |  |  |  | GE | Ultrasound, Diagnostic |  | ULTRASOUNDDIAGNOSTIC-GE-Voluson E8 |  |  |  |  | Covered PM Repair - Biomedical | MHHS-Sugarland
NO | NO |  |  |  | 129-05760 |  | GE Medical Systems | VOLUSON E8 |  | D21766 | SUGAR LAND - MFM CLINIC | MHHS-Sugarland |  | Ultrasound, Diagnostic |  | 129-05760 |  | Sugar Land |  | SUGAR LAND - MFM CLINIC | [5 empty] | ULTRASONIC UNITS, DIAGNOSTIC |  | ULTRASOUNDDIAGNOSTIC-GE-Voluson E8 | ULTRASOUNDDIAGNOSTIC | Voluson E8 |  |  |  | GE | Ultrasound, Diagnostic |  | ULTRASOUNDDIAGNOSTIC-GE-Voluson E8 |  |  |  |  | Covered PM Repair - Biomedical | MHHS-Sugarland
NO | NO |  |  |  | 129-06838 |  | GE Medical Systems | VOLUSON E8 |  | E33423 | SUGAR LAND - MFM CLINIC | MHHS-Sugarland |  | Ultrasound, Diagnostic |  | 129-06838 |  | Sugar Land |  | SUGAR LAND - MFM CLINIC | [5 empty] | ULTRASONIC UNITS, DIAGNOSTIC |  | ULTRASOUNDDIAGNOSTIC-GE-Voluson E8 | ULTRASOUNDDIAGNOSTIC | Voluson E8 |  |  |  | GE | Ultrasound, Diagnostic |  | ULTRASOUNDDIAGNOSTIC-GE-Voluson E8 |  |  |  |  | Covered PM Repair - Biomedical | MHHS-Sugarland
NO | NO |  |  |  | R-069-LDUS1 |  | GE Medical Systems | VOLUSON E8 |  | E36435 | TMC - CHILDRENS - L&D (6HP) | MHHS-TMC |  | Ultrasound, Diagnostic |  | R-069-LDUS1 |  | TMC |  | TMC - CHILDRENS - L&D (6HP) | [5 empty] | ULTRASONIC UNITS, DIAGNOSTIC |  | ULTRASOUNDDIAGNOSTIC-GE-Voluson E8 | ULTRASOUNDDIAGNOSTIC | Voluson E8 |  |  |  | GE | Ultrasound, Diagnostic |  | ULTRASOUNDDIAGNOSTIC-GE-Voluson E8 |  |  |  |  | Covered PM Repair - Biomedical | MHHS-TMC
NO | YES |  |  |  | 029-11933 | 029-11933 | GE OEC | 9900 Elite |  | ESXXXX03843 | Woodlands-Neurology |  |  |  |  | 029-11933 | 029-11933 | Woodlands | MHHS-Woodlands | Woodlands-Neurology | Plasa 4 | 8/1/19 | 2/1/20 |  | Pain Magement 5th Floor |  | C-Arm, Portable | CARMPORTABLE-GE-OEC 9900 Elite | [12 empty] | CAP-A | [10 empty] | CARMPORTABLE | C-Arm, Portable | GE
NO | YES | Serial Number E2XXXX05875 |  |  | 005-09504 | 005-09504 | GE OEC | 9900 Elite |  | E2XXXX05875 | [5 empty] | 005-09504 | 005-09504 | South East | Memorial Herman 11800 Astoria |  | OR Hallway (Floating) | 2/1/19 | 2/1/20 |  |  |  | C-Arm, Portable | CARMPORTABLE-GE-OEC 9900 Elite | [12 empty] | CAP-A | [10 empty] | CARMPORTABLE | C-Arm, Portable | GE
NO | YES | Serial Number E2XXXX05875 |  |  | 005-09487 | 005-09487 | GE OEC | OEC 9900 Elite |  | E2XXXX05875 | [5 empty] | 005-09487 | 005-09487 | South East | Memorial Herman Southeast 11800 ASTORIA |  | OR Hallway | 2/1/19 | 2/1/20
YES | YES |  |  |  | 133-08301 | 133-08301 | GE Ultrasound |  |  | 121666WX2 | MH MG - (KY) - KATY UROLOGY (MP2) |  |  |  |  | 133-08301 | 133-08301 | Katy | Memorial Hermann Medical Group Katy Urology (#401) | MH MG - (KY) - KATY UROLOGY (MP2) | Room 1
YES | YES |  |  |  | 041-16696 | 041-16696 | GE Ultrasound | S1-5 |  |  | MEMORIAL CITY - OUTPATIENT SURGERY RECOVERY |  |  |  |  | 041-16696 | 041-16696 | West | West memorial hospital - memorial herman hospital | MEMORIAL CITY - OUTPATIENT SURGERY RECOVERY | Imaging |  |  |  | No pm found
YES | YES |  |  |  | 041-16687 | 041-16687 | GE Ultrasound | S1-5 |  |  | MEMORIAL CITY - OUTPATIENT SURGERY RECOVERY |  |  |  |  | 041-16687 | 041-16687 | West | West memorial hospital - memorial herman hospital | MEMORIAL CITY - OUTPATIENT SURGERY RECOVERY | Imaging |  |  |  | No pm found
YES | YES |  |  |  | 099-09189 | 099-09189 | Gem | Premier 4000 |  |  | Lab |  |  |  |  | 099-09189 | 099-09189 | TMC | Memorial Hermann-Texas Medical Center | Lab | Chemistry
YES | YES |  |  |  | 133-08257 | 133-08257 | Gem OPL | Oxygenation Portable Laboratory |  | G8200 | KATY - Cath Lab |  |  |  |  | 133-08257 | 133-08257 | Katy | Memorial Hermann Katy Hospital | KATY - Cath Lab | Cath Lab
YES | YES |  |  |  | 074-04010 | 074-04010 | Gem Refridgerator Co | PUT-ID-SC |  | 0301-0053 | TMC - OR - CVOR (7HVI) |  |  |  |  | 074-04010 | 074-04010 | TMC | Memorial Hermann Heart | TMC - OR - CVOR (7HVI) | Sterile Core | 7/1/19 |  | 7/1/20
NO | NO | [5 empty] | GEM Refrigerator Company | 1DR |  | 0105-0006 | NE - PHARMACY | MHHS-Northeast | [5 empty] | Katy |  | NE - PHARMACY | [5 empty] | REFRIGERATORS, LABORATORY |  | .needs class |  |  |  |  | .needs class | [8 empty] | Covered PM Repair - Biomedical | MHHS-Northeast
NO | NO | [5 empty] | GEM Refrigerator Company | 2DR |  | 1108-0775 | SE - PHARMACY | MHHS-Southeast |  | Refrigerator, Blood Bank |  |  |  | Southeast & Bay Area |  | SE - PHARMACY | [5 empty] | REFRIGERATORS, LABORATORY |  | REFRIGERATORBLOODBANK-Gem Scientific-2DR | REFRIGERATORBLOODBANK | 2DR |  |  |  | Gem Scientific | Refrigerator, Blood Bank |  |  | REFRIGERATORBLOODBANK-Gem Scientific-2DR |  |  |  | Covered PM Repair - Biomedical | MHHS-Southeast
NO | NO |  |  |  | 069-37354 |  | GEM Refrigerator Company | 2DR |  | 1206-0676 | TMC - PHARMACY - MAIN (JG) | MHHS-TMC |  | Refrigerator, Blood Bank |  | 069-37354 |  | TMC |  | TMC - PHARMACY - MAIN (JG) | [5 empty] | REFRIGERATORS, LABORATORY |  | REFRIGERATORBLOODBANK-Gem Scientific-2DR | REFRIGERATORBLOODBANK | 2DR |  |  |  | Gem Scientific | Refrigerator, Blood Bank |  |  | REFRIGERATORBLOODBANK-Gem Scientific-2DR |  |  |  | Covered PM Repair - Biomedical | MHHS-TMC
NO | NO |  |  |  | 074-03172 |  | GEM Refrigerator Company | 2DR |  | 0208-0069 | TMC - PHARMACY - MAIN (JG) | MHHS-TMC |  | Refrigerator, Blood Bank |  | 074-03172 |  | TMC |  | TMC - PHARMACY - MAIN (JG) | [5 empty] | REFRIGERATORS, LABORATORY |  | REFRIGERATORBLOODBANK-Gem Scientific-2DR | REFRIGERATORBLOODBANK | 2DR |  |  |  | Gem Scientific | Refrigerator, Blood Bank |  |  | REFRIGERATORBLOODBANK-Gem Scientific-2DR |  |  |  | Covered PM Repair - Biomedical | MHHS-TMC
NO | NO | [5 empty] | GEM Refrigerator Company | PNT-1D-SC |  | 0301-0063 | TMC - LABORATORY - HVI LAB (7HVI) | MHHS-TMC | [5 empty] | TMC |  | TMC - LABORATORY - HVI LAB (7HVI) | [5 empty] | REFRIGERATORS, LABORATORY |  | .needs class | [13 empty] | Covered PM Repair - Biomedical | MHHS-TMC
NO | NO |  |  |  | 077-08311 |  | GEM Refrigerator Company | PNT-1D-SC |  | 0401-0119 | TMC - PHARMACY - CHILDRENS (8HP) | MHHS-TMC |  |  |  | 077-08311 |  | TMC |  | TMC - PHARMACY - CHILDRENS (8HP) | [5 empty] | REFRIGERATORS, LABORATORY |  | .needs class | [13 empty] | Covered PM Repair - Biomedical | MHHS-TMC
YES | YES |  |  |  | 241-02146 | 241-02146 | Gem Scientific | 2DR-PT |  | 0210-0071 | TIRR - Pharmacy |  |  |  |  | 241-02146 | 241-02146 | TMC | TIRR Memorial Hermann | TIRR - Pharmacy | TIRR -Pharmacy | 9/1/18 |  | 9/1/19 |  |  | Refrigerator, Blood Bank | REFRIGERATORBLOODBANK-Gem Scientific-2DR-PT | [12 empty] | RBB-A | [9 empty] | Refrigerator, Blood Bank | REFRIGERATORBLOODBANK | Refrigerator, Blood Bank | Gem Scientific
NO | YES | Serial Number 12021846 |  |  | 069-37594 | 069-37594 | Gem Scientific |  |  |  | Cullen 2 |  |  |  |  | 069-37594 | 069-37594 | TMC | Memorial Hermann-Texas Medical Center | Cullen 2 | Nurse station | 3/1/20
YES | YES |  |  |  | 069-49292 | 069-49292 | Gem Scientific |  |  |  | 8th med surge |  |  |  |  | 069-49292 | 069-49292 | TMC | Memorial Hermann Texas Medical Center | 8th med surge | Nurse station | 3/1/20
NO | YES |  |  |  |  | 099-04288 | Gem Scientific |  |  |  | NE-Respiratory | MHHS-Northeast |  | Analyzer, Blood Gas |  |  | 099-04288 | Katy | MHHS-Northeast | NE-Respiratory | Blood gas lab | 2/1/20 |  |  |  | ANALYZERS, LABORATORY, BLOOD GAS/PH | Analyzer, Blood Gas | ANALYZERBLOODGAS-InstrumentationLab-GemPremier4000 | ANALYZERBLOODGAS | Gem Premier 4000 |  |  |  | InstrumentationLabs | Analyzer, Blood Gas |  |  | ANALYZERBLOODGAS-InstrumentationLab-GemPremier4000 | 4/28/20 |  | ABG-A | Not Covered Vendor Only - Biomedical | MHHS-Northeast | [8 empty] | ANALYZERBLOODGAS | Analyzer, Blood Gas | InstrumentationLabs
NO | YES |  |  |  |  | 041-17615 | Gem Scientific |  |  |  | NE-3 West Tower | [5 empty] | 041-17615 | Katy | MHHS-Northeast | NE-3 West Tower | Storage room | 2/1/20 |  |  |  |  | Analyzer, Blood Gas | ANALYZERBLOODGAS-InstrumentationLab-GemPremier4000 | [12 empty] | ABG-A | [10 empty] | ANALYZERBLOODGAS | Analyzer, Blood Gas | InstrumentationLabs
NO | YES |  |  |  | 069-35991 | 069-35991 | Gem Scientific | Gem Premier 3500 |  |  | ICU |  |  |  |  | 069-35991 | 069-35991 | TMC | Memorial Hermann-Texas Medical Center | ICU | Central station
YES | YES |  |  |  | 099-13130 | 099-13130 | Gen-Probe Inc | Leader 450i |  | NSN | SW-Lab |  |  |  |  | 099-13130 | 099-13130 | Southwest | Memorial Hermann Southwest Hospital Emergency Center | SW-Lab | Micro-AFB Fungus | [5 empty] | Transilluminator | TRANSILLUMINATOR-Gen-Probe Inc-Leader 450i | [12 empty] | TRA-A | [9 empty] | Transilluminator | TRANSILLUMINATOR | Transilluminator | Gen-Probe Inc
NO | YES |  |  |  | 013-35810 | 013-35810 | Gen-Probe Inc. |  |  |  | SW-Laboratory-Microbiology | MHHS-Southwest |  | Heat Block |  | 013-35810 | 013-35810 | Southwest | MHHS-Southwest | SW-Laboratory-Microbiology | Micro-AFB Fungus | 1/1/20 |  | 1/1/21 |  | HEATING BLOCKS | Heat Block | HEATBLOCK-Barnstead Inter-4006 | HEATBLOCK |  |  |  |  | Barnstead Intl | Heat Block |  |  | HEATBLOCK-Barnstead Inter-4006 |  |  |  | Covered PM Repair - Biomedical | MHHS-Southwest | [8 empty] | HEATBLOCK | Heat Block | Barnstead Intl
NO | YES |  |  |  | 005-06933 | 005-06933 | Gendex Corp | ACT 525 |  | BD0217-0100 | Imaging |  |  |  |  | 005-06933 | 005-06933 |  | Memorial Hermann imaging | Imaging | Room 5 | 3/1/19 | 3/1/20 |  |  | Tomo | [22 empty] | 1/1/00
NO | YES |  |  |  | TJQ264 |  | GENDRON |  |  | 083015-1-1-2 | Rental | MHHS-Northeast |  |  |  | TJQ264 |  | Katy |  | Rental | [7 empty] | .needs class |  | SENTINEL II BARI LO BED,9.75"L0 HT,850LB |  |  | .needs class | [6 empty] | Verified as Rental |  |  | MHHS-Northeast
NO | YES |  |  |  | TJQ189 |  | GENDRON |  |  | 068857-4-1-1 | Rental | MHHS-Southeast |  |  |  | TJQ189 |  | Southeast & Bay Area |  | Rental | [7 empty] | .needs class |  | SENTINEL II BARI LO BED,9.75"L0 HT,850LB |  |  | .needs class | [6 empty] | Verified as Rental |  |  | MHHS-Southeast
NO | YES |  |  |  | TJQ339 |  | GENDRON |  |  |  | Rental | MHHS-Southeast |  |  |  | TJQ339 |  | Southeast & Bay Area |  | Rental | [7 empty] | .needs class |  | SENTINEL II BARI LO BED,9.75"L0 HT,850LB |  |  | .needs class | [6 empty] | Verified as Rental |  |  | MHHS-Southeast
NO | YES |  |  |  | TJQ340 |  | GENDRON |  |  |  | Rental | MHHS-Southeast |  |  |  | TJQ340 |  | Southeast & Bay Area |  | Rental | [7 empty] | .needs class |  | SENTINEL II BARI LO BED,9.75"L0 HT,850LB |  |  | .needs class | [6 empty] | Verified as Rental |  |  | MHHS-Southeast
NO | YES |  |  |  | TJQ285 |  | GENDRON |  |  |  | Rental | MHHS-Southwest |  |  |  | TJQ285 |  | Southwest |  | Rental | [7 empty] | .needs class |  | SENTINEL II BARI LO BED,9.75"L0 HT,850LB |  |  | .needs class | [6 empty] | Verified as Rental |  |  | MHHS-Southwest
NO | YES |  |  |  | TJW274 |  | GENDRON | 3875 SCALE |  |  | Rental Equipment | MHHS-Greater Heights |  |  |  | TJW274 |  | Central & Greater Heights |  | Rental Equipment | [7 empty] | .needs class |  | SCALE HEAD FOR SENTINEL II BARI H-L BED |  |  | .needs class | [6 empty] | Verified as Rental |  |  | MHHS-Greater Heights
NO | YES |  |  |  | TJW189 |  | GENDRON | 3875 SCALE |  |  | Rental | MHHS-Northeast |  |  |  | TJW189 |  | Katy |  | Rental | [7 empty] | .needs class |  | SCALE HEAD FOR SENTINEL II BARI H-L BED |  |  | .needs class | [6 empty] | Verified as Rental |  |  | MHHS-Northeast
NO | YES |  |  |  | TJW139 |  | GENDRON | 3875 SCALE |  | TJW0139 | Rental | MHHS-Southeast |  |  |  | TJW139 |  | Southeast & Bay Area |  | Rental | [7 empty] | .needs class |  | SCALE HEAD FOR SENTINEL II BARI H-L BED |  |  | .needs class | [6 empty] | Verified as Rental |  |  | MHHS-Southeast
NO | YES |  |  |  | TJW353 |  | GENDRON | 3875 SCALE |  | TJW0353 | Rental | MHHS-Southeast |  |  |  | TJW353 |  | Southeast & Bay Area |  | Rental | [7 empty] | .needs class |  | SCALE HEAD FOR SENTINEL II BARI H-L BED |  |  | .needs class | [6 empty] | Verified as Rental |  |  | MHHS-Southeast
NO | YES |  |  |  | TJW354 |  | GENDRON | 3875 SCALE |  | TJW0354 | Rental | MHHS-Southeast |  |  |  | TJW354 |  | Southeast & Bay Area |  | Rental | [7 empty] | .needs class |  | SCALE HEAD FOR SENTINEL II BARI H-L BED |  |  | .needs class | [6 empty] | Verified as Rental |  |  | MHHS-Southeast
NO | YES |  |  |  | TJW295 |  | GENDRON | 3875 SCALE |  | TJW0295 | Rental | MHHS-Southwest |  |  |  | TJW295 |  | Southwest |  | Rental | [7 empty] | .needs class |  | SCALE HEAD FOR SENTINEL II BARI H-L BED |  |  | .needs class | [6 empty] | Verified as Rental |  |  | MHHS-Southwest
NO | YES |  |  |  | TIU115 |  | GENDRON | 5233-24 |  |  | Rental | MHHS-Mem City |  |  |  | TIU115 |  | West & Memorial City |  | Rental | [7 empty] | .needs class |  | BARIATRIC COMMODE, 24X20,ADJ HGT,750LB |  |  | .needs class | [6 empty] | Verified as Rental |  |  | MHHS-Mem City
YES | YES |  |  |  | 013-39136 | 013-39136 | General Data Co Inc | Flotation work station |  | Nsn | SW - LABORATORY - HISTOLOGY |  |  |  |  | 013-39136 | 013-39136 | Southwest | Memorial Hermann Southwest Hospital | SW - LABORATORY - HISTOLOGY | Histology | 1/1/20 |  | 1/1/21 | No Plate
NO | YES |  |  |  | 013-38098 | 013-38098 | General Data Co Inc | FWS-S |  | FWS108B0159 | SW-Laboratory-Histology | MHHS-Southwest |  |  |  | 013-38098 | 013-38098 | Southwest | MHHS-Southwest | SW-Laboratory-Histology | Histology | 6/1/18 |  |  |  | TISSUE PROCESSORS |  | .needs class | [5 empty] | Triangle Biomed Sci |  |  |  |  | 8/15/18 |  |  | Covered PM Repair - Biomedical | MHHS-Southwest
NO | YES |  |  |  | 013-38983 | 013-38983 | General Data Co Inc | FWS-S |  | FWS108C0182 | SW-Laboratory-Histology | MHHS-Southwest |  |  |  | 013-38983 | 013-38983 | Southwest | MHHS-Southwest | SW-Laboratory-Histology | Histology | 2/1/19 |  | 2/1/20 |  | WORKSTATIONS |  | .needs class | [10 empty] | 7/1/20 |  |  | Not Covered Vendor Only - Biomedical | MHHS-Southwest
YES | YES |  |  |  | 013-39306 | 013-39306 | General Data Co Inc | FWS-S |  | FWS108D0249 | SW - Lab |  |  |  |  | 013-39306 | 013-39306 | Southwest | Memorial Hermann Southwest Hospital | SW - Lab | Histology |  |  |  | New Add - One Time Inspection Sticker
YES | YES |  |  |  | 099-08541 | 099-08541 | General Devices | Portable Lamp |  |  | MH MG - (SW) - SOUTHWEST CARDIOLOGY (MP2) |  |  |  |  | 099-08541 | 099-08541 | Southwest | Memorial Hermann Medical Group Southwest Cardiology (#700) | MH MG - (SW) - SOUTHWEST CARDIOLOGY (MP2) | Echo/Stress |  |  |  | New Add
YES | YES | Serial Number Cnf |  |  |  |  | General Electric | 2031240-001 |  | CNF | East Tower Cardiology Floor | [6 empty] | West | Memorial Hermann - Memorial City | East Tower Cardiology Floor | Hallway outside room E7 103
YES | YES |  |  |  | 005-13174 | 005-13174 | General Electric | 2060229-001 |  | SJJ15080529SA | MEMORIAL CITY - CARDIOLOGY |  |  |  |  | 005-13174 | 005-13174 | West | Memorial Hermann - Memorial City | MEMORIAL CITY - CARDIOLOGY | Cath Lab E9 125 Storage Closet
YES | YES | Serial Number RNC15326257PA |  |  |  |  | General Electric | ASSY CAM HD |  | RNC15326257PA | East Tower Cardiology Floor | [6 empty] | West | Memorial Hermann - Memorial City | East Tower Cardiology Floor | Hallway outside room E7 103
YES | YES |  |  |  | 005-13184 | 005-13184 | General Electric | CAM HD 900995-003 |  | RNC16360067PA | MEMORIAL CITY - CARDIOLOGY |  |  |  |  | 005-13184 | 005-13184 | West | Memorial Hermann - Memorial City | MEMORIAL CITY - CARDIOLOGY | Cath Lab E9 335 Pre Pro 8
YES | YES | Serial Number Cnf |  |  | 041-33913 | 041-33913 | General Electric | CLab II Plus 128 |  | CNF | Cath Lab |  |  |  |  | 041-33913 | 041-33913 | West | Memorial Hermann - Memorial City | Cath Lab | Room E9-2151
YES | YES | Serial Number Cnf |  |  |  |  | General Electric | CNF |  | CNF | Cath Lab | [6 empty] | West | Memorial Hermann - Memorial City | Cath Lab | Room E9-2151 |  |  |  | Medication Only. Locked.
NO | YES | Serial Number Cnf |  |  | 041-19275 | 041-19275 | General Electric | MAC 5500 HD |  | CNF | East Tower Cardiology Floor |  |  |  |  | 041-19275 | 041-19275 | West | Memorial Hermann - Memorial City | East Tower Cardiology Floor | Hallway outside room E7 103
YES | YES |  |  |  | 041-08771 | 041-08771 | General Electric | Seer Light Controller |  | P94071785 | MEMORIAL CITY - EKG Room E8 305 |  |  |  |  | 041-08771 | 041-08771 | West | Memorial Hermann - Memorial City | MEMORIAL CITY - EKG Room E8 305 | East Tower Patient Assessment
NO | YES |  |  |  | 041-08344 | 041-08344 | General Electric | T2000 |  | ABM05322400SA | MEMORIAL CITY - NUCLEAR MEDICINE |  |  |  |  | 041-08344 | 041-08344 | West | Memorial Hermann - Memorial City | MEMORIAL CITY - NUCLEAR MEDICINE | East Tower Patient Assessment
NO | YES | Serial Number Cnf |  |  | 041-19672 | 041-19672 | General Electric | Tec 7 |  | CNF | Ortho Surgery 11th Floor |  |  |  |  | 041-19672 | 041-19672 | West | Memorial Hermann - Memorial City | Ortho Surgery 11th Floor | OR Room 3
NO | NO |  |  |  | 929-01480 |  | General Medical Corp. | A |  | AUL0783815 | MH MG - (STX) - SOUTH TEXAS - WHARTON | MHHS-MG |  | Pipetter |  | 929-01480 |  | South |  | MH MG - (STX) - SOUTH TEXAS - WHARTON | [5 empty] | ASPIRATORS |  | PIPETTER-VistaLab Technologies-A | PIPETTER | A |  |  |  | VistaLab Technologies | Pipetter |  |  | PIPETTER-VistaLab Technologies-A |  |  |  | Covered PM Repair - Biomedical | MHHS-MG
NO | NO |  |  |  | 013-35635 |  | General Medical Corp. | SEER LIGHT CONTROLLER 1018 |  | C76061062 | SW - HVI - NONINVASIVE CARDIOLOGY | MHHS-Southwest |  |  |  | 013-35635 |  | Southwest |  | SW - HVI - NONINVASIVE CARDIOLOGY | [5 empty] | RECORDERS, TAPE, DATA, ELECTROCARDIOGRAPHY |  | .needs class | [13 empty] | Not Covered Vendor Only - Biomedical | MHHS-Southwest
NO | YES |  |  |  | 145-00681 | 145-00681 | General Physiotherapy Inc | G5 GK-3 |  |  | Pearland-Respiratory Therapy | MHHS-Pearland Hospital |  |  |  | 145-00681 | 145-00681 | Pearland | MHHS-Pearland Hospital | Pearland-Respiratory Therapy | Res store room | 2/1/16 |  |  |  | MASSAGE MACHINE, PHYSICAL THERAPY |  | .needs class | [5 empty] | General Phys | [7 empty] | Covered PM Repair - Biomedical | MHHS-Pearland Hospital
NO | NO |  |  |  | 005-02579 |  | General Physiotherapy Inc | GK3 |  |  | SE - RESPIRATORY | MHHS-Southeast |  | Massage Machine, Physical Therapy |  | 005-02579 |  | Southeast & Bay Area |  | SE - RESPIRATORY | [5 empty] | AIR-WAY CLEARANCE UNIT, HIGH-FREQUENCY CHEST WALL |  | PTMASSAG-General Phys-GK-3 | PTMASSAG | GK-3 |  |  |  | General Phys | Massage Machine, Physical Therapy |  |  | PTMASSAG-General Phys-GK-3 |  |  |  | Not Covered Vendor Only - Biomedical | MHHS-Southeast
YES | YES |  |  |  | 133-02554 | 133-02554 | Genesis | SE250 RS |  |  | KATY - LABORATORY - BLOOD BANK |  |  |  |  | 133-02554 | 133-02554 | Katy | Memorial Hermann Katy Hospital | KATY - LABORATORY - BLOOD BANK | Blood bank | 2/1/20 | 2/1/20
YES | YES | [5 empty] | Genesis BPS | Rapid Seal Tube Sealer |  |  | SUGAR LAND - LABORATORY - BLOOD BANK | [6 empty] | Sugar Land |  | SUGAR LAND - LABORATORY - BLOOD BANK | BB |  |  |  | No pm
NO | YES |  |  |  | 029-03332 | 029-03332 | GenesisBPS | RAPID SEAL II |  |  | Woodlands-Laboratory-Blood Bank | MHHS-Woodlands |  |  |  | 029-03332 | 029-03332 | Woodlands | MHHS-Woodlands | Woodlands-Laboratory-Blood Bank | Lab | 1/1/20 | 3/1/20 | 7/1/20 |  | SEAL CRIMPERS, BOTTLE/VIAL/TUBE |  | .needs class | [5 empty] | Genesis BPS |  |  |  |  | 12/20/13 |  |  | Covered PM Repair - Biomedical | MHHS-Woodlands
NO | NO |  |  |  | 151-02470 |  | GenesisBPS | RAPID SEAL II |  |  | CY - LABORATORY - BLOOD BANK | MHHS-Cypress |  |  |  | 151-02470 |  | Northwest & Cypress |  | CY - LABORATORY - BLOOD BANK | [5 empty] | SEAL CRIMPERS, BOTTLE/VIAL/TUBE |  | .needs class | [5 empty] | Genesis BPS | [7 empty] | Covered PM Repair - Biomedical | MHHS-Cypress
NO | NO |  |  |  | 009-04779 |  | GenesisBPS | SE250 |  |  | GH - LABORATORY - BLOOD BANK | MHHS-Greater Heights |  |  |  | 009-04779 |  | Central & Greater Heights |  | GH - LABORATORY - BLOOD BANK | [5 empty] | SEAL CRIMPERS, BOTTLE/VIAL/TUBE |  | .needs class | [5 empty] | Genesis BPS | [7 empty] | Covered PM Repair - Biomedical | MHHS-Greater Heights
NO | NO |  |  |  | 013-35569 |  | Genmed | CA |  | AIL0183231 | MH MG - (STX) - SOUTH TEXAS - NEEDVILLE | MHHS-MG |  | Aspirator (Suction Pump) |  | 013-35569 |  | South |  | MH MG - (STX) - SOUTH TEXAS - NEEDVILLE | [5 empty] | ASPIRATORS |  | ASPIRATORSUCTPUMP-Gen-Med-CA | ASPIRATORSUCTPUMP | CA |  |  |  | Gen-Med | Aspirator (Suction Pump) |  | ASPIRATORSUCTPUMP-Gen-Med-CA |  |  |  |  | No Coverage Specified | MHHS-MG
NO | YES |  |  |  |  | 013-35517 | Genmed | Model A |  | AUL0604831 | MH MG-(STX)-South Texas-Rosenberg | MHHS-MG |  | Aspirator (Suction Pump) |  |  | 013-35517 | South | MHHS-MG | MH MG-(STX)-South Texas-Rosenberg | Exam Room 14 |  |  |  |  | ASPIRATORS | Aspirator (Suction Pump) | ASPIRATORSUCTPUMP-Gen-Med-Model A | ASPIRATORSUCTPUMP | Model A |  |  |  | Gen-Med | Aspirator (Suction Pump) |  | ASPIRATORSUCTPUMP-Gen-Med-Model A |  |  |  |  | Covered PM Repair - Biomedical | MHHS-MG | [8 empty] | ASPIRATORSUCTPUMP | Aspirator (Suction Pump) | Gen-Med
NO | YES |  |  |  | 069-03053 | 069-03053 | Genmed | Model A |  |  | TMC-Cath Lab-Adult (2Hvi) | MHHS-TMC |  | Aspirator (Suction Pump) |  | 069-03053 | 069-03053 | TMC | MHHS-TMC | TMC-Cath Lab-Adult (2Hvi) | TMC - CATH LAB - ADULT (2HVI)q | 2/1/19 |  | 2/1/20 |  | ASPIRATORS | Aspirator (Suction Pump) | ASPIRATORSUCTPUMP-Gen-Med-Model A | ASPIRATORSUCTPUMP | Model A |  |  |  | Gen-Med | Aspirator (Suction Pump) |  | ASPIRATORSUCTPUMP-Gen-Med-Model A |  |  |  |  | Covered PM Repair - Biomedical | MHHS-TMC | [8 empty] | ASPIRATORSUCTPUMP | Aspirator (Suction Pump) | Gen-Med
NO | YES |  |  |  | 069-00266 | 069-00266 | Genmed | Model A |  | WB91160 | TMC-HVI-CIMU (4Hvi) | MHHS-TMC |  | Aspirator (Suction Pump) |  | 069-00266 | 069-00266 | TMC | MHHS-TMC | TMC-HVI-CIMU (4Hvi) | TMC - HVI - CIMU (4HVI) | 2/1/20 |  | 2/1/21 |  | ASPIRATORS | Aspirator (Suction Pump) | ASPIRATORSUCTPUMP-Gen-Med-Model A | ASPIRATORSUCTPUMP | Model A |  |  |  | Gen-Med | Aspirator (Suction Pump) |  | ASPIRATORSUCTPUMP-Gen-Med-Model A |  |  |  |  | Covered PM Repair - Biomedical | MHHS-TMC | [8 empty] | ASPIRATORSUCTPUMP | Aspirator (Suction Pump) | Gen-Med
NO | NO |  |  |  | 069-03207 |  | Genmed | Model A |  |  | TMC - CATH LAB - ADULT (2HVI) | MHHS-TMC |  | Aspirator (Suction Pump) |  | 069-03207 |  | TMC |  | TMC - CATH LAB - ADULT (2HVI) | [5 empty] | ASPIRATORS |  | ASPIRATORSUCTPUMP-Gen-Med-Model A | ASPIRATORSUCTPUMP | Model A |  |  |  | Gen-Med | Aspirator (Suction Pump) |  | ASPIRATORSUCTPUMP-Gen-Med-Model A |  |  |  |  | Covered PM Repair - Biomedical | MHHS-TMC
YES | YES |  |  |  | 142-09244 | 142-09244 | Genstar Tech | 881VR |  | 617-18040086-005 | NE - CENTRAL SUPPLY |  |  |  |  | 142-09244 | 142-09244 | Katy | Memorial Hermann Northeast Hospital | NE - CENTRAL SUPPLY |  | 2/1/20 |  |  |  |  | Regulator, Vacuum | REGULATORVACUUM-Genstar Tech-881VR | [22 empty] | Regulator, Vacuum | REGULATORVACUUM | Regulator, Vacuum | Genstar Tech
YES | YES |  |  |  | 142-09245 | 142-09245 | Genstar Tech | 881VR |  |  | NE - CENTRAL SUPPLY |  |  |  |  | 142-09245 | 142-09245 | Katy | Memorial Hermann Northeast Hospital | NE - CENTRAL SUPPLY | [6 empty] | Regulator, Vacuum | REGULATORVACUUM-Genstar Tech-881VR | [22 empty] | Regulator, Vacuum | REGULATORVACUUM | Regulator, Vacuum | Genstar Tech
YES | YES |  |  |  | 142-09297 | 142-09297 | Genstar Tech | 881VR |  |  | NE - CENTRAL SUPPLY |  |  |  |  | 142-09297 | 142-09297 | Katy | Memorial Hermann Northeast Hospital | NE - CENTRAL SUPPLY | [6 empty] | Regulator, Vacuum | REGULATORVACUUM-Genstar Tech-881VR | [22 empty] | Regulator, Vacuum | REGULATORVACUUM | Regulator, Vacuum | Genstar Tech
YES | YES |  |  |  | 142-09298 | 142-09298 | Genstar Tech | 881VR |  |  | NE - CENTRAL SUPPLY |  |  |  |  | 142-09298 | 142-09298 | Katy | Memorial Hermann Northeast Hospital | NE - CENTRAL SUPPLY | [6 empty] | Regulator, Vacuum | REGULATORVACUUM-Genstar Tech-881VR | [22 empty] | Regulator, Vacuum | REGULATORVACUUM | Regulator, Vacuum | Genstar Tech
YES | YES |  |  |  | 142-09299 | 142-09299 | Genstar Tech | 881VR |  |  | NE - CENTRAL SUPPLY |  |  |  |  | 142-09299 | 142-09299 | Katy | Memorial Hermann Northeast Hospital | NE - CENTRAL SUPPLY | [6 empty] | Regulator, Vacuum | REGULATORVACUUM-Genstar Tech-881VR | [22 empty] | Regulator, Vacuum | REGULATORVACUUM | Regulator, Vacuum | Genstar Tech
YES | YES |  |  |  | 142-09300 | 142-09300 | Genstar Tech | 881VR |  |  | NE - CENTRAL SUPPLY |  |  |  |  | 142-09300 | 142-09300 | Katy | Memorial Hermann Northeast Hospital | NE - CENTRAL SUPPLY | [6 empty] | Regulator, Vacuum | REGULATORVACUUM-Genstar Tech-881VR | [22 empty] | Regulator, Vacuum | REGULATORVACUUM | Regulator, Vacuum | Genstar Tech
YES | YES |  |  |  | 142-09302 | 142-09302 | Genstar Tech | 881VR |  |  | NE - CENTRAL SUPPLY |  |  |  |  | 142-09302 | 142-09302 | Katy | Memorial Hermann Northeast Hospital | NE - CENTRAL SUPPLY | [6 empty] | Regulator, Vacuum | REGULATORVACUUM-Genstar Tech-881VR | [22 empty] | Regulator, Vacuum | REGULATORVACUUM | Regulator, Vacuum | Genstar Tech
YES | YES |  |  |  | 142-09304 | 142-09304 | Genstar Tech | 881VR |  |  | NE - CENTRAL SUPPLY |  |  |  |  | 142-09304 | 142-09304 | Katy | Memorial Hermann Northeast Hospital | NE - CENTRAL SUPPLY | [6 empty] | Regulator, Vacuum | REGULATORVACUUM-Genstar Tech-881VR | [22 empty] | Regulator, Vacuum | REGULATORVACUUM | Regulator, Vacuum | Genstar Tech
YES | YES |  |  |  | 142-09306 | 142-09306 | Genstar Tech | 881VR |  |  | NE - CENTRAL SUPPLY |  |  |  |  | 142-09306 | 142-09306 | Katy | Memorial Hermann Northeast Hospital | NE - CENTRAL SUPPLY | [6 empty] | Regulator, Vacuum | REGULATORVACUUM-Genstar Tech-881VR | [22 empty] | Regulator, Vacuum | REGULATORVACUUM | Regulator, Vacuum | Genstar Tech
YES | YES |  |  |  | 142-09307 | 142-09307 | Genstar Tech | 881VR |  |  | NE - CENTRAL SUPPLY |  |  |  |  | 142-09307 | 142-09307 | Katy | Memorial Hermann Northeast Hospital | NE - CENTRAL SUPPLY | [6 empty] | Regulator, Vacuum | REGULATORVACUUM-Genstar Tech-881VR | [22 empty] | Regulator, Vacuum | REGULATORVACUUM | Regulator, Vacuum | Genstar Tech
YES | YES |  |  |  | 142-09274 | 142-09274 | Genstar Tech | 881VR |  |  | 4th SW ICU |  |  |  |  | 142-09274 | 142-09274 | Katy | Memorial Hermann Northeast Hospital | 4th SW ICU | [6 empty] | Regulator, Vacuum | REGULATORVACUUM-Genstar Tech-881VR | [22 empty] | Regulator, Vacuum | REGULATORVACUUM | Regulator, Vacuum | Genstar Tech
YES | YES |  |  |  | 142-09317 | 142-09317 | Genstar Tech | 881VR-300-DS-C |  | 617-18040086-044 | NE - CENTRAL SUPPLY |  |  |  |  | 142-09317 | 142-09317 | Katy | Memorial Hermann Northeast Hospital | NE - CENTRAL SUPPLY | [6 empty] | Regulator, Vacuum | REGULATORVACUUM-Genstar Tech-881VR | [23 empty] | REGULATORVACUUM | Regulator, Vacuum | Genstar Tech
YES | YES |  |  |  | 142-09318 | 142-09318 | Genstar Tech | 881VR-300-DS-C |  | 617-18040086-016 | NE - CENTRAL SUPPLY |  |  |  |  | 142-09318 | 142-09318 | Katy | Memorial Hermann Northeast Hospital | NE - CENTRAL SUPPLY | [6 empty] | Regulator, Vacuum | REGULATORVACUUM-Genstar Tech-881VR | [23 empty] | REGULATORVACUUM | Regulator, Vacuum | Genstar Tech
YES | YES |  |  |  | 142-09319 | 142-09319 | Genstar Tech | 881VR-300-DS-C |  | 617-18040086-010 | NE - CENTRAL SUPPLY |  |  |  |  | 142-09319 | 142-09319 | Katy | Memorial Hermann Northeast Hospital | NE - CENTRAL SUPPLY | [6 empty] | Regulator, Vacuum | REGULATORVACUUM-Genstar Tech-881VR | [23 empty] | REGULATORVACUUM | Regulator, Vacuum | Genstar Tech
YES | YES |  |  |  | 142-09320 | 142-09320 | Genstar Tech | 881VR-300-DS-C |  | 61K-18010213-050 | NE - CENTRAL SUPPLY |  |  |  |  | 142-09320 | 142-09320 | Katy | Memorial Hermann Northeast Hospital | NE - CENTRAL SUPPLY | [6 empty] | Regulator, Vacuum | REGULATORVACUUM-Genstar Tech-881VR | [23 empty] | REGULATORVACUUM | Regulator, Vacuum | Genstar Tech
YES | YES |  |  |  | 142-09321 | 142-09321 | Genstar Tech | 881VR-300-DS-C |  | 61K-18010213-095 | NE - CENTRAL SUPPLY |  |  |  |  | 142-09321 | 142-09321 | Katy | Memorial Hermann Northeast Hospital | NE - CENTRAL SUPPLY | [6 empty] | Regulator, Vacuum | REGULATORVACUUM-Genstar Tech-881VR | [23 empty] | REGULATORVACUUM | Regulator, Vacuum | Genstar Tech
YES | YES |  |  |  | 142-09322 | 142-09322 | Genstar Tech | 881VR-300-DS-C |  | 617-18040086-015 | NE - CENTRAL SUPPLY |  |  |  |  | 142-09322 | 142-09322 | Katy | Memorial Hermann Northeast Hospital | NE - CENTRAL SUPPLY | [6 empty] | Regulator, Vacuum | REGULATORVACUUM-Genstar Tech-881VR | [23 empty] | REGULATORVACUUM | Regulator, Vacuum | Genstar Tech
YES | YES |  |  |  | 142-09323 | 142-09323 | Genstar Tech | 881VR-300-DS-C |  | 617-18040086-067 | NE - CENTRAL SUPPLY |  |  |  |  | 142-09323 | 142-09323 | Katy | Memorial Hermann Northeast Hospital | NE - CENTRAL SUPPLY | [6 empty] | Regulator, Vacuum | REGULATORVACUUM-Genstar Tech-881VR | [23 empty] | REGULATORVACUUM | Regulator, Vacuum | Genstar Tech
YES | YES |  |  |  | 099-02641 | 099-02641 | Genstar Tech | 881VR-300-OH-D |  |  | ER |  |  |  |  | 099-02641 | 099-02641 | Katy | Memorial Hermann Convenient Care Center in Kingwood (Kingwood CCC) | ER | Triage | [5 empty] | Regulator, Vacuum | REGULATORVACUUM-Genstar Tech-881VR-300-OH-D | [22 empty] | Regulator, Vacuum | REGULATORVACUUM | Regulator, Vacuum | Genstar Tech
YES | YES |  |  |  | 099-02773 | 099-02773 | Genstar Tech | 881VR-300-OH-D |  |  | ER |  |  |  |  | 099-02773 | 099-02773 | Katy | Memorial Hermann Convenient Care Center in Kingwood (Kingwood CCC) | ER | Ex 6 | [5 empty] | Regulator, Vacuum | REGULATORVACUUM-Genstar Tech-881VR-300-OH-D | [22 empty] | Regulator, Vacuum | REGULATORVACUUM | Regulator, Vacuum | Genstar Tech
YES | YES |  |  |  | 099-02757 | 099-02757 | Genstar Tech | 881VR-300-OH-D |  |  | ER |  |  |  |  | 099-02757 | 099-02757 | Katy | Memorial Hermann Convenient Care Center in Kingwood (Kingwood CCC) | ER | Ex 7 | [5 empty] | Regulator, Vacuum | REGULATORVACUUM-Genstar Tech-881VR-300-OH-D | [22 empty] | Regulator, Vacuum | REGULATORVACUUM | Regulator, Vacuum | Genstar Tech
YES | YES |  |  |  | 099-02758 | 099-02758 | Genstar Tech | 881VR-300-OH-D |  |  | ER |  |  |  |  | 099-02758 | 099-02758 | Katy | Memorial Hermann Convenient Care Center in Kingwood (Kingwood CCC) | ER | Ex 5 | [5 empty] | Regulator, Vacuum | REGULATORVACUUM-Genstar Tech-881VR-300-OH-D | [22 empty] | Regulator, Vacuum | REGULATORVACUUM | Regulator, Vacuum | Genstar Tech
YES | YES |  |  |  | 099-02761 | 099-02761 | Genstar Tech | 881VR-300-OH-D |  |  | ER |  |  |  |  | 099-02761 | 099-02761 | Katy | Memorial Hermann Convenient Care Center in Kingwood (Kingwood CCC) | ER | Ex 3 | [5 empty] | Regulator, Vacuum | REGULATORVACUUM-Genstar Tech-881VR-300-OH-D | [22 empty] | Regulator, Vacuum | REGULATORVACUUM | Regulator, Vacuum | Genstar Tech
YES | YES |  |  |  | 099-02764 | 099-02764 | Genstar Tech | 881VR-300-OH-D |  |  | ER |  |  |  |  | 099-02764 | 099-02764 | Katy | Memorial Hermann Convenient Care Center in Kingwood (Kingwood CCC) | ER | Truma 1 | [5 empty] | Regulator, Vacuum | REGULATORVACUUM-Genstar Tech-881VR-300-OH-D | [22 empty] | Regulator, Vacuum | REGULATORVACUUM | Regulator, Vacuum | Genstar Tech
YES | YES |  |  |  | 099-02763 | 099-02763 | Genstar Tech | 881VR-300-OH-D |  |  | ER |  |  |  |  | 099-02763 | 099-02763 | Katy | Memorial Hermann Convenient Care Center in Kingwood (Kingwood CCC) | ER | Truma 1 | [5 empty] | Regulator, Vacuum | REGULATORVACUUM-Genstar Tech-881VR-300-OH-D | [22 empty] | Regulator, Vacuum | REGULATORVACUUM | Regulator, Vacuum | Genstar Tech
YES | YES |  |  |  | 099-02766 | 099-02766 | Genstar Tech | 881VR-300-OH-D |  |  | ER |  |  |  |  | 099-02766 | 099-02766 | Katy | Memorial Hermann Convenient Care Center in Kingwood (Kingwood CCC) | ER | Ex 9 | [5 empty] | Regulator, Vacuum | REGULATORVACUUM-Genstar Tech-881VR-300-OH-D | [22 empty] | Regulator, Vacuum | REGULATORVACUUM | Regulator, Vacuum | Genstar Tech
YES | YES |  |  |  | 61K-18120218-138 | 61K-18120218-138 | Genstar Tech | 881VR-300-OH-T |  | 61K-18120218-138 | Memorial Hermann - Radiology |  |  |  |  | 61K-18120218-138 | 61K-18120218-138 | Central | Memorial Hermann Greater Heights Hospital | Memorial Hermann - Radiology | GH- Radiology UT room 2 |  |  |  | No pm sticker
YES | YES |  |  |  | 074-06349 | 074-06349 | Gentec |  |  |  | West Tower 3 |  |  |  |  | 074-06349 | 074-06349 | Woodlands | Memorial Hermann Hospital Woodlands | West Tower 3 | ICU Room 3111
YES | YES |  |  |  | 241-03353 | 241-03353 | Gentec |  |  |  | TIRR - PCU 5 |  |  |  |  | 241-03353 | 241-03353 | TMC | TIRR Memorial Hermann | TIRR - PCU 5 | TIRR - PCU 5
YES | YES |  |  |  | 009-33290 | 009-33290 | Gentec | Acuum Regulator |  |  | NE-ER |  |  |  |  | 009-33290 | 009-33290 | NE-ER | NE-ER | NE-ER | ER Room3
YES | YES |  |  |  | 000-03969 | 000-03969 | Gentec | 61G-17050247-005 |  | 61G-17050247-005 | SWE-CCC |  |  |  |  | 000-03969 | 000-03969 | Southeast | Memorial Hermann Convenient Care Center in League City (League City CCC) | SWE-CCC | CCC-ER
YES | YES | Serial Number Cnf |  |  | 099-00803 | 099-00803 | Gentec | 811VR-300-OH-T |  | CNF | NE - OR HOLDING |  |  |  |  | 099-00803 | 099-00803 | Katy | Memorial Hermann Northeast Hospital | NE - OR HOLDING | OR HOLDING 5
YES | YES | Serial Number Cnf |  |  | 099-01061 | 099-01061 | Gentec | 811VR-300-OH-T |  | CNF | NE - PACU |  |  |  |  | 099-01061 | 099-01061 | Katy | Memorial Hermann Northeast Hospital | NE - PACU | BAY1
YES | YES | Serial Number Cnf |  |  | 142-05071 | 142-05071 | Gentec | 811VR-300-OH-T |  | CNF | NE - PACU |  |  |  |  | 142-05071 | 142-05071 | Katy | Memorial Hermann Northeast Hospital | NE - PACU | BAY5
YES | YES | Serial Number Cnf |  |  | 142-05013 | 142-05013 | Gentec | 811VR-300-OH-T |  | CNF | NE - PACU |  |  |  |  | 142-05013 | 142-05013 | Katy | Memorial Hermann Northeast Hospital | NE - PACU | BAY4
YES | YES | Serial Number Cnf |  |  | 099-01050 | 099-01050 | Gentec | 811VR-300-OH-T |  | CNF | NE - OR |  |  |  |  | 099-01050 | 099-01050 | Katy | Memorial Hermann Northeast Hospital | NE - OR | OR Hybrid Room
YES | YES | Serial Number Cnf |  |  | 099-06509 | 099-06509 | Gentec | 832VR-200-0-0 |  | CNF | SE OR |  |  |  |  | 099-06509 | 099-06509 | Southeast | Memorial Hermann South East | SE OR | Clean supply
YES | YES | Serial Number Cnf |  |  | 099-04315 | 099-04315 | Gentec | 881vr |  | Cnf | PEARLAND - 4N - MED/SURG |  |  |  |  | 099-04315 | 099-04315 | Pearland | Memorial Hermann Pearland Hospital | PEARLAND - 4N - MED/SURG | 4 north | [5 empty] | Regulator, Vacuum | REGULATORVACUUM-Genstar Tech-881VR | [23 empty] | REGULATORVACUUM | Regulator, Vacuum | Genstar Tech
YES | YES |  |  |  | 029-13257 | 029-13257 | Gentec | 881VR |  |  | WOODLANDS - BIRTH CENTER |  |  |  |  | 029-13257 | 029-13257 | woodlands |  | WOODLANDS - BIRTH CENTER | Room 242 | [5 empty] | Regulator, Vacuum | REGULATORVACUUM-Genstar Tech-881VR | [23 empty] | REGULATORVACUUM | Regulator, Vacuum | Genstar Tech
YES | YES |  |  |  | 029-13456 | 029-13456 | Gentec | 881VR |  |  | WOODLANDS - RESPIRATORY |  |  |  |  | 029-13456 | 029-13456 | woodlands |  | WOODLANDS - RESPIRATORY | [6 empty] | Regulator, Vacuum | REGULATORVACUUM-Genstar Tech-881VR | [23 empty] | REGULATORVACUUM | Regulator, Vacuum | Genstar Tech
YES | YES |  |  |  | 029-13458 | 029-13458 | Gentec | 881VR |  |  | WOODLANDS - RESPIRATORY |  |  |  |  | 029-13458 | 029-13458 | woodlands |  | WOODLANDS - RESPIRATORY | [6 empty] | Regulator, Vacuum | REGULATORVACUUM-Genstar Tech-881VR | [23 empty] | REGULATORVACUUM | Regulator, Vacuum | Genstar Tech
YES | YES |  |  |  | 029-13459 | 029-13459 | Gentec | 881VR | [7 empty] | 029-13459 | 029-13459 | woodlands | [8 empty] | Regulator, Vacuum | REGULATORVACUUM-Genstar Tech-881VR | [23 empty] | REGULATORVACUUM | Regulator, Vacuum | Genstar Tech
YES | YES |  |  |  | 029-13462 | 029-13462 | Gentec | 881VR |  |  | WOODLANDS - NICU |  |  |  |  | 029-13462 | 029-13462 | woodlands |  | WOODLANDS - NICU | [6 empty] | Regulator, Vacuum | REGULATORVACUUM-Genstar Tech-881VR | [23 empty] | REGULATORVACUUM | Regulator, Vacuum | Genstar Tech
YES | YES |  |  |  | 029-13464 | 029-13464 | Gentec | 881VR |  |  | WOODLANDS - Nicu |  |  |  |  | 029-13464 | 029-13464 | woodlands |  | WOODLANDS - Nicu | [6 empty] | Regulator, Vacuum | REGULATORVACUUM-Genstar Tech-881VR | [23 empty] | REGULATORVACUUM | Regulator, Vacuum | Genstar Tech
YES | YES |  |  |  | 029-11415 | 029-11415 | Gentec | 881VR |  |  | CCC in spring |  |  |  |  | 029-11415 | 029-11415 | ccc spring |  | CCC in spring | ER 3 | [5 empty] | Regulator, Vacuum | REGULATORVACUUM-Genstar Tech-881VR | [23 empty] | REGULATORVACUUM | Regulator, Vacuum | Genstar Tech
YES | YES |  |  |  | 029-11413 | 029-11413 | Gentec | 881VR |  |  | CCC in spring |  |  |  |  | 029-11413 | 029-11413 | ccc spring |  | CCC in spring | ER 3 | [5 empty] | Regulator, Vacuum | REGULATORVACUUM-Genstar Tech-881VR | [23 empty] | REGULATORVACUUM | Regulator, Vacuum | Genstar Tech
YES | YES |  |  |  | 029-11414 | 029-11414 | Gentec | 881VR |  |  | CCC in spring |  |  |  |  | 029-11414 | 029-11414 | ccc spring |  | CCC in spring | ER 3 | [5 empty] | Regulator, Vacuum | REGULATORVACUUM-Genstar Tech-881VR | [23 empty] | REGULATORVACUUM | Regulator, Vacuum | Genstar Tech
YES | YES |  |  |  | 029-11408 | 029-11408 | Gentec | 881VR |  |  | CCC in spring |  |  |  |  | 029-11408 | 029-11408 | ccc spring |  | CCC in spring | ER 5 | [5 empty] | Regulator, Vacuum | REGULATORVACUUM-Genstar Tech-881VR | [23 empty] | REGULATORVACUUM | Regulator, Vacuum | Genstar Tech
YES | YES |  |  |  | 029-11409 | 029-11409 | Gentec | 881VR |  |  | CCC in spring |  |  |  |  | 029-11409 | 029-11409 | ccc spring |  | CCC in spring | ER 5 | [5 empty] | Regulator, Vacuum | REGULATORVACUUM-Genstar Tech-881VR | [23 empty] | REGULATORVACUUM | Regulator, Vacuum | Genstar Tech
YES | YES |  |  |  | 029-11456 | 029-11456 | Gentec | 881VR |  |  | CCC in spring |  |  |  |  | 029-11456 | 029-11456 | ccc spring |  | CCC in spring | ER 7 | [5 empty] | Regulator, Vacuum | REGULATORVACUUM-Genstar Tech-881VR | [23 empty] | REGULATORVACUUM | Regulator, Vacuum | Genstar Tech
YES | YES |  |  |  | 029-11455 | 029-11455 | Gentec | 881VR |  |  | CCC in spring |  |  |  |  | 029-11455 | 029-11455 | ccc spring |  | CCC in spring | ER 7 | [5 empty] | Regulator, Vacuum | REGULATORVACUUM-Genstar Tech-881VR | [23 empty] | REGULATORVACUUM | Regulator, Vacuum | Genstar Tech
YES | YES |  |  |  | 029-11454 | 029-11454 | Gentec | 881VR |  |  | CCC in spring |  |  |  |  | 029-11454 | 029-11454 | ccc spring |  | CCC in spring | ER 7 | [5 empty] | Regulator, Vacuum | REGULATORVACUUM-Genstar Tech-881VR | [23 empty] | REGULATORVACUUM | Regulator, Vacuum | Genstar Tech
YES | YES |  |  |  | 029-11442 | 029-11442 | Gentec | 881VR |  |  | CCC in spring |  |  |  |  | 029-11442 | 029-11442 | ccc spring |  | CCC in spring | ER 8 | [5 empty] | Regulator, Vacuum | REGULATORVACUUM-Genstar Tech-881VR | [23 empty] | REGULATORVACUUM | Regulator, Vacuum | Genstar Tech
YES | YES |  |  |  | 029-11443 | 029-11443 | Gentec | 881VR |  |  | CCC in spring |  |  |  |  | 029-11443 | 029-11443 | ccc spring |  | CCC in spring | ER 8 | [5 empty] | Regulator, Vacuum | REGULATORVACUUM-Genstar Tech-881VR | [23 empty] | REGULATORVACUUM | Regulator, Vacuum | Genstar Tech
YES | YES |  |  |  | 029-11441 | 029-11441 | Gentec | 881VR |  |  | CCC in spring |  |  |  |  | 029-11441 | 029-11441 | ccc spring |  | CCC in spring | ER 8 | [5 empty] | Regulator, Vacuum | REGULATORVACUUM-Genstar Tech-881VR | [23 empty] | REGULATORVACUUM | Regulator, Vacuum | Genstar Tech
YES | YES |  |  |  | 029-11472 | 029-11472 | Gentec | 881VR |  |  | CCC in spring |  |  |  |  | 029-11472 | 029-11472 | ccc spring |  | CCC in spring | [6 empty] | Regulator, Vacuum | REGULATORVACUUM-Genstar Tech-881VR | [23 empty] | REGULATORVACUUM | Regulator, Vacuum | Genstar Tech
YES | YES |  |  |  | 029-11437 | 029-11437 | Gentec | 881VR |  |  | CCC in spring |  |  |  |  | 029-11437 | 029-11437 | ccc spring |  | CCC in spring | Room 2 | [5 empty] | Regulator, Vacuum | REGULATORVACUUM-Genstar Tech-881VR | [23 empty] | REGULATORVACUUM | Regulator, Vacuum | Genstar Tech
YES | YES |  |  |  | 029-11438 | 029-11438 | Gentec | 881VR |  |  | CCC in spring |  |  |  |  | 029-11438 | 029-11438 | ccc spring |  | CCC in spring | ER 1 | [5 empty] | Regulator, Vacuum | REGULATORVACUUM-Genstar Tech-881VR | [23 empty] | REGULATORVACUUM | Regulator, Vacuum | Genstar Tech
YES | YES |  |  |  | 029-11440 | 029-11440 | Gentec | 881VR |  |  | CCC in spring |  |  |  |  | 029-11440 | 029-11440 | ccc spring |  | CCC in spring | ER 1 | [5 empty] | Regulator, Vacuum | REGULATORVACUUM-Genstar Tech-881VR | [23 empty] | REGULATORVACUUM | Regulator, Vacuum | Genstar Tech
YES | YES |  |  |  | 029-11416 | 029-11416 | Gentec | 881VR |  |  | CCC in spring |  |  |  |  | 029-11416 | 029-11416 | ccc spring |  | CCC in spring | ER 1 | [5 empty] | Regulator, Vacuum | REGULATORVACUUM-Genstar Tech-881VR | [23 empty] | REGULATORVACUUM | Regulator, Vacuum | Genstar Tech
YES | YES |  |  |  | 074-06308 | 074-06308 | Gentec | 881VR |  |  | Woodland-PCU 4 |  |  |  |  | 074-06308 | 074-06308 |  |  | Woodland-PCU 4 | Room 235 | [6 empty] | REGULATORVACUUM-Genstar Tech-881VR
YES | YES |  |  |  | 074-06297 | 074-06297 | Gentec | 881VR |  |  | WOODLANDS - PEDS |  |  |  |  | 074-06297 | 074-06297 |  |  | WOODLANDS - PEDS | Room 243 | [6 empty] | REGULATORVACUUM-Genstar Tech-881VR
YES | YES |  |  |  | 074-06318 | 074-06318 | Gentec | 881VR |  |  | WOODLANDS - NICU |  |  |  |  | 074-06318 | 074-06318 |  |  | WOODLANDS - NICU | Room 241 | [6 empty] | REGULATORVACUUM-Genstar Tech-881VR
YES | YES | Serial Number 18120218 |  |  | 099-08413 | 099-08413 | Gentec | 881VR |  |  | GH 5 north |  |  |  |  | 099-08413 | 099-08413 |  |  | GH 5 north | Room 024 | [6 empty] | REGULATORVACUUM-Genstar Tech-881VR
YES | YES |  |  |  | 099-08416 | 099-08416 | Gentec | 881VR |  |  | GH 5 north |  |  |  |  | 099-08416 | 099-08416 |  |  | GH 5 north | Room 027 | [6 empty] | REGULATORVACUUM-Genstar Tech-881VR
YES | YES |  |  |  | 099-08387 | 099-08387 | Gentec | 881VR |  |  | GH 5 north |  |  |  |  | 099-08387 | 099-08387 |  |  | GH 5 north | Room 518B | [6 empty] | REGULATORVACUUM-Genstar Tech-881VR
YES | YES |  |  |  | 009-34041 | 009-34041 | Gentec | 881VR |  |  | GH - 3 north |  |  |  |  | 009-34041 | 009-34041 |  |  | GH - 3 north | Room 316A | [6 empty] | REGULATORVACUUM-Genstar Tech-881VR
YES | YES |  |  |  | 009-34043 | 009-34043 | Gentec | 881VR |  |  | GH - 3 north |  |  |  |  | 009-34043 | 009-34043 |  |  | GH - 3 north | [7 empty] | REGULATORVACUUM-Genstar Tech-881VR
YES | YES |  |  |  | 009-34046 | 009-34046 | Gentec | 881VR |  |  | GH - IMU |  |  |  |  | 009-34046 | 009-34046 |  |  | GH - IMU | [7 empty] | REGULATORVACUUM-Genstar Tech-881VR
YES | YES |  |  |  | 009-34048 | 009-34048 | Gentec | 881VR |  |  | GH - IMU |  |  |  |  | 009-34048 | 009-34048 |  |  | GH - IMU | [7 empty] | REGULATORVACUUM-Genstar Tech-881VR
YES | YES |  |  |  | 009-34051 | 009-34051 | Gentec | 881VR |  |  | 3 north |  |  |  |  | 009-34051 | 009-34051 |  |  | 3 north | Room 304 | [6 empty] | REGULATORVACUUM-Genstar Tech-881VR
YES | YES |  |  |  | 099-08299 | 099-08299 | Gentec | 881VR |  | 61K-18070168 | 6 North |  |  |  |  | 099-08299 | 099-08299 | Central | Memorial hermann greater heights hospital | 6 North | Rm 607 | [6 empty] | REGULATORVACUUM-Genstar Tech-881VR
YES | YES |  |  |  | 099-08302 | 099-08302 | Gentec | 881VR |  | 61K-18120218 | 6 North |  |  |  |  | 099-08302 | 099-08302 | Central | Memorial hermann greater heights hospital | 6 North | Rm 614 | [6 empty] | REGULATORVACUUM-Genstar Tech-881VR
YES | YES |  |  |  | 099-08306 | 099-08306 | Gentec | 881VR |  | 61K-18030042 | 6 North |  |  |  |  | 099-08306 | 099-08306 | Central | Memorial hermann greater heights hospital | 6 North | Rm 617 | [6 empty] | REGULATORVACUUM-Genstar Tech-881VR
YES | YES |  |  |  | 099-08199 | 099-08199 | Gentec | 881VR |  | 61K-18070168/151 | [5 empty] | 099-08199 | 099-08199 | Central | Memorial Hermann Hospital greater heights |  | MedSurg | [6 empty] | REGULATORVACUUM-Genstar Tech-881VR
YES | YES | Serial Number 881VR-300-OH-T |  |  | 099-08201 | 099-08201 | Gentec | 881VR |  | 881VR-300-OH-T | [5 empty] | 099-08201 | 099-08201 | Central | Memorial Hermann Hospital greater heights |  | MedSurg | [6 empty] | REGULATORVACUUM-Genstar Tech-881VR
YES | YES | Serial Number Cnf |  |  | 099-08810 | 099-08810 | Gentec | 881VR |  | CNF | SW - ER |  |  |  |  | 099-08810 | 099-08810 | Southwest | Memorial Hermann Southwest Hospital Emergency Center | SW - ER | Trauma 5 |  |  |  | No PM Sticker |  |  | REGULATORVACUUM-Genstar Tech-881VR
YES | YES |  |  |  | 099-08790 | 099-08790 | Gentec | 881VR |  | Nsn | SW - ER |  |  |  |  | 099-08790 | 099-08790 | Southwest | Memorial Hermann Southwest Hospital Emergency Center | SW - ER | Trauma 5 |  |  |  | No PM Sticker |  |  | REGULATORVACUUM-Genstar Tech-881VR
YES | YES |  |  |  | 099-08807 | 099-08807 | Gentec | 881VR |  | Nsn | SW - ER |  |  |  |  | 099-08807 | 099-08807 | Southwest | Memorial Hermann Southwest Hospital Emergency Center | SW - ER | ER Pod A 12 |  |  |  | No PM Sticker |  |  | REGULATORVACUUM-Genstar Tech-881VR
YES | YES | Serial Number CNL |  |  | 099-08815 | 099-08815 | Gentec | 881VR |  | CNL | SW - ER |  |  |  |  | 099-08815 | 099-08815 | Southwest | Memorial Hermann Southwest Hospital Emergency Center | SW - ER | Pod C 43 |  |  |  | No PM Sticker |  |  | REGULATORVACUUM-Genstar Tech-881VR
YES | YES |  |  |  | 099-08818 | 099-08818 | Gentec | 881VR |  | Nsn | SW - ER |  |  |  |  | 099-08818 | 099-08818 | Southwest | Memorial Hermann Southwest Hospital Emergency Center | SW - ER | Pod C 40 |  |  |  | No PM Sticker |  |  | REGULATORVACUUM-Genstar Tech-881VR
YES | YES |  |  |  | 099-14441 | 099-14441 | Gentec | 881VR |  | Nsn | SW - SENIOR MEDICINE |  |  |  |  | 099-14441 | 099-14441 | Southwest | Memorial Hermann Southwest Hospital | SW - SENIOR MEDICINE |  |  |  |  | PM Not Required |  |  | REGULATORVACUUM-Genstar Tech-881VR
YES | YES |  |  |  | 099-14148 | 099-14148 | Gentec | 881vr |  | Nsn | Medsurg |  |  |  |  | 099-14148 | 099-14148 | Southwest | Memorial Hermann Southwest Hospital | Medsurg | Room 1012 |  |  |  | No pm required |  |  | REGULATORVACUUM-Genstar Tech-881VR
YES | YES |  |  |  | 099-14308 | 099-14308 | Gentec | 881vr |  | Nsn | Medsurg |  |  |  |  | 099-14308 | 099-14308 | Southwest | Memorial Hermann Southwest Hospital | Medsurg | Room 1088 |  |  |  | No pm required |  |  | REGULATORVACUUM-Genstar Tech-881VR
YES | YES |  |  |  | 099-14436 | 099-14436 | Gentec | 881VR |  | Nsn | SW - SENIOR MEDICINE |  |  |  |  | 099-14436 | 099-14436 | Southwest | Memorial Hermann Southwest Hospital | SW - SENIOR MEDICINE | Nurse station | 4/1/15 | 3/1/20 |  | PM Not Required |  |  | REGULATORVACUUM-Genstar Tech-881VR
YES | YES |  |  |  | 099-14434 | 099-14434 | Gentec | 881VR |  | Nsn | Med Surg |  |  |  |  | 099-14434 | 099-14434 | Southwest | Memorial Hermann Southwest Hospital | Med Surg |  |  |  |  | No PM Sticker |  |  | REGULATORVACUUM-Genstar Tech-881VR
YES | YES |  |  |  | 099-14306 | 099-14306 | Gentec | 881vr |  | Nsn | 9th floor surgical |  |  |  |  | 099-14306 | 099-14306 | Southwest | Memorial Hermann Southwest Hospital | 9th floor surgical |  |  |  |  | No pm required, no serial number |  |  | REGULATORVACUUM-Genstar Tech-881VR
YES | YES |  |  |  | 099-14450 | 099-14450 | Gentec | 881VR |  | Nsn | SW - MED/SURG FLOORS |  |  |  |  | 099-14450 | 099-14450 | Southwest | Memorial Hermann Southwest Hospital | SW - MED/SURG FLOORS |  | 4/1/15 |  |  | PM Not Required |  |  | REGULATORVACUUM-Genstar Tech-881VR
YES | YES |  |  |  | 099-14447 | 099-14447 | Gentec | 881VR |  | Nsn | SW - MED/SURG FLOORS |  |  |  |  | 099-14447 | 099-14447 | Southwest | Memorial Hermann Southwest Hospital | SW - MED/SURG FLOORS |  | 4/1/15 |  |  | PM Not Required |  |  | REGULATORVACUUM-Genstar Tech-881VR
YES | YES |  |  |  | 099-14297 | 099-14297 | Gentec | 881vr |  | Nsn | SW - Rehab 8th floor |  |  |  |  | 099-14297 | 099-14297 | Southwest | Memorial Hermann Southwest Hospital | SW - Rehab 8th floor |  |  |  |  | No pm required |  |  | REGULATORVACUUM-Genstar Tech-881VR
YES | YES |  |  |  | 099-14433 | 099-14433 | Gentec | 881VR |  | Nsn | SW - 6 |  |  |  |  | 099-14433 | 099-14433 | Southwest | Memorial Hermann Southwest Hospital | SW - 6 |  |  |  |  | No PM Sticker |  |  | REGULATORVACUUM-Genstar Tech-881VR
YES | YES |  |  |  | 099-14426 | 099-14426 | Gentec | 881VR |  | Nsn | SW - Radiology |  |  |  |  | 099-14426 | 099-14426 | Southwest | Memorial Hermann Southwest Hospital | SW - Radiology | CT room 1 |  |  |  | No PM Sticker |  |  | REGULATORVACUUM-Genstar Tech-881VR
YES | YES |  |  |  | 099-14191 | 099-14191 | Gentec | 881vr |  | Nsn | ER B |  |  |  |  | 099-14191 | 099-14191 | Southwest | Memorial Hermann Southwest Hospital | ER B | B28 |  |  |  | No pm required |  |  | REGULATORVACUUM-Genstar Tech-881VR
YES | YES |  |  |  | 099-13313 | 099-13313 | Gentec | 881VR |  | Nsn | SW - ER |  |  |  |  | 099-13313 | 099-13313 | Southwest | Memorial Hermann Southwest Hospital | SW - ER | Trauma 4 |  |  |  | No PM Sticker |  |  | REGULATORVACUUM-Genstar Tech-881VR
YES | YES |  |  |  | 099-12156 | 099-12156 | Gentec | 881vr |  |  | Biomed shop |  |  |  |  | 099-12156 | 099-12156 | TMC | Memorial Hermann-Texas Medical Center | Biomed shop | Biomed shop | [6 empty] | REGULATORVACUUM-Genstar Tech-881VR
YES | YES |  |  |  | 099-11313 | 099-11313 | Gentec | 881vr |  | 17110008/017 | Ace |  |  |  |  | 099-11313 | 099-11313 | TMC | Memorial Hermann-Texas Medical Center | Ace | [7 empty] | REGULATORVACUUM-Genstar Tech-881VR
YES | YES | Serial Number Cnf |  |  | 099-11367 | 099-11367 | Gentec | 881vr |  | Cnf | Cullen-floor 3 |  |  |  |  | 099-11367 | 099-11367 | TMC | Memorial Hermann-Texas Medical Center | Cullen-floor 3 | Micu 16 | [6 empty] | REGULATORVACUUM-Genstar Tech-881VR
YES | YES | Serial Number Cnf |  |  | 099-11372 | 099-11372 | Gentec | 881vr |  | Cnf | Cullen-floor 2 |  |  |  |  | 099-11372 | 099-11372 | TMC | Memorial Hermann-Texas Medical Center | Cullen-floor 2 | Micu 15 | [6 empty] | REGULATORVACUUM-Genstar Tech-881VR
YES | YES |  |  |  | 099-11373 | 099-11373 | Gentec | 881vr |  | 61k180602330047 | Cullen-floor 2 |  |  |  |  | 099-11373 | 099-11373 | TMC | Memorial Hermann-Texas Medical Center | Cullen-floor 2 | Micu 15 | [6 empty] | REGULATORVACUUM-Genstar Tech-881VR
YES | YES |  |  |  | 099-13509 | 099-13509 | Gentec | 881VR |  | Nsn | TMC - CULLEN - MICU (2C) |  |  |  |  | 099-13509 | 099-13509 |  | Memorial Hermann-tmc | TMC - CULLEN - MICU (2C) | Room 7 | 3/1/20 |  |  | No PM Sticker |  |  | REGULATORVACUUM-Genstar Tech-881VR
YES | YES | Serial Number Cnf |  |  | 099-11379 | 099-11379 | Gentec | 881vr |  | Cnf | Cullen-floor 2 |  |  |  |  | 099-11379 | 099-11379 | TMC | Memorial Hermann-Texas Medical Center | Cullen-floor 2 | Micu 5 | [6 empty] | REGULATORVACUUM-Genstar Tech-881VR
YES | YES | Serial Number Cnf |  |  | 099-11374 | 099-11374 | Gentec | 881vr |  | Cnf | Cullen-floor 2 |  |  |  |  | 099-11374 | 099-11374 | TMC | Memorial Hermann-Texas Medical Center | Cullen-floor 2 | Micu 5 | [6 empty] | REGULATORVACUUM-Genstar Tech-881VR
YES | YES |  |  |  | 041-34832 | 041-34832 | Gentec | 881VR-200-0H-c |  | 15040059-051 | Clinical Decison |  |  |  |  | 041-34832 | 041-34832 | North East region | Memorial Herman North East Humble | Clinical Decison | Clinical Decison |  |  |  | No pm date
YES | YES | Serial Number 61G-14040265 |  |  | 041-34833 | 041-34833 | Gentec | 881VR-200-0H-c |  | 61G-14040265 | Clinical Decison |  |  |  |  | 041-34833 | 041-34833 | North East region | Memorial Herman North East Humble | Clinical Decison | Clinical Decison |  |  |  | No pm sticker
YES | YES | Serial Number 61G-14040265 |  |  | 009-33139 | 009-33139 | Gentec | 881VR-200-OH -C |  | 61G-14040265 | SW Ultrasound |  |  |  |  | 009-33139 | 009-33139 | Southwest | Memorial Hermann Southwest Hospital | SW Ultrasound | Ultrasound room 2 |  |  |  | No pm sticker
NO | YES |  |  |  | 005-13094 | 005-13094 | Gentec | 881VR-200-OH-C |  | 15060007-051 | SE- Central Supply | MHHS-Southeast |  |  |  | 005-13094 | 005-13094 | Southeast | Memorial Hermann Southeast Hospital | SE- Central Supply | [5 empty] | REGULATORS, SUCTION |  | REGULATORVACUUM-Genstar Tech-881VR |  |  |  |  | REGULATORVACUUM-Genstar Tech-881VR | [8 empty] | Covered PM Repair - Biomedical | MHHS-Southeast
NO | YES |  |  |  | 013-37315 | 013-37315 | Gentec | 881VR-200-OH-C |  |  | SW-Nursery | MHHS-Southwest |  |  |  | 013-37315 | 013-37315 | Southwest | MHHS-Southwest | SW-Nursery |  | 3/1/16 |  |  |  | REGULATORS, SUCTION | Regulator, Vacuum | REGULATORVACUUM-Genstar Tech-881VR |  |  |  |  | REGULATORVACUUM-Genstar Tech-881VR | [8 empty] | Covered PM Repair - Biomedical | MHHS-Southwest | [8 empty] | REGULATORVACUUM | Regulator, Vacuum | Genstar Tech
YES | YES |  |  |  | 099-04466 | 099-04466 | Gentec | 881vr-200-oh-c |  | 15060007-079 | Pearland - 4N Med |  |  |  |  | 099-04466 | 099-04466 | Pearland | Memorial Hermann Pearland Hospital | Pearland - 4N Med | Room n403 | [5 empty] | Regulator, Vacuum | REGULATORVACUUM-Genstar Tech-881VR | [23 empty] | REGULATORVACUUM | Regulator, Vacuum | Genstar Tech
YES | YES |  |  |  | 099-04467 | 099-04467 | Gentec | 881vr-200-oh-c |  | 007-141 | Pearland - 4N Med |  |  |  |  | 099-04467 | 099-04467 | Pearland | Memorial Hermann Pearland Hospital | Pearland - 4N Med | Room n403 | [5 empty] | Regulator, Vacuum | REGULATORVACUUM-Genstar Tech-881VR | [23 empty] | REGULATORVACUUM | Regulator, Vacuum | Genstar Tech
YES | YES | Serial Number Cnf |  |  | 099-04244 | 099-04244 | Gentec | 881vr-200-oh-c |  | Cnf | PEARLAND - 4N - MED/SURG |  |  |  |  | 099-04244 | 099-04244 | Pearland | Memorial Hermann Pearland Hospital | PEARLAND - 4N - MED/SURG |  | 2/1/20 |  |  | No pm |  | Regulator, Vacuum | REGULATORVACUUM-Genstar Tech-881VR | [23 empty] | REGULATORVACUUM | Regulator, Vacuum | Genstar Tech
YES | YES |  |  |  | 099-04270 | 099-04270 | Gentec | 881VR-200-oh-c |  | 15070170-088 | Med surg |  |  |  |  | 099-04270 | 099-04270 | Pearland | Memorial Hermann Pearland Hospital | Med surg | Room 301 |  |  |  | No pm |  | Regulator, Vacuum | REGULATORVACUUM-Genstar Tech-881VR | [23 empty] | REGULATORVACUUM | Regulator, Vacuum | Genstar Tech
YES | YES |  |  |  | 099-04271 | 099-04271 | Gentec | 881VR-200-oh-c |  | 15050157-025 | PEARLAND - DIALYSIS |  |  |  |  | 099-04271 | 099-04271 | Pearland | Memorial Hermann Pearland Hospital | PEARLAND - DIALYSIS | Room 303 |  |  |  | No pm |  | Regulator, Vacuum | REGULATORVACUUM-Genstar Tech-881VR | [23 empty] | REGULATORVACUUM | Regulator, Vacuum | Genstar Tech
YES | YES |  |  |  | 099-04157 | 099-04157 | Gentec | 881VR-200-OH-C |  | 15050157-037 | PEARLAND - TELEMETRY |  |  |  |  | 099-04157 | 099-04157 | Pearland | Memorial Hermann Pearland Hospital | PEARLAND - TELEMETRY | N306 | [5 empty] | Regulator, Vacuum | REGULATORVACUUM-Genstar Tech-881VR | [23 empty] | REGULATORVACUUM | Regulator, Vacuum | Genstar Tech
YES | YES |  |  |  | 099-04273 | 099-04273 | Gentec | 881VR-200-oh-c |  |  | Med surg |  |  |  |  | 099-04273 | 099-04273 | Pearland | Memorial Hermann Pearland Hospital | Med surg | Room 309 |  |  |  | No pm |  | Regulator, Vacuum | REGULATORVACUUM-Genstar Tech-881VR | [23 empty] | REGULATORVACUUM | Regulator, Vacuum | Genstar Tech
YES | YES | Serial Number Cnf |  |  | 099-04275 | 099-04275 | Gentec | 881VR-200-oh-c |  | Cnf | Med surg |  |  |  |  | 099-04275 | 099-04275 | Pearland | Memorial Hermann Pearland Hospital | Med surg | Room 310 |  |  |  | Could not get to serial |  | Regulator, Vacuum | REGULATORVACUUM-Genstar Tech-881VR | [23 empty] | REGULATORVACUUM | Regulator, Vacuum | Genstar Tech
YES | YES |  |  |  | 099-04106 | 099-04106 | Gentec | 881VR-200-oh-c |  | 15060007-057 | Med surg |  |  |  |  | 099-04106 | 099-04106 | Pearland | Memorial Hermann Pearland Hospital | Med surg | Room 308 |  |  |  | No pm |  | Regulator, Vacuum | REGULATORVACUUM-Genstar Tech-881VR | [23 empty] | REGULATORVACUUM | Regulator, Vacuum | Genstar Tech
YES | YES |  |  |  | 099-02693 | 099-02693 | Gentec | 881VR-200-OH-C |  | 617-18050111-102 | ER |  |  |  |  | 099-02693 | 099-02693 | Katy | Memorial Hermann Convenient Care Center in Kingwood (Kingwood CCC) | ER | Triage | [5 empty] | Regulator, Vacuum | REGULATORVACUUM-Genstar Tech-881VR | [23 empty] | REGULATORVACUUM | Regulator, Vacuum | Genstar Tech
YES | YES |  |  |  | 099-02691 | 099-02691 | Gentec | 881VR-200-OH-C |  | 617-18050111-107 | ER |  |  |  |  | 099-02691 | 099-02691 | Katy | Memorial Hermann Convenient Care Center in Kingwood (Kingwood CCC) | ER | Exam 8 | 2/1/20 |  |  |  |  | Regulator, Vacuum | REGULATORVACUUM-Genstar Tech-881VR | [23 empty] | REGULATORVACUUM | Regulator, Vacuum | Genstar Tech
YES | YES |  |  |  | 099-02687 | 099-02687 | Gentec | 881VR-200-OH-C |  | 617-18050111-105 | ER |  |  |  |  | 099-02687 | 099-02687 | Katy | Memorial Hermann Convenient Care Center in Kingwood (Kingwood CCC) | ER | Exam 4 | [5 empty] | Regulator, Vacuum | REGULATORVACUUM-Genstar Tech-881VR | [23 empty] | REGULATORVACUUM | Regulator, Vacuum | Genstar Tech
YES | YES |  |  |  | 099-02686 | 099-02686 | Gentec | 881VR-200-OH-C |  | 617-18050111-106 | ER |  |  |  |  | 099-02686 | 099-02686 | Katy | Memorial Hermann Convenient Care Center in Kingwood (Kingwood CCC) | ER | Exam 2 | [5 empty] | Regulator, Vacuum | REGULATORVACUUM-Genstar Tech-881VR | [23 empty] | REGULATORVACUUM | Regulator, Vacuum | Genstar Tech
YES | YES |  |  |  | 099-02683 | 099-02683 | Gentec | 881VR-200-OH-C |  | 617-18050111-101 | ER |  |  |  |  | 099-02683 | 099-02683 | Katy | Memorial Hermann Convenient Care Center in Kingwood (Kingwood CCC) | ER | Trauma 1 | 2/1/20 |  |  |  |  | Regulator, Vacuum | REGULATORVACUUM-Genstar Tech-881VR | [23 empty] | REGULATORVACUUM | Regulator, Vacuum | Genstar Tech
YES | YES | Serial Number Cnf |  |  | 099-00815 | 099-00815 | Gentec | 881VR-200-OH-C |  | CNF | OPID - (NE) - KINGWOOD CCC |  |  |  |  | 099-00815 | 099-00815 | Katy | Memorial Hermann Imaging Center - Convenient Care Center in Kingwood | OPID - (NE) - KINGWOOD CCC | Ct control room | [5 empty] | Regulator, Vacuum | REGULATORVACUUM-Genstar Tech-881VR | [23 empty] | REGULATORVACUUM | Regulator, Vacuum | Genstar Tech
YES | YES | Serial Number Cnf |  |  | 099-01037 | 099-01037 | Gentec | 881VR-200-OH-C |  | CNF | NE - ER |  |  |  |  | 099-01037 | 099-01037 | Katy | Memorial Hermann Northeast Hospital | NE - ER | ER 16 | [5 empty] | Regulator, Vacuum | REGULATORVACUUM-Genstar Tech-881VR | [23 empty] | REGULATORVACUUM | Regulator, Vacuum | Genstar Tech
YES | YES | Serial Number Cnf |  |  | 099-01036 | 099-01036 | Gentec | 881VR-200-OH-C |  | CNF | NE - ER |  |  |  |  | 099-01036 | 099-01036 | Katy | Memorial Hermann Northeast Hospital | NE - ER | ER 16 | [5 empty] | Regulator, Vacuum | REGULATORVACUUM-Genstar Tech-881VR | [23 empty] | REGULATORVACUUM | Regulator, Vacuum | Genstar Tech
YES | YES |  |  |  | 099-01181 | 099-01181 | Gentec | 881VR-200-OH-C |  | N/A | [5 empty] | 099-01181 | 099-01181 | Katy | Memorial Hermann Northeast Hospital |  | ER |  |  |  | N/A |  | Regulator, Vacuum | REGULATORVACUUM-Genstar Tech-881VR | [23 empty] | REGULATORVACUUM | Regulator, Vacuum | Genstar Tech
YES | YES | Serial Number Cnf |  |  | 099-01034 | 099-01034 | Gentec | 881VR-200-OH-C |  | CNF | NE - ER |  |  |  |  | 099-01034 | 099-01034 | Katy | Memorial Hermann Northeast Hospital | NE - ER | ER 15 | [5 empty] | Regulator, Vacuum | REGULATORVACUUM-Genstar Tech-881VR | [23 empty] | REGULATORVACUUM | Regulator, Vacuum | Genstar Tech
YES | YES | Serial Number Cnf |  |  | 099-01033 | 099-01033 | Gentec | 881VR-200-OH-C |  | CNF | NE - ER |  |  |  |  | 099-01033 | 099-01033 | Katy | Memorial Hermann Northeast Hospital | NE - ER | ER 15 | [5 empty] | Regulator, Vacuum | REGULATORVACUUM-Genstar Tech-881VR | [23 empty] | REGULATORVACUUM | Regulator, Vacuum | Genstar Tech
YES | YES | Serial Number Cnf |  |  | 099-01031 | 099-01031 | Gentec | 881VR-200-OH-C |  | CNF | NE - ER |  |  |  |  | 099-01031 | 099-01031 | Katy | Memorial Hermann Northeast Hospital | NE - ER | ER 17 | [5 empty] | Regulator, Vacuum | REGULATORVACUUM-Genstar Tech-881VR | [23 empty] | REGULATORVACUUM | Regulator, Vacuum | Genstar Tech
YES | YES |  |  |  | 099-01183 | 099-01183 | Gentec | 881VR-200-OH-C |  |  | ER |  |  |  |  | 099-01183 | 099-01183 | Katy | Memorial Hermann Northeast Hospital | ER | ER |  |  |  | N/A |  | Regulator, Vacuum | REGULATORVACUUM-Genstar Tech-881VR | [23 empty] | REGULATORVACUUM | Regulator, Vacuum | Genstar Tech
YES | YES | Serial Number Cnf |  |  | 099-01030 | 099-01030 | Gentec | 881VR-200-OH-C |  | CNF | NE - ER |  |  |  |  | 099-01030 | 099-01030 | Katy | Memorial Hermann Northeast Hospital | NE - ER | ER 18 | [5 empty] | Regulator, Vacuum | REGULATORVACUUM-Genstar Tech-881VR | [23 empty] | REGULATORVACUUM | Regulator, Vacuum | Genstar Tech
YES | YES | Serial Number Cnf |  |  | 099-01028 | 099-01028 | Gentec | 881VR-200-OH-C |  | CNF | NE - ER |  |  |  |  | 099-01028 | 099-01028 | Katy | Memorial Hermann Northeast Hospital | NE - ER | ER 18 | [5 empty] | Regulator, Vacuum | REGULATORVACUUM-Genstar Tech-881VR | [23 empty] | REGULATORVACUUM | Regulator, Vacuum | Genstar Tech
YES | YES | Serial Number Cnf |  |  | 099-01217 | 099-01217 | Gentec | 881VR-200-OH-C |  | CNF | NE - ER |  |  |  |  | 099-01217 | 099-01217 | Katy | Memorial Hermann Northeast Hospital | NE - ER | ER 20 | [5 empty] | Regulator, Vacuum | REGULATORVACUUM-Genstar Tech-881VR | [23 empty] | REGULATORVACUUM | Regulator, Vacuum | Genstar Tech
YES | YES | Serial Number Cnf |  |  | 099-01218 | 099-01218 | Gentec | 881VR-200-OH-C |  | CNF | NE - ER |  |  |  |  | 099-01218 | 099-01218 | Katy | Memorial Hermann Northeast Hospital | NE - ER | ER 20 | [5 empty] | Regulator, Vacuum | REGULATORVACUUM-Genstar Tech-881VR | [23 empty] | REGULATORVACUUM | Regulator, Vacuum | Genstar Tech
YES | YES | Serial Number Cnf |  |  | 099-01221 | 099-01221 | Gentec | 881VR-200-OH-C |  | CNF | NE - ER |  |  |  |  | 099-01221 | 099-01221 | Katy | Memorial Hermann Northeast Hospital | NE - ER | ER 24 | [5 empty] | Regulator, Vacuum | REGULATORVACUUM-Genstar Tech-881VR | [23 empty] | REGULATORVACUUM | Regulator, Vacuum | Genstar Tech
YES | YES | Serial Number Cnf |  |  | 099-01222 | 099-01222 | Gentec | 881VR-200-OH-C |  | CNF | NE - ER |  |  |  |  | 099-01222 | 099-01222 | Katy | Memorial Hermann Northeast Hospital | NE - ER | ER 24 | [5 empty] | Regulator, Vacuum | REGULATORVACUUM-Genstar Tech-881VR | [23 empty] | REGULATORVACUUM | Regulator, Vacuum | Genstar Tech
YES | YES | Serial Number Cnf |  |  | 099-01224 | 099-01224 | Gentec | 881VR-200-OH-C |  | CNF | NE - ER |  |  |  |  | 099-01224 | 099-01224 | Katy | Memorial Hermann Northeast Hospital | NE - ER | ER 22 | [5 empty] | Regulator, Vacuum | REGULATORVACUUM-Genstar Tech-881VR | [23 empty] | REGULATORVACUUM | Regulator, Vacuum | Genstar Tech
YES | YES | Serial Number Cnf |  |  | 099-01225 | 099-01225 | Gentec | 881VR-200-OH-C |  | CNF | NE - ER |  |  |  |  | 099-01225 | 099-01225 | Katy | Memorial Hermann Northeast Hospital | NE - ER | ER 22 | [5 empty] | Regulator, Vacuum | REGULATORVACUUM-Genstar Tech-881VR | [23 empty] | REGULATORVACUUM | Regulator, Vacuum | Genstar Tech
YES | YES | Serial Number 61g-14070042 |  |  | 099-02289 | 099-02289 | Gentec | 881VR-200-OH-C |  | 61G-14070042 | Cardio |  |  |  |  | 099-02289 | 099-02289 | Katy | Memorial Hermann Northeast Hospital | Cardio | Cardio | [5 empty] | Regulator, Vacuum | REGULATORVACUUM-Genstar Tech-881VR | [23 empty] | REGULATORVACUUM | Regulator, Vacuum | Genstar Tech
YES | YES | Serial Number 61G-14040265 |  |  | 099-02287 | 099-02287 | Gentec | 881VR-200-OH-C |  | 61G-14040265 | Cardio |  |  |  |  | 099-02287 | 099-02287 | Katy | Memorial Hermann Northeast Hospital | Cardio | Cardio | [5 empty] | Regulator, Vacuum | REGULATORVACUUM-Genstar Tech-881VR | [23 empty] | REGULATORVACUUM | Regulator, Vacuum | Genstar Tech
YES | YES | Serial Number 61G-14040265 |  |  | 099-02288 | 099-02288 | Gentec | 881VR-200-OH-C |  | 61G-14040265 | Cardio |  |  |  |  | 099-02288 | 099-02288 | Katy | Memorial Hermann Northeast Hospital | Cardio | Cardio | [5 empty] | Regulator, Vacuum | REGULATORVACUUM-Genstar Tech-881VR | [23 empty] | REGULATORVACUUM | Regulator, Vacuum | Genstar Tech
YES | YES | Serial Number 61g-14070042 |  |  | 099-00031 | 099-00031 | Gentec | 881VR-200-OH-C |  | 61G-14070042 | Cardio |  |  |  |  | 099-00031 | 099-00031 | Katy | Memorial Hermann Northeast Hospital | Cardio | Cardio | [5 empty] | Regulator, Vacuum | REGULATORVACUUM-Genstar Tech-881VR | [23 empty] | REGULATORVACUUM | Regulator, Vacuum | Genstar Tech
YES | YES | Serial Number 61g-14070042 |  |  | 099-01245 | 099-01245 | Gentec | 881VR-200-OH-C |  | 61G-14070042 | Cardio |  |  |  |  | 099-01245 | 099-01245 | Katy | Memorial Hermann Northeast Hospital | Cardio | Cardio | [5 empty] | Regulator, Vacuum | REGULATORVACUUM-Genstar Tech-881VR | [23 empty] | REGULATORVACUUM | Regulator, Vacuum | Genstar Tech
YES | YES |  |  |  | 099-01247 | 099-01247 | Gentec | 881VR-200-OH-C |  | 14100011-013 | Cardio |  |  |  |  | 099-01247 | 099-01247 | Katy | Memorial Hermann Northeast Hospital | Cardio | Cardio storage | 2/1/20 |  |  |  |  | Regulator, Vacuum | REGULATORVACUUM-Genstar Tech-881VR | [23 empty] | REGULATORVACUUM | Regulator, Vacuum | Genstar Tech
YES | YES |  |  |  | 099-01236 | 099-01236 | Gentec | 881VR-200-OH-C |  | 15040059-071 | Cardio |  |  |  |  | 099-01236 | 099-01236 | Katy | Memorial Hermann Northeast Hospital | Cardio | Cardio storage | [5 empty] | Regulator, Vacuum | REGULATORVACUUM-Genstar Tech-881VR | [23 empty] | REGULATORVACUUM | Regulator, Vacuum | Genstar Tech
YES | YES |  |  |  | 099-01242 | 099-01242 | Gentec | 881VR-200-OH-C |  | 14100011-018 | Cardio |  |  |  |  | 099-01242 | 099-01242 | Katy | Memorial Hermann Northeast Hospital | Cardio | Cardio storage | [5 empty] | Regulator, Vacuum | REGULATORVACUUM-Genstar Tech-881VR | [23 empty] | REGULATORVACUUM | Regulator, Vacuum | Genstar Tech
YES | YES | Serial Number 61g-14070042 |  |  | 099-00084 | 099-00084 | Gentec | 881VR-200-OH-C |  | 61G-14070042 | Cardio |  |  |  |  | 099-00084 | 099-00084 | Katy | Memorial Hermann Northeast Hospital | Cardio | Cardio storage | [5 empty] | Regulator, Vacuum | REGULATORVACUUM-Genstar Tech-881VR | [23 empty] | REGULATORVACUUM | Regulator, Vacuum | Genstar Tech
YES | YES |  |  |  | 099-00086 | 099-00086 | Gentec | 881VR-200-OH-C |  | 15040059-076 | Cardio |  |  |  |  | 099-00086 | 099-00086 | Katy | Memorial Hermann Northeast Hospital | Cardio | Cardio storage | [5 empty] | Regulator, Vacuum | REGULATORVACUUM-Genstar Tech-881VR | [23 empty] | REGULATORVACUUM | Regulator, Vacuum | Genstar Tech
YES | YES |  |  |  | 099-00093 | 099-00093 | Gentec | 881VR-200-OH-C |  | 15040059-006 | Cardio |  |  |  |  | 099-00093 | 099-00093 | Katy | Memorial Hermann Northeast Hospital | Cardio | Cardio storage | [5 empty] | Regulator, Vacuum | REGULATORVACUUM-Genstar Tech-881VR | [23 empty] | REGULATORVACUUM | Regulator, Vacuum | Genstar Tech
YES | YES |  |  |  | 099-00087 | 099-00087 | Gentec | 881VR-200-OH-C |  | 15040059-009 | Cardio |  |  |  |  | 099-00087 | 099-00087 | Katy | Memorial Hermann Northeast Hospital | Cardio | Cardio storage | [5 empty] | Regulator, Vacuum | REGULATORVACUUM-Genstar Tech-881VR | [23 empty] | REGULATORVACUUM | Regulator, Vacuum | Genstar Tech
YES | YES | Serial Number 61G-14040265 |  |  | 099-00085 | 099-00085 | Gentec | 881VR-200-OH-C |  | 61G-14040265 | Cardio |  |  |  |  | 099-00085 | 099-00085 | Katy | Memorial Hermann Northeast Hospital | Cardio | Cardio storage | [5 empty] | Regulator, Vacuum | REGULATORVACUUM-Genstar Tech-881VR | [23 empty] | REGULATORVACUUM | Regulator, Vacuum | Genstar Tech
YES | YES | Serial Number 61g-14070042 |  |  | 099-01237 | 099-01237 | Gentec | 881VR-200-OH-C |  | 61G-14070042 | Cardio |  |  |  |  | 099-01237 | 099-01237 | Katy | Memorial Hermann Northeast Hospital | Cardio | Cardio storage | [5 empty] | Regulator, Vacuum | REGULATORVACUUM-Genstar Tech-881VR | [23 empty] | REGULATORVACUUM | Regulator, Vacuum | Genstar Tech
YES | YES | Serial Number 61g-14070042 |  |  | 099-01246 | 099-01246 | Gentec | 881VR-200-OH-C |  | 61G-14070042 | Cardio |  |  |  |  | 099-01246 | 099-01246 | Katy | Memorial Hermann Northeast Hospital | Cardio | Cardio storage | [5 empty] | Regulator, Vacuum | REGULATORVACUUM-Genstar Tech-881VR | [23 empty] | REGULATORVACUUM | Regulator, Vacuum | Genstar Tech
YES | YES | Serial Number 61g-14070042 |  |  | 099-01249 | 099-01249 | Gentec | 881VR-200-OH-C |  | 61G-14070042 | Cardio |  |  |  |  | 099-01249 | 099-01249 | Katy | Memorial Hermann Northeast Hospital | Cardio | Cardio storage | [5 empty] | Regulator, Vacuum | REGULATORVACUUM-Genstar Tech-881VR | [23 empty] | REGULATORVACUUM | Regulator, Vacuum | Genstar Tech
YES | YES |  |  |  | 099-01238 | 099-01238 | Gentec | 881VR-200-OH-C |  | 14100011-008 | Cardio |  |  |  |  | 099-01238 | 099-01238 | Katy | Memorial Hermann Northeast Hospital | Cardio | Cardio storage | [5 empty] | Regulator, Vacuum | REGULATORVACUUM-Genstar Tech-881VR | [23 empty] | REGULATORVACUUM | Regulator, Vacuum | Genstar Tech
YES | YES |  |  |  | 099-01243 | 099-01243 | Gentec | 881VR-200-OH-C |  | 15040059-097 | Cardio |  |  |  |  | 099-01243 | 099-01243 | Katy | Memorial Hermann Northeast Hospital | Cardio | Cardio storage | [5 empty] | Regulator, Vacuum | REGULATORVACUUM-Genstar Tech-881VR | [23 empty] | REGULATORVACUUM | Regulator, Vacuum | Genstar Tech
YES | YES | Serial Number 61g-14070042 |  |  | 099-02293 | 099-02293 | Gentec | 881VR-200-OH-C |  | 61G-14070042 | Cardio |  |  |  |  | 099-02293 | 099-02293 | Katy | Memorial Hermann Northeast Hospital | Cardio | Cardio storage | [5 empty] | Regulator, Vacuum | REGULATORVACUUM-Genstar Tech-881VR | [23 empty] | REGULATORVACUUM | Regulator, Vacuum | Genstar Tech
YES | YES | Serial Number 61g-14070042 |  |  | 099-01239 | 099-01239 | Gentec | 881VR-200-OH-C |  | 61G-14070042 | Cardio |  |  |  |  | 099-01239 | 099-01239 | Katy | Memorial Hermann Northeast Hospital | Cardio | Cardio storage | [5 empty] | Regulator, Vacuum | REGULATORVACUUM-Genstar Tech-881VR | [23 empty] | REGULATORVACUUM | Regulator, Vacuum | Genstar Tech
YES | YES | Serial Number 61G-14040265 |  |  | 099-01244 | 099-01244 | Gentec | 881VR-200-OH-C |  | 61G-14040265 | Cardio |  |  |  |  | 099-01244 | 099-01244 | Katy | Memorial Hermann Northeast Hospital | Cardio | Cardio storage | [5 empty] | Regulator, Vacuum | REGULATORVACUUM-Genstar Tech-881VR | [23 empty] | REGULATORVACUUM | Regulator, Vacuum | Genstar Tech
YES | YES |  |  |  | 099-02294 | 099-02294 | Gentec | 881VR-200-OH-C |  | 15040059-072 | Cardio |  |  |  |  | 099-02294 | 099-02294 | Katy | Memorial Hermann Northeast Hospital | Cardio | Cardio storage | [5 empty] | Regulator, Vacuum | REGULATORVACUUM-Genstar Tech-881VR | [23 empty] | REGULATORVACUUM | Regulator, Vacuum | Genstar Tech
YES | YES | Serial Number 61g-14070042 |  |  | 099-01240 | 099-01240 | Gentec | 881VR-200-OH-C |  | 61G-14070042 | Cardio |  |  |  |  | 099-01240 | 099-01240 | Katy | Memorial Hermann Northeast Hospital | Cardio | Cardio storage | [5 empty] | Regulator, Vacuum | REGULATORVACUUM-Genstar Tech-881VR | [23 empty] | REGULATORVACUUM | Regulator, Vacuum | Genstar Tech
YES | YES |  |  |  | 099-00083 | 099-00083 | Gentec | 881VR-200-OH-C |  | 14100011-012 | Cardio |  |  |  |  | 099-00083 | 099-00083 | Katy | Memorial Hermann Northeast Hospital | Cardio | Cardio storage | [5 empty] | Regulator, Vacuum | REGULATORVACUUM-Genstar Tech-881VR | [23 empty] | REGULATORVACUUM | Regulator, Vacuum | Genstar Tech
YES | YES | Serial Number 61g-14070042 |  |  | 099-02286 | 099-02286 | Gentec | 881VR-200-OH-C |  | 61G-14070042 | Cardio |  |  |  |  | 099-02286 | 099-02286 | Katy | Memorial Hermann Northeast Hospital | Cardio | Cardio storage | [5 empty] | Regulator, Vacuum | REGULATORVACUUM-Genstar Tech-881VR | [23 empty] | REGULATORVACUUM | Regulator, Vacuum | Genstar Tech
YES | YES |  |  |  | 099-02290 | 099-02290 | Gentec | 881VR-200-OH-C |  | 14100011-032 | Cardio |  |  |  |  | 099-02290 | 099-02290 | Katy | Memorial Hermann Northeast Hospital | Cardio | Cardio storage | [5 empty] | Regulator, Vacuum | REGULATORVACUUM-Genstar Tech-881VR | [23 empty] | REGULATORVACUUM | Regulator, Vacuum | Genstar Tech
YES | YES |  |  |  | 099-01660 | 099-01660 | Gentec | 881VR-200-OH-C |  | N/A | [5 empty] | 099-01660 | 099-01660 | Katy | Memorial Hermann Northeast Hospital |  | Floor 2 |  |  |  | N/A |  | Regulator, Vacuum | REGULATORVACUUM-Genstar Tech-881VR | [23 empty] | REGULATORVACUUM | Regulator, Vacuum | Genstar Tech
YES | YES | Serial Number 61G-14040265 |  |  | 142-09292 | 142-09292 | Gentec | 881VR-200-OH-C |  | 61G-14040265 | Central supply |  |  |  |  | 142-09292 | 142-09292 | Katy | Memorial Hermann Northeast Hospital | Central supply | Central supply | [5 empty] | Regulator, Vacuum | REGULATORVACUUM-Genstar Tech-881VR | [23 empty] | REGULATORVACUUM | Regulator, Vacuum | Genstar Tech
YES | YES | Serial Number 61G-14040265 |  |  | 142-09293 | 142-09293 | Gentec | 881VR-200-OH-C |  | 61G-14040265 | Central supply |  |  |  |  | 142-09293 | 142-09293 | Katy | Memorial Hermann Northeast Hospital | Central supply | Central supply | [5 empty] | Regulator, Vacuum | REGULATORVACUUM-Genstar Tech-881VR | [23 empty] | REGULATORVACUUM | Regulator, Vacuum | Genstar Tech
YES | YES |  |  |  | 142-09294 | 142-09294 | Gentec | 881VR-200-OH-C |  | 15040059-090 | Central supply |  |  |  |  | 142-09294 | 142-09294 | Katy | Memorial Hermann Northeast Hospital | Central supply | Central supply | [5 empty] | Regulator, Vacuum | REGULATORVACUUM-Genstar Tech-881VR | [23 empty] | REGULATORVACUUM | Regulator, Vacuum | Genstar Tech
YES | YES | Serial Number Cnf |  |  | 142-09295 | 142-09295 | Gentec | 881VR-200-OH-C |  | Cnf | Central supply |  |  |  |  | 142-09295 | 142-09295 | Katy | Memorial Hermann Northeast Hospital | Central supply | Central supply | [5 empty] | Regulator, Vacuum | REGULATORVACUUM-Genstar Tech-881VR | [23 empty] | REGULATORVACUUM | Regulator, Vacuum | Genstar Tech
YES | YES | Serial Number Cnf |  |  | 142-09301 | 142-09301 | Gentec | 881VR-200-OH-C |  | Cnf | Central supply |  |  |  |  | 142-09301 | 142-09301 | Katy | Memorial Hermann Northeast Hospital | Central supply | Central supply | [5 empty] | Regulator, Vacuum | REGULATORVACUUM-Genstar Tech-881VR | [23 empty] | REGULATORVACUUM | Regulator, Vacuum | Genstar Tech
YES | YES | Serial Number Cnf |  |  | 142-09303 | 142-09303 | Gentec | 881VR-200-OH-C |  | Cnf | Central supply |  |  |  |  | 142-09303 | 142-09303 | Katy | Memorial Hermann Northeast Hospital | Central supply | Central supply | [5 empty] | Regulator, Vacuum | REGULATORVACUUM-Genstar Tech-881VR | [23 empty] | REGULATORVACUUM | Regulator, Vacuum | Genstar Tech
YES | YES | Serial Number Cnf |  |  | 142-09305 | 142-09305 | Gentec | 881VR-200-OH-C |  | Cnf | Central supply |  |  |  |  | 142-09305 | 142-09305 | Katy | Memorial Hermann Northeast Hospital | Central supply | Central supply | [5 empty] | Regulator, Vacuum | REGULATORVACUUM-Genstar Tech-881VR | [23 empty] | REGULATORVACUUM | Regulator, Vacuum | Genstar Tech
YES | YES |  |  |  | 099-10580 | 099-10580 | Gentec | 881VR-200-OH-C |  |  | CVIMU |  |  |  |  | 099-10580 | 099-10580 | Southwest | Memorial Hermann Southwest Hospital - HVI | CVIMU | CVIMU | [6 empty] | REGULATORVACUUM-Genstar Tech-881VR
YES | YES |  |  |  | 099-10544 | 099-10544 | Gentec | 881VR-200-OH-C |  |  | HVI Telemetry Floor |  |  |  |  | 099-10544 | 099-10544 | Southwest | Memorial Hermann Heart | HVI Telemetry Floor | Room X5 137 |  |  |  | New Add - ?AuOne Time Inspection?Au Sticker |  |  | REGULATORVACUUM-Genstar Tech-881VR
YES | YES |  |  |  | 099-10582 | 099-10582 | Gentec | 881VR-200-OH-C |  |  | CVIMU |  |  |  |  | 099-10582 | 099-10582 | Southwest | Memorial Hermann Southwest Hospital - HVI | CVIMU | CVIMU | [6 empty] | REGULATORVACUUM-Genstar Tech-881VR
YES | YES |  |  |  | 099-10583 | 099-10583 | Gentec | 881VR-200-OH-C |  |  | CVIMU |  |  |  |  | 099-10583 | 099-10583 | Southwest | Memorial Hermann Southwest Hospital - HVI | CVIMU | CVIMU | [6 empty] | REGULATORVACUUM-Genstar Tech-881VR
YES | YES |  |  |  | 099-10584 | 099-10584 | Gentec | 881VR-200-OH-C |  |  | CVIMU |  |  |  |  | 099-10584 | 099-10584 | Southwest | Memorial Hermann Southwest Hospital - HVI | CVIMU | CVIMU | [6 empty] | REGULATORVACUUM-Genstar Tech-881VR
YES | YES |  |  |  | 099-10586 | 099-10586 | Gentec | 881VR-200-OH-C |  |  | CVIMU |  |  |  |  | 099-10586 | 099-10586 | Southwest | Memorial Hermann Southwest Hospital - HVI | CVIMU | CVIMU | [6 empty] | REGULATORVACUUM-Genstar Tech-881VR
YES | YES |  |  |  | 099-08517 | 099-08517 | Gentec | 881VR-200-OH-C |  |  | CVIMU |  |  |  |  | 099-08517 | 099-08517 | Southwest | Memorial Hermann Southwest Hospital - HVI | CVIMU | CVIMU | [6 empty] | REGULATORVACUUM-Genstar Tech-881VR
YES | YES |  |  |  | 099-10068 | 099-10068 | Gentec | 881VR-200-OH-C |  |  | Telemetry |  |  |  |  | 099-10068 | 099-10068 | Southwest | Memorial Hermann Heart | Telemetry | [7 empty] | REGULATORVACUUM-Genstar Tech-881VR
YES | YES |  |  |  | 099-08521 | 099-08521 | Gentec | 881VR-200-OH-C |  |  | CVA |  |  |  |  | 099-08521 | 099-08521 | Southwest | Memorial Hermann Southwest Hospital - HVI | CVA | CVA | [6 empty] | REGULATORVACUUM-Genstar Tech-881VR
YES | YES |  |  |  | 099-08522 | 099-08522 | Gentec | 881VR-200-OH-C |  |  | CVA |  |  |  |  | 099-08522 | 099-08522 | Southwest | Memorial Hermann Southwest Hospital - HVI | CVA | CVA | [6 empty] | REGULATORVACUUM-Genstar Tech-881VR
YES | YES |  |  |  | 099-10062 | 099-10062 | Gentec | 881VR-200-OH-C |  |  | SW - HVI - TELEMETRY |  |  |  |  | 099-10062 | 099-10062 | Southwest | Memorial Hermann Heart | SW - HVI - TELEMETRY | CVA16 | [6 empty] | REGULATORVACUUM-Genstar Tech-881VR
YES | YES |  |  |  | 099-08525 | 099-08525 | Gentec | 881VR-200-OH-C |  |  | CVICU |  |  |  |  | 099-08525 | 099-08525 | Southwest | Memorial Hermann Southwest Hospital | CVICU | CVICU | [6 empty] | REGULATORVACUUM-Genstar Tech-881VR
YES | YES |  |  |  | 099-08526 | 099-08526 | Gentec | 881VR-200-OH-C |  |  | CVICU |  |  |  |  | 099-08526 | 099-08526 | Southwest | Memorial Hermann Southwest Hospital | CVICU | CVICU | [6 empty] | REGULATORVACUUM-Genstar Tech-881VR
YES | YES | Serial Number Lot: 61G-14040265 |  |  | 099-10625 | 099-10625 | Gentec | 881VR-200-OH-C |  | Lot: 61G-14040265 | SW - HVI - CV ICU |  |  |  |  | 099-10625 | 099-10625 | Southwest | Memorial Hermann Heart | SW - HVI - CV ICU | Room 2 |  |  |  | New Add - ?AuOne Time Inspection?Au Sticker |  |  | REGULATORVACUUM-Genstar Tech-881VR
YES | YES |  |  |  | 099-10059 | 099-10059 | Gentec | 881VR-200-OH-C |  |  | SW - HVI - TELEMETRY |  |  |  |  | 099-10059 | 099-10059 | Southwest | Memorial Hermann Heart | SW - HVI - TELEMETRY | CVICU9 | [6 empty] | REGULATORVACUUM-Genstar Tech-881VR
YES | YES | Serial Number Lot: 61G-14040265 |  |  | 099-10626 | 099-10626 | Gentec | 881VR-200-OH-C |  | Lot: 61G-14040265 | SW - HVI - CV ICU |  |  |  |  | 099-10626 | 099-10626 | Southwest | Memorial Hermann Heart | SW - HVI - CV ICU | Room 2 |  |  |  | New Add - ?AuOne Time Inspection?Au Sticker |  |  | REGULATORVACUUM-Genstar Tech-881VR
YES | YES |  |  |  | 099-10058 | 099-10058 | Gentec | 881VR-200-OH-C |  |  | SW - HVI - TELEMETRY |  |  |  |  | 099-10058 | 099-10058 | Southwest | Memorial Hermann Heart | SW - HVI - TELEMETRY | CVICU9 | [6 empty] | REGULATORVACUUM-Genstar Tech-881VR
YES | YES |  |  |  | 099-10057 | 099-10057 | Gentec | 881VR-200-OH-C |  |  | CVICU |  |  |  |  | 099-10057 | 099-10057 | Southwest | Memorial Hermann Heart | CVICU | CVICU9 | [6 empty] | REGULATORVACUUM-Genstar Tech-881VR
YES | YES |  |  |  | 099-08528 | 099-08528 | Gentec | 881VR-200-OH-C |  |  | CVICU |  |  |  |  | 099-08528 | 099-08528 | Southwest | Memorial Hermann Southwest Hospital | CVICU | CVICU | [6 empty] | REGULATORVACUUM-Genstar Tech-881VR
YES | YES |  |  |  | 099-08529 | 099-08529 | Gentec | 881VR-200-OH-C |  |  | CVICU |  |  |  |  | 099-08529 | 099-08529 | Southwest | Memorial Hermann Southwest Hospital | CVICU | CVICU | [6 empty] | REGULATORVACUUM-Genstar Tech-881VR
YES | YES |  |  |  | 099-10111 | 099-10111 | Gentec | 881VR-200-OH-C |  |  | CVICU |  |  |  |  | 099-10111 | 099-10111 | Southwest | Memorial Hermann Heart | CVICU | CVICU9 | [6 empty] | REGULATORVACUUM-Genstar Tech-881VR
YES | YES |  |  |  | 099-08532 | 099-08532 | Gentec | 881VR-200-OH-C |  |  | CVICU |  |  |  |  | 099-08532 | 099-08532 | Southwest | Memorial Hermann Southwest Hospital | CVICU | CVICU | [6 empty] | REGULATORVACUUM-Genstar Tech-881VR
YES | YES |  |  |  | 099-08531 | 099-08531 | Gentec | 881VR-200-OH-C |  |  | CVICU |  |  |  |  | 099-08531 | 099-08531 | Southwest | Memorial Hermann Southwest Hospital | CVICU | CVICU | [6 empty] | REGULATORVACUUM-Genstar Tech-881VR
YES | YES |  |  |  | 099-08530 | 099-08530 | Gentec | 881VR-200-OH-C |  |  | CVICU |  |  |  |  | 099-08530 | 099-08530 | Southwest | Memorial Hermann Southwest Hospital | CVICU | CVICU | [6 empty] | REGULATORVACUUM-Genstar Tech-881VR
YES | YES |  |  |  | 099-08533 | 099-08533 | Gentec | 881VR-200-OH-C |  |  | CVICU |  |  |  |  | 099-08533 | 099-08533 | Southwest | Memorial Hermann Southwest Hospital | CVICU | CVICU | [6 empty] | REGULATORVACUUM-Genstar Tech-881VR
YES | YES |  |  |  | 099-10716 | 099-10716 | Gentec | 881VR-200-OH-C |  | Lot: 15070170-012 | 10th Floor |  |  |  |  | 099-10716 | 099-10716 | Southwest | Memorial Hermann Southwest Hospital | 10th Floor | Room 1003 |  |  |  | New Add |  |  | REGULATORVACUUM-Genstar Tech-881VR
YES | YES |  |  |  | 099-10717 | 099-10717 | Gentec | 881VR-200-OH-C |  |  | SW - TELEMETRY |  |  |  |  | 099-10717 | 099-10717 | Southwest | Memorial Hermann Southwest Hospital | SW - TELEMETRY | Room 1011 |  |  |  | New Add - ?AuOne Time Inspection?Au Sticker |  |  | REGULATORVACUUM-Genstar Tech-881VR
YES | YES | Serial Number Lot: 61G-14070042 |  |  | 099-10640 | 099-10640 | Gentec | 881VR-200-OH-C |  | Lot: 61G-14070042 | SW - 10th Floor |  |  |  |  | 099-10640 | 099-10640 | Southwest | Memorial Hermann Southwest Hospital | SW - 10th Floor | Room 1017 |  |  |  | New Add - ?AuOne Time Inspection?Au Sticker |  |  | REGULATORVACUUM-Genstar Tech-881VR
YES | YES |  |  |  | 099-10110 | 099-10110 | Gentec | 881VR-200-OH-C |  |  | SW - TELEMETRY |  |  |  |  | 099-10110 | 099-10110 | Southwest | Memorial Hermann Southwest Hospital | SW - TELEMETRY | [7 empty] | REGULATORVACUUM-Genstar Tech-881VR
YES | YES |  |  |  | 099-10720 | 099-10720 | Gentec | 881VR-200-OH-C |  |  | Respiratory |  |  |  |  | 099-10720 | 099-10720 | Southwest | Memorial Hermann Southwest Hospital | Respiratory | Room 1031 |  |  |  | New Add - ?AuOne Time Inspection?Au Sticker |  |  | REGULATORVACUUM-Genstar Tech-881VR
YES | YES |  |  |  | 099-10102 | 099-10102 | Gentec | 881VR-200-OH-C |  |  | SW - TELEMETRY |  |  |  |  | 099-10102 | 099-10102 | Southwest | Memorial Hermann Southwest Hospital | SW - TELEMETRY | [7 empty] | REGULATORVACUUM-Genstar Tech-881VR
YES | YES |  |  |  | 099-10101 | 099-10101 | Gentec | 881VR-200-OH-C |  |  | SW - TELEMETRY |  |  |  |  | 099-10101 | 099-10101 | Southwest | Memorial Hermann Southwest Hospital | SW - TELEMETRY | [7 empty] | REGULATORVACUUM-Genstar Tech-881VR
YES | YES | Serial Number Lot: 61G-14070042 |  |  | 099-10722 | 099-10722 | Gentec | 881VR-200-OH-C |  | Lot: 61G-14070042 | 10th Floor |  |  |  |  | 099-10722 | 099-10722 | Southwest | Memorial Hermann Southwest Hospital | 10th Floor | Room 1039 |  |  |  | New Add - One Time Inspection Sticker |  |  | REGULATORVACUUM-Genstar Tech-881VR
YES | YES |  |  |  | 099-10103 | 099-10103 | Gentec | 881VR-200-OH-C |  |  | 10th Floor |  |  |  |  | 099-10103 | 099-10103 | Southwest | Memorial Hermann Southwest Hospital | 10th Floor | [7 empty] | REGULATORVACUUM-Genstar Tech-881VR
YES | YES |  |  |  | 099-10109 | 099-10109 | Gentec | 881VR-200-OH-C |  |  | 10th Floor |  |  |  |  | 099-10109 | 099-10109 | Southwest | Memorial Hermann Southwest Hospital | 10th Floor | [7 empty] | REGULATORVACUUM-Genstar Tech-881VR
YES | YES | Serial Number Lot: 61G-14070042 |  |  | 099-10728 | 099-10728 | Gentec | 881VR-200-OH-C |  | Lot: 61G-14070042 | SW - 10th Floor |  |  |  |  | 099-10728 | 099-10728 | Southwest | Memorial Hermann Southwest Hospital | SW - 10th Floor | Room 1067 |  |  |  | New Add - ?AuOne Time Inspection?Au Sticker |  |  | REGULATORVACUUM-Genstar Tech-881VR
YES | YES |  |  |  | 099-10730 | 099-10730 | Gentec | 881VR-200-OH-C |  | Lot: 61G-14070193 | SW - 10th Floor |  |  |  |  | 099-10730 | 099-10730 | Southwest | Memorial Hermann Southwest Hospital | SW - 10th Floor | Room 1067 |  |  |  | New Add - One Time Inspection Sticker |  |  | REGULATORVACUUM-Genstar Tech-881VR
YES | YES | Serial Number Lot: 61G-14070042 |  |  | 099-10733 | 099-10733 | Gentec | 881VR-200-OH-C |  | Lot: 61G-14070042 | SW - 10th Floor |  |  |  |  | 099-10733 | 099-10733 | Southwest | Memorial Hermann Southwest Hospital | SW - 10th Floor | Room 1069 |  |  |  | New Add - One Time Inspection Sticker |  |  | REGULATORVACUUM-Genstar Tech-881VR
YES | YES |  |  |  | 099-10734 | 099-10734 | Gentec | 881VR-200-OH-C |  | Lot: 61G-14070194 | SW - 10th Floor |  |  |  |  | 099-10734 | 099-10734 | Southwest | Memorial Hermann Southwest Hospital | SW - 10th Floor | Room 1069 |  |  |  | New Add - One Time Inspection Sticker |  |  | REGULATORVACUUM-Genstar Tech-881VR
YES | YES | Serial Number Lot: 61G-14070042 |  |  | 099-10739 | 099-10739 | Gentec | 881VR-200-OH-C |  | Lot: 61G-14070042 | SW - 10th Floor |  |  |  |  | 099-10739 | 099-10739 | Southwest | Memorial Hermann Southwest Hospital | SW - 10th Floor | Room 1058 |  |  |  | New Add - One Time Inspection Sticker |  |  | REGULATORVACUUM-Genstar Tech-881VR
YES | YES |  |  |  | 099-10206 | 099-10206 | Gentec | 881VR-200-OH-C |  |  | 10th floor |  |  |  |  | 099-10206 | 099-10206 | Southwest | Memorial Hermann Southwest Hospital | 10th floor | A Wing qpp903 | [6 empty] | REGULATORVACUUM-Genstar Tech-881VR
YES | YES |  |  |  | 099-10204 | 099-10204 | Gentec | 881VR-200-OH-C |  |  | 10th floor |  |  |  |  | 099-10204 | 099-10204 | Southwest | Memorial Hermann Southwest Hospital | 10th floor | A Wing 905 | [6 empty] | REGULATORVACUUM-Genstar Tech-881VR
YES | YES |  |  |  | 099-10202 | 099-10202 | Gentec | 881VR-200-OH-C |  |  | 9th floor |  |  |  |  | 099-10202 | 099-10202 | Southwest | Memorial Hermann Southwest Hospital | 9th floor | B Wing 922 | [6 empty] | REGULATORVACUUM-Genstar Tech-881VR
YES | YES | Serial Number Lot: 61G-14070042 |  |  | 099-10762 | 099-10762 | Gentec | 881VR-200-OH-C |  | Lot: 61G-14070042 | SW - 9th Floor |  |  |  |  | 099-10762 | 099-10762 | Southwest | Memorial Hermann Southwest Hospital | SW - 9th Floor | Room 967 |  |  |  | New Add - One Time Inspection Sticker |  |  | REGULATORVACUUM-Genstar Tech-881VR
YES | YES |  |  |  | 099-10194 | 099-10194 | Gentec | 881VR-200-OH-C |  |  | 9th floor |  |  |  |  | 099-10194 | 099-10194 | Southwest | Memorial Hermann Southwest Hospital | 9th floor | D Wing 961 | [6 empty] | REGULATORVACUUM-Genstar Tech-881VR
YES | YES |  |  |  | 099-10190 | 099-10190 | Gentec | 881VR-200-OH-C |  |  | 8th floor |  |  |  |  | 099-10190 | 099-10190 | Southwest | Memorial Hermann Southwest Hospital | 8th floor | D Wing 855 | [6 empty] | REGULATORVACUUM-Genstar Tech-881VR
NO | YES | Asset Tag 013-37319 |  |  | 013-37319 | 013-37319 | Gentec | 881VR-200-OH-C |  |  | SW-Nursery |  |  |  |  | 013-37319 | 013-37319 | Southwest | MHHS-Southwest | SW-Nursery
YES | YES |  |  |  | 099-08832 | 099-08832 | Gentec | 881VR-200-OH-C |  | Lot: 15050157-058 | SW - ER |  |  |  |  | 099-08832 | 099-08832 | Southwest | Memorial Hermann Southwest Hospital Emergency Center | SW - ER | Triage |  |  |  | New Add |  |  | REGULATORVACUUM-Genstar Tech-881VR
YES | YES |  |  |  | 099-08821 | 099-08821 | Gentec | 881VR-200-OH-C |  | Lot: 16030103-102 | SW - ER |  |  |  |  | 099-08821 | 099-08821 | Southwest | Memorial Hermann Southwest Hospital Emergency Center | SW - ER | Room 1 |  |  |  | New Add |  |  | REGULATORVACUUM-Genstar Tech-881VR
YES | YES |  |  |  | 099-13228 | 099-13228 | Gentec | 881VR-200-OH-C |  | 15050157-062 | SW-ER |  |  |  |  | 099-13228 | 099-13228 | Southwest | Memorial Hermann Southwest Hospital Emergency Center | SW-ER |  |  |  | 3/1/20 | Pod A Room 19 |  |  | REGULATORVACUUM-Genstar Tech-881VR
YES | YES |  |  |  | 099-08971 | 099-08971 | Gentec | 881VR-200-OH-C |  |  | SW - HVI - CLAB |  |  |  |  | 099-08971 | 099-08971 | Southwest | Memorial Hermann Southwest Hospital | SW - HVI - CLAB | CLAB2 | [6 empty] | REGULATORVACUUM-Genstar Tech-881VR
YES | YES |  |  |  | 099-08885 | 099-08885 | Gentec | 881VR-200-OH-C |  | Lot: 15050157-010 | SW - ER |  |  |  |  | 099-08885 | 099-08885 | Southwest | Memorial Hermann Southwest Hospital Emergency Center | SW - ER | Room 11 |  |  |  | New Add |  |  | REGULATORVACUUM-Genstar Tech-881VR
YES | YES |  |  |  | 099-08886 | 099-08886 | Gentec | 881VR-200-OH-C |  | Lot: 15050157-052 | SW - ER |  |  |  |  | 099-08886 | 099-08886 | Southwest | Memorial Hermann Southwest Hospital Emergency Center | SW - ER | Room 11 |  |  |  | New Add |  |  | REGULATORVACUUM-Genstar Tech-881VR
YES | YES |  |  |  | 099-13277 | 099-13277 | Gentec | 881vr-200-oh-c |  |  | 9th |  |  |  |  | 099-13277 | 099-13277 | Southwest | Memorial Hermann Southwest Hospital | 9th | 9th |  | 3/1/20 |  | No PM sticker |  |  | REGULATORVACUUM-Genstar Tech-881VR
YES | YES | Serial Number Cnf |  |  | 099-12050 | 099-12050 | Gentec | 881VR-200-OH-C |  | CNF | Emergancy room |  |  |  |  | 099-12050 | 099-12050 | Southwest | Memorial Hermann Southwest Hospital Emergency Center | Emergancy room | Trauma 4 | [6 empty] | REGULATORVACUUM-Genstar Tech-881VR
YES | YES | Serial Number Cnf |  |  | 005-13099 | 005-13099 | Gentec | 881VR-200-OH-C |  | CNF | SE- Central Supply |  |  |  |  | 005-13099 | 005-13099 | Southeast | Memorial Hermann Southeast Hospital | SE- Central Supply | [7 empty] | REGULATORVACUUM-Genstar Tech-881VR
YES | YES |  |  |  | 881VR-200 | 881VR-209 | Gentec | 881VR-200-OH-C |  | N/A | NE - EMERGENCY CENTER |  |  |  |  | 881VR-200 | 881VR-209 | KATY | NE - ER | NE - EMERGENCY CENTER | NE - ER
YES | YES |  |  |  | 009-33188 | 009-33188 | Gentec | 881VR-200-Oh-C |  | None found | SW - RADIOLOGY |  |  |  |  | 009-33188 | 009-33188 | Southwest | SW Radiology | SW - RADIOLOGY | CT 2
YES | YES | Serial Number 61G-15050059 |  |  | 009-33183 | 009-33183 | Gentec | 881VR-200-OH-C |  | 61G-15050059 | SW - HVI - NONINVASIVE CARDIOLOGY |  |  |  |  | 009-33183 | 009-33183 | Southwest | Memorial Hermann Southwest Hospital | SW - HVI - NONINVASIVE CARDIOLOGY | Mri holding
YES | YES |  |  |  | 009-33144 | 009-33144 | Gentec | 881VR-200-OH-C |  | 61G15050059 | SW -radiology |  |  |  |  | 009-33144 | 009-33144 | Southwest | Memorial Hermann Southwest Hospital | SW -radiology | Nuc med 3
YES | YES |  |  |  | 099-13096 | 099-13096 | Gentec | 881VR-200OH-C |  | 099-13096 | Triage |  |  |  |  | 099-13096 | 099-13096 | Southwest | Memorial Hermann Southwest Hospital Emergency Center | Triage | Triage | [6 empty] | REGULATORVACUUM-Genstar Tech-881VR
YES | YES |  |  |  | 099-13099 | 099-13099 | Gentec | 881VR-200OH-C |  | 099-13099 | SW - RESPIRATORY |  |  |  |  | 099-13099 | 099-13099 | Southwest | Memorial Hermann Southwest Hospital Emergency Center | SW - RESPIRATORY | Trauma 5 | [6 empty] | REGULATORVACUUM-Genstar Tech-881VR
YES | YES |  |  |  | 099-13100 | 099-13100 | Gentec | 881VR-200OH-C |  | 099-13100 | SW - RESPIRATORY |  |  |  |  | 099-13100 | 099-13100 | Southwest | Memorial Hermann Southwest Hospital Emergency Center | SW - RESPIRATORY | Trauma 5 | [6 empty] | REGULATORVACUUM-Genstar Tech-881VR
YES | YES |  |  |  | 099-13105 | 099-13105 | Gentec | 881VR-200OH-C |  | 099-13105 | SW - ER |  |  |  |  | 099-13105 | 099-13105 | Southwest | Memorial Hermann Southwest Hospital Emergency Center | SW - ER | Trauma 2 | [6 empty] | REGULATORVACUUM-Genstar Tech-881VR
YES | YES |  |  |  | 099-13079 | 099-13079 | Gentec | 881VR-200OH-C |  | 099-13079 | SW - ER |  |  |  |  | 099-13079 | 099-13079 | Southwest | Memorial Hermann Southwest Hospital Emergency Center | SW - ER | Pod A 10 | [6 empty] | REGULATORVACUUM-Genstar Tech-881VR
YES | YES |  |  |  | 099-13080 | 099-13080 | Gentec | 881VR-200OH-C |  | 099-13080 | SW - ER |  |  |  |  | 099-13080 | 099-13080 | Southwest | Memorial Hermann Southwest Hospital Emergency Center | SW - ER | Pod A 10 | [6 empty] | REGULATORVACUUM-Genstar Tech-881VR
YES | YES |  |  |  | 099-14317 | 099-14317 | Gentec | 881VR-300-00-A |  | 61K190101330076 | SWE-CCC |  |  |  |  | 099-14317 | 099-14317 | Southeast | Memorial Hermann Convenient Care Center in League City (League City CCC) | SWE-CCC | CCC-ER | [6 empty] | REGULATORVACUUM-Genstar Tech-881VR
YES | YES |  |  |  | 099-14322 | 099-14322 | Gentec | 881VR-300-00-A |  | 61K190101330033 | SWE-CCC |  |  |  |  | 099-14322 | 099-14322 | Southeast | Memorial Hermann Convenient Care Center in League City (League City CCC) | SWE-CCC | CCC-ER | [6 empty] | REGULATORVACUUM-Genstar Tech-881VR
YES | YES |  |  |  | 099-14325 | 099-14325 | Gentec | 881VR-300-00-A |  | 61K190301230094 | SWE-CCC |  |  |  |  | 099-14325 | 099-14325 | Southeast | Memorial Hermann Convenient Care Center in League City (League City CCC) | SWE-CCC | CCC-ER | [6 empty] | REGULATORVACUUM-Genstar Tech-881VR
YES | YES |  |  |  | 099-14328 | 099-14328 | Gentec | 881VR-300-00-A |  | 61K181001820022 | SWE-CCC |  |  |  |  | 099-14328 | 099-14328 | Southeast | Memorial Hermann Convenient Care Center in League City (League City CCC) | SWE-CCC | CCC-ER | [6 empty] | REGULATORVACUUM-Genstar Tech-881VR
YES | YES | Serial Number CNL |  |  | 099-13376 | 099-13376 | Gentec | 881VR-300-00-A |  | CNL | ER |  |  |  |  | 099-13376 | 099-13376 | Southeast | Memorial Hermann Convenient Care Center in League City (League City CCC) | ER | Treatment 6 C1 106 | 3/1/20 | [5 empty] | REGULATORVACUUM-Genstar Tech-881VR
YES | YES | Serial Number CNL |  |  | 000-04000 | 000-04000 | Gentec | 881VR-300-00-A |  | CNL | ER |  |  |  |  | 000-04000 | 000-04000 | Southeast | Memorial Hermann Convenient Care Center in League City (League City CCC) | ER | Treatment 6 C1 106 | [6 empty] | REGULATORVACUUM-Genstar Tech-881VR
YES | YES | Serial Number CNL |  |  | 000-04008 | 000-04008 | Gentec | 881VR-300-00-A |  | CNL | ER |  |  |  |  | 000-04008 | 000-04008 | Southeast | Memorial Hermann Convenient Care Center in League City (League City CCC) | ER | Treatment 6 C1 106 | [6 empty] | REGULATORVACUUM-Genstar Tech-881VR
YES | YES | Serial Number Cnf |  |  | 099-14334 | 099-14334 | Gentec | 881VR-300-00-A |  | Cnf | SWE-CCC |  |  |  |  | 099-14334 | 099-14334 | Southeast | Memorial Hermann Convenient Care Center in League City (League City CCC) | SWE-CCC | CCC-ER | [6 empty] | REGULATORVACUUM-Genstar Tech-881VR
YES | YES | Serial Number Cnf |  |  | 099-14335 | 099-14335 | Gentec | 881VR-300-00-A |  | Cnf | SWE-CCC |  |  |  |  | 099-14335 | 099-14335 | Southeast | Memorial Hermann Convenient Care Center in League City (League City CCC) | SWE-CCC | CCC-ER | [6 empty] | REGULATORVACUUM-Genstar Tech-881VR
YES | YES | Serial Number Cnf |  |  | 099-11395 | 099-11395 | Gentec | 881VR-300-00-A |  | CNF | Cullen 2 MICU |  |  |  |  | 099-11395 | 099-11395 | TMC | Memorial Hermann-Texas Medical Center | Cullen 2 MICU | Room 3 | [6 empty] | REGULATORVACUUM-Genstar Tech-881VR
YES | YES |  |  |  | 151-04377 | 151-04377 | Gentec | 881VR-300-00-A |  | 14040263-157 | MEMORIAL CITY - OUTPATIENT SURGERY |  |  |  |  | 151-04377 | 151-04377 | West | Memorial Hermann - Memorial City | MEMORIAL CITY - OUTPATIENT SURGERY | OPS West Tower 1st Floor W1 300.44 Storage Room
YES | YES |  |  |  | 151-05017 | 151-05017 | Gentec | 881vr-300-0h-t |  | 61g-16080128/169 | Endoscopy |  |  |  |  | 151-05017 | 151-05017 | Northwest | Memorial Hermann Cypress Hospital | Endoscopy | Scope wash Rm | 2/1/19 | 2/1/20 |  |  |  | Regulator, Vacuum | REGULATORVACUUM-Genstar Tech-881VR | [23 empty] | REGULATORVACUUM | Regulator, Vacuum | Genstar Tech
YES | YES |  |  |  | 129-07247 | 129-07247 | Gentec | 881VR-300-AOH-C |  |  | 4 West |  |  |  |  | 129-07247 | 129-07247 | Sugar Land | Memorial Hermann Sugar Land Hospital | 4 West | 4 West | [5 empty] | Regulator, Vacuum | REGULATORVACUUM-Genstar Tech-881VR | [23 empty] | REGULATORVACUUM | Regulator, Vacuum | Genstar Tech
YES | YES |  |  |  | 241-04211 | 241-04211 | Gentec | 881VR-300-DH-D |  |  | TIRR - PCU 3 |  |  |  |  | 241-04211 | 241-04211 | TMC | TIRR Memorial Hermann | TIRR - PCU 3 | TIRR - PCU 3 | [6 empty] | REGULATORVACUUM-Genstar Tech-881VR
YES | YES |  |  |  | 241-04217 | 241-04217 | Gentec | 881VR-300-DH-D |  |  | TIRR - PCU 3C |  |  |  |  | 241-04217 | 241-04217 | TMC | TIRR Memorial Hermann | TIRR - PCU 3C | TIRR - PCU 3C | [6 empty] | REGULATORVACUUM-Genstar Tech-881VR
YES | YES |  |  |  | 241-04259 | 241-04259 | Gentec | 881VR-300-DH-D |  | Lot: 61G-13060159 | TIRR - 2C |  |  |  |  | 241-04259 | 241-04259 | TMC | TIRR Memorial Hermann | TIRR - 2C | Nurses Station |  |  |  | New Add |  |  | REGULATORVACUUM-Genstar Tech-881VR
YES | YES |  |  |  | 099-01436 | 099-01436 | Gentec | 881VR-300-DS-C |  | 617-18040086-065 | NE - 3 WEST TOWER |  |  |  |  | 099-01436 | 099-01436 | Katy | Memorial Hermann Northeast Hospital | NE - 3 WEST TOWER | Equipment storage |  |  |  | No pm |  | Regulator, Vacuum | REGULATORVACUUM-Genstar Tech-881VR | [23 empty] | REGULATORVACUUM | Regulator, Vacuum | Genstar Tech
YES | YES |  |  |  | 099-01437 | 099-01437 | Gentec | 881VR-300-DS-C |  | 617-18040086-112 | NE - 3 WEST TOWER |  |  |  |  | 099-01437 | 099-01437 | Katy | Memorial Hermann Northeast Hospital | NE - 3 WEST TOWER | Equipment storage |  |  |  | No pm |  | Regulator, Vacuum | REGULATORVACUUM-Genstar Tech-881VR | [23 empty] | REGULATORVACUUM | Regulator, Vacuum | Genstar Tech
YES | YES |  |  |  | 099-01449 | 099-01449 | Gentec | 881VR-300-Ds-C | [7 empty] | 099-01449 | 099-01449 | Katy | Memorial Hermann Northeast Hospital |  | 3 West |  |  |  | M/A |  | Regulator, Vacuum | REGULATORVACUUM-Genstar Tech-881VR | [23 empty] | REGULATORVACUUM | Regulator, Vacuum | Genstar Tech
YES | YES |  |  |  | 099-01450 | 099-01450 | Gentec | 881VR-300-Ds-C | [7 empty] | 099-01450 | 099-01450 | Katy | Memorial Hermann Northeast Hospital |  | 3 West |  |  |  | N/A |  | Regulator, Vacuum | REGULATORVACUUM-Genstar Tech-881VR | [23 empty] | REGULATORVACUUM | Regulator, Vacuum | Genstar Tech
YES | YES | Serial Number Cnf |  |  | 099-01438 | 099-01438 | Gentec | 881VR-300-DS-C |  | Cnf | 3 west |  |  |  |  | 099-01438 | 099-01438 | Katy | Memorial Hermann Northeast Hospital | 3 west | W3-04 |  |  |  | No pm. No serial |  | Regulator, Vacuum | REGULATORVACUUM-Genstar Tech-881VR | [23 empty] | REGULATORVACUUM | Regulator, Vacuum | Genstar Tech
YES | YES | Serial Number Cnf |  |  | 099-01440 | 099-01440 | Gentec | 881VR-300-DS-C |  | Cnf | 3 west |  |  |  |  | 099-01440 | 099-01440 | Katy | Memorial Hermann Northeast Hospital | 3 west | W3-04 |  |  |  | No serial |  | Regulator, Vacuum | REGULATORVACUUM-Genstar Tech-881VR | [23 empty] | REGULATORVACUUM | Regulator, Vacuum | Genstar Tech
YES | YES | Asset Tag 099-01441 |  |  | 099-01441 | 099-01441 | Gentec | 881VR-300-DS-C |  | 617-18040086-066 | 3 west |  |  |  |  | 099-01441 | 099-01441 | Katy | Memorial Hermann Northeast Hospital | 3 west | W3-04 | [5 empty] | Regulator, Vacuum | REGULATORVACUUM-Genstar Tech-881VR | [23 empty] | REGULATORVACUUM | Regulator, Vacuum | Genstar Tech
YES | YES | Serial Number Cnf |  |  | 099-01444 | 099-01444 | Gentec | 881VR-300-DS-C |  | Cnf | 3 west |  |  |  |  | 099-01444 | 099-01444 | Katy | Memorial Hermann Northeast Hospital | 3 west | W3-21 |  |  |  | Serial plate missing |  | Regulator, Vacuum | REGULATORVACUUM-Genstar Tech-881VR | [23 empty] | REGULATORVACUUM | Regulator, Vacuum | Genstar Tech
YES | YES | Serial Number Cnf |  |  | 099-01545 | 099-01545 | Gentec | 881VR-300-DS-C |  | Cnf | 3 west |  |  |  |  | 099-01545 | 099-01545 | Katy | Memorial Hermann Northeast Hospital | 3 west | W3-21 |  |  |  | Could not get to serial |  | Regulator, Vacuum | REGULATORVACUUM-Genstar Tech-881VR | [23 empty] | REGULATORVACUUM | Regulator, Vacuum | Genstar Tech
YES | YES |  |  |  | 099-01547 | 099-01547 | Gentec | 881VR-300-DS-C |  | 617-18040086-071 | 3 west |  |  |  |  | 099-01547 | 099-01547 | Katy | Memorial Hermann Northeast Hospital | 3 west | W3-29 | [5 empty] | Regulator, Vacuum | REGULATORVACUUM-Genstar Tech-881VR | [23 empty] | REGULATORVACUUM | Regulator, Vacuum | Genstar Tech
YES | YES |  |  |  | 099-01548 | 099-01548 | Gentec | 881VR-300-DS-C |  | 617-18040086-029 | 3 west |  |  |  |  | 099-01548 | 099-01548 | Katy | Memorial Hermann Northeast Hospital | 3 west | W3-29 | [5 empty] | Regulator, Vacuum | REGULATORVACUUM-Genstar Tech-881VR | [23 empty] | REGULATORVACUUM | Regulator, Vacuum | Genstar Tech
YES | YES | Serial Number Cnf |  |  | 099-01549 | 099-01549 | Gentec | 881VR-300-DS-C |  | Cnf | 3 west |  |  |  |  | 099-01549 | 099-01549 | Katy | Memorial Hermann Northeast Hospital | 3 west | W3-29 | [5 empty] | Regulator, Vacuum | REGULATORVACUUM-Genstar Tech-881VR | [23 empty] | REGULATORVACUUM | Regulator, Vacuum | Genstar Tech
YES | YES | Serial Number Cnf |  |  | 099-01551 | 099-01551 | Gentec | 881VR-300-DS-C |  | Cnf | 3 west |  |  |  |  | 099-01551 | 099-01551 | Katy | Memorial Hermann Northeast Hospital | 3 west | W3-16 |  |  |  | In use |  | Regulator, Vacuum | REGULATORVACUUM-Genstar Tech-881VR | [23 empty] | REGULATORVACUUM | Regulator, Vacuum | Genstar Tech
YES | YES |  |  |  | 099-01554 | 099-01554 | Gentec | 881VR-300-DS-C |  | 617-18040086-082 | 3 west |  |  |  |  | 099-01554 | 099-01554 | Katy | Memorial Hermann Northeast Hospital | 3 west | W3-16 | [5 empty] | Regulator, Vacuum | REGULATORVACUUM-Genstar Tech-881VR | [23 empty] | REGULATORVACUUM | Regulator, Vacuum | Genstar Tech
YES | YES |  |  |  | 099-01711 | 099-01711 | Gentec | 881VR-300-DS-C |  | 61K-18010213-111 | NE - 2 WEST TOWER |  |  |  |  | 099-01711 | 099-01711 | Katy | Memorial Hermann Northeast Hospital | NE - 2 WEST TOWER | By room 03 | [5 empty] | Regulator, Vacuum | REGULATORVACUUM-Genstar Tech-881VR | [23 empty] | REGULATORVACUUM | Regulator, Vacuum | Genstar Tech
YES | YES |  |  |  | 099-01713 | 099-01713 | Gentec | 881VR-300-DS-C |  | 61K18010213-096 | NE - 2 WEST TOWER |  |  |  |  | 099-01713 | 099-01713 | Katy | Memorial Hermann Northeast Hospital | NE - 2 WEST TOWER | By room 03 | [5 empty] | Regulator, Vacuum | REGULATORVACUUM-Genstar Tech-881VR | [23 empty] | REGULATORVACUUM | Regulator, Vacuum | Genstar Tech
YES | YES |  |  |  | 099-01715 | 099-01715 | Gentec | 881VR-300-DS-C |  | 61K-18010213-046 | NE - 2 WEST TOWER |  |  |  |  | 099-01715 | 099-01715 | Katy | Memorial Hermann Northeast Hospital | NE - 2 WEST TOWER | Room w2-08 | [5 empty] | Regulator, Vacuum | REGULATORVACUUM-Genstar Tech-881VR | [23 empty] | REGULATORVACUUM | Regulator, Vacuum | Genstar Tech
YES | YES |  |  |  | 099-01717 | 099-01717 | Gentec | 881VR-300-DS-C |  | 61K-18010213-120 | NE - 2 WEST TOWER |  |  |  |  | 099-01717 | 099-01717 | Katy | Memorial Hermann Northeast Hospital | NE - 2 WEST TOWER | Room w2-08 | [5 empty] | Regulator, Vacuum | REGULATORVACUUM-Genstar Tech-881VR | [23 empty] | REGULATORVACUUM | Regulator, Vacuum | Genstar Tech
YES | YES |  |  |  | 099-01720 | 099-01720 | Gentec | 881VR-300-DS-C |  | 61K-18010213-026 | NE - 2 WEST TOWER |  |  |  |  | 099-01720 | 099-01720 | Katy | Memorial Hermann Northeast Hospital | NE - 2 WEST TOWER | Room 13 | [5 empty] | Regulator, Vacuum | REGULATORVACUUM-Genstar Tech-881VR | [23 empty] | REGULATORVACUUM | Regulator, Vacuum | Genstar Tech
YES | YES |  |  |  | 099-01722 | 099-01722 | Gentec | 881VR-300-DS-C |  | 61K-18010213-098 | NE - 2 WEST TOWER |  |  |  |  | 099-01722 | 099-01722 | Katy | Memorial Hermann Northeast Hospital | NE - 2 WEST TOWER | Room 13 | [5 empty] | Regulator, Vacuum | REGULATORVACUUM-Genstar Tech-881VR | [23 empty] | REGULATORVACUUM | Regulator, Vacuum | Genstar Tech
YES | YES |  |  |  | 099-01724 | 099-01724 | Gentec | 881VR-300-DS-C |  | 617?Ai18040086-070 | NE - 2 WEST TOWER |  |  |  |  | 099-01724 | 099-01724 | Katy | Memorial Hermann Northeast Hospital | NE - 2 WEST TOWER | Room 13 | [5 empty] | Regulator, Vacuum | REGULATORVACUUM-Genstar Tech-881VR | [23 empty] | REGULATORVACUUM | Regulator, Vacuum | Genstar Tech
YES | YES |  |  |  | 099-01727 | 099-01727 | Gentec | 881VR-300-DS-C |  | 61K-18010213-112 | NE - 2 WEST TOWER |  |  |  |  | 099-01727 | 099-01727 | Katy | Memorial Hermann Northeast Hospital | NE - 2 WEST TOWER | W2-20 | [5 empty] | Regulator, Vacuum | REGULATORVACUUM-Genstar Tech-881VR | [23 empty] | REGULATORVACUUM | Regulator, Vacuum | Genstar Tech
YES | YES | Serial Number Cnf |  |  | 099-01556 | 099-01556 | Gentec | 881VR-300-DS-C |  | Cnf | NE - 2 WEST TOWER |  |  |  |  | 099-01556 | 099-01556 | Katy | Memorial Hermann Northeast Hospital | NE - 2 WEST TOWER | W2-20 | [5 empty] | Regulator, Vacuum | REGULATORVACUUM-Genstar Tech-881VR | [23 empty] | REGULATORVACUUM | Regulator, Vacuum | Genstar Tech
YES | YES | Serial Number Cnf |  |  | 099-01674 | 099-01674 | Gentec | 881VR-300-DS-C |  | Cnf | NE - 2 WEST TOWER |  |  |  |  | 099-01674 | 099-01674 | Katy | Memorial Hermann Northeast Hospital | NE - 2 WEST TOWER | W2-25 |  |  |  | In use, could not get serial |  | Regulator, Vacuum | REGULATORVACUUM-Genstar Tech-881VR | [23 empty] | REGULATORVACUUM | Regulator, Vacuum | Genstar Tech
YES | YES | Serial Number 881VR-200-OH-C |  |  | 099-01680 | 099-01680 | Gentec | 881VR-300-DS-C |  | 881VR-200-OH-C | Med surg |  |  |  |  | 099-01680 | 099-01680 | Katy | Memorial Hermann Northeast Hospital | Med surg | C2 213 patient room 13 | [5 empty] | Regulator, Vacuum | REGULATORVACUUM-Genstar Tech-881VR | [23 empty] | REGULATORVACUUM | Regulator, Vacuum | Genstar Tech
YES | YES | Serial Number 61g-14070042 |  |  | 099-01682 | 099-01682 | Gentec | 881VR-300-DS-C |  | 61G-14070042 | Med surg |  |  |  |  | 099-01682 | 099-01682 | Katy | Memorial Hermann Northeast Hospital | Med surg | C2 213 patient room 13 | [5 empty] | Regulator, Vacuum | REGULATORVACUUM-Genstar Tech-881VR | [23 empty] | REGULATORVACUUM | Regulator, Vacuum | Genstar Tech
YES | YES | Serial Number Cnf |  |  | 099-01683 | 099-01683 | Gentec | 881VR-300-DS-C |  | Cnf | Med surg |  |  |  |  | 099-01683 | 099-01683 | Katy | Memorial Hermann Northeast Hospital | Med surg | Room 14 | [5 empty] | Regulator, Vacuum | REGULATORVACUUM-Genstar Tech-881VR | [23 empty] | REGULATORVACUUM | Regulator, Vacuum | Genstar Tech
YES | YES | Serial Number 61g-14070042 |  |  | 099-01686 | 099-01686 | Gentec | 881VR-300-DS-C |  | 61G-14070042 | Med surg |  |  |  |  | 099-01686 | 099-01686 | Katy | Memorial Hermann Northeast Hospital | Med surg | Room 14 | [5 empty] | Regulator, Vacuum | REGULATORVACUUM-Genstar Tech-881VR | [23 empty] | REGULATORVACUUM | Regulator, Vacuum | Genstar Tech
YES | YES | Serial Number 61g-14070042 |  |  | 099-01689 | 099-01689 | Gentec | 881VR-300-DS-C |  | 61G-14070042 | Med surg |  |  |  |  | 099-01689 | 099-01689 | Katy | Memorial Hermann Northeast Hospital | Med surg | Room 17 | [5 empty] | Regulator, Vacuum | REGULATORVACUUM-Genstar Tech-881VR | [23 empty] | REGULATORVACUUM | Regulator, Vacuum | Genstar Tech
YES | YES | Serial Number 61g-14070042 |  |  | 099-01690 | 099-01690 | Gentec | 881VR-300-DS-C |  | 61G-14070042 | Med surg |  |  |  |  | 099-01690 | 099-01690 | Katy | Memorial Hermann Northeast Hospital | Med surg | Room 17 | [5 empty] | Regulator, Vacuum | REGULATORVACUUM-Genstar Tech-881VR | [23 empty] | REGULATORVACUUM | Regulator, Vacuum | Genstar Tech
YES | YES |  |  |  | 099-01692 | 099-01692 | Gentec | 881VR-300-DS-C |  | 15040059-052 | Dialysis |  |  |  |  | 099-01692 | 099-01692 | Katy | Memorial Hermann Northeast Hospital | Dialysis | Room 3 | [5 empty] | Regulator, Vacuum | REGULATORVACUUM-Genstar Tech-881VR | [23 empty] | REGULATORVACUUM | Regulator, Vacuum | Genstar Tech
YES | YES |  |  |  | 142-09311 | 142-09311 | Gentec | 881VR-300-DS-C |  | 617-18040086-069 | NE - CENTRAL SUPPLY |  |  |  |  | 142-09311 | 142-09311 | Katy | Memorial Hermann Northeast Hospital | NE - CENTRAL SUPPLY | [6 empty] | Regulator, Vacuum | REGULATORVACUUM-Genstar Tech-881VR | [23 empty] | REGULATORVACUUM | Regulator, Vacuum | Genstar Tech
YES | YES | Serial Number 61G-14040265 |  |  | 142-09312 | 142-09312 | Gentec | 881VR-300-DS-C |  | 61G-14040265 | NE - CENTRAL SUPPLY |  |  |  |  | 142-09312 | 142-09312 | Katy | Memorial Hermann Northeast Hospital | NE - CENTRAL SUPPLY | [6 empty] | Regulator, Vacuum | REGULATORVACUUM-Genstar Tech-881VR | [23 empty] | REGULATORVACUUM | Regulator, Vacuum | Genstar Tech
YES | YES |  |  |  | 009-33217 | 009-33217 | Gentec | 881VR-300-DS-c |  | 617-18040086-073 | NE -Neuro 4 west |  |  |  |  | 009-33217 | 009-33217 | Katy | Memorial Hermann Northeast Hospital | NE -Neuro 4 west | Neuro solid utility room |  |  |  | No pm sticker
YES | YES |  |  |  | 009-34798 | 009-34798 | Gentec | 881VR-300-DS-C |  | 617-18040086-004 | Cardiology NE-3 |  |  |  |  | 009-34798 | 009-34798 | Katy | Memorial Hermann Northeast Hospital | Cardiology NE-3 | Room W3:15 |  |  |  | No pm sticker
YES | YES | Asset Tag 099-01441 |  |  | 099-01441 | 099-01441 | Gentec | 881VR-300-DS-C |  | 617-18040086-066 | Cardiology NE-3 |  |  |  |  | 099-01441 | 099-01441 | Katy | Memorial Hermann Northeast Hospital | Cardiology NE-3 | Room W3:15 |  |  |  | No pm sticker
YES | YES |  |  |  | 099-01420 | 099-01420 | Gentec | 881VR-300-DS-D |  | 61G-15060282 | Med surg |  |  |  |  | 099-01420 | 099-01420 | Katy | Memorial Hermann Northeast Hospital | Med surg | W4-05 | 2/1/20 |  |  | No pm |  | Regulator, Vacuum | REGULATORVACUUM-Genstar Tech-881VR | [23 empty] | REGULATORVACUUM | Regulator, Vacuum | Genstar Tech
YES | YES |  |  |  | 099-01426 | 099-01426 | Gentec | 881VR-300-DS-D |  | 617?Ai18040086-023 | Med surg |  |  |  |  | 099-01426 | 099-01426 | Katy | Memorial Hermann Northeast Hospital | Med surg | W4-13 | [5 empty] | Regulator, Vacuum | REGULATORVACUUM-Genstar Tech-881VR | [23 empty] | REGULATORVACUUM | Regulator, Vacuum | Genstar Tech
YES | YES |  |  |  | 099-01428 | 099-01428 | Gentec | 881VR-300-DS-D |  | 617-18040086-006 | Med surg |  |  |  |  | 099-01428 | 099-01428 | Katy | Memorial Hermann Northeast Hospital | Med surg | W4-13 |  |  |  | No pm |  | Regulator, Vacuum | REGULATORVACUUM-Genstar Tech-881VR | [23 empty] | REGULATORVACUUM | Regulator, Vacuum | Genstar Tech
YES | YES | Serial Number Cnf |  |  | 099-01431 | 099-01431 | Gentec | 881VR-300-DS-D |  | Cnf | Med surg |  |  |  |  | 099-01431 | 099-01431 | Katy | Memorial Hermann Northeast Hospital | Med surg | W4-19 |  |  |  | Could not get serial |  | Regulator, Vacuum | REGULATORVACUUM-Genstar Tech-881VR | [23 empty] | REGULATORVACUUM | Regulator, Vacuum | Genstar Tech
YES | YES |  |  |  | 142-09316 | 142-09316 | Gentec | 881VR-300-DS-D |  | 142-09316 | NE - CENTRAL SUPPLY |  |  |  |  | 142-09316 | 142-09316 | Katy | Memorial Hermann Northeast Hospital | NE - CENTRAL SUPPLY | [6 empty] | Regulator, Vacuum | REGULATORVACUUM-Genstar Tech-881VR | [23 empty] | REGULATORVACUUM | Regulator, Vacuum | Genstar Tech
YES | YES |  |  |  | 142-05220 | 142-05220 | Gentec | 881VR-300-DS-T |  | 142-05220 | NE - CENTRAL SUPPLY |  |  |  |  | 142-05220 | 142-05220 | Katy | Memorial Hermann Northeast Hospital | NE - CENTRAL SUPPLY | [6 empty] | Regulator, Vacuum | REGULATORVACUUM-Genstar Tech-881VR | [23 empty] | REGULATORVACUUM | Regulator, Vacuum | Genstar Tech
YES | YES |  |  |  | 142-05051 | 142-05051 | Gentec | 881VR-300-DS-T |  |  | WOODLANDS - PCU6 |  |  |  |  | 142-05051 | 142-05051 | Woodlands | Memorial Hermann The Woodlands Medical Center | WOODLANDS - PCU6 | PCU6 | [6 empty] | REGULATORVACUUM-Genstar Tech-881VR
YES | YES |  |  |  | 142-05086 | 142-05086 | Gentec | 881VR-300-DS-T |  |  | WOODLANDS - PCU6 |  |  |  |  | 142-05086 | 142-05086 | Woodlands | Memorial Hermann The Woodlands Medical Center | WOODLANDS - PCU6 | PCU6 | [6 empty] | REGULATORVACUUM-Genstar Tech-881VR
YES | YES |  |  |  | 074-06149 | 074-06149 | Gentec | 881VR-300-DS-T |  |  | WOODLANDS - PCU6 |  |  |  |  | 074-06149 | 074-06149 | Woodlands | Memorial Hermann The Woodlands Medical Center | WOODLANDS - PCU6 | PCU6 | [6 empty] | REGULATORVACUUM-Genstar Tech-881VR
YES | YES |  |  |  | 074-06150 | 074-06150 | Gentec | 881VR-300-DS-T |  |  | WOODLANDS - PCU6 |  |  |  |  | 074-06150 | 074-06150 | Woodlands | Memorial Hermann The Woodlands Medical Center | WOODLANDS - PCU6 | PCU6 | [6 empty] | REGULATORVACUUM-Genstar Tech-881VR
YES | YES |  |  |  | 074-06159 | 074-06159 | Gentec | 881VR-300-DS-T |  |  | PCI 5 |  |  |  |  | 074-06159 | 074-06159 | Woodlands | Memorial Hermann The Woodlands Medical Center | PCI 5 | PCU 5 | [6 empty] | REGULATORVACUUM-Genstar Tech-881VR
YES | YES | Serial Number Cnf |  |  | 129-06195 | 129-06195 | Gentec | 881VR-300-OH-C |  | Cnf | Biomed |  |  |  |  | 129-06195 | 129-06195 | Sugar Land | Memorial Hermann Sugar Land Hospital | Biomed | Biomed shop | [5 empty] | Regulator, Vacuum | REGULATORVACUUM-Genstar Tech-881VR-300-OH-D | [23 empty] | REGULATORVACUUM | Regulator, Vacuum | Genstar Tech
YES | YES |  |  |  | 129-06189 | 129-06189 | GENTEC | 881VR-300-OH-C |  |  | SUGAR LAND - ER |  |  |  |  | 129-06189 | 129-06189 | Sugar Land | Memorial Hermann Sugar Land Hospital | SUGAR LAND - ER | L | [5 empty] | Regulator, Vacuum | REGULATORVACUUM-Genstar Tech-881VR-300-OH-D | [23 empty] | REGULATORVACUUM | Regulator, Vacuum | Genstar Tech
YES | YES |  |  |  | 129-06199 | 129-06199 | Gentec | 881VR-300-OH-C |  |  | L |  |  |  |  | 129-06199 | 129-06199 | Sugar Land | Memorial Hermann Sugar Land Hospital | L | L | [5 empty] | Regulator, Vacuum | REGULATORVACUUM-Genstar Tech-881VR-300-OH-D | [23 empty] | REGULATORVACUUM | Regulator, Vacuum | Genstar Tech
YES | YES |  |  |  | 129-06188 | 129-06188 | Gentec | 881VR-300-OH-C |  |  | L |  |  |  |  | 129-06188 | 129-06188 | Sugar Land | Memorial Hermann Sugar Land Hospital | L | L | [5 empty] | Regulator, Vacuum | REGULATORVACUUM-Genstar Tech-881VR-300-OH-D | [23 empty] | REGULATORVACUUM | Regulator, Vacuum | Genstar Tech
YES | YES |  |  |  | 129-06194 | 129-06194 | Gentec | 881VR-300-OH-C |  |  | L |  |  |  |  | 129-06194 | 129-06194 | Sugar Land | Memorial Hermann Sugar Land Hospital | L | L | [5 empty] | Regulator, Vacuum | REGULATORVACUUM-Genstar Tech-881VR-300-OH-D | [23 empty] | REGULATORVACUUM | Regulator, Vacuum | Genstar Tech
YES | YES | Serial Number 61G-14060215 |  |  | 129-06197 | 129-06197 | GENTEC | 881VR-300-OH-C |  | 61G-14060215 | SUGAR LAND - NURSERY |  |  |  |  | 129-06197 | 129-06197 | Sugar Land | Memorial Hermann Sugar Land Hospital | SUGAR LAND - NURSERY | NICU | [5 empty] | Regulator, Vacuum | REGULATORVACUUM-Genstar Tech-881VR-300-OH-D | [23 empty] | REGULATORVACUUM | Regulator, Vacuum | Genstar Tech
YES | YES |  |  |  | 129-06204 | 129-06204 | Gentec | 881VR-300-OH-C |  |  | Nursery |  |  |  |  | 129-06204 | 129-06204 | Sugar Land | Memorial Hermann Sugar Land Hospital | Nursery | Nursery | [5 empty] | Regulator, Vacuum | REGULATORVACUUM-Genstar Tech-881VR-300-OH-D | [23 empty] | REGULATORVACUUM | Regulator, Vacuum | Genstar Tech
YES | YES |  |  |  | 129-06201 | 129-06201 | GENTEC | 881VR-300-OH-C |  |  | SUGAR LAND - NURSERY |  |  |  |  | 129-06201 | 129-06201 | Sugar Land | Memorial Hermann Sugar Land Hospital | SUGAR LAND - NURSERY | L | [5 empty] | Regulator, Vacuum | REGULATORVACUUM-Genstar Tech-881VR-300-OH-D | [23 empty] | REGULATORVACUUM | Regulator, Vacuum | Genstar Tech
YES | YES |  |  |  | 129-06206 | 129-06206 | Gentec | 881VR-300-OH-C | [7 empty] | 129-06206 | 129-06206 | [9 empty] | Regulator, Vacuum | REGULATORVACUUM-Genstar Tech-881VR-300-OH-D | [23 empty] | REGULATORVACUUM | Regulator, Vacuum | Genstar Tech
YES | YES |  |  |  | 129-06196 | 129-06196 | Gentec | 881VR-300-OH-C |  |  | Nursery |  |  |  |  | 129-06196 | 129-06196 | Sugar Land | Memorial Hermann Sugar Land Hospital | Nursery | Nursery | [5 empty] | Regulator, Vacuum | REGULATORVACUUM-Genstar Tech-881VR-300-OH-D | [23 empty] | REGULATORVACUUM | Regulator, Vacuum | Genstar Tech
YES | YES |  |  |  | 099-08993 | 099-08993 | Gentec | 881VR-300-OH-C |  | 61K-19010130-088 | Endoscopy |  |  |  |  | 099-08993 | 099-08993 | Memorial Hermann Hospital - Southwest | Memorial Hermann Hospital - Southwest | Endoscopy | Endoscopy |  |  |  | No pm
YES | YES | Asset Tag 009-34055 |  |  | 009-34055 | 009-34055 | Gentec | 881VR-300-OH-C |  |  | SW Endoscopy |  |  |  |  | 009-34055 | 009-34055 | Southwest | Memorial Hermann Southwest Hospital | SW Endoscopy | SW Endoscopy
YES | YES |  |  |  | 583-01581 | 583-01581 | Gentec | 881VR-300-OH-C |  |  | SW Endoscopy |  |  |  |  | 583-01581 | 583-01581 | Southwest | Memorial Hermann Southwest Hospital | SW Endoscopy | SW Endoscopy
YES | YES |  |  |  | 583-01582 | 583-01582 | Gentec | 881VR-300-OH-C |  |  | SW Endoscopy |  |  |  |  | 583-01582 | 583-01582 | Southwest | Memorial Hermann Southwest Hospital | SW Endoscopy | SW Endoscopy
YES | YES |  |  |  | 099-14063 | 099-14063 | Gentec | 881VR-300-OH-D |  | 61K-17120236/370 | SW - RESPIRATORY |  |  |  |  | 099-14063 | 099-14063 | Southwest | Memorial Hermann Southwest Hospital | SW - RESPIRATORY | Clean Equipment storage in NICU |  |  | 3/1/20 |  |  |  | REGULATORVACUUM-Genstar Tech-881VR-300-OH-D
YES | YES |  |  |  | 099-11394 | 099-11394 | Gentec | 881VR-300-OH-D |  |  | Cullen 2 MICU |  |  |  |  | 099-11394 | 099-11394 | TMC | Memorial Hermann-Texas Medical Center | Cullen 2 MICU | Room 3 | [6 empty] | REGULATORVACUUM-Genstar Tech-881VR-300-OH-D
YES | YES |  |  |  | 099-11049 | 099-11049 | Gentec | 881VR-300-OH-D |  | NSN | ENT ICU |  |  |  |  | 099-11049 | 099-11049 | TMC | Memorial Hermann-Texas Medical Center | ENT ICU | Room 1 | [6 empty] | REGULATORVACUUM-Genstar Tech-881VR-300-OH-D
YES | YES |  |  |  | 099-11402 | 099-11402 | Gentec | 881VR-300-OH-D |  |  | Cullen 2 MICU |  |  |  |  | 099-11402 | 099-11402 | TMC | Memorial Hermann-Texas Medical Center | Cullen 2 MICU | Room 4 | [6 empty] | REGULATORVACUUM-Genstar Tech-881VR-300-OH-D
YES | YES |  |  |  | 099-11064 | 099-11064 | gentec | 881VR-300-OH-D |  | 099-11064 | TMC - CULLEN - MIMU (2C) |  |  |  |  | 099-11064 | 099-11064 | TMC | Memorial Hermann-Texas Medical Center | TMC - CULLEN - MIMU (2C) | [7 empty] | REGULATORVACUUM-Genstar Tech-881VR-300-OH-D
YES | YES |  |  |  | 099-11249 | 099-11249 | Gentec | 881VR-300-OH-D |  |  | TMC - HERMANN - STICU (3HP) |  |  |  |  | 099-11249 | 099-11249 | TMC | Memorial Hermann-Texas Medical Center | TMC - HERMANN - STICU (3HP) | TMC - HERMANN -STICU (3HP) | [6 empty] | REGULATORVACUUM-Genstar Tech-881VR-300-OH-D
YES | YES | Asset Tag Rm417 |  |  | Rm417 | Rm 417 | Gentec | 881VR-300-OH-D |  | 61G-1705277/028 | MEMORIAL CITY - EAST TOWER - IMCU |  |  |  |  | Rm417 | Rm 417 | West |  | MEMORIAL CITY - EAST TOWER - IMCU
YES | YES | Asset Tag Rm417 |  |  | Rm417 | Rm417 | Gentec | 881VR-300-OH-D |  | Rm417 | MEMORIAL CITY - EAST TOWER - IMCU |  |  |  |  | Rm417 | Rm417 | West |  | MEMORIAL CITY - EAST TOWER - IMCU
NO | YES |  |  |  | 133-09471 | 133-09471 | Gentec | 881VR-300-OH-T |  | 133-09471 | 2nd floor | MHHS-Katy |  | Regulator, Vacuum |  | 133-09471 | 133-09471 | Katy | Katy | 2nd floor | Ambulatory |  |  |  | No pm | REGULATORS, SUCTION | Regulator, Vacuum | REGULATORVACUUM-Genstar Tech-881VR-300-OH-D | REGULATORVACUUM | 881VR-300-OH-D |  |  |  | Genstar Tech | Regulator, Vacuum |  |  | REGULATORVACUUM-Genstar Tech-881VR-300-OH-D |  |  |  | Covered PM Repair - Biomedical | MHHS-Katy | [8 empty] | REGULATORVACUUM | Regulator, Vacuum | Genstar Tech
NO | YES |  |  |  | 133-09372 | 133-09372 | Gentec | 881VR-300-OH-T |  | 15090006-032 | Katy-IMU | MHHS-Katy |  | Regulator, Vacuum |  | 133-09372 | 133-09372 | Katy | MHHS-Katy | Katy-IMU | IMU | 2/1/20 |  |  | No pm | REGULATORS, SUCTION | Regulator, Vacuum | REGULATORVACUUM-Genstar Tech-881VR-300-OH-D | REGULATORVACUUM | 881VR-300-OH-D |  |  |  | Genstar Tech | Regulator, Vacuum |  |  | REGULATORVACUUM-Genstar Tech-881VR-300-OH-D | 7/1/21 |  |  | Not Covered Vendor Only - Biomedical | MHHS-Katy | [8 empty] | REGULATORVACUUM | Regulator, Vacuum | Genstar Tech
NO | YES |  |  |  | 133-09375 | 133-09375 | Gentec | 881VR-300-OH-T |  | 133-09375 | Katy-IMU | MHHS-Katy |  | Regulator, Vacuum |  | 133-09375 | 133-09375 | Katy | MHHS-Katy | Katy-IMU | IMU |  | 2/1/20 |  | No pm | REGULATORS, SUCTION | Regulator, Vacuum | REGULATORVACUUM-Genstar Tech-881VR-300-OH-D | REGULATORVACUUM | 881VR-300-OH-D |  |  |  | Genstar Tech | Regulator, Vacuum |  |  | REGULATORVACUUM-Genstar Tech-881VR-300-OH-D | 2/7/16 |  |  | Covered PM Repair - Biomedical | MHHS-Katy | [8 empty] | REGULATORVACUUM | Regulator, Vacuum | Genstar Tech
NO | YES |  |  |  | 133-09838 | 133-09838 | Gentec | 881VR-300-OH-T |  | NSN | Katy-OR | MHHS-Katy |  |  |  | 133-09838 | 133-09838 | Katy | MHHS-Katy | Katy-OR | OR1 | 9/1/16 |  |  |  | REGULATORS, SUCTION | Regulator, Vacuum | REGULATORVACUUM-Genstar Tech-881VR-300-OH-D |  |  |  |  | .needs class | [8 empty] | Covered PM Repair - Biomedical | MHHS-Katy | [8 empty] | REGULATORVACUUM | Regulator, Vacuum | Genstar Tech
YES | YES |  |  |  | 151-05112 | 151-05112 | Gentec | 881vR-300-OH-T |  | 61G-17010083/205 | CY Cardic cath lab |  |  |  |  | 151-05112 | 151-05112 | Northwest | Memorial Hermann Cypress Hospital | CY Cardic cath lab | Rm 1 |  | 2/1/20 |  |  |  | Regulator, Vacuum | REGULATORVACUUM-Genstar Tech-881VR-300-OH-D | [23 empty] | REGULATORVACUUM | Regulator, Vacuum | Genstar Tech
YES | YES |  |  |  | 099-04616 | 099-04616 | Gentec | 881VR-300-OH-T |  | 61K19040149068 | PEARLAND - EMERGENCY CENTER |  |  |  |  | 099-04616 | 099-04616 | Pearland | Memorial Hermann Pearland Hospital | PEARLAND - EMERGENCY CENTER | ER 15 | [5 empty] | Regulator, Vacuum | REGULATORVACUUM-Genstar Tech-881VR-300-OH-D | [23 empty] | REGULATORVACUUM | Regulator, Vacuum | Genstar Tech
YES | YES |  |  |  | 099-04620 | 099-04620 | Gentec | 881VR-300-OH-T |  | 61K19041949062 | PEARLAND - EMERGENCY CENTER |  |  |  |  | 099-04620 | 099-04620 | Pearland | Memorial Hermann Pearland Hospital | PEARLAND - EMERGENCY CENTER | ER 14 | [5 empty] | Regulator, Vacuum | REGULATORVACUUM-Genstar Tech-881VR-300-OH-D | [23 empty] | REGULATORVACUUM | Regulator, Vacuum | Genstar Tech
YES | YES |  |  |  | 099-04738 | 099-04738 | Gentec | 881VR-300-OH-T |  | 61K19040149112 | PEARLAND - EMERGENCY CENTER |  |  |  |  | 099-04738 | 099-04738 | Pearland | Memorial Hermann Pearland Hospital | PEARLAND - EMERGENCY CENTER | CDU 11 | [5 empty] | Regulator, Vacuum | REGULATORVACUUM-Genstar Tech-881VR-300-OH-D | [23 empty] | REGULATORVACUUM | Regulator, Vacuum | Genstar Tech
YES | YES |  |  |  | 099-04624 | 099-04624 | Gentec | 881VR-300-OH-T |  | 61K19040149065 | PEARLAND - EMERGENCY CENTER |  |  |  |  | 099-04624 | 099-04624 | Pearland | Memorial Hermann Pearland Hospital | PEARLAND - EMERGENCY CENTER | ER 16 | [5 empty] | Regulator, Vacuum | REGULATORVACUUM-Genstar Tech-881VR-300-OH-D | [23 empty] | REGULATORVACUUM | Regulator, Vacuum | Genstar Tech
YES | YES |  |  |  | 099-04734 | 099-04734 | Gentec | 881VR-300-OH-T |  | 61K19040149078 | PEARLAND - EMERGENCY CENTER |  |  |  |  | 099-04734 | 099-04734 | Pearland | Memorial Hermann Pearland Hospital | PEARLAND - EMERGENCY CENTER | CDU 10 | [5 empty] | Regulator, Vacuum | REGULATORVACUUM-Genstar Tech-881VR-300-OH-D | [23 empty] | REGULATORVACUUM | Regulator, Vacuum | Genstar Tech
YES | YES |  |  |  | 099-04628 | 099-04628 | Gentec | 881VR-300-OH-T |  | 61K19040149072 | PEARLAND - EMERGENCY CENTER |  |  |  |  | 099-04628 | 099-04628 | Pearland | Memorial Hermann Pearland Hospital | PEARLAND - EMERGENCY CENTER | ER 17 | [5 empty] | Regulator, Vacuum | REGULATORVACUUM-Genstar Tech-881VR-300-OH-D | [23 empty] | REGULATORVACUUM | Regulator, Vacuum | Genstar Tech
YES | YES |  |  |  | 099-04714 | 099-04714 | Gentec | 881VR-300-OH-T |  | 61K19040149074 | PEARLAND - EMERGENCY CENTER |  |  |  |  | 099-04714 | 099-04714 | Pearland | Memorial Hermann Pearland Hospital | PEARLAND - EMERGENCY CENTER | CDU 9 | [5 empty] | Regulator, Vacuum | REGULATORVACUUM-Genstar Tech-881VR-300-OH-D | [23 empty] | REGULATORVACUUM | Regulator, Vacuum | Genstar Tech
YES | YES |  |  |  | 099-04691 | 099-04691 | Gentec | 881vR-300-OH-T |  | 61K19040149066 | CDU |  |  |  |  | 099-04691 | 099-04691 | Pearland | Memorial Hermann Pearland Hospital | CDU | CDU16 | 2/1/20 |  |  |  |  | Regulator, Vacuum | REGULATORVACUUM-Genstar Tech-881VR-300-OH-D | [23 empty] | REGULATORVACUUM | Regulator, Vacuum | Genstar Tech
YES | YES |  |  |  | 099-04718 | 099-04718 | Gentec | 881VR-300-OH-T |  | 61K19040149080 | PEARLAND - EMERGENCY CENTER |  |  |  |  | 099-04718 | 099-04718 | Pearland | Memorial Hermann Pearland Hospital | PEARLAND - EMERGENCY CENTER | CDU 8 | [5 empty] | Regulator, Vacuum | REGULATORVACUUM-Genstar Tech-881VR-300-OH-D | [23 empty] | REGULATORVACUUM | Regulator, Vacuum | Genstar Tech
YES | YES |  |  |  | 099-04486 | 099-04486 | Gentec | 881vR-300-OH-T |  | 61K19040149083 | CDU |  |  |  |  | 099-04486 | 099-04486 | Pearland | Memorial Hermann Pearland Hospital | CDU | CDU15 | [5 empty] | Regulator, Vacuum | REGULATORVACUUM-Genstar Tech-881VR-300-OH-D | [23 empty] | REGULATORVACUUM | Regulator, Vacuum | Genstar Tech
YES | YES |  |  |  | 099-04722 | 099-04722 | Gentec | 881VR-300-OH-T |  | 61K19040149077 | PEARLAND - EMERGENCY CENTER |  |  |  |  | 099-04722 | 099-04722 | Pearland | Memorial Hermann Pearland Hospital | PEARLAND - EMERGENCY CENTER | CDU 7 | [5 empty] | Regulator, Vacuum | REGULATORVACUUM-Genstar Tech-881VR-300-OH-D | [23 empty] | REGULATORVACUUM | Regulator, Vacuum | Genstar Tech
YES | YES |  |  |  | 099-04632 | 099-04632 | Gentec | 881VR-300-OH-T |  | 61K19040149067 | Surgery Center |  |  |  |  | 099-04632 | 099-04632 | Pearland | Memorial Hermann Pearland Hospital | Surgery Center | ER 18 | [5 empty] | Regulator, Vacuum | REGULATORVACUUM-Genstar Tech-881VR-300-OH-D | [23 empty] | REGULATORVACUUM | Regulator, Vacuum | Genstar Tech
YES | YES |  |  |  | 099-04726 | 099-04726 | Gentec | 881VR-300-OH-T |  | 61K19040149110 | PEARLAND - EMERGENCY CENTER |  |  |  |  | 099-04726 | 099-04726 | Pearland | Memorial Hermann Pearland Hospital | PEARLAND - EMERGENCY CENTER | CDU 6 | [5 empty] | Regulator, Vacuum | REGULATORVACUUM-Genstar Tech-881VR-300-OH-D | [23 empty] | REGULATORVACUUM | Regulator, Vacuum | Genstar Tech
YES | YES |  |  |  | 099-04490 | 099-04490 | Gentec | 881vR-300-OH-T |  | 61K19040149116 | CDU |  |  |  |  | 099-04490 | 099-04490 | Pearland | Memorial Hermann Pearland Hospital | CDU | CDU14 | [5 empty] | Regulator, Vacuum | REGULATORVACUUM-Genstar Tech-881VR-300-OH-D | [23 empty] | REGULATORVACUUM | Regulator, Vacuum | Genstar Tech
YES | YES |  |  |  | 099-04494 | 099-04494 | Gentec | 881vR-300-OH-T |  | 61K19040149084 | CDU |  |  |  |  | 099-04494 | 099-04494 | Pearland | Memorial Hermann Pearland Hospital | CDU | CDU13 | [5 empty] | Regulator, Vacuum | REGULATORVACUUM-Genstar Tech-881VR-300-OH-D | [23 empty] | REGULATORVACUUM | Regulator, Vacuum | Genstar Tech
YES | YES |  |  |  | 099-04697 | 099-04697 | Gentec | 881vR-300-OH-T |  | 61K19040149076 | CDU |  |  |  |  | 099-04697 | 099-04697 | Pearland | Memorial Hermann Pearland Hospital | CDU | CDU12 | [5 empty] | Regulator, Vacuum | REGULATORVACUUM-Genstar Tech-881VR-300-OH-D | [23 empty] | REGULATORVACUUM | Regulator, Vacuum | Genstar Tech
YES | YES |  |  |  | 133-08968 | 133-08968 | Gentec | 881VR-300-OH-T |  | N/A | PACU |  |  |  |  | 133-08968 | 133-08968 | Katy | Memorial Hermann Katy | PACU | PACU ROom 2 | [5 empty] | Regulator, Vacuum | REGULATORVACUUM-Genstar Tech-881VR-300-OH-D | [23 empty] | REGULATORVACUUM | Regulator, Vacuum | Genstar Tech
YES | YES | Serial Number 61G-14120289(B1) |  |  | 133-08973 | 133-08973 | Gentec | 881VR-300-OH-T |  | 61G-14120289(B1) | KATY - PACU |  |  |  |  | 133-08973 | 133-08973 | Katy | Memorial Hermann Katy Hospital | KATY - PACU | PACU bay 6 | [5 empty] | Regulator, Vacuum | REGULATORVACUUM-Genstar Tech-881VR-300-OH-D | [23 empty] | REGULATORVACUUM | Regulator, Vacuum | Genstar Tech
YES | YES | Serial Number 61G-14120289(B1) |  |  | 133-08974 | 133-08974 | Gentec | 881VR-300-OH-T |  | 61G-14120289(B1) | KATY - PACU |  |  |  |  | 133-08974 | 133-08974 | Katy | Memorial Hermann Katy Hospital | KATY - PACU | PACU bay 6 | [5 empty] | Regulator, Vacuum | REGULATORVACUUM-Genstar Tech-881VR-300-OH-D | [23 empty] | REGULATORVACUUM | Regulator, Vacuum | Genstar Tech
YES | YES | Serial Number 61G-14120289(B1) |  |  | 133-08981 | 133-08981 | Gentec | 881VR-300-OH-T |  | 61G-14120289(B1) | KATY - PACU |  |  |  |  | 133-08981 | 133-08981 | Katy | Memorial Hermann Katy Hospital | KATY - PACU | PACU BAY 15 | [5 empty] | Regulator, Vacuum | REGULATORVACUUM-Genstar Tech-881VR-300-OH-D | [23 empty] | REGULATORVACUUM | Regulator, Vacuum | Genstar Tech
YES | YES | Serial Number 61G-14120289(B1) |  |  | 133-08847 | 133-08847 | Gentec | 881VR-300-OH-T |  | 61G-14120289(B1) | KATY - PACU |  |  |  |  | 133-08847 | 133-08847 | Katy | Memorial Hermann Katy Hospital | KATY - PACU | Recovery 25 |  | 3/1/15 |  |  |  | Regulator, Vacuum | REGULATORVACUUM-Genstar Tech-881VR-300-OH-D | [23 empty] | REGULATORVACUUM | Regulator, Vacuum | Genstar Tech
YES | YES | Serial Number 61G-14120289(B1) |  |  | 133-08983 | 133-08983 | Gentec | 881VR-300-OH-T |  | 61G-14120289(B1) | KATY - PACU |  |  |  |  | 133-08983 | 133-08983 | Katy | Memorial Hermann Katy Hospital | KATY - PACU | PACU BAY 17 | [5 empty] | Regulator, Vacuum | REGULATORVACUUM-Genstar Tech-881VR-300-OH-D | [23 empty] | REGULATORVACUUM | Regulator, Vacuum | Genstar Tech
YES | YES | Serial Number 61G-14120289(B1) |  |  | 133-08842 | 133-08842 | Gentec | 881VR-300-OH-T |  | 61G-14120289(B1) | KATY - PACU |  |  |  |  | 133-08842 | 133-08842 | Katy | Memorial Hermann Katy Hospital | KATY - PACU | PACU BAY 21 | [5 empty] | Regulator, Vacuum | REGULATORVACUUM-Genstar Tech-881VR-300-OH-D | [23 empty] | REGULATORVACUUM | Regulator, Vacuum | Genstar Tech
YES | YES |  |  |  | 133-08984 | 133-08984 | Gentec | 881VR-300-OH-T |  | 61G-14120289 | KATY - PACU |  |  |  |  | 133-08984 | 133-08984 | Katy | Memorial Hermann Katy Hospital | KATY - PACU | Recovery 21 | 5/1/15 |  |  |  |  | Regulator, Vacuum | REGULATORVACUUM-Genstar Tech-881VR-300-OH-D | [23 empty] | REGULATORVACUUM | Regulator, Vacuum | Genstar Tech
YES | YES | Serial Number 61G-14120289(B1) |  |  | 133-08843 | 133-08843 | Gentec | 881VR-300-OH-T |  | 61G-14120289(B1) | KATY - PACU |  |  |  |  | 133-08843 | 133-08843 | Katy | Memorial Hermann Katy Hospital | KATY - PACU | Recovery 21 | 5/1/15 |  |  |  |  | Regulator, Vacuum | REGULATORVACUUM-Genstar Tech-881VR-300-OH-D | [23 empty] | REGULATORVACUUM | Regulator, Vacuum | Genstar Tech
YES | YES | Serial Number 61G-12060045 |  |  | 133-08569 | 133-08569 | Gentec | 881VR-300-OH-T |  | 61G-12060045 | KATY - OR |  |  |  |  | 133-08569 | 133-08569 | Katy | Memorial Hermann Katy Hospital | KATY - OR | OR Storage W2 340.4 | [5 empty] | Regulator, Vacuum | REGULATORVACUUM-Genstar Tech-881VR-300-OH-D | [23 empty] | REGULATORVACUUM | Regulator, Vacuum | Genstar Tech
YES | YES |  |  |  | 099-03191 | 099-03191 | Gentec | 881VR-300-OH-T |  | 16030099-080 | OR |  |  |  |  | 099-03191 | 099-03191 | Katy | Memorial Hermann Katy Hospital | OR | OR 4 |  |  |  | No pm |  | Regulator, Vacuum | REGULATORVACUUM-Genstar Tech-881VR-300-OH-D | [23 empty] | REGULATORVACUUM | Regulator, Vacuum | Genstar Tech
NO | YES |  |  |  | 133-09394 | 133-09394 | Gentec | 881VR-300-OH-T |  | 15070005-049 | 2nd floor |  |  |  |  | 133-09394 | 133-09394 | Katy | Katy | 2nd floor | Ambulatory | 2/1/20 |  |  | No pm |  | Regulator, Vacuum | REGULATORVACUUM-Genstar Tech-881VR-300-OH-D | [23 empty] | REGULATORVACUUM | Regulator, Vacuum | Genstar Tech
NO | YES |  |  |  | 133-09400 | 133-09400 | Gentec | 881VR-300-OH-T |  | 15070005-066 | 2nd floor |  |  |  |  | 133-09400 | 133-09400 | Katy | Katy | 2nd floor | Ambulatory | 2/1/20 |  |  | No pm |  | Regulator, Vacuum | REGULATORVACUUM-Genstar Tech-881VR-300-OH-D | [23 empty] | REGULATORVACUUM | Regulator, Vacuum | Genstar Tech
NO | YES |  |  |  | 133-09389 | 133-09389 | Gentec | 881VR-300-OH-T |  | 15070005-071 | 2nd floor |  |  |  |  | 133-09389 | 133-09389 | Katy | Katy | 2nd floor | Ambulatory | 2/1/20 |  |  |  |  | Regulator, Vacuum | REGULATORVACUUM-Genstar Tech-881VR-300-OH-D | [23 empty] | REGULATORVACUUM | Regulator, Vacuum | Genstar Tech
YES | YES |  |  |  | 133-03300 | 133-03300 | Gentec | 881VR-300-OH-T |  | GFFK20625 | 2nd floor |  |  |  |  | 133-03300 | 133-03300 | Katy | Katy | 2nd floor | Ambulatory |  |  |  | No pm |  | Regulator, Vacuum | REGULATORVACUUM-Genstar Tech-881VR-300-OH-D | [23 empty] | REGULATORVACUUM | Regulator, Vacuum | Genstar Tech
YES | YES |  |  |  | 099-02231 | 099-02231 | Gentec | 881VR-300-OH-T |  | 61G-16060206/089 | KATY - CATH LAB |  |  |  |  | 099-02231 | 099-02231 | Katy | Katy | KATY - CATH LAB | Cath lab 1 |  |  |  | No pm |  | Regulator, Vacuum | REGULATORVACUUM-Genstar Tech-881VR-300-OH-D | [23 empty] | REGULATORVACUUM | Regulator, Vacuum | Genstar Tech
YES | YES |  |  |  | 099-02230 | 099-02230 | Gentec | 881VR-300-OH-T |  | 61G-16060206/094 | KATY - CATH LAB |  |  |  |  | 099-02230 | 099-02230 | Katy | Katy | KATY - CATH LAB | Cath lab 1 |  |  |  | No pm |  | Regulator, Vacuum | REGULATORVACUUM-Genstar Tech-881VR-300-OH-D | [23 empty] | REGULATORVACUUM | Regulator, Vacuum | Genstar Tech
YES | YES |  |  |  | 009-10521 | 009-10521 | Gentec | 881VR-300-OH-T |  | 61G-17010083/273 | Emergency Center |  |  |  |  | 009-10521 | 009-10521 | Central | Memorial Hermann Urgent Care Greater Heights (#100) | Emergency Center | Treatment Room 2 | [5 empty] | Regulator, Vacuum | REGULATORVACUUM-Genstar Tech-881VR-300-OH-D | [23 empty] | REGULATORVACUUM | Regulator, Vacuum | Genstar Tech
YES | YES |  |  |  | 009-10526 | 009-10526 | Gentec | 881VR-300-OH-T |  | 61G17010083/302 | Emergency Center |  |  |  |  | 009-10526 | 009-10526 | Central | Memorial Hermann Urgent Care Greater Heights (#100) | Emergency Center | Treatment Room 5 | [5 empty] | Regulator, Vacuum | REGULATORVACUUM-Genstar Tech-881VR-300-OH-D | [23 empty] | REGULATORVACUUM | Regulator, Vacuum | Genstar Tech
YES | YES |  |  |  | 009-10530 | 009-10530 | Gentec | 881VR-300-OH-T |  |  | Emergency Center |  |  |  |  | 009-10530 | 009-10530 | Central | Memorial Hermann Urgent Care Greater Heights (#100) | Emergency Center | Treatment Room 6 | [5 empty] | Regulator, Vacuum | REGULATORVACUUM-Genstar Tech-881VR-300-OH-D | [23 empty] | REGULATORVACUUM | Regulator, Vacuum | Genstar Tech
YES | YES |  |  |  | 009-10533 | 009-10533 | Gentec | 881VR-300-OH-T |  |  | Emergency Center |  |  |  |  | 009-10533 | 009-10533 | Central | Memorial Hermann Urgent Care Greater Heights (#100) | Emergency Center | TX RM 7 | [5 empty] | Regulator, Vacuum | REGULATORVACUUM-Genstar Tech-881VR-300-OH-D | [23 empty] | REGULATORVACUUM | Regulator, Vacuum | Genstar Tech
NO | YES | Serial Number 298 |  |  | 009-10528 | 009-10528 | Gentec | 881VR-300-OH-T |  |  | GH-ER |  |  |  |  | 009-10528 | 009-10528 | Central | MHHS-Greater Heights | GH-ER | TX RM 9 | [5 empty] | Regulator, Vacuum | REGULATORVACUUM-Genstar Tech-881VR-300-OH-D | [23 empty] | REGULATORVACUUM | Regulator, Vacuum | Genstar Tech
YES | YES |  |  |  | 009-10531 | 009-10531 | Gentec | 881VR-300-OH-T |  |  | Emergency Center |  |  |  |  | 009-10531 | 009-10531 | Central | Memorial Hermann Urgent Care Greater Heights (#100) | Emergency Center | Trauma | [5 empty] | Regulator, Vacuum | REGULATORVACUUM-Genstar Tech-881VR-300-OH-D | [23 empty] | REGULATORVACUUM | Regulator, Vacuum | Genstar Tech
YES | YES | Serial Number 61G-B30320 |  |  | 142-05158 | 142-05158 | Gentec | 881VR-300-OH-T |  | 61G-B30320 | NE - OR HOLDING |  |  |  |  | 142-05158 | 142-05158 | Katy | Memorial Hermann Northeast Hospital | NE - OR HOLDING | Bay 1 | [5 empty] | Regulator, Vacuum | REGULATORVACUUM-Genstar Tech-881VR-300-OH-D | [23 empty] | REGULATORVACUUM | Regulator, Vacuum | Genstar Tech
YES | YES |  |  |  | 099-03858 | 099-03858 | Gentec | 881VR-300-OH-T |  | 14070192-007 | OR |  |  |  |  | 099-03858 | 099-03858 | Katy | Memorial Hermann Northeast Hospital | OR | Hybrid OR | [5 empty] | Regulator, Vacuum | REGULATORVACUUM-Genstar Tech-881VR-300-OH-D | [23 empty] | REGULATORVACUUM | Regulator, Vacuum | Genstar Tech
YES | YES |  |  |  | 099-03859 | 099-03859 | Gentec | 881VR-300-OH-T |  | 14070192-021 | OR |  |  |  |  | 099-03859 | 099-03859 | Katy | Memorial Hermann Northeast Hospital | OR | Hybrid OR | [5 empty] | Regulator, Vacuum | REGULATORVACUUM-Genstar Tech-881VR-300-OH-D | [23 empty] | REGULATORVACUUM | Regulator, Vacuum | Genstar Tech
YES | YES |  |  |  | 099-03871 | 099-03871 | Gentec | 881VR-300-OH-T |  | 61GB30004 | NE - ER |  |  |  |  | 099-03871 | 099-03871 | Katy | Memorial Hermann Northeast Hospital | NE - ER | Er 27 | [5 empty] | Regulator, Vacuum | REGULATORVACUUM-Genstar Tech-881VR-300-OH-D | [23 empty] | REGULATORVACUUM | Regulator, Vacuum | Genstar Tech
YES | YES | Serial Number 61g-14070042 |  |  | 099-03873 | 099-03873 | Gentec | 881VR-300-OH-T |  | 61g-14070042 | NE - ER |  |  |  |  | 099-03873 | 099-03873 | Katy | Memorial Hermann Northeast Hospital | NE - ER | Nurses station | [5 empty] | Regulator, Vacuum | REGULATORVACUUM-Genstar Tech-881VR-300-OH-D | [23 empty] | REGULATORVACUUM | Regulator, Vacuum | Genstar Tech
YES | YES | Serial Number Cnf |  |  | 099-03875 | 099-03875 | Gentec | 881VR-300-OH-T |  | Cnf | Cdu |  |  |  |  | 099-03875 | 099-03875 | Katy | Memorial Hermann Northeast Hospital | Cdu | Room 23 | 2/1/20 |  |  | Could not get serial |  | Regulator, Vacuum | REGULATORVACUUM-Genstar Tech-881VR-300-OH-D | [23 empty] | REGULATORVACUUM | Regulator, Vacuum | Genstar Tech
YES | YES |  |  |  | 099-03839 | 099-03839 | Gentec | 881VR-300-OH-T |  | 61G-150600001 | Cdu |  |  |  |  | 099-03839 | 099-03839 | NorthEast | Memorial Hermann Northeast Hospital | Cdu | Room 3 | [5 empty] | Regulator, Vacuum | REGULATORVACUUM-Genstar Tech-881VR-300-OH-D | [23 empty] | REGULATORVACUUM | Regulator, Vacuum | Genstar Tech
YES | YES | Serial Number 61G-14040265 |  |  | 099-00080 | 099-00080 | Gentec | 881VR-300-OH-T |  | 61G-14040265 | Cardio |  |  |  |  | 099-00080 | 099-00080 | Katy | Memorial Hermann Northeast Hospital | Cardio | Cardio | [5 empty] | Regulator, Vacuum | REGULATORVACUUM-Genstar Tech-881VR-300-OH-D | [23 empty] | REGULATORVACUUM | Regulator, Vacuum | Genstar Tech
YES | YES |  |  |  | 099-00081 | 099-00081 | Gentec | 881VR-300-OH-T |  | 15040059-056 | Cardio |  |  |  |  | 099-00081 | 099-00081 | Katy | Memorial Hermann Northeast Hospital | Cardio | Cardio | [5 empty] | Regulator, Vacuum | REGULATORVACUUM-Genstar Tech-881VR-300-OH-D | [23 empty] | REGULATORVACUUM | Regulator, Vacuum | Genstar Tech
YES | YES | Serial Number 61g-14070042 |  |  | 099-01241 | 099-01241 | Gentec | 881VR-300-OH-T |  | 61G-14070042 | Cardio |  |  |  |  | 099-01241 | 099-01241 | Katy | Memorial Hermann Northeast Hospital | Cardio | Cardio | [5 empty] | Regulator, Vacuum | REGULATORVACUUM-Genstar Tech-881VR-300-OH-D | [23 empty] | REGULATORVACUUM | Regulator, Vacuum | Genstar Tech
YES | YES |  |  |  | 099-01248 | 099-01248 | Gentec | 881VR-300-OH-T |  | 15040059-054 | Cardio |  |  |  |  | 099-01248 | 099-01248 | Katy | Memorial Hermann Northeast Hospital | Cardio | Cardio | [5 empty] | Regulator, Vacuum | REGULATORVACUUM-Genstar Tech-881VR-300-OH-D | [23 empty] | REGULATORVACUUM | Regulator, Vacuum | Genstar Tech
YES | YES | Serial Number 61g-14070042 |  |  | 099-01250 | 099-01250 | Gentec | 881VR-300-OH-T |  | 61G-14070042 | Cardio |  |  |  |  | 099-01250 | 099-01250 | Katy | Memorial Hermann Northeast Hospital | Cardio | Cardio | [5 empty] | Regulator, Vacuum | REGULATORVACUUM-Genstar Tech-881VR-300-OH-D | [23 empty] | REGULATORVACUUM | Regulator, Vacuum | Genstar Tech
YES | YES |  |  |  | 142-05202 | 142-05202 | Gentec | 881vr-300-oh-t |  | 61h-b30320 | South west |  |  |  |  | 142-05202 | 142-05202 | Katy | Memorial Hermann Northeast Hospital | South west | Sw 505 | [5 empty] | Regulator, Vacuum | REGULATORVACUUM-Genstar Tech-881VR-300-OH-D | [23 empty] | REGULATORVACUUM | Regulator, Vacuum | Genstar Tech
YES | YES | Serial Number 61G-B30320 |  |  | 142-05060 | 142-05060 | Gentec | 881vr-300-oh-t |  | 61G-b30320 | South west |  |  |  |  | 142-05060 | 142-05060 | Katy | Memorial Hermann Northeast Hospital | South west | Sw 505 | [5 empty] | Regulator, Vacuum | REGULATORVACUUM-Genstar Tech-881VR-300-OH-D | [23 empty] | REGULATORVACUUM | Regulator, Vacuum | Genstar Tech
YES | YES |  |  |  | 142-05182 | 142-05182 | Gentec | 881vr-300-oh-t |  | 61g-b30148 | South west |  |  |  |  | 142-05182 | 142-05182 | Katy | Memorial Hermann Northeast Hospital | South west | Sw 508 | [5 empty] | Regulator, Vacuum | REGULATORVACUUM-Genstar Tech-881VR-300-OH-D | [23 empty] | REGULATORVACUUM | Regulator, Vacuum | Genstar Tech
YES | YES | Serial Number 61G-B30320 |  |  | 142-05025 | 142-05025 | Gentec | 881vr-300-oh-t |  | 61g-b30320 | South west |  |  |  |  | 142-05025 | 142-05025 | Katy | Memorial Hermann Northeast Hospital | South west | Sw 509 | [5 empty] | Regulator, Vacuum | REGULATORVACUUM-Genstar Tech-881VR-300-OH-D | [23 empty] | REGULATORVACUUM | Regulator, Vacuum | Genstar Tech
YES | YES | Serial Number 61G-14040265 |  |  | 099-00497 | 099-00497 | Gentec | 881vr-300-oh-t |  | 61g-14040265 | NE - IMU1 |  |  |  |  | 099-00497 | 099-00497 | Katy | Memorial Hermann Northeast Hospital | NE - IMU1 | Room 4001 | [5 empty] | Regulator, Vacuum | REGULATORVACUUM-Genstar Tech-881VR-300-OH-D | [23 empty] | REGULATORVACUUM | Regulator, Vacuum | Genstar Tech
YES | YES | Serial Number Cnf |  |  | 099-00498 | 099-00498 | Gentec | 881vr-300-oh-t |  | Cnf | NE - IMU1 |  |  |  |  | 099-00498 | 099-00498 | Katy | Memorial Hermann Northeast Hospital | NE - IMU1 | Room 4001 |  |  |  | Could not get to serial |  | Regulator, Vacuum | REGULATORVACUUM-Genstar Tech-881VR-300-OH-D | [23 empty] | REGULATORVACUUM | Regulator, Vacuum | Genstar Tech
YES | YES | Serial Number Cnf |  |  | 099-00500 | 099-00500 | Gentec | 881vr-300-oh-t |  | Cnf | NE - IMU1 |  |  |  |  | 099-00500 | 099-00500 | Katy | Memorial Hermann Northeast Hospital | NE - IMU1 | Room 4001 |  |  |  | Could not get off wall to get serial |  | Regulator, Vacuum | REGULATORVACUUM-Genstar Tech-881VR-300-OH-D | [23 empty] | REGULATORVACUUM | Regulator, Vacuum | Genstar Tech
YES | YES | Serial Number 881VR-300-OH-T |  |  | 099-00503 | 099-00503 | Gentec | 881vr-300-oh-t |  | 881vr-300-oh-t | NE - IMU1 |  |  |  |  | 099-00503 | 099-00503 | Katy | Memorial Hermann Northeast Hospital | NE - IMU1 | Nurses station | [5 empty] | Regulator, Vacuum | REGULATORVACUUM-Genstar Tech-881VR-300-OH-D | [23 empty] | REGULATORVACUUM | Regulator, Vacuum | Genstar Tech
YES | YES |  |  |  | 099-00504 | 099-00504 | Gentec | 881vr-300-oh-t |  | 14100011-040 | NE - IMU1 |  |  |  |  | 099-00504 | 099-00504 | Katy | Memorial Hermann Northeast Hospital | NE - IMU1 | Nurses station | [5 empty] | Regulator, Vacuum | REGULATORVACUUM-Genstar Tech-881VR-300-OH-D | [23 empty] | REGULATORVACUUM | Regulator, Vacuum | Genstar Tech
YES | YES |  |  |  | 099-00505 | 099-00505 | Gentec | 881vr-300-oh-t |  | 15040059-027 | NE - IMU1 |  |  |  |  | 099-00505 | 099-00505 | Katy | Memorial Hermann Northeast Hospital | NE - IMU1 | Nurses station | [5 empty] | Regulator, Vacuum | REGULATORVACUUM-Genstar Tech-881VR-300-OH-D | [23 empty] | REGULATORVACUUM | Regulator, Vacuum | Genstar Tech
YES | YES |  |  |  | 099-00506 | 099-00506 | Gentec | 881vr-300-oh-t |  | 14100011-007 | NE - IMU1 |  |  |  |  | 099-00506 | 099-00506 | Katy | Memorial Hermann Northeast Hospital | NE - IMU1 | Nurses station | [5 empty] | Regulator, Vacuum | REGULATORVACUUM-Genstar Tech-881VR-300-OH-D | [23 empty] | REGULATORVACUUM | Regulator, Vacuum | Genstar Tech
YES | YES | Serial Number Cnf |  |  | 099-00507 | 099-00507 | Gentec | 881vr-300-oh-t |  | Cnf | NE - IMU1 |  |  |  |  | 099-00507 | 099-00507 | Katy | Memorial Hermann Northeast Hospital | NE - IMU1 |  |  |  |  | In use |  | Regulator, Vacuum | REGULATORVACUUM-Genstar Tech-881VR-300-OH-D | [23 empty] | REGULATORVACUUM | Regulator, Vacuum | Genstar Tech
YES | YES | Serial Number Cnf |  |  | 099-00511 | 099-00511 | Gentec | 881vr-300-oh-t |  | Cnf | NE - IMU1 |  |  |  |  | 099-00511 | 099-00511 | Katy | Memorial Hermann Northeast Hospital | NE - IMU1 |  |  |  |  | In use |  | Regulator, Vacuum | REGULATORVACUUM-Genstar Tech-881VR-300-OH-D | [23 empty] | REGULATORVACUUM | Regulator, Vacuum | Genstar Tech
YES | YES | Serial Number Cnf |  |  | 099-00513 | 099-00513 | Gentec | 881vr-300-oh-t |  | Cnf | NE - IMU1 |  |  |  |  | 099-00513 | 099-00513 | Katy | Memorial Hermann Northeast Hospital | NE - IMU1 | [6 empty] | Regulator, Vacuum | REGULATORVACUUM-Genstar Tech-881VR-300-OH-D | [23 empty] | REGULATORVACUUM | Regulator, Vacuum | Genstar Tech
YES | YES | Serial Number Cnf |  |  | 099-00856 | 099-00856 | Gentec | 881vr-300-oh-t |  | Cnf | NE - IMU1 |  |  |  |  | 099-00856 | 099-00856 | Katy | Memorial Hermann Northeast Hospital | NE - IMU1 |  |  |  |  | Cant get unit off wall |  | Regulator, Vacuum | REGULATORVACUUM-Genstar Tech-881VR-300-OH-D | [23 empty] | REGULATORVACUUM | Regulator, Vacuum | Genstar Tech
YES | YES | Serial Number Cnf |  |  | 099-00857 | 099-00857 | Gentec | 881vr-300-oh-t |  | Cnf | NE - IMU1 |  |  |  |  | 099-00857 | 099-00857 | Katy | Memorial Hermann Northeast Hospital | NE - IMU1 | [6 empty] | Regulator, Vacuum | REGULATORVACUUM-Genstar Tech-881VR-300-OH-D | [23 empty] | REGULATORVACUUM | Regulator, Vacuum | Genstar Tech
YES | YES | Serial Number Cnf |  |  | 099-00858 | 099-00858 | Gentec | 881vr-300-oh-t |  | Cnf | NE - IMU1 |  |  |  |  | 099-00858 | 099-00858 | Katy | Memorial Hermann Northeast Hospital | NE - IMU1 | [6 empty] | Regulator, Vacuum | REGULATORVACUUM-Genstar Tech-881VR-300-OH-D | [23 empty] | REGULATORVACUUM | Regulator, Vacuum | Genstar Tech
YES | YES |  |  |  | 099-00862 | 099-00862 | Gentec | 881vr-300-oh-t |  | 14100011-017 | NE - ICU |  |  |  |  | 099-00862 | 099-00862 | Katy | Memorial Hermann Northeast Hospital | NE - ICU | Room 4037 | [5 empty] | Regulator, Vacuum | REGULATORVACUUM-Genstar Tech-881VR-300-OH-D | [23 empty] | REGULATORVACUUM | Regulator, Vacuum | Genstar Tech
YES | YES |  |  |  | 099-00863 | 099-00863 | Gentec | 881vr-300-oh-t |  | 61g-14100011 | NE - ICU |  |  |  |  | 099-00863 | 099-00863 | Katy | Memorial Hermann Northeast Hospital | NE - ICU | Room 4037 | [5 empty] | Regulator, Vacuum | REGULATORVACUUM-Genstar Tech-881VR-300-OH-D | [23 empty] | REGULATORVACUUM | Regulator, Vacuum | Genstar Tech
YES | YES | Serial Number Cnf |  |  | 099-00875 | 099-00875 | Gentec | 881vr-300-oh-t |  | Cnf | NE - ICU |  |  |  |  | 099-00875 | 099-00875 | Katy | Memorial Hermann Northeast Hospital | NE - ICU | Room 4033 |  |  |  | Could not take off wall |  | Regulator, Vacuum | REGULATORVACUUM-Genstar Tech-881VR-300-OH-D | [23 empty] | REGULATORVACUUM | Regulator, Vacuum | Genstar Tech
YES | YES |  |  |  | 099-00877 | 099-00877 | Gentec | 881vr-300-oh-t |  | 15040059-059 | NE - ICU |  |  |  |  | 099-00877 | 099-00877 | Katy | Memorial Hermann Northeast Hospital | NE - ICU | Room 4033 | [5 empty] | Regulator, Vacuum | REGULATORVACUUM-Genstar Tech-881VR-300-OH-D | [23 empty] | REGULATORVACUUM | Regulator, Vacuum | Genstar Tech
YES | YES | Serial Number Cnf |  |  | 099-00870 | 099-00870 | Gentec | 881vr-300-oh-t |  | Cnf | NE - ICU |  |  |  |  | 099-00870 | 099-00870 | Katy | Memorial Hermann Northeast Hospital | NE - ICU | Room 4029 | [5 empty] | Regulator, Vacuum | REGULATORVACUUM-Genstar Tech-881VR-300-OH-D | [23 empty] | REGULATORVACUUM | Regulator, Vacuum | Genstar Tech
YES | YES |  |  |  | 099-00871 | 099-00871 | Gentec | 881vr-300-oh-t |  |  | NE - ICU |  |  |  |  | 099-00871 | 099-00871 | Katy | Memorial Hermann Northeast Hospital | NE - ICU | Room 4029 | [5 empty] | Regulator, Vacuum | REGULATORVACUUM-Genstar Tech-881VR-300-OH-D | [23 empty] | REGULATORVACUUM | Regulator, Vacuum | Genstar Tech
YES | YES |  |  |  | 099-00872 | 099-00872 | Gentec | 881vr-300-oh-t |  | G61-14100011 | NE - ICU |  |  |  |  | 099-00872 | 099-00872 | Katy | Memorial Hermann Northeast Hospital | NE - ICU | Room 4029 | [5 empty] | Regulator, Vacuum | REGULATORVACUUM-Genstar Tech-881VR-300-OH-D | [23 empty] | REGULATORVACUUM | Regulator, Vacuum | Genstar Tech
YES | YES | Serial Number 61G-B30320 |  |  | 099-00884 | 099-00884 | Gentec | 881vr-300-oh-t |  | 61g-b30320 | Labor and delivery |  |  |  |  | 099-00884 | 099-00884 | Katy | Memorial Hermann Northeast Hospital | Labor and delivery | Room 2017 | [5 empty] | Regulator, Vacuum | REGULATORVACUUM-Genstar Tech-881VR-300-OH-D | [23 empty] | REGULATORVACUUM | Regulator, Vacuum | Genstar Tech
YES | YES |  |  |  | 099-00672 | 099-00672 | Gentec | 881VR-300-OH-T |  | 099-00672 | NE - LABOR |  |  |  |  | 099-00672 | 099-00672 | Katy | Memorial Hermann Northeast Hospital | NE - LABOR | [6 empty] | Regulator, Vacuum | REGULATORVACUUM-Genstar Tech-881VR-300-OH-D | [23 empty] | REGULATORVACUUM | Regulator, Vacuum | Genstar Tech
YES | YES | Serial Number Cnf |  |  | 142-05105 | 142-05105 | Gentec | 881VR-300-OH-T |  | Cnf | NE - LABOR |  |  |  |  | 142-05105 | 142-05105 | Katy | Memorial Hermann Northeast Hospital | NE - LABOR | OR 1 | [5 empty] | Regulator, Vacuum | REGULATORVACUUM-Genstar Tech-881VR-300-OH-D | [23 empty] | REGULATORVACUUM | Regulator, Vacuum | Genstar Tech
YES | YES |  |  |  | 099-00106 | 099-00106 | Gentec | 881vr-300-oh-t |  | 61G-B30148 | Nursery |  |  |  |  | 099-00106 | 099-00106 | Katy | Memorial Hermann Northeast Hospital | Nursery | Nursery | [5 empty] | Regulator, Vacuum | REGULATORVACUUM-Genstar Tech-881VR-300-OH-D | [23 empty] | REGULATORVACUUM | Regulator, Vacuum | Genstar Tech
YES | YES | Serial Number 61G-B30320 |  |  | 142-05142 | 142-05142 | Gentec | 881VR-300-OH-T |  | 61G-B30320 | Central supply |  |  |  |  | 142-05142 | 142-05142 | Katy | Memorial Hermann Northeast Hospital | Central supply | Central supply | [5 empty] | Regulator, Vacuum | REGULATORVACUUM-Genstar Tech-881VR-300-OH-D | [23 empty] | REGULATORVACUUM | Regulator, Vacuum | Genstar Tech
YES | YES |  |  |  | 129-07219 | 129-07219 | Gentec | 881VR-300-OH-T |  | 71G-16050268/051 | SUGAR LAND - BIOMED |  |  |  |  | 129-07219 | 129-07219 | Sugar Land | Memorial Hermann Sugar Land Hospital | SUGAR LAND - BIOMED | Biomed Shop | [5 empty] | Regulator, Vacuum | REGULATORVACUUM-Genstar Tech-881VR-300-OH-D | [23 empty] | REGULATORVACUUM | Regulator, Vacuum | Genstar Tech
YES | YES |  |  |  | 129-07206 | 129-07206 | Gentec | 881VR-300-OH-T |  | 61G-16050268/007 | SUGAR LAND - BIOMED |  |  |  |  | 129-07206 | 129-07206 | Sugar Land | Memorial Hermann Sugar Land Hospital | SUGAR LAND - BIOMED | Biomed Shop | [5 empty] | Regulator, Vacuum | REGULATORVACUUM-Genstar Tech-881VR-300-OH-D | [23 empty] | REGULATORVACUUM | Regulator, Vacuum | Genstar Tech
YES | YES |  |  |  | 099-00929 | 099-00929 | Gentec | 881VR-300-OH-T |  | 61G-16050268/020 | SUGAR LAND - CATH LAB |  |  |  |  | 099-00929 | 099-00929 | Sugar Land |  | SUGAR LAND - CATH LAB | BioMed Shop |  |  |  | No pm |  | Regulator, Vacuum | REGULATORVACUUM-Genstar Tech-881VR-300-OH-D | [23 empty] | REGULATORVACUUM | Regulator, Vacuum | Genstar Tech
YES | YES |  |  |  | 129-07210 | 129-07210 | Gentec | 881VR-300-OH-T |  | 61G-16050268/039 | SUGAR LAND - CATH LAB |  |  |  |  | 129-07210 | 129-07210 | Sugar Land |  | SUGAR LAND - CATH LAB | BioMed Shop |  |  |  | No pm |  | Regulator, Vacuum | REGULATORVACUUM-Genstar Tech-881VR-300-OH-D | [23 empty] | REGULATORVACUUM | Regulator, Vacuum | Genstar Tech
YES | YES |  |  |  | 129-07250 | 129-07250 | Gentec | 881VR-300-OH-T |  | 61G-16050268/057 | SUGAR LAND - CATH LAB |  |  |  |  | 129-07250 | 129-07250 | Sugar Land |  | SUGAR LAND - CATH LAB | BioMed Shop |  |  |  | No pm |  | Regulator, Vacuum | REGULATORVACUUM-Genstar Tech-881VR-300-OH-D | [23 empty] | REGULATORVACUUM | Regulator, Vacuum | Genstar Tech
YES | YES |  |  |  | 129-06198 | 129-06198 | Gentec | 881VR-300-OH-T |  | 129-06198 | SUGAR LAND - BIOMEDICAL SERVICES |  |  |  |  | 129-06198 | 129-06198 | Sugar Land | Memorial Hermann Sugar Land Hospital | SUGAR LAND - BIOMEDICAL SERVICES | Biomed Shop | [5 empty] | Regulator, Vacuum | REGULATORVACUUM-Genstar Tech-881VR-300-OH-D | [23 empty] | REGULATORVACUUM | Regulator, Vacuum | Genstar Tech
YES | YES |  |  |  | 129-06202 | 129-06202 | Gentec | 881VR-300-OH-T |  | 129-06202 | SUGAR LAND - BIOMEDICAL SERVICES |  |  |  |  | 129-06202 | 129-06202 | Sugar Land | Memorial Hermann Sugar Land Hospital | SUGAR LAND - BIOMEDICAL SERVICES | Biomed Shop | [5 empty] | Regulator, Vacuum | REGULATORVACUUM-Genstar Tech-881VR-300-OH-D | [23 empty] | REGULATORVACUUM | Regulator, Vacuum | Genstar Tech
YES | YES | Serial Number Cnf |  |  | 129-07263 | 129-07263 | Gentec | 881VR-300-OH-T |  | Cnf | 4 east |  |  |  |  | 129-07263 | 129-07263 | Sugar Land | Memorial Hermann Sugar Land Hospital | 4 east | Room 430 | [5 empty] | Regulator, Vacuum | REGULATORVACUUM-Genstar Tech-881VR-300-OH-D | [23 empty] | REGULATORVACUUM | Regulator, Vacuum | Genstar Tech
YES | YES | Serial Number Cnf |  |  | 129-07266 | 129-07266 | Gentec | 881VR-300-OH-T |  | Cnf | SUGAR LAND - MED/SURG - EAST 5TH |  |  |  |  | 129-07266 | 129-07266 | Sugar Land |  | SUGAR LAND - MED/SURG - EAST 5TH |  |  |  |  | No pm |  | Regulator, Vacuum | REGULATORVACUUM-Genstar Tech-881VR-300-OH-D | [23 empty] | REGULATORVACUUM | Regulator, Vacuum | Genstar Tech
YES | YES |  |  |  | 129-07166 | 129-07166 | Gentec | 881VR-300-OH-T |  | 61G-16050268/059 | SUGAR LAND - MED/SURG - EAST 4TH |  |  |  |  | 129-07166 | 129-07166 | Sugar Land | Memorial Hermann Sugar Land Hospital | SUGAR LAND - MED/SURG - EAST 4TH | E418 | [5 empty] | Regulator, Vacuum | REGULATORVACUUM-Genstar Tech-881VR-300-OH-D | [23 empty] | REGULATORVACUUM | Regulator, Vacuum | Genstar Tech
YES | YES |  |  |  | 129-07246 | 129-07246 | Gentec | 881VR-300-OH-T |  | 61G-16050268/055 | SUGAR LAND - MED/SURG - EAST 4TH |  |  |  |  | 129-07246 | 129-07246 | Sugar Land | Memorial Hermann Sugar Land Hospital | SUGAR LAND - MED/SURG - EAST 4TH | E416 | [5 empty] | Regulator, Vacuum | REGULATORVACUUM-Genstar Tech-881VR-300-OH-D | [23 empty] | REGULATORVACUUM | Regulator, Vacuum | Genstar Tech
YES | YES | Serial Number Cnf |  |  | 129-07256 | 129-07256 | Gentec | 881VR-300-OH-T |  | Cnf | 4 east |  |  |  |  | 129-07256 | 129-07256 | Sugar Land | Memorial Hermann Sugar Land Hospital | 4 east | Room 439 |  |  |  | In use |  | Regulator, Vacuum | REGULATORVACUUM-Genstar Tech-881VR-300-OH-D | [23 empty] | REGULATORVACUUM | Regulator, Vacuum | Genstar Tech
YES | YES | Serial Number Cnf |  |  | 129-07261 | 129-07261 | Gentec | 881VR-300-OH-T |  | Cnf | 4 east |  |  |  |  | 129-07261 | 129-07261 | Sugar Land | Memorial Hermann Sugar Land Hospital | 4 east | Room 422 | [5 empty] | Regulator, Vacuum | REGULATORVACUUM-Genstar Tech-881VR-300-OH-D | [23 empty] | REGULATORVACUUM | Regulator, Vacuum | Genstar Tech
YES | YES |  |  |  | 129-07258 | 129-07258 | Gentec | 881VR-300-OH-T |  | 61G-16050268/064 | SUGAR LAND - TELEMETRY |  |  |  |  | 129-07258 | 129-07258 | Sugar Land |  | SUGAR LAND - TELEMETRY |  |  |  |  | No pm |  | Regulator, Vacuum | REGULATORVACUUM-Genstar Tech-881VR-300-OH-D | [23 empty] | REGULATORVACUUM | Regulator, Vacuum | Genstar Tech
YES | YES |  |  |  | 129-07159 | 129-07159 | Gentec | 881VR-300-OH-T |  | 129-07159 | SUGAR LAND - 5 East Med Surg |  |  |  |  | 129-07159 | 129-07159 | Sugar Land | Memorial Hermann Sugar Land Hospital | SUGAR LAND - 5 East Med Surg | E413 | [5 empty] | Regulator, Vacuum | REGULATORVACUUM-Genstar Tech-881VR-300-OH-D | [23 empty] | REGULATORVACUUM | Regulator, Vacuum | Genstar Tech
YES | YES |  |  |  | 129-07164 | 129-07164 | Gentec | 881VR-300-OH-T |  | 61G-16050268/088 | SUGAR LAND - 5 East Med Surg |  |  |  |  | 129-07164 | 129-07164 | Sugar Land | Memorial Hermann Sugar Land Hospital | SUGAR LAND - 5 East Med Surg | E414 | [5 empty] | Regulator, Vacuum | REGULATORVACUUM-Genstar Tech-881VR-300-OH-D | [23 empty] | REGULATORVACUUM | Regulator, Vacuum | Genstar Tech
YES | YES | Serial Number Cnf |  |  | 129-07207 | 129-07207 | Gentec | 881VR-300-OH-T |  | Cnf | 3 east |  |  |  |  | 129-07207 | 129-07207 | Sugar Land | Memorial Hermann Sugar Land Hospital | 3 east | Room 407 | 2/1/20 |  |  |  |  | Regulator, Vacuum | REGULATORVACUUM-Genstar Tech-881VR-300-OH-D | [23 empty] | REGULATORVACUUM | Regulator, Vacuum | Genstar Tech
YES | YES | Serial Number Cnf |  |  | 129-07212 | 129-07212 | Gentec | 881VR-300-OH-T |  | Cnf | SUGAR LAND - IMU |  |  |  |  | 129-07212 | 129-07212 | Sugar Land | Memorial Hermann Sugar Land Hospital | SUGAR LAND - IMU | Room 301 | [5 empty] | Regulator, Vacuum | REGULATORVACUUM-Genstar Tech-881VR-300-OH-D | [23 empty] | REGULATORVACUUM | Regulator, Vacuum | Genstar Tech
YES | YES | Serial Number Cnf |  |  | 129-31703 | 129-31703 | Gentec | 881VR-300-OH-T |  | Cnf | Imu |  |  |  |  | 129-31703 | 129-31703 | Sugar Land | Memorial Hermann Sugar Land Hospital | Imu | Room 302 | [5 empty] | Regulator, Vacuum | REGULATORVACUUM-Genstar Tech-881VR-300-OH-D | [23 empty] | REGULATORVACUUM | Regulator, Vacuum | Genstar Tech
YES | YES |  |  |  | 129-31568 | 129-31568 | Gentec | 881VR-300-OH-T |  | 61G-16050268/105 | 3 East IMU |  |  |  |  | 129-31568 | 129-31568 | Sugar Land | Memorial Hermann Sugar Land Hospital | 3 East IMU | E307 | [5 empty] | Regulator, Vacuum | REGULATORVACUUM-Genstar Tech-881VR-300-OH-D | [23 empty] | REGULATORVACUUM | Regulator, Vacuum | Genstar Tech
YES | YES |  |  |  | 129-07218 | 129-07218 | Gentec | 881VR-300-OH-T |  | 129-07218 | 3 East IMU |  |  |  |  | 129-07218 | 129-07218 | Sugar Land | Memorial Hermann Sugar Land Hospital | 3 East IMU | E306 | [5 empty] | Regulator, Vacuum | REGULATORVACUUM-Genstar Tech-881VR-300-OH-D | [23 empty] | REGULATORVACUUM | Regulator, Vacuum | Genstar Tech
YES | YES |  |  |  | 129-31572 | 129-31572 | Gentec | 881VR-300-OH-T |  | 129-31572 | SUGAR LAND - IMU |  |  |  |  | 129-31572 | 129-31572 | Sugar Land | Memorial Hermann Sugar Land Hospital | SUGAR LAND - IMU | E307 | [5 empty] | Regulator, Vacuum | REGULATORVACUUM-Genstar Tech-881VR-300-OH-D | [23 empty] | REGULATORVACUUM | Regulator, Vacuum | Genstar Tech
YES | YES | Serial Number Cnf |  |  | 129-31712 | 129-31712 | Gentec | 881VR-300-OH-T |  | Cnf | SUGAR LAND - IMU |  |  |  |  | 129-31712 | 129-31712 | Sugar Land | Memorial Hermann Sugar Land Hospital | SUGAR LAND - IMU | Room 303 | [5 empty] | Regulator, Vacuum | REGULATORVACUUM-Genstar Tech-881VR-300-OH-D | [23 empty] | REGULATORVACUUM | Regulator, Vacuum | Genstar Tech
YES | YES |  |  |  | 129-31579 | 129-31579 | Gentec | 881VR-300-OH-T |  | 129-31579 | SUGAR LAND - IMU |  |  |  |  | 129-31579 | 129-31579 | Sugar Land | Memorial Hermann Sugar Land Hospital | SUGAR LAND - IMU | E322 | [5 empty] | Regulator, Vacuum | REGULATORVACUUM-Genstar Tech-881VR-300-OH-D | [23 empty] | REGULATORVACUUM | Regulator, Vacuum | Genstar Tech
YES | YES |  |  |  | 142-09378 | 142-09378 | Gentec | 881VR-300-OH-T |  | 61G-16050268/034 | SUGAR LAND - TELEMETRY |  |  |  |  | 142-09378 | 142-09378 | Sugar Land | Sugar Land | SUGAR LAND - TELEMETRY |  |  |  |  | No pm |  | Regulator, Vacuum | REGULATORVACUUM-Genstar Tech-881VR-300-OH-D | [23 empty] | REGULATORVACUUM | Regulator, Vacuum | Genstar Tech
YES | YES |  |  |  | 129-07214 | 129-07214 | Gentec | 881VR-300-OH-T |  | 129-07214 | SUGAR LAND - IMU |  |  |  |  | 129-07214 | 129-07214 | Sugar Land | Memorial Hermann Sugar Land Hospital | SUGAR LAND - IMU | E322 | [5 empty] | Regulator, Vacuum | REGULATORVACUUM-Genstar Tech-881VR-300-OH-D | [23 empty] | REGULATORVACUUM | Regulator, Vacuum | Genstar Tech
YES | YES | Serial Number Cnf |  |  | 129-07209 | 129-07209 | Gentec | 881VR-300-OH-T |  | Cnf | SUGAR LAND - IMU |  |  |  |  | 129-07209 | 129-07209 | Sugar Land | Memorial Hermann Sugar Land Hospital | SUGAR LAND - IMU | Room 323 | [5 empty] | Regulator, Vacuum | REGULATORVACUUM-Genstar Tech-881VR-300-OH-D | [23 empty] | REGULATORVACUUM | Regulator, Vacuum | Genstar Tech
YES | YES | Serial Number Cnf |  |  | 129-31721 | 129-31721 | Gentec | 881VR-300-OH-T |  | Cnf | SUGAR LAND - IMU |  |  |  |  | 129-31721 | 129-31721 | Sugar Land | Memorial Hermann Sugar Land Hospital | SUGAR LAND - IMU | Room 323 | [5 empty] | Regulator, Vacuum | REGULATORVACUUM-Genstar Tech-881VR-300-OH-D | [23 empty] | REGULATORVACUUM | Regulator, Vacuum | Genstar Tech
YES | YES | Serial Number Cnf |  |  | 005-33210 | 005-33210 | Gentec | 881VR-300-OH-T |  | Cnf | SUGAR LAND - ENDOSCOPY |  |  |  |  | 005-33210 | 005-33210 | Sugar Land | Memorial Hermann Sugar Land Hospital | SUGAR LAND - ENDOSCOPY | Room 7 | [5 empty] | Regulator, Vacuum | REGULATORVACUUM-Genstar Tech-881VR-300-OH-D | [23 empty] | REGULATORVACUUM | Regulator, Vacuum | Genstar Tech
YES | YES |  |  |  | 005-33230 | 005-33230 | Gentec | 881VR-300-OH-T |  | 61G-16050268/080 | SUGAR LAND - PRE-ADMIT TESTING |  |  |  |  | 005-33230 | 005-33230 | Sugar Land |  | SUGAR LAND - PRE-ADMIT TESTING | Endo |  |  |  | No pm |  | Regulator, Vacuum | REGULATORVACUUM-Genstar Tech-881VR-300-OH-D | [23 empty] | REGULATORVACUUM | Regulator, Vacuum | Genstar Tech
YES | YES | Serial Number Cnf |  |  | 005-33211 | 005-33211 | Gentec | 881VR-300-OH-T |  | Cnf | SUGAR LAND - ENDOSCOPY |  |  |  |  | 005-33211 | 005-33211 | Sugar Land | Memorial Hermann Sugar Land Hospital | SUGAR LAND - ENDOSCOPY | Room 6 | [5 empty] | Regulator, Vacuum | REGULATORVACUUM-Genstar Tech-881VR-300-OH-D | [23 empty] | REGULATORVACUUM | Regulator, Vacuum | Genstar Tech
YES | YES | Serial Number 23 |  |  | 005-33274 | 005-33274 | Gentec | 881VR-300-OH-T |  |  | Endoscopy |  |  |  |  | 005-33274 | 005-33274 | Sugar Land | Memorial Hermann Sugar Land Hospital | Endoscopy | Endoscopy | [5 empty] | Regulator, Vacuum | REGULATORVACUUM-Genstar Tech-881VR-300-OH-D | [23 empty] | REGULATORVACUUM | Regulator, Vacuum | Genstar Tech
YES | YES | Serial Number Cnf |  |  | 005-33213 | 005-33213 | Gentec | 881VR-300-OH-T |  | Cnf | SUGAR LAND - ENDOSCOPY |  |  |  |  | 005-33213 | 005-33213 | Sugar Land | Memorial Hermann Sugar Land Hospital | SUGAR LAND - ENDOSCOPY | Room 6 | [5 empty] | Regulator, Vacuum | REGULATORVACUUM-Genstar Tech-881VR-300-OH-D | [23 empty] | REGULATORVACUUM | Regulator, Vacuum | Genstar Tech
YES | YES |  |  |  | 005-33232 | 005-33232 | Gentec | 881VR-300-OH-T |  | 61G-16050268/046 | SUGAR LAND - ENDOSCOPY |  |  |  |  | 005-33232 | 005-33232 | Sugar Land |  | SUGAR LAND - ENDOSCOPY |  |  |  |  | No pm |  | Regulator, Vacuum | REGULATORVACUUM-Genstar Tech-881VR-300-OH-D | [23 empty] | REGULATORVACUUM | Regulator, Vacuum | Genstar Tech
YES | YES | Serial Number Cnf |  |  | 005-33216 | 005-33216 | Gentec | 881VR-300-OH-T |  | Cnf | SUGAR LAND - ENDOSCOPY |  |  |  |  | 005-33216 | 005-33216 | Sugar Land | Memorial Hermann Sugar Land Hospital | SUGAR LAND - ENDOSCOPY | Room 4 | [5 empty] | Regulator, Vacuum | REGULATORVACUUM-Genstar Tech-881VR-300-OH-D | [23 empty] | REGULATORVACUUM | Regulator, Vacuum | Genstar Tech
YES | YES |  |  |  | 005-33233 | 005-33233 | Gentec | 881VR-300-OH-T |  | 61G-16050268/024 | SUGAR LAND - ENDOSCOPY |  |  |  |  | 005-33233 | 005-33233 | Sugar Land |  | SUGAR LAND - ENDOSCOPY |  |  |  |  | No pm |  | Regulator, Vacuum | REGULATORVACUUM-Genstar Tech-881VR-300-OH-D | [23 empty] | REGULATORVACUUM | Regulator, Vacuum | Genstar Tech
YES | YES | Serial Number Cnf |  |  | 005-33237 | 005-33237 | Gentec | 881VR-300-OH-T |  | Cnf | SUGAR LAND - ENDOSCOPY |  |  |  |  | 005-33237 | 005-33237 | Sugar Land |  | SUGAR LAND - ENDOSCOPY |  |  |  |  | No pm |  | Regulator, Vacuum | REGULATORVACUUM-Genstar Tech-881VR-300-OH-D | [23 empty] | REGULATORVACUUM | Regulator, Vacuum | Genstar Tech
YES | YES |  |  |  | 142-05027 | 142-05027 | GENTEC | 881VR-300-OH-T |  | B10034 | NICU |  |  |  |  | 142-05027 | 142-05027 | Woodlands | Memorial Hermann Hospital woodlands | NICU | Level 2 Nursery | [5 empty] | Regulator, Vacuum | REGULATORVACUUM-Genstar Tech-881VR-300-OH-D | [23 empty] | REGULATORVACUUM | Regulator, Vacuum | Genstar Tech
YES | YES |  |  |  | 029-13743 | 029-13743 | GENTEC | 881VR-300-OH-T |  |  | Nicu |  |  |  |  | 029-13743 | 029-13743 | Woodlands | Memorial Hermann Hospital Woodlands | Nicu | Level two nursery | [6 empty] | REGULATORVACUUM-Genstar Tech-881VR-300-OH-D
YES | YES |  |  |  | 029-13952 | 029-13952 | Gentec | 881VR-300-OH-T |  | 14090117-082 | Labor and Delivery |  |  |  |  | 029-13952 | 029-13952 | Woodlands | Woodland memorial hospital | Labor and Delivery | [7 empty] | REGULATORVACUUM-Genstar Tech-881VR-300-OH-D
YES | YES |  |  |  | 029-13968 | 029-13968 | Gentec | 881VR-300-OH-T |  | 14090117-015 | Labor and Delivery |  |  |  |  | 029-13968 | 029-13968 | Woodlands | Woodland memorial hospital | Labor and Delivery | [7 empty] | REGULATORVACUUM-Genstar Tech-881VR-300-OH-D
YES | YES |  |  |  | 074-06264 | 074-06264 | Gentec | 881VR-300-OH-T |  |  | WOODLANDS - PCU3 |  |  |  |  | 074-06264 | 074-06264 | Woodlands | Memorial Hermann The Woodlands Medical Center | WOODLANDS - PCU3 | PCU 3 | [6 empty] | REGULATORVACUUM-Genstar Tech-881VR-300-OH-D
NO | YES | Serial Number 55 |  |  | 099-10951 | 099-10951 | Gentec | 881VR-300-OH-T |  |  | SW-OR |  |  |  |  | 099-10951 | 099-10951 | Southwest | Memorial Hermann Southwest Hospital | SW-OR | OR19 | [6 empty] | REGULATORVACUUM-Genstar Tech-881VR-300-OH-D
YES | YES |  |  |  | 099-14338 | 099-14338 | Gentec | 881VR-300-OH-T |  |  | SWE-CCC |  |  |  |  | 099-14338 | 099-14338 | Southeast | Memorial Hermann Convenient Care Center in League City (League City CCC) | SWE-CCC | CCC-ER |  |  | 3/1/20 |  |  |  | REGULATORVACUUM-Genstar Tech-881VR-300-OH-D
YES | YES | Serial Number Cnf |  |  | 099-12586 | 099-12586 | Gentec | 881VR-300-OH-T |  | CNF | HVI PACU |  |  |  |  | 099-12586 | 099-12586 | TMC |  | HVI PACU | Bay 13 | [6 empty] | REGULATORVACUUM-Genstar Tech-881VR-300-OH-D
YES | YES | Serial Number Cnf |  |  | 099-12587 | 099-12587 | Gentec | 881VR-300-OH-T |  | CNF | HVI PACU |  |  |  |  | 099-12587 | 099-12587 | TMC |  | HVI PACU | Bay 13 | [6 empty] | REGULATORVACUUM-Genstar Tech-881VR-300-OH-D
YES | YES |  |  |  | 099-12559 | 099-12559 | Gentec | 881vr-300-OH-T |  |  | TMC - HVI - OR |  |  |  |  | 099-12559 | 099-12559 | TMC | Memorial Hermann- Texas Medical Center | TMC - HVI - OR | Pre Op |  |  |  | No PM Sticker |  |  | REGULATORVACUUM-Genstar Tech-881VR-300-OH-D
YES | YES |  |  |  | 099-12560 | 099-12560 | Gentec | 881vr-300-OH-T |  |  | TMC - HVI - OR |  |  |  |  | 099-12560 | 099-12560 | TMC | Memorial Hermann- Texas Medical Center | TMC - HVI - OR | Pre Op |  |  |  | No PM Sticker |  |  | REGULATORVACUUM-Genstar Tech-881VR-300-OH-D
YES | YES |  |  |  | 099-12793 | 099-12793 | Gentec | 881VR-300-OH-T |  | 099-12793 | TMC - PACU - HVI (7HVI) |  |  |  |  | 099-12793 | 099-12793 | TMC | Memorial Hermann Heart | TMC - PACU - HVI (7HVI) | Bay 8 | [6 empty] | REGULATORVACUUM-Genstar Tech-881VR-300-OH-D
YES | YES |  |  |  | 099-11417 | 099-11417 | Gentec | 881vr-300-OH-T |  |  | TMC - Oncology |  |  |  |  | 099-11417 | 099-11417 | TMC | Memorial Hermann- Texas Medical Center | TMC - Oncology | Central Monitoring |  |  |  | No PM Sticker |  |  | REGULATORVACUUM-Genstar Tech-881VR-300-OH-D
YES | YES |  |  |  | 129-06190 | 129-06190 | Gentec | 881VR-300-OH_C |  |  | L |  |  |  |  | 129-06190 | 129-06190 | Sugar Land | Memorial Hermann Sugar Land Hospital | L | L | [5 empty] | Regulator, Vacuum | REGULATORVACUUM-Genstar Tech-881VR-300-OH-D | [23 empty] | REGULATORVACUUM | Regulator, Vacuum | Genstar Tech
YES | YES |  |  |  | 099-12933 | 099-12933 | Gentec | 881VR-300OH-D |  | 099-12933 | General Med |  |  |  |  | 099-12933 | 099-12933 | TMC | Memorial Hermann-Texas Medical Center | General Med | [7 empty] | REGULATORVACUUM-Genstar Tech-881VR-300-OH-D
YES | YES |  |  |  | 133-08967 | 133-08967 | Gentec | 881VR-300OH-T |  | N/A | [5 empty] | 133-08967 | 133-08967 | Katy | Memorial Hermann Katy |  | PACU Room 2 | [5 empty] | Regulator, Vacuum | REGULATORVACUUM-Genstar Tech-881VR-300-OH-D | [23 empty] | REGULATORVACUUM | Regulator, Vacuum | Genstar Tech
YES | YES | Serial Number 61G-B30320 |  |  | 142-05137 | 142-05137 | Gentec | 881VR-300OH-T |  | 61G-B30320 | NE - ER |  |  |  |  | 142-05137 | 142-05137 | Katy | Memorial Hermann Northeast Hospital | NE - ER | Main Lobby Desk | [5 empty] | Regulator, Vacuum | REGULATORVACUUM-Genstar Tech-881VR-300-OH-D | [23 empty] | REGULATORVACUUM | Regulator, Vacuum | Genstar Tech
YES | YES |  |  |  | 142-05077 | 142-05077 | Gentec | 881VR-300OH-T |  | 61G-B30148 | NE - ER |  |  |  |  | 142-05077 | 142-05077 | Katy | Memorial Hermann Northeast Hospital | NE - ER | Main Lobby Desk | [5 empty] | Regulator, Vacuum | REGULATORVACUUM-Genstar Tech-881VR-300-OH-D | [23 empty] | REGULATORVACUUM | Regulator, Vacuum | Genstar Tech
YES | YES |  |  |  | 142-05079 | 142-05079 | Gentec | 881VR-300OH-T |  | 61G-B30148 | NE - ER |  |  |  |  | 142-05079 | 142-05079 | Katy | Memorial Hermann Northeast Hospital | NE - ER | Main Lobby Desk | [5 empty] | Regulator, Vacuum | REGULATORVACUUM-Genstar Tech-881VR-300-OH-D | [23 empty] | REGULATORVACUUM | Regulator, Vacuum | Genstar Tech
YES | YES |  |  |  | 000-04017 | 000-04017 | Gentec | 882BR-300-OH-TD |  | 61G-17050247 | SWE-CCC |  |  |  |  | 000-04017 | 000-04017 | Southeast | Memorial Hermann Convenient Care Center in League City (League City CCC) | SWE-CCC | CCC-ER | [6 empty] | REGULATORVACUUM-Genstar Tech-881VR-300-OH-D
YES | YES |  |  |  | 099-14311 | 099-14311 | Gentec | 882BR-300-OH-TD |  | 61K190301230096 | SWE-CCC |  |  |  |  | 099-14311 | 099-14311 | Southeast | Memorial Hermann Convenient Care Center in League City (League City CCC) | SWE-CCC | CCC-ER | [6 empty] | REGULATORVACUUM-Genstar Tech-881VR-300-OH-D
YES | YES |  |  |  | 000-03962 | 000-03962 | Gentec | 882BR-300-OH-TD |  | 61G-17050247-035 | SWE-CCC |  |  |  |  | 000-03962 | 000-03962 | Southeast | Memorial Hermann Convenient Care Center in League City (League City CCC) | SWE-CCC | CCC-ER | [6 empty] | REGULATORVACUUM-Genstar Tech-881VR-300-OH-D
YES | YES |  |  |  | 000-03992 | 000-03992 | Gentec | 882BR-300-OH-TD |  | 61G-17050247-016 | SWE-CCC |  |  |  |  | 000-03992 | 000-03992 | Southeast | Memorial Hermann Convenient Care Center in League City (League City CCC) | SWE-CCC | CCC-ER | [6 empty] | REGULATORVACUUM-Genstar Tech-881VR-300-OH-D
YES | YES |  |  |  | 000-03970 | 000-03970 | Gentec | 882BR-300-OH-TD |  | 61G-17050247-038 | SWE-CCC |  |  |  |  | 000-03970 | 000-03970 | Southeast | Memorial Hermann Convenient Care Center in League City (League City CCC) | SWE-CCC | CCC-ER | [6 empty] | REGULATORVACUUM-Genstar Tech-881VR-300-OH-D
YES | YES |  |  |  | 000-03999 | 000-03999 | Gentec | 882BR-300-OH-TD |  | 61G-17050247-065 | SWE-CCC |  |  |  |  | 000-03999 | 000-03999 | Southeast | Memorial Hermann Convenient Care Center in League City (League City CCC) | SWE-CCC | CCC-ER | [6 empty] | REGULATORVACUUM-Genstar Tech-881VR-300-OH-D
YES | YES |  |  |  | 000-03983 | 000-03983 | Gentec | 882BR-300-OH-TD |  | 61G-17050247-072 | SWE-CCC |  |  |  |  | 000-03983 | 000-03983 | Southeast | Memorial Hermann Convenient Care Center in League City (League City CCC) | SWE-CCC | CCC-ER | [6 empty] | REGULATORVACUUM-Genstar Tech-881VR-300-OH-D
YES | YES |  |  |  | 000-03997 | 000-03997 | Gentec | 882BR-300-OH-TD |  | 61G-17050247-002 | SWE-CCC |  |  |  |  | 000-03997 | 000-03997 | Southeast | Memorial Hermann Convenient Care Center in League City (League City CCC) | SWE-CCC | CCC-ER | [6 empty] | REGULATORVACUUM-Genstar Tech-881VR-300-OH-D
YES | YES | Serial Number Cnf |  |  | 000-03981 | 000-03981 | Gentec | 882BR-300-OH-TD |  | Cnf | SWE-CCC |  |  |  |  | 000-03981 | 000-03981 | Southeast | Memorial Hermann Convenient Care Center in League City (League City CCC) | SWE-CCC | CCC-ER | [6 empty] | REGULATORVACUUM-Genstar Tech-881VR-300-OH-D
YES | YES | Serial Number Cnf |  |  | 000-03979 | 000-03979 | Gentec | 882BR-300-OH-TD |  | Cnf | SWE-CCC |  |  |  |  | 000-03979 | 000-03979 | Southeast | Memorial Hermann Convenient Care Center in League City (League City CCC) | SWE-CCC | CCC-ER | [6 empty] | REGULATORVACUUM-Genstar Tech-881VR-300-OH-D
YES | YES | Serial Number Cnf |  |  | 000-04003 | 000-04003 | Gentec | 882BR-300-OH-TD |  | Cnf | SWE-CCC |  |  |  |  | 000-04003 | 000-04003 | Southeast | Memorial Hermann Convenient Care Center in League City (League City CCC) | SWE-CCC | CCC-ER | [6 empty] | REGULATORVACUUM-Genstar Tech-881VR-300-OH-D
YES | YES | Serial Number Cnf |  |  | 000-03971 | 000-03971 | Gentec | 882BR-300-OH-TD |  | Cnf | SWE-CCC |  |  |  |  | 000-03971 | 000-03971 | Southeast | Memorial Hermann Convenient Care Center in League City (League City CCC) | SWE-CCC | CCC-ER | [6 empty] | REGULATORVACUUM-Genstar Tech-881VR-300-OH-D
YES | YES | Serial Number Cnf |  |  | 000-03974 | 000-03974 | Gentec | 882BR-300-OH-TD |  | Cnf | SWE-CCC |  |  |  |  | 000-03974 | 000-03974 | Southeast | Memorial Hermann Convenient Care Center in League City (League City CCC) | SWE-CCC | CCC-ER | [6 empty] | REGULATORVACUUM-Genstar Tech-881VR-300-OH-D
YES | YES | Serial Number Cnf |  |  | 000-03967 | 000-03967 | Gentec | 882BR-300-OH-TD |  | Cnf | SWE-CCC |  |  |  |  | 000-03967 | 000-03967 | Southeast | Memorial Hermann Convenient Care Center in League City (League City CCC) | SWE-CCC | CCC-ER | [6 empty] | REGULATORVACUUM-Genstar Tech-881VR-300-OH-D
YES | YES | Serial Number Cnf |  |  | 000-03975 | 000-03975 | Gentec | 882BR-300-OH-TD |  | Cnf | SWE-CCC |  |  |  |  | 000-03975 | 000-03975 | Southeast | Memorial Hermann Convenient Care Center in League City (League City CCC) | SWE-CCC | CCC-ER | [6 empty] | REGULATORVACUUM-Genstar Tech-881VR-300-OH-D
YES | YES | Serial Number Cnf |  |  | 000-03965 | 000-03965 | Gentec | 882BR-300-OH-TD |  | Cnf | SWE-CCC |  |  |  |  | 000-03965 | 000-03965 | Southeast | Memorial Hermann Convenient Care Center in League City (League City CCC) | SWE-CCC | CCC-ER | [6 empty] | REGULATORVACUUM-Genstar Tech-881VR-300-OH-D
YES | YES | Serial Number Cnf |  |  | 000-04015 | 000-04015 | Gentec | 882BR-300-OH-TD |  | Cnf | SWE-CCC |  |  |  |  | 000-04015 | 000-04015 | Southeast | Memorial Hermann Convenient Care Center in League City (League City CCC) | SWE-CCC | CCC-ER | [6 empty] | REGULATORVACUUM-Genstar Tech-881VR-300-OH-D
YES | YES | Serial Number Cnf |  |  | 000-04007 | 000-04007 | Gentec | 882BR-300-OH-TD |  | Cnf | SWE-CCC |  |  |  |  | 000-04007 | 000-04007 | Southeast | Memorial Hermann Convenient Care Center in League City (League City CCC) | SWE-CCC | CCC-ER | [6 empty] | REGULATORVACUUM-Genstar Tech-881VR-300-OH-D
YES | YES |  |  |  | 099-14343 | 099-14343 | Gentec | 882BR-300-OH-TD |  |  | SWE-CCC |  |  |  |  | 099-14343 | 099-14343 | Southeast | Memorial Hermann Convenient Care Center in League City (League City CCC) | SWE-CCC | CCC-ER | [6 empty] | REGULATORVACUUM-Genstar Tech-881VR-300-OH-D
YES | YES |  |  |  | 099-08402 | 099-08402 | Gentec | 882VR |  |  | GH - CENTRAL SUPPLY |  |  |  |  | 099-08402 | 099-08402 |  |  | GH - CENTRAL SUPPLY | PACU room 5
YES | YES | Serial Number CNL |  |  | 000-03988 | 000-03988 | Gentec | 882VR -300-OH-TD |  | CNL | ER |  |  |  |  | 000-03988 | 000-03988 | Southeast | Memorial Hermann Convenient Care Center in League City (League City CCC) | ER | Triage C1 126 |  |  |  | No PM Required
YES | YES | Serial Number Cnf |  |  | 099-09713 | 099-09713 | Gentec | 882vr-300-00-A |  | Cnf | TMC - OR - HERMANN (2HP) |  |  |  |  | 099-09713 | 099-09713 | TMC | Memorial Hermann-Texas Medical Center | TMC - OR - HERMANN (2HP) | OR 60 |  |  |  | No pm
YES | YES |  |  |  | 009-34203 | 009-34203 | Gentec | 882VR-300-OH-T |  |  | PACU |  |  |  |  | 009-34203 | 009-34203 | Central | Memorial Hermann Greater Heights Hospital | PACU | OR
YES | YES | Serial Number 23 |  |  | 009-34206 | 009-34206 | Gentec | 882VR-300-OH-T |  |  | GH - PACU |  |  |  |  | 009-34206 | 009-34206 | Central | Memorial Hermann Greater Heights Hospital | GH - PACU | PACU
YES | YES |  |  |  | 009-34208 | 009-34208 | Gentec | 882VR-300-OH-T |  |  | GH - PACU |  |  |  |  | 009-34208 | 009-34208 | Central | Memorial Hermann Greater Heights Hospital | GH - PACU | PACU
YES | YES |  |  |  | 009-34211 | 009-34211 | Gentec | 882VR-300-OH-T |  |  | GH - PACU |  |  |  |  | 009-34211 | 009-34211 | Central | Memorial Hermann Greater Heights Hospital | GH - PACU | PACU
YES | YES | Serial Number 42 |  |  | 009-34182 | 009-34182 | Gentec | 882VR-300-OH-T |  |  | GH - PACU |  |  |  |  | 009-34182 | 009-34182 | Central | Memorial Hermann Greater Heights Hospital | GH - PACU | PACU
YES | YES |  |  |  | 009-34183 | 009-34183 | Gentec | 882VR-300-OH-T |  |  | GH - PACU |  |  |  |  | 009-34183 | 009-34183 | Central | Memorial Hermann Greater Heights Hospital | GH - PACU | PACU
YES | YES |  |  |  | 009-34188 | 009-34188 | Gentec | 882VR-300-OH-T |  |  | Pcu 5 N |  |  |  |  | 009-34188 | 009-34188 | Central | Memorial Hermann Greater Heights Hospital | Pcu 5 N | PCU 5 N
YES | YES |  |  |  | 009-34213 | 009-34213 | Gentec | 882VR-300-OH-T |  |  | GH PCU 3 N |  |  |  |  | 009-34213 | 009-34213 | Central | Memorial Hermann Greater Heights Hospital | GH PCU 3 N | PCU 3 N
YES | YES |  |  |  | 009-34214 | 009-34214 | Gentec | 882VR-300-OH-T |  |  | GH - CENTRAL SUPPLY |  |  |  |  | 009-34214 | 009-34214 | Central | Memorial Hermann Greater Heights Hospital | GH - CENTRAL SUPPLY | PUC 3 N
YES | YES |  |  |  | 009-34217 | 009-34217 | Gentec | 882VR-300-OH-T |  |  | GH - IMU |  |  |  |  | 009-34217 | 009-34217 | Central | Memorial Hermann Greater Heights Hospital | GH - IMU | IMU
YES | YES | Serial Number CNL |  |  | 000-03980 | 000-03980 | Gentec | 882VR-300-OH-TD |  | CNL | ER |  |  |  |  | 000-03980 | 000-03980 | Southeast | Memorial Hermann Convenient Care Center in League City (League City CCC) | ER | Treatment 7 C1 107
YES | YES | Serial Number CNL |  |  | 000-04004 | 000-04004 | Gentec | 882VR-300-OH-TD |  | CNL | ER |  |  |  |  | 000-04004 | 000-04004 | Southeast | Memorial Hermann Convenient Care Center in League City (League City CCC) | ER | Treatment 7 C1 107
YES | YES | Serial Number CNL |  |  | 099-13373 | 099-13373 | Gentec | 882VR-300-OH-TD |  | CNL | ER |  |  |  |  | 099-13373 | 099-13373 | Southeast | Memorial Hermann Convenient Care Center in League City (League City CCC) | ER | Treatment 7 C1 107
YES | YES | Serial Number CNL |  |  | 000-04012 | 000-04012 | Gentec | 882VR-300-OH-TD |  | CNL | ER |  |  |  |  | 000-04012 | 000-04012 | Southeast | Memorial Hermann Convenient Care Center in League City (League City CCC) | ER | Equipment Room
YES | YES | Serial Number CNL |  |  | 000-03968 | 000-03968 | Gentec | 882VR-300-OH-TD |  | CNL | ER |  |  |  |  | 000-03968 | 000-03968 | Southeast | Memorial Hermann Convenient Care Center in League City (League City CCC) | ER | Equipment Room
YES | YES | Serial Number CNL |  |  | 000-03984 | 000-03984 | Gentec | 882VR-300-OH-TD |  | CNL | ER |  |  |  |  | 000-03984 | 000-03984 | Southeast | Memorial Hermann Convenient Care Center in League City (League City CCC) | ER | Equipment Room
YES | YES | Serial Number CNL |  |  | 000-03976 | 000-03976 | Gentec | 882VR-300-OH-TD |  | CNL | ER |  |  |  |  | 000-03976 | 000-03976 | Southeast | Memorial Hermann Convenient Care Center in League City (League City CCC) | ER | Equipment Room
YES | YES | Serial Number CNL |  |  | 000-04009 | 000-04009 | Gentec | 882VR-300-OH-TD |  | CNL | ER |  |  |  |  | 000-04009 | 000-04009 | Southeast | Memorial Hermann Convenient Care Center in League City (League City CCC) | ER | Equipment Room
YES | YES | Serial Number CNL |  |  | 000-03993 | 000-03993 | Gentec | 882VR-300-OH-TD |  | CNL | ER |  |  |  |  | 000-03993 | 000-03993 | Southeast | Memorial Hermann Convenient Care Center in League City (League City CCC) | ER | Equipment Room
YES | YES | Serial Number CNL |  |  | 000-04001 | 000-04001 | Gentec | 882VR-300-OH-TD |  | CNL | ER |  |  |  |  | 000-04001 | 000-04001 | Southeast | Memorial Hermann Convenient Care Center in League City (League City CCC) | ER | Equipment Room
YES | YES | Serial Number CNL |  |  | 000-04016 | 000-04016 | Gentec | 882VR-300-OH-TD |  | CNL | ER |  |  |  |  | 000-04016 | 000-04016 | Southeast | Memorial Hermann Convenient Care Center in League City (League City CCC) | ER | Equipment Room
YES | YES | Serial Number CNL |  |  | 000-03966 | 000-03966 | Gentec | 882VR-300-OH-TD |  | CNL | ER |  |  |  |  | 000-03966 | 000-03966 | Southeast | Memorial Hermann Convenient Care Center in League City (League City CCC) | ER | Equipment Room
YES | YES | Serial Number CNL |  |  | 000-03996 | 000-03996 | Gentec | 882VR-300-OH-TD |  | CNL | ER |  |  |  |  | 000-03996 | 000-03996 | Southeast | Memorial Hermann Convenient Care Center in League City (League City CCC) | ER | Equipment Room
YES | YES | Serial Number CNL |  |  | 000-04010 | 000-04010 | Gentec | 882VR-300-OH-TD |  | CNL | ER |  |  |  |  | 000-04010 | 000-04010 | Southeast | Memorial Hermann Convenient Care Center in League City (League City CCC) | ER | Equipment Room
YES | YES | Serial Number CNL |  |  | 000-03995 | 000-03995 | Gentec | 882VR-300-OH-TD |  | CNL | ER |  |  |  |  | 000-03995 | 000-03995 | Southeast | Memorial Hermann Convenient Care Center in League City (League City CCC) | ER | Treatment 1 C1 101
YES | YES | Serial Number CNL |  |  | 099-13383 | 099-13383 | Gentec | 882VR-300-OH-TD |  | CNL | ER |  |  |  |  | 099-13383 | 099-13383 | Southeast | Memorial Hermann Convenient Care Center in League City (League City CCC) | ER | Treatment 1 C1 101
YES | YES | Serial Number CNL |  |  | 000-03977 | 000-03977 | Gentec | 882VR-300-OH-TD |  | CNL | ER |  |  |  |  | 000-03977 | 000-03977 | Southeast | Memorial Hermann Convenient Care Center in League City (League City CCC) | ER | Treatment 1 C1 101
YES | YES |  |  |  | 029-11410 | 029-11410 | Gentec | 882VR-300-OH-TH |  |  | ER |  |  |  |  | 029-11410 | 029-11410 | Woodlands | 24 Hour Emergency Room - Convenient Care Center in Spring | ER | ER | [6 empty] | .needs class
YES | YES |  |  |  | 029-11412 | 029-11412 | Gentec | 882VR-300-OH-TH |  |  | ER |  |  |  |  | 029-11412 | 029-11412 | Woodlands | 24 Hour Emergency Room - Convenient Care Center in Spring | ER | ER | [6 empty] | .needs class
YES | YES |  |  |  | 029-11411 | 029-11411 | Gentec | 882VR-300-OH-TH |  |  | ER |  |  |  |  | 029-11411 | 029-11411 | Woodlands | 24 Hour Emergency Room - Convenient Care Center in Spring | ER | ER | [6 empty] | .needs class
YES | YES |  |  |  | 029-11450 | 029-11450 | Gentec | 882VR-300-OH-TH |  |  | ER |  |  |  |  | 029-11450 | 029-11450 | Woodlands | 24 Hour Emergency Room - Convenient Care Center in Spring | ER | ER | [6 empty] | .needs class
YES | YES |  |  |  | 029-11451 | 029-11451 | Gentec | 882VR-300-OH-TH |  |  | ER |  |  |  |  | 029-11451 | 029-11451 | Woodlands | 24 Hour Emergency Room - Convenient Care Center in Spring | ER | ER | [6 empty] | .needs class
YES | YES |  |  |  | 029-11439 | 029-11439 | Gentec | 882VR-300-OH-TH |  |  | ER |  |  |  |  | 029-11439 | 029-11439 | Woodlands | 24 Hour Emergency Room - Convenient Care Center in Spring | ER | ER | [6 empty] | .needs class
YES | YES |  |  |  | 029-11407 | 029-11407 | Gentec | 882VR-300-OH-TH |  |  | ER |  |  |  |  | 029-11407 | 029-11407 | Woodlands | 24 Hour Emergency Room - Convenient Care Center in Spring | ER | ER | [6 empty] | .needs class
YES | YES |  |  |  | 029-11447 | 029-11447 | Gentec | 882VR-300-OH-TH |  |  | ER |  |  |  |  | 029-11447 | 029-11447 | Woodlands | 24 Hour Emergency Room - Convenient Care Center in Spring | ER | ER | [6 empty] | .needs class
YES | YES |  |  |  | 029-11448 | 029-11448 | Gentec | 882VR-300-OH-TH |  |  | ER |  |  |  |  | 029-11448 | 029-11448 | Woodlands | 24 Hour Emergency Room - Convenient Care Center in Spring | ER | ER | [6 empty] | .needs class
YES | YES |  |  |  | 029-11453 | 029-11453 | Gentec | 882VR-300-OH-TH |  |  | ER |  |  |  |  | 029-11453 | 029-11453 | Woodlands | 24 Hour Emergency Room - Convenient Care Center in Spring | ER | ERb | [6 empty] | .needs class
YES | YES |  |  |  | 029-11452 | 029-11452 | Gentec | 882VR-300-OH-TH |  |  | ER |  |  |  |  | 029-11452 | 029-11452 | Woodlands | 24 Hour Emergency Room - Convenient Care Center in Spring | ER | ER | [6 empty] | .needs class
YES | YES |  |  |  | 029-11430 | 029-11430 | Gentec | 882VR-300-OH-TH |  |  | ER |  |  |  |  | 029-11430 | 029-11430 | Woodlands | 24 Hour Emergency Room - Convenient Care Center in Spring | ER | ER | [6 empty] | .needs class
YES | YES |  |  |  | 029-11417 | 029-11417 | Gentec | 882VR-300-OH-TH |  |  | ER |  |  |  |  | 029-11417 | 029-11417 | Woodlands | 24 Hour Emergency Room - Convenient Care Center in Spring | ER | ER | [6 empty] | .needs class
YES | YES | Serial Number Cnf |  |  | 099-02667 | 099-02667 | Gentec | 882VR-760-OH-A |  | CNF | KATY - Biomed |  |  |  |  | 099-02667 | 099-02667 | Katy | Memorial Hermann Katy Hospital | KATY - Biomed | Biomed storage | 2/1/20 |  |  | Broken |  |  | .needs class
YES | YES | Serial Number Cnf |  |  | 099-02666 | 099-02666 | Gentec | 882VR-760-OH-A |  | CNF | KATY - Biomed |  |  |  |  | 099-02666 | 099-02666 | Katy | Memorial Hermann Katy Hospital | KATY - Biomed | Biomed storage | [6 empty] | .needs class
YES | YES |  |  |  | 099-06316 | 099-06316 | Gentec | 88VR-300-00-A |  | 617-18070147/320 | SE - OR |  |  |  |  | 099-06316 | 099-06316 | Southeast | Memorial Hermann Southeast Hospital | SE - OR | Hybrid Ii
YES | YES | Serial Number Cnf |  |  | 099-04335 | 099-04335 | Gentec | CNF |  | CNF | 3 north |  |  |  |  | 099-04335 | 099-04335 | Pearland | Memorial Hermann Pearland Hospital | 3 north | [7 empty] | .needs class
YES | YES | Serial Number Cnf |  |  | 133-08858 | 133-08858 | Gentec | Cnf |  | Cnf | KATY - ICU |  |  |  |  | 133-08858 | 133-08858 | Katy | Memorial Hermann Katy Hospital | KATY - ICU |  | 2/1/20 | 2/1/20 |  |  |  |  | .needs class
YES | YES |  |  |  | 142-05195 | 142-05195 | Gentec | Cnf |  | 61G-B30148 | NE - MED/SURG |  |  |  |  | 142-05195 | 142-05195 | NorthEast |  | NE - MED/SURG |  |  |  |  | No pm |  |  | .needs class
YES | YES | Serial Number 61G-B30320 |  |  | 142-05026 | 142-05026 | Gentec | Cnf |  | 61G-B30320 | NE - MED/SURG |  |  |  |  | 142-05026 | 142-05026 | NorthEast |  | NE - MED/SURG |  |  |  |  | No pm |  |  | .needs class
YES | YES |  |  |  | 099-00947 | 099-00947 | Gentec | Cnf |  | 61-G-14070042 | NE - 5 SOUTH WEST |  |  |  |  | 099-00947 | 099-00947 | NorthEast |  | NE - 5 SOUTH WEST |  |  |  |  | No pm |  |  | .needs class
YES | YES | Serial Number Cnf |  |  | 099-00939 | 099-00939 | Gentec | Cnf |  | Cnf | CCU |  |  |  |  | 099-00939 | 099-00939 |  |  | CCU |  |  |  |  | No pm |  |  | .needs class
YES | YES | Serial Number Cnf |  |  | 099-00936 | 099-00936 | Gentec | Cnf |  | Cnf | [5 empty] | 099-00936 | 099-00936 |  |  |  |  | 2/1/20 |  |  | No pm |  |  | .needs class
YES | YES | Serial Number Cnf |  |  | 099-00932 | 099-00932 | Gentec | Cnf |  | Cnf | NE - RESPIRATORY |  |  |  |  | 099-00932 | 099-00932 | NorthEast |  | NE - RESPIRATORY |  |  |  |  | No pm |  |  | .needs class
YES | YES | Serial Number Cnf |  |  | 099-00985 | 099-00985 | Gentec | Cnf |  | Cnf | NE - IMU1 |  |  |  |  | 099-00985 | 099-00985 | NorthEast |  | NE - IMU1 |  |  |  |  | No pm |  |  | .needs class
YES | YES | Serial Number Cnf |  |  | 099-00983 | 099-00983 | Gentec | Cnf |  | Cnf | NE - IMU1 |  |  |  |  | 099-00983 | 099-00983 | NorthEast |  | NE - IMU1 |  |  |  |  | No pm |  |  | .needs class
YES | YES | Serial Number Cnf |  |  | 099-00966 | 099-00966 | Gentec | Cnf |  | Cnf | IMU2 |  |  |  |  | 099-00966 | 099-00966 |  |  | IMU2 |  | 2/1/20 |  |  | No pm |  |  | .needs class
YES | YES | Serial Number Cnf |  |  | 099-00965 | 099-00965 | Gentec | Cnf |  | Cnf | IMU2 |  |  |  |  | 099-00965 | 099-00965 |  |  | IMU2 |  |  |  |  | No pm |  |  | .needs class
YES | YES | Serial Number Cnf |  |  | 099-00961 | 099-00961 | Gentec | Cnf |  | Cnf | NE - IMU1 |  |  |  |  | 099-00961 | 099-00961 | NorthEast |  | NE - IMU1 |  |  |  |  | No pm |  |  | .needs class
YES | YES | Serial Number Cnf |  |  | 099-00960 | 099-00960 | Gentec | Cnf |  | Cnf | NE - IMU1 |  |  |  |  | 099-00960 | 099-00960 | NorthEast |  | NE - IMU1 |  |  |  |  | No pm |  |  | .needs class
YES | YES | Serial Number Cnf |  |  | 099-00958 | 099-00958 | Gentec | Cnf |  | Cnf | NE - ICU |  |  |  |  | 099-00958 | 099-00958 | NorthEast |  | NE - ICU |  |  |  |  | No pm |  |  | .needs class
YES | YES | Serial Number Cnf |  |  | 099-00957 | 099-00957 | Gentec | Cnf |  | Cnf | NE - ICU |  |  |  |  | 099-00957 | 099-00957 | NorthEast |  | NE - ICU |  |  |  |  | No pm |  |  | .needs class
YES | YES | Serial Number Cnf |  |  | 099-00952 | 099-00952 | Gentec | Cnf |  | Cnf | NE - ICU |  |  |  |  | 099-00952 | 099-00952 | NorthEast |  | NE - ICU |  |  |  |  | No pm |  |  | .needs class
YES | YES | Serial Number Cnf |  |  | 099-00951 | 099-00951 | Gentec | Cnf |  | Cnf | NE - ICU |  |  |  |  | 099-00951 | 099-00951 | NorthEast |  | NE - ICU |  |  |  |  | No pm |  |  | .needs class
YES | YES | Serial Number Cnf |  |  | 099-00909 | 099-00909 | Gentec | Cnf |  | Cnf | NE - ICU |  |  |  |  | 099-00909 | 099-00909 | NorthEast |  | NE - ICU |  |  |  |  | No pm |  |  | .needs class
YES | YES | Serial Number Cnf |  |  | 099-00908 | 099-00908 | Gentec | Cnf |  | Cnf | NE - ICU |  |  |  |  | 099-00908 | 099-00908 | NorthEast |  | NE - ICU |  |  |  |  | No pm |  |  | .needs class
YES | YES |  |  |  | 142-05114 | 142-05114 | Gentec | Cnf |  | 61G-B30148 | NE - NURSERY |  |  |  |  | 142-05114 | 142-05114 | NorthEast |  | NE - NURSERY |  |  |  |  | No pm |  |  | .needs class
YES | YES | Serial Number 61G-B30320 |  |  | 099-00902 | 099-00902 | Gentec | Cnf |  | 61G-B30320 | NE - LABOR |  |  |  |  | 099-00902 | 099-00902 | NorthEast |  | NE - LABOR |  |  |  |  | No pm |  |  | .needs class
YES | YES |  |  |  | 099-01006 | 099-01006 | Gentec | Cnf |  | 61G-B30148 | NE - LABOR |  |  |  |  | 099-01006 | 099-01006 | NorthEast |  | NE - LABOR |  |  |  |  | No pm |  |  | .needs class
YES | YES | Serial Number Cnf |  |  | 099-00916 | 099-00916 | Gentec | Cnf |  | Cnf | NE - NICU |  |  |  |  | 099-00916 | 099-00916 | NorthEast |  | NE - NICU |  |  |  |  | No pm |  |  | .needs class
YES | YES | Serial Number 61G-14040265 |  |  | 099-00725 | 099-00725 | Gentec | Cnf |  | 61G-14040265 | [5 empty] | 099-00725 | 099-00725 |  |  |  | Central Supply |  |  |  | No pm |  |  | .needs class
YES | YES | Serial Number 61g-14070042 |  |  | 099-00726 | 099-00726 | Gentec | Cnf |  | 61G-14070042 | [5 empty] | 099-00726 | 099-00726 |  |  |  | Central Supply |  |  |  | No pm |  |  | .needs class
YES | YES |  |  |  | 142-08894 | 142-08894 | Gentec | Cnf |  | 61K-18010213-018 | [5 empty] | 142-08894 | 142-08894 |  |  |  | Central Supply |  |  |  | No pm |  |  | .needs class
YES | YES | Serial Number Cnf |  |  | 142-09251 | 142-09251 | Gentec | Cnf |  | Cnf | NE - RESPIRATORY |  |  |  |  | 142-09251 | 142-09251 | NorthEast |  | NE - RESPIRATORY |  |  |  |  | No pm |  |  | .needs class
YES | YES | Serial Number Cnf |  |  | 142-09250 | 142-09250 | Gentec | Cnf |  | Cnf | NE - RESPIRATORY |  |  |  |  | 142-09250 | 142-09250 | NorthEast |  | NE - RESPIRATORY |  |  |  |  | No pm |  |  | .needs class
YES | YES | Serial Number Cnf |  |  | 142-09249 | 142-09249 | Gentec | Cnf |  | Cnf | NE - RESPIRATORY |  |  |  |  | 142-09249 | 142-09249 | NorthEast |  | NE - RESPIRATORY |  |  |  |  | No pm |  |  | .needs class
NO | YES |  |  |  | 069-257N | 069-25740 | Gentec | CNF |  | VRA07500KF | Phase 1 Day Surgery |  |  |  |  | 069-257N | 069-25740 | TMC | Memorial Herrman Texas Medical Center | Phase 1 Day Surgery | Day surgery
YES | YES | Serial Number Cnf |  |  | 005-11997 | 005-11997 | Gentec | CNF |  | CNF | BioMed |  |  |  |  | 005-11997 | 005-11997 | Southeast | Memorial Hermann Southeast Hospital | BioMed | BioMed Shop | [6 empty] | .needs class
YES | YES |  |  |  | 151-04759 | 151-04759 | Gentec | Cont/int |  | 16080128/176 | Cardiology |  |  |  |  | 151-04759 | 151-04759 | Northwest | Memorial Hermann Cypress Hospital | Cardiology | US room | 2/1/20
YES | YES |  |  |  | 142-05069 | 142-05069 | Gentec | Cont/Inter |  |  | Surgical room |  |  |  |  | 142-05069 | 142-05069 | Woodlands | Memorial Hermann Hospital Woodlands | Surgical room | OR Room 18 |  |  |  | No p.m.
NO | YES |  |  |  | 009-10802 | 009-10802 | Gentec | Continuous |  | 61G-16120123-012 | GH-Labor & Delivery | MHHS-Greater Heights |  |  |  | 009-10802 | 009-10802 | Central Greater Heights | MHHS-Greater Heights | GH-Labor & Delivery | Room 4 |  |  |  |  | REGULATORS, SUCTION |  | .needs class |  |  |  |  | .needs class | [8 empty] | Covered PM Repair - Biomedical | MHHS-Greater Heights
YES | YES |  |  |  | 029-13740 | 029-13740 | Gentec | Contiuous |  |  | West Tower 4. Surgical ICU |  |  |  |  | 029-13740 | 029-13740 | Woodlands | Memorial Hermann Hospital Woodlands | West Tower 4. Surgical ICU | Room 4111
YES | YES |  |  |  | 099-08433 | 099-08433 | Gentec | Contiuous |  |  | 4th Floor |  |  |  |  | 099-08433 | 099-08433 | Greater heights | Memorial Hermann Hospital | 4th Floor | Room 421
YES | YES |  |  |  | 099-00773 | 099-00773 | Gentec | Fob 881vr-300-oh-t |  | 61G-B30148 | NE - OR HOLDING |  |  |  |  | 099-00773 | 099-00773 | Katy | Memorial Hermann Northeast Hospital | NE - OR HOLDING | Pacu memorial
YES | YES |  |  |  | 142-05174 | 142-05174 | Gentec | FOB 881VR-300-OH-T |  | 61G-B30148 | [5 empty] | 142-05174 | 142-05174 | Katy | Memorial Hermann Northeast Hospital |  | OR Holding Bay 3
YES | YES | Serial Number Cnf |  |  | 099-02493 | 099-02493 | Gentec | Fob 881vr-300-oh-t |  | Cnf | NE - OR HOLDING |  |  |  |  | 099-02493 | 099-02493 | Katy | Memorial Hermann Northeast Hospital | NE - OR HOLDING | Pacu room 3 |  |  |  | Patient came in room, could not get serial
YES | YES |  |  |  | 099-00040 | 099-00040 | Gentec | FOB 881VR-300-OH-T |  | 61G-B30148 | [5 empty] | 099-00040 | 099-00040 | Katy | Memorial Hermann Northeast Hospital |  | OR Holding room 5
YES | YES |  |  |  | 099-00035 | 099-00035 | Gentec | FOB 881VR-300-OH-T |  | 61G-B30148 | [5 empty] | 099-00035 | 099-00035 | Katy | Memorial Hermann Northeast Hospital |  | OR Holding room 11
YES | YES |  |  |  | 142-05001 | 142-05001 | Gentec | FOB 881VR-300-OH-T |  | 61G-B30148 | [5 empty] | 142-05001 | 142-05001 | Katy | Memorial Hermann Northeast Hospital |  | PACU | 2/1/20 | 2/1/20
YES | YES |  |  |  | 099-02500 | 099-02500 | Gentec | Fob 881vr-300-oh-t |  | 61G-AC0247 | NE - OR HOLDING |  |  |  |  | 099-02500 | 099-02500 | Katy | Memorial Hermann Northeast Hospital | NE - OR HOLDING | Nurses station
YES | YES | Serial Number 61G-15070023 |  |  | 099-00041 | 099-00041 | Gentec | FOB 881VR-300-OH-T |  | 61G-15070023 | [5 empty] | 099-00041 | 099-00041 | Katy | Memorial Hermann Northeast Hospital |  | PACU
YES | YES | Serial Number Cnf |  |  | 099-02284 | 099-02284 | Gentec | FOB 881VR-300-OH-T |  | CNF | ER |  |  |  |  | 099-02284 | 099-02284 | Katy | Memorial Hermann Northeast Hospital | ER | Room 9 | 2/1/20 | 2/1/20
YES | YES | Serial Number Cnf |  |  | 099-00059 | 099-00059 | Gentec | FOB 881VR-300-OH-T |  | CNF | ER |  |  |  |  | 099-00059 | 099-00059 | Katy | Memorial Hermann Northeast Hospital | ER | Room 5 | 2/1/20
YES | YES | Serial Number Cnf |  |  | 099-00060 | 099-00060 | Gentec | FOB 881VR-300-OH-T |  | CNF | ER |  |  |  |  | 099-00060 | 099-00060 | Katy | Memorial Hermann Northeast Hospital | ER | Room 5 | 2/1/20 | 2/1/20
YES | YES | Serial Number Cnf |  |  | 099-00061 | 099-00061 | Gentec | FOB 881VR-300-OH-T |  | CNF | ER |  |  |  |  | 099-00061 | 099-00061 | Katy | Memorial Hermann Northeast Hospital | ER | Room 3 | 2/1/20 | 2/1/20
YES | YES | Serial Number Cnf |  |  | 099-00062 | 099-00062 | Gentec | FOB 881VR-300-OH-T |  | CNF | ER |  |  |  |  | 099-00062 | 099-00062 | Katy | Memorial Hermann Northeast Hospital | ER | Room 1 | 2/1/20 | 2/1/20
YES | YES | Serial Number Cnf |  |  | 099-00076 | 099-00076 | Gentec | FOB 881VR-300-OH-T |  | CNF | ER |  |  |  |  | 099-00076 | 099-00076 | Northeast | Memorial Hermann Northeast Hospital | ER | Room 1 | 2/1/20
YES | YES |  |  |  | 099-07941 | 099-07941 | Gentec | Full Vac |  | Nsn | Memorial Hermann- T exas Medical Center Childrens OR |  |  |  |  | 099-07941 | 099-07941 |  | TCM | Memorial Hermann- T exas Medical Center Childrens OR | PR-5 | 4/1/20 |  |  | No PM Sticker
YES | YES | Serial Number Cnf |  |  | 005-34484 | 005-34484 | Gentec | GMX30U-AIR/O2 |  | CNf | SE - NURSE CALL |  |  |  |  | 005-34484 | 005-34484 | Southeast | Memorial Hermann South East | SE - NURSE CALL | Biomed
YES | YES | Serial Number Cnf |  |  | 005-34485 | 005-34485 | Gentec | GMX30U-AIR/O2 |  | CNF | SE - NURSE CALL |  |  |  |  | 005-34485 | 005-34485 | Southeast | Memorial Hermann South East | SE - NURSE CALL | Biomed
YES | YES | Serial Number Cnf |  |  | 005-34482 | 005-34482 | Gentec | GMX30U-AIR/O2 |  | CNF | SE - NURSE CALL |  |  |  |  | 005-34482 | 005-34482 | Southeast | Memorial Hermann South East | SE - NURSE CALL | Biomed
YES | YES | Serial Number Cnf |  |  | 005-34483 | 005-34483 | Gentec | GMX30U-AIR/O2 |  | CNF | SE - NURSE CALL |  |  |  |  | 005-34483 | 005-34483 | Southeast | Memorial Hermann South East | SE - NURSE CALL | Biomed
YES | YES | Serial Number Cnf |  |  | 005-34481 | 005-34481 | Gentec | GMX30U-AIR/O2 |  | CNF | SE - NURSE CALL |  |  |  |  | 005-34481 | 005-34481 | Southeast | Memorial Hermann South East | SE - NURSE CALL | Biomed
YES | YES |  |  |  | 151-04779 | 151-04779 | Gentec | Int/cont |  |  | Cardiology |  |  |  |  | 151-04779 | 151-04779 | Northwest | Memorial Hermann Cypress Hospital | Cardiology | Room M2 122 | 2/1/20 | 2/1/20
YES | YES |  |  |  | 099-02722 | 099-02722 | Gentec | ISU |  |  | NE - OR holding |  |  |  |  | 099-02722 | 099-02722 | Katy | Memorial Hermann Northeast Hospital | NE - OR holding | Room 4
YES | YES | Serial Number CNL |  |  | 099-13365 | 099-13365 | Gentec | ISU |  | CNL | ER |  |  |  |  | 099-13365 | 099-13365 | Southeast | Memorial Hermann Convenient Care Center in League City (League City CCC) | ER | Treatment 10 C1 117
YES | YES |  |  |  | 099-08938 | 099-08938 | Gentec | Suction |  |  | TIRR - PCU 4 |  |  |  |  | 099-08938 | 099-08938 | TMC | TIRR Memorial Hermann | TIRR - PCU 4 |  |  |  | 3/1/20 | New Add - in use
YES | YES |  |  |  | 009-34162 | 009-34162 | Gentec | Suction regulator |  |  | 4 north |  |  |  |  | 009-34162 | 009-34162 | Central | Memorial hermann greater heights | 4 north | 426A
YES | YES |  |  |  | 099-12217 | 099-12217 | Gentec | Suction regulator |  | Nsn | TMC - OR - CVOR (7HVI) |  |  |  |  | 099-12217 | 099-12217 | TMC | Memorial Hermann-Texas Medical Center | TMC - OR - CVOR (7HVI) | Pacu 7 | 3/1/20 |  |  | No PM Sticker
YES | YES |  |  |  | 099-13505 | 099-13505 | Gentec | Suction regulator |  | Nsn | TMC - HVI - HEART FAILURE ICU (5HVI) |  |  |  |  | 099-13505 | 099-13505 |  | Memorial Hermann-tmc | TMC - HVI - HEART FAILURE ICU (5HVI) | Micu 14
YES | YES |  |  |  | 099-12720 | 099-12720 | Gentec | Vacuum |  |  | TWC |  |  |  |  | 099-12720 | 099-12720 | TMC | Memorial Hermann Heart | TWC | Pre-Op 5
YES | YES |  |  |  | 099-08813 | 099-08813 | Gentec | Vacuum reg |  | Nsn | SW - ER |  |  |  |  | 099-08813 | 099-08813 | Southwest | Memorial Hermann Southwest Hospital Emergency Center | SW - ER | Pod C 47 |  |  |  | No PM Sticker
YES | YES |  |  |  | 151-04221 | 151-04221 | Gentec | Vacuum Regulator |  | 17010083/272 | CY - CARDIOPULMONARY |  |  |  |  | 151-04221 | 151-04221 | Northwest | Memorial Hermann Cypress Hospital | CY - CARDIOPULMONARY | Echo Lab |  | 2/1/20
YES | YES |  |  |  | 151-04223 | 151-04223 | Gentec | Vacuum Regulator |  | 61G-1606206/076 | CY - CARDIOPULMONARY |  |  |  |  | 151-04223 | 151-04223 | Northwest | Memorial Hermann Cypress Hospital | CY - CARDIOPULMONARY | EEG
YES | YES | Serial Number Cnf |  |  | 099-04154 | 099-04154 | Gentec | Vacuum Regulator |  | Cnf | 3 South Med Surg |  |  |  |  | 099-04154 | 099-04154 | Pearland | Pearland Hospital | 3 South Med Surg | N305
YES | YES |  |  |  | 099-04366 | 099-04366 | Gentec | Vacuum Regulator |  | 61K19040149114 | PEARLAND - EMERGENCY CENTER |  |  |  |  | 099-04366 | 099-04366 | Pearland | Memorial Hermann Pearland Hospital | PEARLAND - EMERGENCY CENTER | CDU 5
YES | YES |  |  |  | 005-33195 | 005-33195 | Gentec | Vacuum Regulator |  | 61G-16050268/014 | Sugar Land Endo |  |  |  |  | 005-33195 | 005-33195 | Sugar Land | Memorial Hermann Sugar Land Hospital | Sugar Land Endo | Procedure Room 2
YES | YES | Serial Number 18120218 |  |  | 099-08149 | 099-08149 | Gentec | Vacuum regulator |  |  | 6 North |  |  |  |  | 099-08149 | 099-08149 | Central | Memorial Hermann Greater Heights Hospital | 6 North | Rm 629
YES | YES |  |  |  | 099-08974 | 099-08974 | Gentec | Vacuum regulator |  | 881VR-300-DS-C | OR |  |  |  |  | 099-08974 | 099-08974 | Central | Joint Center - Orthopedic and Spine Hospital | OR | OR 5
YES | YES |  |  |  | 099-08595 | 099-08595 | Gentec | Vacuum regulator |  | 61G-17090061/348 | Ultrasound |  |  |  |  | 099-08595 | 099-08595 | Central | Memorial Hermann Greater Heights Hospital | Ultrasound | Rm 1
YES | YES |  |  |  | 099-08714 | 099-08714 | Gentec | Vacuum regulator |  | 61g16050274036 | PACU |  |  |  |  | 099-08714 | 099-08714 | Southwest | Memorial Hermann Southwest Hospital | PACU | Bay 10
YES | YES |  |  |  | 099-08716 | 099-08716 | Gentec | Vacuum regulator |  |  | PACU |  |  |  |  | 099-08716 | 099-08716 | Southwest | Memorial Hermann Southwest Hospital | PACU | Bay 8
YES | YES |  |  |  | 099-08718 | 099-08718 | Gentec | Vacuum regulator |  |  | PACU |  |  |  |  | 099-08718 | 099-08718 | Southwest | Memorial Hermann Southwest Hospital | PACU | Bay 6
YES | YES |  |  |  | 099-08723 | 099-08723 | Gentec | Vacuum regulator |  |  | Endoscopy |  |  |  |  | 099-08723 | 099-08723 | Southwest | Memorial Hermann Southwest Hospital | Endoscopy | Rm 4
YES | YES |  |  |  | 099-08724 | 099-08724 | Gentec | Vacuum regulator |  |  | PACU OR |  |  |  |  | 099-08724 | 099-08724 | Southwest | Memorial Hermann Southwest Hospital | PACU OR | Rm 3
YES | YES |  |  |  | 009-34052 | 009-34052 | Gentec | Vacuum regulator |  |  | PACU OR |  |  |  |  | 009-34052 | 009-34052 | Southwest | Memorial Hermann Southwest Hospital | PACU OR | Rm 3
YES | YES | Asset Tag 009-34055 |  |  | 009-34055 | 009-34055 | Gentec | Vacuum regulator |  |  | PACU OR |  |  |  |  | 009-34055 | 009-34055 | Southwest | Memorial Hermann Southwest Hospital | PACU OR | Rm 1
YES | YES |  |  |  | 099-10117 | 099-10117 | Gentec | Vacuum regulator |  |  | 10th floor |  |  |  |  | 099-10117 | 099-10117 | Southwest | Memorial Hermann Southwest Hospital | 10th floor | Rm 1010
YES | YES |  |  |  | 099-10147 | 099-10147 | Gentec | Vacuum regulator |  |  | SW - 10th floor |  |  |  |  | 099-10147 | 099-10147 | Southwest | Memorial Hermann Southwest Hospital | SW - 10th floor | Rm 1093
YES | YES |  |  |  | 099-10149 | 099-10149 | Gentec | Vacuum regulator |  |  | SW - 10th floor |  |  |  |  | 099-10149 | 099-10149 | Southwest | Memorial Hermann Southwest Hospital | SW - 10th floor | Rm 1093
YES | YES |  |  |  | 099-10228 | 099-10228 | Gentec | Vacuum regulator |  |  | SW - Floor 9 |  |  |  |  | 099-10228 | 099-10228 | Southwest | Memorial Hermann Southwest Hospital | SW - Floor 9 | Rm 963
YES | YES |  |  |  | 099-10230 | 099-10230 | Gentec | Vacuum regulator |  |  | SW - Floor 9 |  |  |  |  | 099-10230 | 099-10230 | Southwest | Memorial Hermann Southwest Hospital | SW - Floor 9 | Rm 965
YES | YES |  |  |  | 099-10250 | 099-10250 | Gentec | Vacuum regulator |  |  | 8th floor |  |  |  |  | 099-10250 | 099-10250 | Southwest | Memorial Hermann Southwest Hospital | 8th floor | Room 892
YES | YES |  |  |  | 099-10257 | 099-10257 | Gentec | Vacuum regulator |  |  | 6th floor |  |  |  |  | 099-10257 | 099-10257 | Southwest | Memorial Hermann Southwest Hospital | 6th floor | Rm 630
YES | YES |  |  |  | 099-10394 | 099-10394 | Gentec | Vacuum regulator |  |  | SW - 7th floor |  |  |  |  | 099-10394 | 099-10394 | Southwest | Memorial Hermann Southwest Hospital | SW - 7th floor | Rm 759
YES | YES |  |  |  | 099-10445 | 099-10445 | Gentec | Vacuum regulator |  |  | ICU 7th floor |  |  |  |  | 099-10445 | 099-10445 | Southwest | Memorial Hermann Southwest Hospital | ICU 7th floor | Rm 52
YES | YES |  |  |  | 009-34269 | 009-34269 | Gentec | Vacuum regulator |  |  | ICU B |  |  |  |  | 009-34269 | 009-34269 | Southwest | Memorial Hermann Southwest Hospital | ICU B | Rm 12
YES | YES |  |  |  | 009-34270 | 009-34270 | Gentec | Vacuum regulator |  |  | ICU B |  |  |  |  | 009-34270 | 009-34270 | Southwest | Memorial Hermann Southwest Hospital | ICU B | Rm 12
YES | YES |  |  |  | 009-34271 | 009-34271 | Gentec | Vacuum regulator |  |  | ICU B |  |  |  |  | 009-34271 | 009-34271 | Southwest | Memorial Hermann Southwest Hospital | ICU B | Rm 14
YES | YES |  |  |  | 009-34272 | 009-34272 | Gentec | Vacuum regulator |  |  | ICU B |  |  |  |  | 009-34272 | 009-34272 | Southwest | Memorial Hermann Southwest Hospital | ICU B | Nurse station
YES | YES |  |  |  | 009-34277 | 009-34277 | Gentec | Vacuum regulator |  |  | ICU D |  |  |  |  | 009-34277 | 009-34277 | Southwest | Memorial Hermann Southwest Hospital | ICU D | Rm 32
YES | YES |  |  |  | 009-34278 | 009-34278 | Gentec | Vacuum regulator |  |  | ICU D |  |  |  |  | 009-34278 | 009-34278 | Southwest | Memorial Hermann Southwest Hospital | ICU D | Rm 32
YES | YES |  |  |  | 099-13117 | 099-13117 | Gentec | Vacuum Regulator |  |  | ER |  |  |  |  | 099-13117 | 099-13117 | Southwest | Memorial Hermann Southwest Hospital Emergency Center | ER | Trauma Pedi
YES | YES |  |  |  | 099-13119 | 099-13119 | Gentec | Vacuum Regulator |  |  | ER |  |  |  |  | 099-13119 | 099-13119 | Southwest | Memorial Hermann Southwest Hospital Emergency Center | ER | Pod-B 26
YES | YES |  |  |  | 099-13132 | 099-13132 | Gentec | Vacuum Regulator |  | 15050157-048 | ER |  |  |  |  | 099-13132 | 099-13132 | Southwest | Memorial Hermann Southwest Hospital Emergency Center | ER | Pod-B 31
YES | YES |  |  |  | 099-14075 | 099-14075 | Gentec | Vacuum Regulator |  | NS | SW |  |  |  |  | 099-14075 | 099-14075 | Southwest | Memorial Hermann Southwest Hospital Emergency Center | SW | RM-1023 |  |  |  | No PM required
YES | YES |  |  |  | 099-14130 | 099-14130 | Gentec | Vacuum Regulator |  |  | SW |  |  |  |  | 099-14130 | 099-14130 | Southwest | Memorial Hermann Southwest Hospital | SW | 8th Floor Rm 886
YES | YES |  |  |  | 099-14083 | 099-14083 | Gentec | Vacuum Regulator |  |  | SW |  |  |  |  | 099-14083 | 099-14083 | Southwest | Memorial Hermann Southwest Hospital | SW | 7th D-Wing RM 756
YES | YES |  |  |  | 099-14085 | 099-14085 | Gentec | Vacuum Regulator |  |  | SW |  |  |  |  | 099-14085 | 099-14085 | Southwest | Memorial Hermann Southwest Hospital | SW | 7th D-Wing RM 761
YES | YES |  |  |  | 099-14086 | 099-14086 | Gentec | Vacuum Regulator |  |  | SW |  |  |  |  | 099-14086 | 099-14086 | Southwest | Memorial Hermann Southwest Hospital | SW | 7th D-Wing RM 761
YES | YES |  |  |  | 099-14087 | 099-14087 | Gentec | Vacuum Regulator |  |  | SW |  |  |  |  | 099-14087 | 099-14087 | Southwest | Memorial Hermann Southwest Hospital | SW | 7th D-Wing RM 763
YES | YES | Serial Number Cnf |  |  | 099-04537 | 099-04537 | Gentec health | 881VR-200-OH-C |  | Cnf | PEARLAND - 4N - MED/SURG |  |  |  |  | 099-04537 | 099-04537 | Pearland | Memorial Hermann Pearland Hospital | PEARLAND - 4N - MED/SURG | 419 rm | [5 empty] | Regulator, Vacuum | REGULATORVACUUM-Genstar Tech-881VR | [23 empty] | REGULATORVACUUM | Regulator, Vacuum | Genstar Tech
YES | YES | Serial Number Cnf |  |  | 099-04540 | 099-04540 | Gentec health | 881VR-200-OH-C |  | Cnf | Prarland |  |  |  |  | 099-04540 | 099-04540 |  |  | Prarland | N418 | [5 empty] | Regulator, Vacuum | REGULATORVACUUM-Genstar Tech-881VR | [23 empty] | REGULATORVACUUM | Regulator, Vacuum | Genstar Tech
YES | YES | Serial Number Cnf |  |  | 099-04580 | 099-04580 | Gentec health | 881VR-200-OH-C |  | Cnf | PEARLAND - TELEMETRY |  |  |  |  | 099-04580 | 099-04580 | Pearland | Memorial Hermann Pearland Hospital | PEARLAND - TELEMETRY | RM 417 | [5 empty] | Regulator, Vacuum | REGULATORVACUUM-Genstar Tech-881VR | [23 empty] | REGULATORVACUUM | Regulator, Vacuum | Genstar Tech
YES | YES | Serial Number Cnf |  |  | 099-04584 | 099-04584 | Gentec health | 881VR-200-OH-C |  | Cnf | PEARLAND |  |  |  |  | 099-04584 | 099-04584 | Pearland | Memorial Hermann Pearland Hospital | PEARLAND | RM 416 | [5 empty] | Regulator, Vacuum | REGULATORVACUUM-Genstar Tech-881VR | [23 empty] | REGULATORVACUUM | Regulator, Vacuum | Genstar Tech
YES | YES | Serial Number Cnf |  |  | 099-04542 | 099-04542 | Gentec health | 881VR-200-OH-C |  | Cnf | Paerland |  |  |  |  | 099-04542 | 099-04542 | Pearland | Memorial Hermann Pearland Hospital | Paerland | rm 433 |  | 2/1/20 |  |  |  | Regulator, Vacuum | REGULATORVACUUM-Genstar Tech-881VR | [23 empty] | REGULATORVACUUM | Regulator, Vacuum | Genstar Tech
YES | YES |  |  |  | 099-04544 | 099-04544 | Gentec health | 881VR-200-OH-C | [7 empty] | 099-04544 | 099-04544 | Pearland | Pearland | [7 empty] | Regulator, Vacuum | REGULATORVACUUM-Genstar Tech-881VR | [23 empty] | REGULATORVACUUM | Regulator, Vacuum | Genstar Tech
YES | YES | Serial Number Cnf |  |  | 145-01164 | 145-01164 | Gentec Health | 881VR-200-OH-C |  | Cnf | Pearland |  |  |  |  | 145-01164 | 145-01164 | Pearland | Pearland | Pearland | N361 B |  | 2/1/20 |  |  |  | Regulator, Vacuum | REGULATORVACUUM-Genstar Tech-881VR | [23 empty] | REGULATORVACUUM | Regulator, Vacuum | Genstar Tech
YES | YES |  |  |  | 145-01162 | 145-01162 | Gentec Health | 881VR-200-OH-C |  | 15070170-001 | Pearland |  |  |  |  | 145-01162 | 145-01162 | Pearland | Pearland | Pearland | 361a | 2/1/20 | 2/1/20 |  |  |  | Regulator, Vacuum | REGULATORVACUUM-Genstar Tech-881VR | [23 empty] | REGULATORVACUUM | Regulator, Vacuum | Genstar Tech
YES | YES | Serial Number Cnf |  |  | 145-01161 | 145-01161 | Gentec Health | 881VR-200-OH-C |  | Cnf | Pearland |  |  |  |  | 145-01161 | 145-01161 | Pearland | Pearland | Pearland | 361a | 2/1/20 | 2/1/20 |  |  |  | Regulator, Vacuum | REGULATORVACUUM-Genstar Tech-881VR | [23 empty] | REGULATORVACUUM | Regulator, Vacuum | Genstar Tech
YES | YES |  |  |  | 099-04667 | 099-04667 | Gentec Health | 881VR-200-OH-C |  |  | Rm328 |  |  |  |  | 099-04667 | 099-04667 | Pearland | Pearland | Rm328 |  | 2/1/20 |  |  |  |  | Regulator, Vacuum | REGULATORVACUUM-Genstar Tech-881VR | [23 empty] | REGULATORVACUUM | Regulator, Vacuum | Genstar Tech
YES | YES |  |  |  | 099-04669 | 099-04669 | Gentec Health | 881VR-200-OH-C |  | 15060007-114 | [5 empty] | 099-04669 | 099-04669 | Pearland | Pearland |  | Rm328 | 2/1/20 | 2/1/20 |  |  |  | Regulator, Vacuum | REGULATORVACUUM-Genstar Tech-881VR | [23 empty] | REGULATORVACUUM | Regulator, Vacuum | Genstar Tech
NO | YES |  |  |  | 099-06763 | 099-06763 | Gentec Health | 881VR-200-OH-C |  | 15070170-025 | SE- L |  |  |  |  | 099-06763 | 099-06763 | Southeast | Memorial Hermann Southeast Hospital | SE- L |  | 4/1/20 |  | 4/1/20
NO | YES |  |  |  |  | 099-01792 | Gentec Healthcare | 881VR-160-OH-B |  | 099-01792 | NE-Med/Surg | MHHS-Northeast |  |  |  |  | 099-01792 | Katy | MHHS-Northeast | NE-Med/Surg | S208 | 3/1/17 |  |  |  | REGULATORS, SUCTION | Regulator, Vacuum | REGULATORVACUUM-Genstar Tech-881VR |  |  |  |  | REGULATORVACUUM-Genstar Tech-881VR | [8 empty] | Covered PM Repair - Biomedical | MHHS-Northeast | [8 empty] | REGULATORVACUUM | Regulator, Vacuum | Genstar Tech
NO | YES |  |  |  |  | 099-01173 | Gentec Healthcare | 881VR-160-OH-B |  | NSN | NE-Radiology | MHHS-Northeast |  |  |  |  | 099-01173 | Katy | MHHS-Northeast | NE-Radiology | Rad Room 2 | 3/1/17 |  |  |  | REGULATORS, SUCTION | Regulator, Vacuum | REGULATORVACUUM-Genstar Tech-881VR |  |  |  |  | REGULATORVACUUM-Genstar Tech-881VR | [8 empty] | Covered PM Repair - Biomedical | MHHS-Northeast | [8 empty] | REGULATORVACUUM | Regulator, Vacuum | Genstar Tech
NO | YES | Serial Number 61G-15070023 |  |  |  | 099-01232 | Gentec Healthcare | 881VR-160-OH-B |  | 61G-15070023 | NE-Radiology | MHHS-Northeast |  |  |  |  | 099-01232 | Katy | MHHS-Northeast | NE-Radiology | CT Room 1 |  |  |  | 1 time pm sticker | REGULATORS, SUCTION | Regulator, Vacuum | REGULATORVACUUM-Genstar Tech-881VR |  |  |  |  | REGULATORVACUUM-Genstar Tech-881VR | [5 empty] | 5/23/13 |  |  | Covered PM Repair - Biomedical | MHHS-Northeast | [8 empty] | REGULATORVACUUM | Regulator, Vacuum | Genstar Tech
NO | YES |  |  |  |  | 099-01381 | Gentec Healthcare | 881VR-160-OH-B |  |  | NE-Endoscopy | MHHS-Northeast |  |  |  |  | 099-01381 | Katy | MHHS-Northeast | NE-Endoscopy | Procedure room 2 | 3/1/17 | 3/1/18 |  |  | REGULATORS, SUCTION | Regulator, Vacuum | REGULATORVACUUM-Genstar Tech-881VR |  |  |  |  | REGULATORVACUUM-Genstar Tech-881VR | [5 empty] | 8/3/15 |  |  | Covered PM Repair - Biomedical | MHHS-Northeast | [8 empty] | REGULATORVACUUM | Regulator, Vacuum | Genstar Tech
NO | YES |  |  |  |  | 099-00602 | Gentec Healthcare | 881VR-160-OH-B |  | 099-00602 | NE-Central Supply | MHHS-Northeast |  |  |  |  | 099-00602 | Katy | MHHS-Northeast | NE-Central Supply | SW533 | 3/1/17 |  |  |  | REGULATORS, SUCTION | Regulator, Vacuum | REGULATORVACUUM-Genstar Tech-881VR |  |  |  |  | REGULATORVACUUM-Genstar Tech-881VR | [8 empty] | Covered PM Repair - Biomedical | MHHS-Northeast | [8 empty] | REGULATORVACUUM | Regulator, Vacuum | Genstar Tech
NO | YES |  |  |  |  | 099-01786 | Gentec Healthcare | 881VR-160-OH-B |  |  | NE-2 West Tower | MHHS-Northeast |  |  |  |  | 099-01786 | Katy | MHHS-Northeast | NE-2 West Tower |  | 3/1/17 |  |  |  | REGULATORS, SUCTION | Regulator, Vacuum | REGULATORVACUUM-Genstar Tech-881VR |  |  |  |  | REGULATORVACUUM-Genstar Tech-881VR | [8 empty] | Covered PM Repair - Biomedical | MHHS-Northeast | [8 empty] | REGULATORVACUUM | Regulator, Vacuum | Genstar Tech
NO | YES |  |  |  |  | 099-01142 | Gentec Healthcare | 881VR-160-OH-B |  | 099-01142 | NE-Radiology | MHHS-Northeast |  |  |  |  | 099-01142 | Katy | MHHS-Northeast | NE-Radiology | X-Ray Room | 3/1/17 |  |  |  | REGULATORS, SUCTION | Regulator, Vacuum | REGULATORVACUUM-Genstar Tech-881VR |  |  |  |  | REGULATORVACUUM-Genstar Tech-881VR | [8 empty] | Covered PM Repair - Lab Analyzers/Anesth | MHHS-Northeast | [8 empty] | REGULATORVACUUM | Regulator, Vacuum | Genstar Tech
NO | YES | Serial Number 61G-15070023 |  |  |  | 099-01231 | Gentec Healthcare | 881VR-160-OH-B |  | 61G-15070023 | NE-Radiology | MHHS-Northeast |  |  |  |  | 099-01231 | Katy | MHHS-Northeast | NE-Radiology | Stress lab |  |  |  |  | REGULATORS, SUCTION | Regulator, Vacuum | REGULATORVACUUM-Genstar Tech-881VR |  |  |  |  | REGULATORVACUUM-Genstar Tech-881VR | [8 empty] | Covered PM Repair - Lab Analyzers/Anesth | MHHS-Northeast | [8 empty] | REGULATORVACUUM | Regulator, Vacuum | Genstar Tech
NO | YES |  |  |  |  | 099-01146 | Gentec Healthcare | 881VR-160-OH-B |  | 099-01146 | NE-Radiology | MHHS-Northeast |  |  |  |  | 099-01146 | Katy | MHHS-Northeast | NE-Radiology | X-Ray Control Room | 3/1/17 |  |  |  | REGULATORS, SUCTION | Regulator, Vacuum | REGULATORVACUUM-Genstar Tech-881VR |  |  |  |  | REGULATORVACUUM-Genstar Tech-881VR | [8 empty] | Covered PM Repair - Biomedical | MHHS-Northeast | [8 empty] | REGULATORVACUUM | Regulator, Vacuum | Genstar Tech
NO | YES |  |  |  | 145-01041 | 145-01041 | Gentec Healthcare | 881VR-160-OH-B |  | 15060007-133 | Pearland-3N-Med/Surg | MHHS-Pearland Hospital |  |  |  | 145-01041 | 145-01041 | Pearland | MHHS-Pearland Hospital | Pearland-3N-Med/Surg |  | 12/1/17 |  |  |  | REGULATORS, SUCTION | Regulator, Vacuum | REGULATORVACUUM-Genstar Tech-881VR |  |  |  |  | REGULATORVACUUM-Genstar Tech-881VR | [5 empty] | 11/1/13 |  |  | Covered PM Repair - Biomedical | MHHS-Pearland Hospital | [8 empty] | REGULATORVACUUM | Regulator, Vacuum | Genstar Tech
NO | YES |  |  |  | 145-01042 | 145-01042 | Gentec Healthcare | 881VR-160-OH-B |  | 15040059-013 | Pearland-Labor & Delivery | MHHS-Pearland Hospital |  |  |  | 145-01042 | 145-01042 | Pearland | MHHS-Pearland Hospital | Pearland-Labor & Delivery | N3-151 soiled utility |  |  |  |  | REGULATORS, SUCTION | Regulator, Vacuum | REGULATORVACUUM-Genstar Tech-881VR |  |  |  |  | REGULATORVACUUM-Genstar Tech-881VR | [5 empty] | 7/3/14 |  |  | Covered PM Repair - Biomedical | MHHS-Pearland Hospital | [8 empty] | REGULATORVACUUM | Regulator, Vacuum | Genstar Tech
NO | YES |  |  |  | 145-01043 | 145-01043 | Gentec Healthcare | 881VR-160-OH-B |  | 15060007-092 | Pearland-3N-Med/Surg | MHHS-Pearland Hospital |  |  |  | 145-01043 | 145-01043 | Pearland | MHHS-Pearland Hospital | Pearland-3N-Med/Surg |  | 12/1/17 |  |  |  | REGULATORS, SUCTION | Regulator, Vacuum | REGULATORVACUUM-Genstar Tech-881VR |  |  |  |  | REGULATORVACUUM-Genstar Tech-881VR | [5 empty] | 7/3/13 |  |  | Covered PM Repair - Biomedical | MHHS-Pearland Hospital | [8 empty] | REGULATORVACUUM | Regulator, Vacuum | Genstar Tech
NO | YES |  |  |  | 145-01044 | 145-01044 | Gentec Healthcare | 881VR-160-OH-B |  | 15060007-104 | Pearland-3N-Med/Surg | MHHS-Pearland Hospital |  |  |  | 145-01044 | 145-01044 | Pearland | MHHS-Pearland Hospital | Pearland-3N-Med/Surg | N311 | 12/1/17 |  |  |  | REGULATORS, SUCTION | Regulator, Vacuum | REGULATORVACUUM-Genstar Tech-881VR |  |  |  |  | REGULATORVACUUM-Genstar Tech-881VR | [8 empty] | Covered PM Repair - Biomedical | MHHS-Pearland Hospital | [8 empty] | REGULATORVACUUM | Regulator, Vacuum | Genstar Tech
NO | YES |  |  |  | 145-01045 | 145-01045 | Gentec Healthcare | 881VR-160-OH-B |  | 15040059-062 | Pearland-Labor & Delivery | MHHS-Pearland Hospital |  |  |  | 145-01045 | 145-01045 | Pearland | MHHS-Pearland Hospital | Pearland-Labor & Delivery | N3-151 soiled utility |  |  |  |  | REGULATORS, SUCTION | Regulator, Vacuum | REGULATORVACUUM-Genstar Tech-881VR |  |  |  |  | REGULATORVACUUM-Genstar Tech-881VR | [5 empty] | 1/31/18 |  |  | Covered PM Repair - Biomedical | MHHS-Pearland Hospital | [8 empty] | REGULATORVACUUM | Regulator, Vacuum | Genstar Tech
NO | YES |  |  |  | 145-01046 | 145-01046 | Gentec Healthcare | 881VR-160-OH-B |  | 15060007-106 | Pearland-3N-Med/Surg | MHHS-Pearland Hospital |  |  |  | 145-01046 | 145-01046 | Pearland | MHHS-Pearland Hospital | Pearland-3N-Med/Surg | N316 | 12/1/17 |  |  |  | REGULATORS, SUCTION | Regulator, Vacuum | REGULATORVACUUM-Genstar Tech-881VR |  |  |  |  | REGULATORVACUUM-Genstar Tech-881VR | [5 empty] | 7/21/17 |  |  | Covered PM Repair - Biomedical | MHHS-Pearland Hospital | [8 empty] | REGULATORVACUUM | Regulator, Vacuum | Genstar Tech
NO | YES |  |  |  | 145-01047 | 145-01047 | Gentec Healthcare | 881VR-160-OH-B |  | 15050157-033 | Pearland-Labor & Delivery | MHHS-Pearland Hospital |  |  |  | 145-01047 | 145-01047 | Pearland | MHHS-Pearland Hospital | Pearland-Labor & Delivery | Room 330 | 12/1/17 |  |  | One time safety | REGULATORS, SUCTION | Regulator, Vacuum | REGULATORVACUUM-Genstar Tech-881VR |  |  |  |  | REGULATORVACUUM-Genstar Tech-881VR | [5 empty] | 4/25/15 |  |  | Covered PM Repair - Biomedical | MHHS-Pearland Hospital | [8 empty] | REGULATORVACUUM | Regulator, Vacuum | Genstar Tech
NO | YES |  |  |  | 145-01049 | 145-01049 | Gentec Healthcare | 881VR-160-OH-B |  | 15060007-044 | Pearland-4N-Med/Surg | MHHS-Pearland Hospital |  |  |  | 145-01049 | 145-01049 | Pearland | MHHS-Pearland Hospital | Pearland-4N-Med/Surg | Room 401 | 12/1/17 |  |  | One time safety | REGULATORS, SUCTION | Regulator, Vacuum | REGULATORVACUUM-Genstar Tech-881VR |  |  |  |  | REGULATORVACUUM-Genstar Tech-881VR | [5 empty] | 6/12/16 |  |  | Covered PM Repair - Biomedical | MHHS-Pearland Hospital | [8 empty] | REGULATORVACUUM | Regulator, Vacuum | Genstar Tech
NO | YES |  |  |  | 145-01050 | 145-01050 | Gentec Healthcare | 881VR-160-OH-B |  | 15060007-081 | Pearland-4N-Med/Surg | MHHS-Pearland Hospital |  |  |  | 145-01050 | 145-01050 | Pearland | MHHS-Pearland Hospital | Pearland-4N-Med/Surg | Rooom 404 | 12/1/17 |  |  |  | REGULATORS, SUCTION | Regulator, Vacuum | REGULATORVACUUM-Genstar Tech-881VR |  |  |  |  | REGULATORVACUUM-Genstar Tech-881VR | [5 empty] | 5/12/16 |  |  | Covered PM Repair - Biomedical | MHHS-Pearland Hospital | [8 empty] | REGULATORVACUUM | Regulator, Vacuum | Genstar Tech
NO | YES |  |  |  | 145-01051 | 145-01051 | Gentec Healthcare | 881VR-160-OH-B |  | 15060007-058 | Pearland-4N-Med/Surg | MHHS-Pearland Hospital |  |  |  | 145-01051 | 145-01051 | Pearland | MHHS-Pearland Hospital | Pearland-4N-Med/Surg | Room 402 | 12/1/17 |  |  | One time safety inspection | REGULATORS, SUCTION | Regulator, Vacuum | REGULATORVACUUM-Genstar Tech-881VR |  |  |  |  | REGULATORVACUUM-Genstar Tech-881VR | [8 empty] | Covered PM Repair - Biomedical | MHHS-Pearland Hospital | [8 empty] | REGULATORVACUUM | Regulator, Vacuum | Genstar Tech
NO | YES |  |  |  | 145-01052 | 145-01052 | Gentec Healthcare | 881VR-160-OH-B |  | 15060007-067 | Pearland-Med/Surg | MHHS-Pearland Hospital |  |  |  | 145-01052 | 145-01052 | Pearland | MHHS-Pearland Hospital | Pearland-Med/Surg | 2nd shell floor | 12/1/17 |  |  |  | REGULATORS, SUCTION | Regulator, Vacuum | REGULATORVACUUM-Genstar Tech-881VR |  |  |  |  | REGULATORVACUUM-Genstar Tech-881VR | [8 empty] | Covered PM Repair - Biomedical | MHHS-Pearland Hospital | [8 empty] | REGULATORVACUUM | Regulator, Vacuum | Genstar Tech
NO | YES |  |  |  | 145-01053 | 145-01053 | Gentec Healthcare | 881VR-160-OH-B |  | 15060007-074 | Pearland-4N-Med/Surg | MHHS-Pearland Hospital |  |  |  | 145-01053 | 145-01053 | Pearland | MHHS-Pearland Hospital | Pearland-4N-Med/Surg | Rooom N406 | 12/1/17 |  |  |  | REGULATORS, SUCTION | Regulator, Vacuum | REGULATORVACUUM-Genstar Tech-881VR |  |  |  |  | REGULATORVACUUM-Genstar Tech-881VR | [8 empty] | Covered PM Repair - Biomedical | MHHS-Pearland Hospital | [8 empty] | REGULATORVACUUM | Regulator, Vacuum | Genstar Tech
NO | YES |  |  |  | 145-01054 | 145-01054 | Gentec Healthcare | 881VR-160-OH-B |  | 15060007-061 | Pearland-4N-Med/Surg | MHHS-Pearland Hospital |  |  |  | 145-01054 | 145-01054 | Pearland | MHHS-Pearland Hospital | Pearland-4N-Med/Surg | Room 405 | 12/1/17 |  |  | One time safety | REGULATORS, SUCTION | Regulator, Vacuum | REGULATORVACUUM-Genstar Tech-881VR |  |  |  |  | REGULATORVACUUM-Genstar Tech-881VR | [8 empty] | Covered PM Repair - Biomedical | MHHS-Pearland Hospital | [8 empty] | REGULATORVACUUM | Regulator, Vacuum | Genstar Tech
NO | YES |  |  |  | 145-01055 | 145-01055 | Gentec Healthcare | 881VR-160-OH-B |  | 15060007-076 | Pearland-4N-Med/Surg | MHHS-Pearland Hospital |  |  |  | 145-01055 | 145-01055 | Pearland | MHHS-Pearland Hospital | Pearland-4N-Med/Surg | 2nd Floor Shell |  |  |  |  | REGULATORS, SUCTION | Regulator, Vacuum | REGULATORVACUUM-Genstar Tech-881VR |  |  |  |  | REGULATORVACUUM-Genstar Tech-881VR | [8 empty] | Covered PM Repair - Biomedical | MHHS-Pearland Hospital | [8 empty] | REGULATORVACUUM | Regulator, Vacuum | Genstar Tech
NO | YES |  |  |  | 145-01056 | 145-01056 | Gentec Healthcare | 881VR-160-OH-B |  | 15060007-009 | Pearland-Med/Surg | MHHS-Pearland Hospital |  |  |  | 145-01056 | 145-01056 | Pearland | MHHS-Pearland Hospital | Pearland-Med/Surg | 2nd shell floor |  |  |  |  | REGULATORS, SUCTION | Regulator, Vacuum | REGULATORVACUUM-Genstar Tech-881VR |  |  |  |  | REGULATORVACUUM-Genstar Tech-881VR | [8 empty] | Covered PM Repair - Biomedical | MHHS-Pearland Hospital | [8 empty] | REGULATORVACUUM | Regulator, Vacuum | Genstar Tech
NO | YES |  |  |  | 145-01057 | 145-01057 | Gentec Healthcare | 881VR-160-OH-B |  | 15060007-073 | Pearland-4N-Med/Surg | MHHS-Pearland Hospital |  |  |  | 145-01057 | 145-01057 | Pearland | MHHS-Pearland Hospital | Pearland-4N-Med/Surg | 2nd Floor Shell |  |  |  |  | REGULATORS, SUCTION | Regulator, Vacuum | REGULATORVACUUM-Genstar Tech-881VR |  |  |  |  | REGULATORVACUUM-Genstar Tech-881VR | [8 empty] | Covered PM Repair - Biomedical | MHHS-Pearland Hospital | [8 empty] | REGULATORVACUUM | Regulator, Vacuum | Genstar Tech
NO | YES |  |  |  | 145-01058 | 145-01058 | Gentec Healthcare | 881VR-160-OH-B |  | 15060007-041 | Pearland-4N-Med/Surg | MHHS-Pearland Hospital |  |  |  | 145-01058 | 145-01058 | Pearland | MHHS-Pearland Hospital | Pearland-4N-Med/Surg | Soiled utility |  |  |  |  | REGULATORS, SUCTION | Regulator, Vacuum | REGULATORVACUUM-Genstar Tech-881VR |  |  |  |  | REGULATORVACUUM-Genstar Tech-881VR | [5 empty] | 9/29/17 |  |  | Covered PM Repair - Biomedical | MHHS-Pearland Hospital | [8 empty] | REGULATORVACUUM | Regulator, Vacuum | Genstar Tech
NO | YES |  |  |  | 145-01059 | 145-01059 | Gentec Healthcare | 881VR-160-OH-B |  | 15060007-123 | Pearland-4N-Med/Surg | MHHS-Pearland Hospital |  |  |  | 145-01059 | 145-01059 | Pearland | MHHS-Pearland Hospital | Pearland-4N-Med/Surg | Rooom N406 | 12/1/17 |  |  |  | REGULATORS, SUCTION | Regulator, Vacuum | REGULATORVACUUM-Genstar Tech-881VR |  |  |  |  | REGULATORVACUUM-Genstar Tech-881VR | [5 empty] | 11/30/17 |  |  | Covered PM Repair - Radiology, Low End | MHHS-Pearland Hospital | [8 empty] | REGULATORVACUUM | Regulator, Vacuum | Genstar Tech
NO | YES |  |  |  | 145-01061 | 145-01061 | Gentec Healthcare | 881VR-160-OH-B |  | 15050157-017 | Pearland-4N-Med/Surg | MHHS-Pearland Hospital |  |  |  | 145-01061 | 145-01061 | Pearland | MHHS-Pearland Hospital | Pearland-4N-Med/Surg | Soiled utility |  |  |  |  | REGULATORS, SUCTION | Regulator, Vacuum | REGULATORVACUUM-Genstar Tech-881VR |  |  |  |  | REGULATORVACUUM-Genstar Tech-881VR | [8 empty] | Covered PM Repair - Radiology, Low End | MHHS-Pearland Hospital | [8 empty] | REGULATORVACUUM | Regulator, Vacuum | Genstar Tech
NO | YES |  |  |  | 145-01062 | 145-01062 | Gentec Healthcare | 881VR-160-OH-B |  | 15060007-086 | Pearland-4N-Med/Surg | MHHS-Pearland Hospital |  |  |  | 145-01062 | 145-01062 | Pearland | MHHS-Pearland Hospital | Pearland-4N-Med/Surg | Room 402 | 12/1/17 |  |  | One time safety | REGULATORS, SUCTION | Regulator, Vacuum | REGULATORVACUUM-Genstar Tech-881VR |  |  |  |  | REGULATORVACUUM-Genstar Tech-881VR | [8 empty] | Covered PM Repair - Radiology, Low End | MHHS-Pearland Hospital | [8 empty] | REGULATORVACUUM | Regulator, Vacuum | Genstar Tech
NO | YES |  |  |  | 145-01063 | 145-01063 | Gentec Healthcare | 881VR-160-OH-B |  | 15060007-095 | Pearland-4N-Med/Surg | MHHS-Pearland Hospital |  |  |  | 145-01063 | 145-01063 | Pearland | MHHS-Pearland Hospital | Pearland-4N-Med/Surg | Nursing |  |  |  |  | REGULATORS, SUCTION | Regulator, Vacuum | REGULATORVACUUM-Genstar Tech-881VR |  |  |  |  | REGULATORVACUUM-Genstar Tech-881VR | [8 empty] | Covered PM Repair - Radiology, Low End | MHHS-Pearland Hospital | [8 empty] | REGULATORVACUUM | Regulator, Vacuum | Genstar Tech
NO | YES |  |  |  | 145-01064 | 145-01064 | Gentec Healthcare | 881VR-160-OH-B |  | 15050157-046 | Pearland-4N-Med/Surg | MHHS-Pearland Hospital |  |  |  | 145-01064 | 145-01064 | Pearland | MHHS-Pearland Hospital | Pearland-4N-Med/Surg | Room 406 | 12/1/17 |  |  | One time safety | REGULATORS, SUCTION | Regulator, Vacuum | REGULATORVACUUM-Genstar Tech-881VR |  |  |  |  | REGULATORVACUUM-Genstar Tech-881VR | [5 empty] | 5/1/14 |  |  | Covered PM Repair - Radiology, Low End | MHHS-Pearland Hospital | [8 empty] | REGULATORVACUUM | Regulator, Vacuum | Genstar Tech
NO | YES |  |  |  | 145-00916 | 145-00916 | Gentec Healthcare | 881VR-160-OH-B |  | 15070170-011 | Pearland-Cardiac Cath Lab | MHHS-Pearland Hospital |  |  |  | 145-00916 | 145-00916 | Pearland | MHHS-Pearland Hospital | Pearland-Cardiac Cath Lab | Prep 3 | 12/1/17 |  |  |  | REGULATORS, SUCTION | Regulator, Vacuum | REGULATORVACUUM-Genstar Tech-881VR |  |  |  |  | REGULATORVACUUM-Genstar Tech-881VR | [8 empty] | Covered PM Repair - Biomedical | MHHS-Pearland Hospital | [8 empty] | REGULATORVACUUM | Regulator, Vacuum | Genstar Tech
NO | YES |  |  |  | 145-00917 | 145-00917 | Gentec Healthcare | 881VR-160-OH-B |  | 15060007-064 | Pearland-Cardiac Cath Lab | MHHS-Pearland Hospital |  |  |  | 145-00917 | 145-00917 | Pearland | MHHS-Pearland Hospital | Pearland-Cardiac Cath Lab | Prep 1 | 12/1/17 |  |  |  | REGULATORS, SUCTION | Regulator, Vacuum | REGULATORVACUUM-Genstar Tech-881VR |  |  |  |  | REGULATORVACUUM-Genstar Tech-881VR | [8 empty] | Covered PM Repair - Biomedical | MHHS-Pearland Hospital | [8 empty] | REGULATORVACUUM | Regulator, Vacuum | Genstar Tech
NO | YES |  |  |  | 145-00918 | 145-00918 | Gentec Healthcare | 881VR-160-OH-B |  | 15060007-053 | Pearland-Cardiac Cath Lab | MHHS-Pearland Hospital |  |  |  | 145-00918 | 145-00918 | Pearland | MHHS-Pearland Hospital | Pearland-Cardiac Cath Lab | Prep | 12/1/17 |  |  |  | REGULATORS, SUCTION | Regulator, Vacuum | REGULATORVACUUM-Genstar Tech-881VR |  |  |  |  | REGULATORVACUUM-Genstar Tech-881VR | [5 empty] | 11/15/17 |  |  | Covered PM Repair - Biomedical | MHHS-Pearland Hospital | [8 empty] | REGULATORVACUUM | Regulator, Vacuum | Genstar Tech
NO | YES |  |  |  | 145-00919 | 145-00919 | Gentec Healthcare | 881VR-160-OH-B |  | 15060007-005 | Pearland-Cardiac Cath Lab | MHHS-Pearland Hospital |  |  |  | 145-00919 | 145-00919 | Pearland | MHHS-Pearland Hospital | Pearland-Cardiac Cath Lab | S2 227.1 | 12/1/17 |  |  |  | REGULATORS, SUCTION | Regulator, Vacuum | REGULATORVACUUM-Genstar Tech-881VR |  |  |  |  | REGULATORVACUUM-Genstar Tech-881VR | [5 empty] | 7/1/13 |  |  | Covered PM Repair - Biomedical | MHHS-Pearland Hospital | [8 empty] | REGULATORVACUUM | Regulator, Vacuum | Genstar Tech
NO | YES |  |  |  | 145-00929 | 145-00929 | Gentec Healthcare | 881VR-160-OH-B |  | 15060007-016 | Pearland-Cardiac Cath Lab | MHHS-Pearland Hospital |  |  |  | 145-00929 | 145-00929 | Pearland | MHHS-Pearland Hospital | Pearland-Cardiac Cath Lab | Cath lab procedure room | 12/1/17 |  |  |  | REGULATORS, SUCTION | Regulator, Vacuum | REGULATORVACUUM-Genstar Tech-881VR |  |  |  |  | REGULATORVACUUM-Genstar Tech-881VR | [5 empty] | 10/20/17 |  |  | Covered PM Repair - Biomedical | MHHS-Pearland Hospital | [8 empty] | REGULATORVACUUM | Regulator, Vacuum | Genstar Tech
NO | YES |  |  |  | 145-00930 | 145-00930 | Gentec Healthcare | 881VR-160-OH-B |  | 15060007-049 | Pearland-Cardiac Cath Lab | MHHS-Pearland Hospital |  |  |  | 145-00930 | 145-00930 | Pearland | MHHS-Pearland Hospital | Pearland-Cardiac Cath Lab | Cath lab procedure room | 12/1/17 |  |  |  | REGULATORS, SUCTION | Regulator, Vacuum | REGULATORVACUUM-Genstar Tech-881VR |  |  |  |  | REGULATORVACUUM-Genstar Tech-881VR | [5 empty] | 5/16/17 |  |  | Not Covered Vendor Only - Biomedical | MHHS-Pearland Hospital | [8 empty] | REGULATORVACUUM | Regulator, Vacuum | Genstar Tech
NO | YES |  |  |  | 145-00893 | 145-00893 | Gentec Healthcare | 881VR-160-OH-B |  | 15050157-053 | Pearland-Cardiology Services | MHHS-Pearland Hospital |  |  |  | 145-00893 | 145-00893 | Pearland | MHHS-Pearland Hospital | Pearland-Cardiology Services | EEG 246 | 12/1/17 |  |  |  | REGULATORS, SUCTION | Regulator, Vacuum | REGULATORVACUUM-Genstar Tech-881VR |  |  |  |  | REGULATORVACUUM-Genstar Tech-881VR | [5 empty] | 5/16/18 |  |  | Covered PM Repair - Biomedical | MHHS-Pearland Hospital | [8 empty] | REGULATORVACUUM | Regulator, Vacuum | Genstar Tech
NO | YES |  |  |  | 145-00907 | 145-00907 | Gentec Healthcare | 881VR-160-OH-B |  | 15050157-069 | Pearland-Cardiology Services | MHHS-Pearland Hospital |  |  |  | 145-00907 | 145-00907 | Pearland | MHHS-Pearland Hospital | Pearland-Cardiology Services | ECHO |  |  |  |  | REGULATORS, SUCTION | Regulator, Vacuum | REGULATORVACUUM-Genstar Tech-881VR |  |  |  |  | REGULATORVACUUM-Genstar Tech-881VR | [8 empty] | Covered PM Repair - Respiratory/Steriliz | MHHS-Pearland Hospital | [8 empty] | REGULATORVACUUM | Regulator, Vacuum | Genstar Tech
NO | YES |  |  |  | 145-00945 | 145-00945 | Gentec Healthcare | 881VR-160-OH-B |  | 15060007-105 | Pearland-Endoscopy | MHHS-Pearland Hospital |  |  |  | 145-00945 | 145-00945 | Pearland | MHHS-Pearland Hospital | Pearland-Endoscopy | Clean supply | 12/1/17 |  |  |  | REGULATORS, SUCTION | Regulator, Vacuum | REGULATORVACUUM-Genstar Tech-881VR |  |  |  |  | REGULATORVACUUM-Genstar Tech-881VR | [5 empty] | 1/30/13 |  |  | Covered PM Repair - Biomedical | MHHS-Pearland Hospital | [8 empty] | REGULATORVACUUM | Regulator, Vacuum | Genstar Tech
NO | YES |  |  |  | 145-00950 | 145-00950 | Gentec Healthcare | 881VR-160-OH-B |  | 15060007-021 | Pearland-OR | MHHS-Pearland Hospital |  |  |  | 145-00950 | 145-00950 | Pearland | MHHS-Pearland Hospital | Pearland-OR | Scope Processing | 12/1/17 |  |  |  | REGULATORS, SUCTION | Regulator, Vacuum | REGULATORVACUUM-Genstar Tech-881VR |  |  |  |  | REGULATORVACUUM-Genstar Tech-881VR | [8 empty] | Covered PM Repair - Biomedical | MHHS-Pearland Hospital | [8 empty] | REGULATORVACUUM | Regulator, Vacuum | Genstar Tech
NO | YES |  |  |  | 145-00954 | 145-00954 | Gentec Healthcare | 881VR-160-OH-B |  | 15070170-075 | Pearland-Endoscopy | MHHS-Pearland Hospital |  |  |  | 145-00954 | 145-00954 | Pearland | MHHS-Pearland Hospital | Pearland-Endoscopy | Clean supply | 12/1/17 |  |  |  | REGULATORS, SUCTION | Regulator, Vacuum | REGULATORVACUUM-Genstar Tech-881VR |  |  |  |  | REGULATORVACUUM-Genstar Tech-881VR | [8 empty] | Covered PM Repair - Biomedical | MHHS-Pearland Hospital | [8 empty] | REGULATORVACUUM | Regulator, Vacuum | Genstar Tech
NO | YES |  |  |  | 145-00955 | 145-00955 | Gentec Healthcare | 881VR-160-OH-B |  | 15060007-040 | Pearland-Endoscopy | MHHS-Pearland Hospital |  |  |  | 145-00955 | 145-00955 | Pearland | MHHS-Pearland Hospital | Pearland-Endoscopy | Clean supply | 12/1/17 |  |  |  | REGULATORS, SUCTION | Regulator, Vacuum | REGULATORVACUUM-Genstar Tech-881VR |  |  |  |  | REGULATORVACUUM-Genstar Tech-881VR | [8 empty] | Covered PM Repair - Biomedical | MHHS-Pearland Hospital | [8 empty] | REGULATORVACUUM | Regulator, Vacuum | Genstar Tech
NO | YES |  |  |  | 145-00956 | 145-00956 | Gentec Healthcare | 881VR-160-OH-B |  | 15060007-121 | Pearland-Endoscopy | MHHS-Pearland Hospital |  |  |  | 145-00956 | 145-00956 | Pearland | MHHS-Pearland Hospital | Pearland-Endoscopy | Clean supply | 12/1/17 |  |  |  | REGULATORS, SUCTION | Regulator, Vacuum | REGULATORVACUUM-Genstar Tech-881VR |  |  |  |  | REGULATORVACUUM-Genstar Tech-881VR | [8 empty] | Covered PM Repair - Biomedical | MHHS-Pearland Hospital | [8 empty] | REGULATORVACUUM | Regulator, Vacuum | Genstar Tech
NO | YES |  |  |  | 145-00957 | 145-00957 | Gentec Healthcare | 881VR-160-OH-B |  | 15060007-019 | Pearland-Endoscopy | MHHS-Pearland Hospital |  |  |  | 145-00957 | 145-00957 | Pearland | MHHS-Pearland Hospital | Pearland-Endoscopy | Clean supply | 12/1/17 |  |  |  | REGULATORS, SUCTION | Regulator, Vacuum | REGULATORVACUUM-Genstar Tech-881VR |  |  |  |  | REGULATORVACUUM-Genstar Tech-881VR | [8 empty] | Covered PM Repair - Biomedical | MHHS-Pearland Hospital | [8 empty] | REGULATORVACUUM | Regulator, Vacuum | Genstar Tech
NO | YES |  |  |  | 145-01068 | 145-01068 | Gentec Healthcare | 881VR-160-OH-B |  | 15070170-059 | Pearland-ICU/IMCU | MHHS-Pearland Hospital |  |  |  | 145-01068 | 145-01068 | Pearland | MHHS-Pearland Hospital | Pearland-ICU/IMCU | Icu 1 | 12/1/17 |  |  |  | REGULATORS, SUCTION | Regulator, Vacuum | REGULATORVACUUM-Genstar Tech-881VR |  |  |  |  | REGULATORVACUUM-Genstar Tech-881VR | [5 empty] | 7/5/13 |  |  | Covered PM Repair - Biomedical | MHHS-Pearland Hospital | [8 empty] | REGULATORVACUUM | Regulator, Vacuum | Genstar Tech
NO | YES |  |  |  | 145-01069 | 145-01069 | Gentec Healthcare | 881VR-160-OH-B |  | 15060007-031 | Pearland-ICU/IMCU | MHHS-Pearland Hospital |  |  |  | 145-01069 | 145-01069 | Pearland | MHHS-Pearland Hospital | Pearland-ICU/IMCU | ICU 2 | 12/1/17 |  |  |  | REGULATORS, SUCTION | Regulator, Vacuum | REGULATORVACUUM-Genstar Tech-881VR |  |  |  |  | REGULATORVACUUM-Genstar Tech-881VR | [8 empty] | Covered PM Repair - Biomedical | MHHS-Pearland Hospital | [8 empty] | REGULATORVACUUM | Regulator, Vacuum | Genstar Tech
NO | YES |  |  |  | 145-01070 | 145-01070 | Gentec Healthcare | 881VR-160-OH-B |  | 15050157-024 | Pearland-ICU/IMCU | MHHS-Pearland Hospital |  |  |  | 145-01070 | 145-01070 | Pearland | MHHS-Pearland Hospital | Pearland-ICU/IMCU | ICU 7 | 12/1/17 |  |  |  | REGULATORS, SUCTION | Regulator, Vacuum | REGULATORVACUUM-Genstar Tech-881VR |  |  |  |  | REGULATORVACUUM-Genstar Tech-881VR | [8 empty] | Covered PM Repair - Biomedical | MHHS-Pearland Hospital | [8 empty] | REGULATORVACUUM | Regulator, Vacuum | Genstar Tech
NO | YES |  |  |  | 145-01071 | 145-01071 | Gentec Healthcare | 881VR-160-OH-B |  | 15060007-001 | Pearland-ICU/IMCU | MHHS-Pearland Hospital |  |  |  | 145-01071 | 145-01071 | Pearland | MHHS-Pearland Hospital | Pearland-ICU/IMCU | Icu 8 |  |  |  |  | REGULATORS, SUCTION | Regulator, Vacuum | REGULATORVACUUM-Genstar Tech-881VR |  |  |  |  | REGULATORVACUUM-Genstar Tech-881VR | [8 empty] | Covered PM Repair - Biomedical | MHHS-Pearland Hospital | [8 empty] | REGULATORVACUUM | Regulator, Vacuum | Genstar Tech
NO | YES |  |  |  | 145-01073 | 145-01073 | Gentec Healthcare | 881VR-160-OH-B |  | 15060007-101 | Pearland-ICU/IMCU | MHHS-Pearland Hospital |  |  |  | 145-01073 | 145-01073 | Pearland | MHHS-Pearland Hospital | Pearland-ICU/IMCU | Icu 7 | 12/1/18 |  |  | No pm | REGULATORS, SUCTION | Regulator, Vacuum | REGULATORVACUUM-Genstar Tech-881VR |  |  |  |  | REGULATORVACUUM-Genstar Tech-881VR | [8 empty] | Covered PM Repair - Biomedical | MHHS-Pearland Hospital | [8 empty] | REGULATORVACUUM | Regulator, Vacuum | Genstar Tech
NO | YES |  |  |  | 145-01076 | 145-01076 | Gentec Healthcare | 881VR-160-OH-B |  | 15070170-055 | Pearland-ICU/IMCU | MHHS-Pearland Hospital |  |  |  | 145-01076 | 145-01076 | Pearland | MHHS-Pearland Hospital | Pearland-ICU/IMCU | ICU 5 | 12/1/17 |  |  |  | REGULATORS, SUCTION | Regulator, Vacuum | REGULATORVACUUM-Genstar Tech-881VR |  |  |  |  | REGULATORVACUUM-Genstar Tech-881VR | [8 empty] | Covered PM Repair - Biomedical | MHHS-Pearland Hospital | [8 empty] | REGULATORVACUUM | Regulator, Vacuum | Genstar Tech
NO | YES |  |  |  | 145-01077 | 145-01077 | Gentec Healthcare | 881VR-160-OH-B |  | 15060007-010 | Pearland-ICU/IMCU | MHHS-Pearland Hospital |  |  |  | 145-01077 | 145-01077 | Pearland | MHHS-Pearland Hospital | Pearland-ICU/IMCU | ICU 4 | 12/1/17 |  |  |  | REGULATORS, SUCTION | Regulator, Vacuum | REGULATORVACUUM-Genstar Tech-881VR |  |  |  |  | REGULATORVACUUM-Genstar Tech-881VR | [8 empty] | Covered PM Repair - Biomedical | MHHS-Pearland Hospital | [8 empty] | REGULATORVACUUM | Regulator, Vacuum | Genstar Tech
NO | YES |  |  |  | 145-01078 | 145-01078 | Gentec Healthcare | 881VR-160-OH-B |  | 15050157-007 | Pearland-ICU/IMCU | MHHS-Pearland Hospital |  |  |  | 145-01078 | 145-01078 | Pearland | MHHS-Pearland Hospital | Pearland-ICU/IMCU | Icu 3 |  |  |  |  | REGULATORS, SUCTION | Regulator, Vacuum | REGULATORVACUUM-Genstar Tech-881VR |  |  |  |  | REGULATORVACUUM-Genstar Tech-881VR | [8 empty] | Covered PM Repair - Biomedical | MHHS-Pearland Hospital | [8 empty] | REGULATORVACUUM | Regulator, Vacuum | Genstar Tech
NO | YES |  |  |  | 145-01079 | 145-01079 | Gentec Healthcare | 881VR-160-OH-B |  | 15060007-137 | Pearland-Respiratory Therapy | MHHS-Pearland Hospital |  |  |  | 145-01079 | 145-01079 | Pearland | MHHS-Pearland Hospital | Pearland-Respiratory Therapy | Biomed Shop | 12/1/17 |  |  |  | REGULATORS, SUCTION | Regulator, Vacuum | REGULATORVACUUM-Genstar Tech-881VR |  |  |  |  | REGULATORVACUUM-Genstar Tech-881VR | [8 empty] | Not Covered Vendor Only - Biomedical | MHHS-Pearland Hospital | [8 empty] | REGULATORVACUUM | Regulator, Vacuum | Genstar Tech
NO | YES |  |  |  | 145-01084 | 145-01084 | Gentec Healthcare | 881VR-160-OH-B |  | 15070170-061 | Pearland-ICU/IMCU | MHHS-Pearland Hospital |  |  |  | 145-01084 | 145-01084 | Pearland | MHHS-Pearland Hospital | Pearland-ICU/IMCU | Icu 6 | 12/1/17 |  |  |  | REGULATORS, SUCTION | Regulator, Vacuum | REGULATORVACUUM-Genstar Tech-881VR |  |  |  |  | REGULATORVACUUM-Genstar Tech-881VR | [8 empty] | Covered PM Repair - Biomedical | MHHS-Pearland Hospital | [8 empty] | REGULATORVACUUM | Regulator, Vacuum | Genstar Tech
NO | YES |  |  |  | 145-01085 | 145-01085 | Gentec Healthcare | 881VR-160-OH-B |  | 15070170-053 | Pearland-4N-Med/Surg | MHHS-Pearland Hospital |  |  |  | 145-01085 | 145-01085 | Pearland | MHHS-Pearland Hospital | Pearland-4N-Med/Surg | Icu 10 |  |  |  |  | REGULATORS, SUCTION | Regulator, Vacuum | REGULATORVACUUM-Genstar Tech-881VR |  |  |  |  | REGULATORVACUUM-Genstar Tech-881VR | [8 empty] | Covered PM Repair - Biomedical | MHHS-Pearland Hospital | [8 empty] | REGULATORVACUUM | Regulator, Vacuum | Genstar Tech
NO | YES |  |  |  | 145-01087 | 145-01087 | Gentec Healthcare | 881VR-160-OH-B |  | 15070170-038 | Pearland-ICU/IMCU | MHHS-Pearland Hospital |  |  |  | 145-01087 | 145-01087 | Pearland | MHHS-Pearland Hospital | Pearland-ICU/IMCU | Icu 9 | 12/1/17 |  |  |  | REGULATORS, SUCTION | Regulator, Vacuum | REGULATORVACUUM-Genstar Tech-881VR |  |  |  |  | REGULATORVACUUM-Genstar Tech-881VR | [8 empty] | Covered PM Repair - Biomedical | MHHS-Pearland Hospital | [8 empty] | REGULATORVACUUM | Regulator, Vacuum | Genstar Tech
NO | YES |  |  |  | 145-01088 | 145-01088 | Gentec Healthcare | 881VR-160-OH-B |  | 15060007-144 | Pearland-ICU/IMCU | MHHS-Pearland Hospital |  |  |  | 145-01088 | 145-01088 | Pearland | MHHS-Pearland Hospital | Pearland-ICU/IMCU | Nurses station | 12/1/17 |  |  | Note says broken | REGULATORS, SUCTION | Regulator, Vacuum | REGULATORVACUUM-Genstar Tech-881VR |  |  |  |  | REGULATORVACUUM-Genstar Tech-881VR | [8 empty] | Covered PM Repair - Biomedical | MHHS-Pearland Hospital | [8 empty] | REGULATORVACUUM | Regulator, Vacuum | Genstar Tech
NO | YES |  |  |  | 145-01090 | 145-01090 | Gentec Healthcare | 881VR-160-OH-B |  | 15050157-015 | Pearland-ICU/IMCU | MHHS-Pearland Hospital |  |  |  | 145-01090 | 145-01090 | Pearland | MHHS-Pearland Hospital | Pearland-ICU/IMCU | ICU 2 | 12/1/17 |  |  |  | REGULATORS, SUCTION | Regulator, Vacuum | REGULATORVACUUM-Genstar Tech-881VR |  |  |  |  | REGULATORVACUUM-Genstar Tech-881VR | [8 empty] | Covered PM Repair - Biomedical | MHHS-Pearland Hospital | [8 empty] | REGULATORVACUUM | Regulator, Vacuum | Genstar Tech
NO | YES |  |  |  | 145-01091 | 145-01091 | Gentec Healthcare | 881VR-160-OH-B |  | 15060007-118 | Pearland-Respiratory Therapy | MHHS-Pearland Hospital |  |  |  | 145-01091 | 145-01091 | Pearland | MHHS-Pearland Hospital | Pearland-Respiratory Therapy | Biomed Shop | 12/1/17 |  |  |  | REGULATORS, SUCTION | Regulator, Vacuum | REGULATORVACUUM-Genstar Tech-881VR |  |  |  |  | REGULATORVACUUM-Genstar Tech-881VR | [8 empty] | Covered PM Repair - Biomedical | MHHS-Pearland Hospital | [8 empty] | REGULATORVACUUM | Regulator, Vacuum | Genstar Tech
NO | YES |  |  |  | 145-01092 | 145-01092 | Gentec Healthcare | 881VR-160-OH-B |  | 15060007-128 | Pearland-ICU/IMCU | MHHS-Pearland Hospital |  |  |  | 145-01092 | 145-01092 | Pearland | MHHS-Pearland Hospital | Pearland-ICU/IMCU | Icu 6 | 12/1/17 |  |  |  | REGULATORS, SUCTION | Regulator, Vacuum | REGULATORVACUUM-Genstar Tech-881VR |  |  |  |  | REGULATORVACUUM-Genstar Tech-881VR | [8 empty] | Covered PM Repair - Biomedical | MHHS-Pearland Hospital | [8 empty] | REGULATORVACUUM | Regulator, Vacuum | Genstar Tech
NO | YES |  |  |  | 145-01094 | 145-01094 | Gentec Healthcare | 881VR-160-OH-B |  | 15070170-007 | Pearland-ICU/IMCU | MHHS-Pearland Hospital |  |  |  | 145-01094 | 145-01094 | Pearland | MHHS-Pearland Hospital | Pearland-ICU/IMCU | Spd | 12/1/17 |  |  |  | REGULATORS, SUCTION | Regulator, Vacuum | REGULATORVACUUM-Genstar Tech-881VR |  |  |  |  | REGULATORVACUUM-Genstar Tech-881VR | [8 empty] | Covered PM Repair - Biomedical | MHHS-Pearland Hospital | [8 empty] | REGULATORVACUUM | Regulator, Vacuum | Genstar Tech
NO | YES |  |  |  | 145-01011 | 145-01011 | Gentec Healthcare | 881VR-160-OH-B |  | 15070170-077 | Pearland-Labor & Delivery | MHHS-Pearland Hospital |  |  |  | 145-01011 | 145-01011 | Pearland | MHHS-Pearland Hospital | Pearland-Labor & Delivery | Room 325 | 12/1/17 |  |  | One time safety | REGULATORS, SUCTION | Regulator, Vacuum | REGULATORVACUUM-Genstar Tech-881VR |  |  |  |  | REGULATORVACUUM-Genstar Tech-881VR | [8 empty] | Covered PM Repair - Biomedical | MHHS-Pearland Hospital | [8 empty] | REGULATORVACUUM | Regulator, Vacuum | Genstar Tech
NO | YES |  |  |  | 145-01014 | 145-01014 | Gentec Healthcare | 881VR-160-OH-B |  | 15040059-064 | Pearland-Respiratory Therapy | MHHS-Pearland Hospital |  |  |  | 145-01014 | 145-01014 | Pearland | MHHS-Pearland Hospital | Pearland-Respiratory Therapy | Biomed Shop |  |  |  |  | REGULATORS, SUCTION | Regulator, Vacuum | REGULATORVACUUM-Genstar Tech-881VR |  |  |  |  | REGULATORVACUUM-Genstar Tech-881VR | [8 empty] | Covered PM Repair - Biomedical | MHHS-Pearland Hospital | [8 empty] | REGULATORVACUUM | Regulator, Vacuum | Genstar Tech
NO | YES |  |  |  | 145-01015 | 145-01015 | Gentec Healthcare | 881VR-160-OH-B |  | 15040059-044 | Pearland-Cardiac Cath Lab | MHHS-Pearland Hospital |  |  |  | 145-01015 | 145-01015 | Pearland | MHHS-Pearland Hospital | Pearland-Cardiac Cath Lab | Prep |  |  |  |  | REGULATORS, SUCTION | Regulator, Vacuum | REGULATORVACUUM-Genstar Tech-881VR |  |  |  |  | REGULATORVACUUM-Genstar Tech-881VR | [8 empty] | Covered PM Repair - Biomedical | MHHS-Pearland Hospital | [8 empty] | REGULATORVACUUM | Regulator, Vacuum | Genstar Tech
NO | YES |  |  |  | 145-01016 | 145-01016 | Gentec Healthcare | 881VR-160-OH-B |  | 15060007-089 | Pearland-Labor & Delivery | MHHS-Pearland Hospital |  |  |  | 145-01016 | 145-01016 | Pearland | MHHS-Pearland Hospital | Pearland-Labor & Delivery | N318 | 12/1/17 | 2/1/20 |  |  | REGULATORS, SUCTION | Regulator, Vacuum | REGULATORVACUUM-Genstar Tech-881VR |  |  |  |  | REGULATORVACUUM-Genstar Tech-881VR | [8 empty] | Covered PM Repair - Biomedical | MHHS-Pearland Hospital | [8 empty] | REGULATORVACUUM | Regulator, Vacuum | Genstar Tech
NO | YES |  |  |  | 145-01032 | 145-01032 | Gentec Healthcare | 881VR-160-OH-B |  | 15070170-006 | Pearland-3N-Med/Surg | MHHS-Pearland Hospital |  |  |  | 145-01032 | 145-01032 | Pearland | MHHS-Pearland Hospital | Pearland-3N-Med/Surg | Room 34 | 12/1/17 |  |  | One time safety | REGULATORS, SUCTION | Regulator, Vacuum | REGULATORVACUUM-Genstar Tech-881VR |  |  |  |  | REGULATORVACUUM-Genstar Tech-881VR | [8 empty] | Covered PM Repair - Biomedical | MHHS-Pearland Hospital | [8 empty] | REGULATORVACUUM | Regulator, Vacuum | Genstar Tech
NO | YES |  |  |  | 145-01038 | 145-01038 | Gentec Healthcare | 881VR-160-OH-B |  | 61G-13040108 | Pearland-Labor & Delivery | MHHS-Pearland Hospital |  |  |  | 145-01038 | 145-01038 | Pearland | MHHS-Pearland Hospital | Pearland-Labor & Delivery | Room 323 | 12/1/17 |  |  | One time safety | REGULATORS, SUCTION | Regulator, Vacuum | REGULATORVACUUM-Genstar Tech-881VR |  |  |  |  | REGULATORVACUUM-Genstar Tech-881VR | [8 empty] | Covered PM Repair - Biomedical | MHHS-Pearland Hospital | [8 empty] | REGULATORVACUUM | Regulator, Vacuum | Genstar Tech
NO | YES |  |  |  | 145-00962 | 145-00962 | Gentec Healthcare | 881VR-160-OH-B |  | 15070170-049 | Pearland-OR | MHHS-Pearland Hospital |  |  |  | 145-00962 | 145-00962 | Pearland | MHHS-Pearland Hospital | Pearland-OR | OR C SECTION | 12/1/17 |  |  |  | REGULATORS, SUCTION | Regulator, Vacuum | REGULATORVACUUM-Genstar Tech-881VR |  |  |  |  | REGULATORVACUUM-Genstar Tech-881VR | [8 empty] | Covered PM Repair - Biomedical | MHHS-Pearland Hospital | [8 empty] | REGULATORVACUUM | Regulator, Vacuum | Genstar Tech
NO | YES |  |  |  | 145-00963 | 145-00963 | Gentec Healthcare | 881VR-160-OH-B |  | 15060007-024 | Pearland-OR | MHHS-Pearland Hospital |  |  |  | 145-00963 | 145-00963 | Pearland | MHHS-Pearland Hospital | Pearland-OR | OR C SECTION | 12/1/17 |  |  |  | REGULATORS, SUCTION | Regulator, Vacuum | REGULATORVACUUM-Genstar Tech-881VR |  |  |  |  | REGULATORVACUUM-Genstar Tech-881VR | [8 empty] | Covered PM Repair - Biomedical | MHHS-Pearland Hospital | [8 empty] | REGULATORVACUUM | Regulator, Vacuum | Genstar Tech
NO | YES |  |  |  | 145-01113 | 145-01113 | Gentec Healthcare | 881VR-160-OH-B |  | 15060007-110 | Pearland-OR | MHHS-Pearland Hospital |  |  |  | 145-01113 | 145-01113 | Pearland | MHHS-Pearland Hospital | Pearland-OR | OR 3 | 12/1/17 |  |  |  | REGULATORS, SUCTION | Regulator, Vacuum | REGULATORVACUUM-Genstar Tech-881VR |  |  |  |  | REGULATORVACUUM-Genstar Tech-881VR | [8 empty] | Covered PM Repair - Biomedical | MHHS-Pearland Hospital | [8 empty] | REGULATORVACUUM | Regulator, Vacuum | Genstar Tech
NO | YES |  |  |  | 145-01114 | 145-01114 | Gentec Healthcare | 881VR-160-OH-B |  | 15050157-047 | Pearland-OR | MHHS-Pearland Hospital |  |  |  | 145-01114 | 145-01114 | Pearland | MHHS-Pearland Hospital | Pearland-OR | OR 3 | 12/1/17 |  |  |  | REGULATORS, SUCTION | Regulator, Vacuum | REGULATORVACUUM-Genstar Tech-881VR |  |  |  |  | REGULATORVACUUM-Genstar Tech-881VR | [8 empty] | Covered PM Repair - Biomedical | MHHS-Pearland Hospital | [8 empty] | REGULATORVACUUM | Regulator, Vacuum | Genstar Tech
NO | YES |  |  |  | 145-01131 | 145-01131 | Gentec Healthcare | 881VR-160-OH-B |  | 15050157-038 | Pearland-OR | MHHS-Pearland Hospital |  |  |  | 145-01131 | 145-01131 | Pearland | MHHS-Pearland Hospital | Pearland-OR | OR 3 | 12/1/17 |  |  |  | REGULATORS, SUCTION | Regulator, Vacuum | REGULATORVACUUM-Genstar Tech-881VR |  |  |  |  | REGULATORVACUUM-Genstar Tech-881VR | [8 empty] | Covered PM Repair - Biomedical | MHHS-Pearland Hospital | [8 empty] | REGULATORVACUUM | Regulator, Vacuum | Genstar Tech
NO | YES |  |  |  | 145-01132 | 145-01132 | Gentec Healthcare | 881VR-160-OH-B |  | 15050157-004 | Pearland-OR | MHHS-Pearland Hospital |  |  |  | 145-01132 | 145-01132 | Pearland | MHHS-Pearland Hospital | Pearland-OR | OR 3 | 12/1/17 |  |  |  | REGULATORS, SUCTION | Regulator, Vacuum | REGULATORVACUUM-Genstar Tech-881VR |  |  |  |  | REGULATORVACUUM-Genstar Tech-881VR | [8 empty] | Covered PM Repair - Biomedical | MHHS-Pearland Hospital | [8 empty] | REGULATORVACUUM | Regulator, Vacuum | Genstar Tech
NO | YES |  |  |  | 145-01133 | 145-01133 | Gentec Healthcare | 881VR-160-OH-B |  | 15060007-006 | Pearland-OR | MHHS-Pearland Hospital |  |  |  | 145-01133 | 145-01133 | Pearland | MHHS-Pearland Hospital | Pearland-OR | OR 3 | 12/1/17 |  |  |  | REGULATORS, SUCTION | Regulator, Vacuum | REGULATORVACUUM-Genstar Tech-881VR |  |  |  |  | REGULATORVACUUM-Genstar Tech-881VR | [5 empty] | 8/12/14 |  |  | Covered PM Repair - Biomedical | MHHS-Pearland Hospital | [8 empty] | REGULATORVACUUM | Regulator, Vacuum | Genstar Tech
NO | YES |  |  |  | 145-01134 | 145-01134 | Gentec Healthcare | 881VR-160-OH-B |  | 15060007-115 | Pearland-OR | MHHS-Pearland Hospital |  |  |  | 145-01134 | 145-01134 | Pearland | MHHS-Pearland Hospital | Pearland-OR | OR 3 | 12/1/17 |  |  |  | REGULATORS, SUCTION | Regulator, Vacuum | REGULATORVACUUM-Genstar Tech-881VR |  |  |  |  | REGULATORVACUUM-Genstar Tech-881VR | [8 empty] | Covered PM Repair - Biomedical | MHHS-Pearland Hospital | [8 empty] | REGULATORVACUUM | Regulator, Vacuum | Genstar Tech
NO | YES |  |  |  | 145-01135 | 145-01135 | Gentec Healthcare | 881VR-160-OH-B |  | 15060007-107 | Pearland-OR | MHHS-Pearland Hospital |  |  |  | 145-01135 | 145-01135 | Pearland | MHHS-Pearland Hospital | Pearland-OR | OR 3 | 12/1/17 |  |  |  | REGULATORS, SUCTION | Regulator, Vacuum | REGULATORVACUUM-Genstar Tech-881VR |  |  |  |  | REGULATORVACUUM-Genstar Tech-881VR | [5 empty] | 11/1/13 |  |  | Covered PM Repair - Biomedical | MHHS-Pearland Hospital | [8 empty] | REGULATORVACUUM | Regulator, Vacuum | Genstar Tech
NO | YES |  |  |  | 145-01149 | 145-01149 | Gentec Healthcare | 881VR-160-OH-B |  | 15060007-026 | Pearland-OR | MHHS-Pearland Hospital |  |  |  | 145-01149 | 145-01149 | Pearland | MHHS-Pearland Hospital | Pearland-OR | OR1 | 12/1/17 |  |  |  | REGULATORS, SUCTION | Regulator, Vacuum | REGULATORVACUUM-Genstar Tech-881VR |  |  |  |  | REGULATORVACUUM-Genstar Tech-881VR | [5 empty] | 11/1/13 |  |  | Covered PM Repair - Biomedical | MHHS-Pearland Hospital | [8 empty] | REGULATORVACUUM | Regulator, Vacuum | Genstar Tech
NO | YES |  |  |  | 145-01105 | 145-01105 | Gentec Healthcare | 881VR-160-OH-B |  | 15060007-103 | Pearland-OR-Preop/PACU | MHHS-Pearland Hospital |  |  |  | 145-01105 | 145-01105 | Pearland | MHHS-Pearland Hospital | Pearland-OR-Preop/PACU | Med gas storage | 12/1/17 |  |  | One time safety | REGULATORS, SUCTION | Regulator, Vacuum | REGULATORVACUUM-Genstar Tech-881VR |  |  |  |  | REGULATORVACUUM-Genstar Tech-881VR | [5 empty] | 11/30/19 |  |  | Covered PM Repair - Biomedical | MHHS-Pearland Hospital | [8 empty] | REGULATORVACUUM | Regulator, Vacuum | Genstar Tech
NO | YES |  |  |  | 145-01106 | 145-01106 | Gentec Healthcare | 881VR-160-OH-B |  | 15040059-028 | Pearland-OR-Preop/PACU | MHHS-Pearland Hospital |  |  |  | 145-01106 | 145-01106 | Pearland | MHHS-Pearland Hospital | Pearland-OR-Preop/PACU | Med gas storage | 12/1/17 |  |  | One time safety | REGULATORS, SUCTION | Regulator, Vacuum | REGULATORVACUUM-Genstar Tech-881VR |  |  |  |  | REGULATORVACUUM-Genstar Tech-881VR | [5 empty] | 11/30/19 |  |  | Covered PM Repair - Biomedical | MHHS-Pearland Hospital | [8 empty] | REGULATORVACUUM | Regulator, Vacuum | Genstar Tech
NO | YES |  |  |  | 145-01108 | 145-01108 | Gentec Healthcare | 881VR-160-OH-B |  | 15060007-109 | Pearland-OR-Preop/PACU | MHHS-Pearland Hospital |  |  |  | 145-01108 | 145-01108 | Pearland | MHHS-Pearland Hospital | Pearland-OR-Preop/PACU | Med gas storage | 12/1/17 |  |  | One time safety | REGULATORS, SUCTION | Regulator, Vacuum | REGULATORVACUUM-Genstar Tech-881VR |  |  |  |  | REGULATORVACUUM-Genstar Tech-881VR | [5 empty] | 11/30/19 |  |  | Covered PM Repair - Biomedical | MHHS-Pearland Hospital | [8 empty] | REGULATORVACUUM | Regulator, Vacuum | Genstar Tech
NO | YES |  |  |  | 145-00971 | 145-00971 | Gentec Healthcare | 881VR-160-OH-B |  | 15060007-020 | Pearland-OR-Preop/PACU | MHHS-Pearland Hospital |  |  |  | 145-00971 | 145-00971 | Pearland | MHHS-Pearland Hospital | Pearland-OR-Preop/PACU | Pre op 9 | 12/1/17 |  |  | One time safety sticker | REGULATORS, SUCTION | Regulator, Vacuum | REGULATORVACUUM-Genstar Tech-881VR |  |  |  |  | REGULATORVACUUM-Genstar Tech-881VR | [5 empty] | 11/30/19 |  |  | Covered PM Repair - Biomedical | MHHS-Pearland Hospital | [8 empty] | REGULATORVACUUM | Regulator, Vacuum | Genstar Tech
NO | YES |  |  |  | 145-00972 | 145-00972 | Gentec Healthcare | 881VR-160-OH-B |  | 15060007-013 | Pearland-OR-Preop/PACU | MHHS-Pearland Hospital |  |  |  | 145-00972 | 145-00972 | Pearland | MHHS-Pearland Hospital | Pearland-OR-Preop/PACU | Pre op 9 | 12/1/17 |  |  | One time safety sticker | REGULATORS, SUCTION | Regulator, Vacuum | REGULATORVACUUM-Genstar Tech-881VR |  |  |  |  | REGULATORVACUUM-Genstar Tech-881VR | [5 empty] | 11/30/19 |  |  | Covered PM Repair - Biomedical | MHHS-Pearland Hospital | [8 empty] | REGULATORVACUUM | Regulator, Vacuum | Genstar Tech
NO | YES |  |  |  | 145-00973 | 145-00973 | Gentec Healthcare | 881VR-160-OH-B |  | 15060007-004 | Pearland-OR-Preop/PACU | MHHS-Pearland Hospital |  |  |  | 145-00973 | 145-00973 | Pearland | MHHS-Pearland Hospital | Pearland-OR-Preop/PACU | Pre op 8 | 12/1/17 |  |  | One time safety sticker | REGULATORS, SUCTION | Regulator, Vacuum | REGULATORVACUUM-Genstar Tech-881VR |  |  |  |  | REGULATORVACUUM-Genstar Tech-881VR | [5 empty] | 11/30/19 |  |  | Covered PM Repair - Biomedical | MHHS-Pearland Hospital | [8 empty] | REGULATORVACUUM | Regulator, Vacuum | Genstar Tech
NO | YES |  |  |  | 145-00974 | 145-00974 | Gentec Healthcare | 881VR-160-OH-B |  | 15060007-036 | Pearland-OR-Preop/PACU | MHHS-Pearland Hospital |  |  |  | 145-00974 | 145-00974 | Pearland | MHHS-Pearland Hospital | Pearland-OR-Preop/PACU | Pre op 8 | 12/1/17 |  |  | One time safety sticker | REGULATORS, SUCTION | Regulator, Vacuum | REGULATORVACUUM-Genstar Tech-881VR |  |  |  |  | REGULATORVACUUM-Genstar Tech-881VR | [5 empty] | 11/30/19 |  |  | Covered PM Repair - Biomedical | MHHS-Pearland Hospital | [8 empty] | REGULATORVACUUM | Regulator, Vacuum | Genstar Tech
NO | YES |  |  |  | 145-00975 | 145-00975 | Gentec Healthcare | 881VR-160-OH-B |  | 15050157-022 | Pearland-OR-Preop/PACU | MHHS-Pearland Hospital |  |  |  | 145-00975 | 145-00975 | Pearland | MHHS-Pearland Hospital | Pearland-OR-Preop/PACU | Pre op 7 | 12/1/17 |  |  | One time safety sticker | REGULATORS, SUCTION | Regulator, Vacuum | REGULATORVACUUM-Genstar Tech-881VR |  |  |  |  | REGULATORVACUUM-Genstar Tech-881VR | [5 empty] | 11/30/19 |  |  | Covered PM Repair - Biomedical | MHHS-Pearland Hospital | [8 empty] | REGULATORVACUUM | Regulator, Vacuum | Genstar Tech
NO | YES |  |  |  | 145-00976 | 145-00976 | Gentec Healthcare | 881VR-160-OH-B |  | 15060007-083 | Pearland-OR-Preop/PACU | MHHS-Pearland Hospital |  |  |  | 145-00976 | 145-00976 | Pearland | MHHS-Pearland Hospital | Pearland-OR-Preop/PACU | Pre op 7 | 12/1/17 |  |  | One time safety sticker | REGULATORS, SUCTION | Regulator, Vacuum | REGULATORVACUUM-Genstar Tech-881VR |  |  |  |  | REGULATORVACUUM-Genstar Tech-881VR | [5 empty] | 12/22/18 |  |  | Covered PM Repair - Biomedical | MHHS-Pearland Hospital | [8 empty] | REGULATORVACUUM | Regulator, Vacuum | Genstar Tech
NO | YES |  |  |  | 145-00979 | 145-00979 | Gentec Healthcare | 881VR-160-OH-B |  | 15060007-047 | Pearland-OR-Preop/PACU | MHHS-Pearland Hospital |  |  |  | 145-00979 | 145-00979 | Pearland | MHHS-Pearland Hospital | Pearland-OR-Preop/PACU | Pre-Op 5 | 12/1/17 |  |  |  | REGULATORS, SUCTION | Regulator, Vacuum | REGULATORVACUUM-Genstar Tech-881VR |  |  |  |  | REGULATORVACUUM-Genstar Tech-881VR | [5 empty] | 12/22/18 |  |  | Covered PM Repair - Biomedical | MHHS-Pearland Hospital | [8 empty] | REGULATORVACUUM | Regulator, Vacuum | Genstar Tech
NO | YES |  |  |  | 145-00980 | 145-00980 | Gentec Healthcare | 881VR-160-OH-B |  | 15050157-005 | Pearland-OR-Preop/PACU | MHHS-Pearland Hospital |  |  |  | 145-00980 | 145-00980 | Pearland | MHHS-Pearland Hospital | Pearland-OR-Preop/PACU | Pre-Op 5 | 12/1/17 |  |  |  | REGULATORS, SUCTION | Regulator, Vacuum | REGULATORVACUUM-Genstar Tech-881VR |  |  |  |  | REGULATORVACUUM-Genstar Tech-881VR | [5 empty] | 11/30/19 |  |  | Covered PM Repair - Biomedical | MHHS-Pearland Hospital | [8 empty] | REGULATORVACUUM | Regulator, Vacuum | Genstar Tech
NO | YES |  |  |  | 145-00983 | 145-00983 | Gentec Healthcare | 881VR-160-OH-B |  | 15050157-006 | Pearland-OR-Preop/PACU | MHHS-Pearland Hospital |  |  |  | 145-00983 | 145-00983 | Pearland | MHHS-Pearland Hospital | Pearland-OR-Preop/PACU | Pre-OP 4 | 12/1/17 |  |  |  | REGULATORS, SUCTION | Regulator, Vacuum | REGULATORVACUUM-Genstar Tech-881VR |  |  |  |  | REGULATORVACUUM-Genstar Tech-881VR | [5 empty] | 11/30/19 |  |  | Covered PM Repair - Biomedical | MHHS-Pearland Hospital | [8 empty] | REGULATORVACUUM | Regulator, Vacuum | Genstar Tech
NO | YES |  |  |  | 145-00984 | 145-00984 | Gentec Healthcare | 881VR-160-OH-B |  | 15060007-023 | Pearland-OR-Preop/PACU | MHHS-Pearland Hospital |  |  |  | 145-00984 | 145-00984 | Pearland | MHHS-Pearland Hospital | Pearland-OR-Preop/PACU | Pre-OP 4 | 12/1/17 |  |  |  | REGULATORS, SUCTION | Regulator, Vacuum | REGULATORVACUUM-Genstar Tech-881VR |  |  |  |  | REGULATORVACUUM-Genstar Tech-881VR | [5 empty] | 11/30/19 |  |  | Covered PM Repair - Biomedical | MHHS-Pearland Hospital | [8 empty] | REGULATORVACUUM | Regulator, Vacuum | Genstar Tech
NO | YES |  |  |  | 145-00986 | 145-00986 | Gentec Healthcare | 881VR-160-OH-B |  | 15050157-003 | Pearland-OR-Preop/PACU | MHHS-Pearland Hospital |  |  |  | 145-00986 | 145-00986 | Pearland | MHHS-Pearland Hospital | Pearland-OR-Preop/PACU | Pre-Op3 | 12/1/17 |  |  |  | REGULATORS, SUCTION | Regulator, Vacuum | REGULATORVACUUM-Genstar Tech-881VR |  |  |  |  | REGULATORVACUUM-Genstar Tech-881VR | [8 empty] | Covered PM Repair - Biomedical | MHHS-Pearland Hospital | [8 empty] | REGULATORVACUUM | Regulator, Vacuum | Genstar Tech
NO | YES |  |  |  | 145-00987 | 145-00987 | Gentec Healthcare | 881VR-160-OH-B |  | 15060007-091 | Pearland-OR-Preop/PACU | MHHS-Pearland Hospital |  |  |  | 145-00987 | 145-00987 | Pearland | MHHS-Pearland Hospital | Pearland-OR-Preop/PACU | Pre-Op2 |  |  |  |  | REGULATORS, SUCTION | Regulator, Vacuum | REGULATORVACUUM-Genstar Tech-881VR |  |  |  |  | REGULATORVACUUM-Genstar Tech-881VR | [5 empty] | 11/30/19 |  |  | Covered PM Repair - Biomedical | MHHS-Pearland Hospital | [8 empty] | REGULATORVACUUM | Regulator, Vacuum | Genstar Tech
NO | YES |  |  |  | 145-00988 | 145-00988 | Gentec Healthcare | 881VR-160-OH-B |  | 15050157-018 | Pearland-OR-Preop/PACU | MHHS-Pearland Hospital |  |  |  | 145-00988 | 145-00988 | Pearland | MHHS-Pearland Hospital | Pearland-OR-Preop/PACU | Pre-Op2 |  |  |  |  | REGULATORS, SUCTION | Regulator, Vacuum | REGULATORVACUUM-Genstar Tech-881VR |  |  |  |  | REGULATORVACUUM-Genstar Tech-881VR | [5 empty] | 11/30/19 |  |  | Covered PM Repair - Biomedical | MHHS-Pearland Hospital | [8 empty] | REGULATORVACUUM | Regulator, Vacuum | Genstar Tech
NO | YES |  |  |  | 145-00989 | 145-00989 | Gentec Healthcare | 881VR-160-OH-B |  | 15050157-028 | Pearland-OR-Preop/PACU | MHHS-Pearland Hospital |  |  |  | 145-00989 | 145-00989 | Pearland | MHHS-Pearland Hospital | Pearland-OR-Preop/PACU | Pre-Op1 | 12/1/17 |  |  |  | REGULATORS, SUCTION | Regulator, Vacuum | REGULATORVACUUM-Genstar Tech-881VR |  |  |  |  | REGULATORVACUUM-Genstar Tech-881VR | [5 empty] | 11/30/19 |  |  | Covered PM Repair - Biomedical | MHHS-Pearland Hospital | [8 empty] | REGULATORVACUUM | Regulator, Vacuum | Genstar Tech
NO | YES |  |  |  | 145-00990 | 145-00990 | Gentec Healthcare | 881VR-160-OH-B |  | 15050157-031 | Pearland-OR-Preop/PACU | MHHS-Pearland Hospital |  |  |  | 145-00990 | 145-00990 | Pearland | MHHS-Pearland Hospital | Pearland-OR-Preop/PACU | Pre-Op1 | 12/1/17 |  |  |  | REGULATORS, SUCTION | Regulator, Vacuum | REGULATORVACUUM-Genstar Tech-881VR |  |  |  |  | REGULATORVACUUM-Genstar Tech-881VR | [5 empty] | 11/30/19 |  |  | Covered PM Repair - Biomedical | MHHS-Pearland Hospital | [8 empty] | REGULATORVACUUM | Regulator, Vacuum | Genstar Tech
NO | YES |  |  |  | 145-00992 | 145-00992 | Gentec Healthcare | 881VR-160-OH-B |  | 15070170-060 | Pearland-OR-Preop/PACU | MHHS-Pearland Hospital |  |  |  | 145-00992 | 145-00992 | Pearland | MHHS-Pearland Hospital | Pearland-OR-Preop/PACU | PacU 1 | 12/1/17 |  |  |  | REGULATORS, SUCTION | Regulator, Vacuum | REGULATORVACUUM-Genstar Tech-881VR |  |  |  |  | REGULATORVACUUM-Genstar Tech-881VR | [5 empty] | 11/7/19 |  |  | Covered PM Repair - Biomedical | MHHS-Pearland Hospital | [8 empty] | REGULATORVACUUM | Regulator, Vacuum | Genstar Tech
NO | YES |  |  |  | 145-00994 | 145-00994 | Gentec Healthcare | 881VR-160-OH-B |  | 15070170-037 | Pearland-OR-Preop/PACU | MHHS-Pearland Hospital |  |  |  | 145-00994 | 145-00994 | Pearland | MHHS-Pearland Hospital | Pearland-OR-Preop/PACU | PacU 2 | 12/1/17 |  |  |  | REGULATORS, SUCTION | Regulator, Vacuum | REGULATORVACUUM-Genstar Tech-881VR |  |  |  |  | REGULATORVACUUM-Genstar Tech-881VR | [5 empty] | 11/30/19 |  |  | Covered PM Repair - Biomedical | MHHS-Pearland Hospital | [8 empty] | REGULATORVACUUM | Regulator, Vacuum | Genstar Tech
NO | YES |  |  |  | 145-00995 | 145-00995 | Gentec Healthcare | 881VR-160-OH-B |  | 15070170-063 | Pearland-OR-Preop/PACU | MHHS-Pearland Hospital |  |  |  | 145-00995 | 145-00995 | Pearland | MHHS-Pearland Hospital | Pearland-OR-Preop/PACU | PacU 2 | 12/1/17 |  |  |  | REGULATORS, SUCTION | Regulator, Vacuum | REGULATORVACUUM-Genstar Tech-881VR |  |  |  |  | REGULATORVACUUM-Genstar Tech-881VR | [5 empty] | 11/7/19 |  |  | Covered PM Repair - Biomedical | MHHS-Pearland Hospital | [8 empty] | REGULATORVACUUM | Regulator, Vacuum | Genstar Tech
NO | YES |  |  |  | 145-00996 | 145-00996 | Gentec Healthcare | 881VR-160-OH-B |  | 15070170-008 | Pearland-OR-Preop/PACU | MHHS-Pearland Hospital |  |  |  | 145-00996 | 145-00996 | Pearland | MHHS-Pearland Hospital | Pearland-OR-Preop/PACU | PacU 2 | 12/1/17 |  |  |  | REGULATORS, SUCTION | Regulator, Vacuum | REGULATORVACUUM-Genstar Tech-881VR |  |  |  |  | REGULATORVACUUM-Genstar Tech-881VR | [5 empty] | 11/30/19 |  |  | Covered PM Repair - Biomedical | MHHS-Pearland Hospital | [8 empty] | REGULATORVACUUM | Regulator, Vacuum | Genstar Tech
NO | YES |  |  |  | 145-00997 | 145-00997 | Gentec Healthcare | 881VR-160-OH-B |  | 15070170-029 | Pearland-OR-Preop/PACU | MHHS-Pearland Hospital |  |  |  | 145-00997 | 145-00997 | Pearland | MHHS-Pearland Hospital | Pearland-OR-Preop/PACU | PacU 2 | 12/1/17 |  |  |  | REGULATORS, SUCTION | Regulator, Vacuum | REGULATORVACUUM-Genstar Tech-881VR |  |  |  |  | REGULATORVACUUM-Genstar Tech-881VR | [5 empty] | 11/30/19 |  |  | Covered PM Repair - Biomedical | MHHS-Pearland Hospital | [8 empty] | REGULATORVACUUM | Regulator, Vacuum | Genstar Tech
NO | YES |  |  |  | 145-00998 | 145-00998 | Gentec Healthcare | 881VR-160-OH-B |  | 15070170-032 | Pearland-OR-Preop/PACU | MHHS-Pearland Hospital |  |  |  | 145-00998 | 145-00998 | Pearland | MHHS-Pearland Hospital | Pearland-OR-Preop/PACU | Pacu 4 | 12/1/17 |  |  | One time safety | REGULATORS, SUCTION | Regulator, Vacuum | REGULATORVACUUM-Genstar Tech-881VR |  |  |  |  | REGULATORVACUUM-Genstar Tech-881VR | [5 empty] | 11/30/19 |  |  | Covered PM Repair - Biomedical | MHHS-Pearland Hospital | [8 empty] | REGULATORVACUUM | Regulator, Vacuum | Genstar Tech
NO | YES |  |  |  | 145-00999 | 145-00999 | Gentec Healthcare | 881VR-160-OH-B |  | 15070170-056 | Pearland-OR-Preop/PACU | MHHS-Pearland Hospital |  |  |  | 145-00999 | 145-00999 | Pearland | MHHS-Pearland Hospital | Pearland-OR-Preop/PACU | Pacu 4 | 12/1/17 |  |  | One time safety | REGULATORS, SUCTION | Regulator, Vacuum | REGULATORVACUUM-Genstar Tech-881VR |  |  |  |  | REGULATORVACUUM-Genstar Tech-881VR | [5 empty] | 11/30/19 |  |  | Covered PM Repair - Biomedical | MHHS-Pearland Hospital | [8 empty] | REGULATORVACUUM | Regulator, Vacuum | Genstar Tech
NO | YES |  |  |  | 145-01000 | 145-01000 | Gentec Healthcare | 881VR-160-OH-B |  | 15070170-050 | Pearland-OR-Preop/PACU | MHHS-Pearland Hospital |  |  |  | 145-01000 | 145-01000 | Pearland | MHHS-Pearland Hospital | Pearland-OR-Preop/PACU | Pacu 5 | 12/1/17 |  |  | One time safety only | REGULATORS, SUCTION | Regulator, Vacuum | REGULATORVACUUM-Genstar Tech-881VR |  |  |  |  | REGULATORVACUUM-Genstar Tech-881VR | [5 empty] | 11/30/19 |  |  | Covered PM Repair - Biomedical | MHHS-Pearland Hospital | [8 empty] | REGULATORVACUUM | Regulator, Vacuum | Genstar Tech
NO | YES |  |  |  | 145-01001 | 145-01001 | Gentec Healthcare | 881VR-160-OH-B |  | 15070170-078 | Pearland-OR-Preop/PACU | MHHS-Pearland Hospital |  |  |  | 145-01001 | 145-01001 | Pearland | MHHS-Pearland Hospital | Pearland-OR-Preop/PACU | Pacu 5 | 12/1/17 |  |  | One time safety | REGULATORS, SUCTION | Regulator, Vacuum | REGULATORVACUUM-Genstar Tech-881VR |  |  |  |  | REGULATORVACUUM-Genstar Tech-881VR | [5 empty] | 11/30/19 |  |  | Covered PM Repair - Biomedical | MHHS-Pearland Hospital | [8 empty] | REGULATORVACUUM | Regulator, Vacuum | Genstar Tech
NO | YES |  |  |  | 145-01002 | 145-01002 | Gentec Healthcare | 881VR-160-OH-B |  | 15070170-031 | Pearland-OR-Preop/PACU | MHHS-Pearland Hospital |  |  |  | 145-01002 | 145-01002 | Pearland | MHHS-Pearland Hospital | Pearland-OR-Preop/PACU | Pacu 6 | 12/1/17 |  |  | One time safety sticker | REGULATORS, SUCTION | Regulator, Vacuum | REGULATORVACUUM-Genstar Tech-881VR |  |  |  |  | REGULATORVACUUM-Genstar Tech-881VR | [5 empty] | 11/30/19 |  |  | Covered PM Repair - Biomedical | MHHS-Pearland Hospital | [8 empty] | REGULATORVACUUM | Regulator, Vacuum | Genstar Tech
NO | YES |  |  |  | 145-01003 | 145-01003 | Gentec Healthcare | 881VR-160-OH-B |  | 15070170-083 | Pearland-OR-Preop/PACU | MHHS-Pearland Hospital |  |  |  | 145-01003 | 145-01003 | Pearland | MHHS-Pearland Hospital | Pearland-OR-Preop/PACU | Pacu 6 | 12/1/17 |  |  | One time safety sticker | REGULATORS, SUCTION | Regulator, Vacuum | REGULATORVACUUM-Genstar Tech-881VR |  |  |  |  | REGULATORVACUUM-Genstar Tech-881VR | [5 empty] | 11/30/19 |  |  | Covered PM Repair - Biomedical | MHHS-Pearland Hospital | [8 empty] | REGULATORVACUUM | Regulator, Vacuum | Genstar Tech
NO | YES |  |  |  | 145-01004 | 145-01004 | Gentec Healthcare | 881VR-160-OH-B |  | 15070170-094 | Pearland-OR-Preop/PACU | MHHS-Pearland Hospital |  |  |  | 145-01004 | 145-01004 | Pearland | MHHS-Pearland Hospital | Pearland-OR-Preop/PACU | Pacu 7 | 12/1/17 |  |  | One time safety sticker | REGULATORS, SUCTION | Regulator, Vacuum | REGULATORVACUUM-Genstar Tech-881VR |  |  |  |  | REGULATORVACUUM-Genstar Tech-881VR | [5 empty] | 11/30/19 |  |  | Covered PM Repair - Biomedical | MHHS-Pearland Hospital | [8 empty] | REGULATORVACUUM | Regulator, Vacuum | Genstar Tech
NO | YES |  |  |  | 145-01005 | 145-01005 | Gentec Healthcare | 881VR-160-OH-B |  | 15070170-073 | Pearland-OR-Preop/PACU | MHHS-Pearland Hospital |  |  |  | 145-01005 | 145-01005 | Pearland | MHHS-Pearland Hospital | Pearland-OR-Preop/PACU | Pacu 7 | 12/1/17 |  |  | One time safety sticker | REGULATORS, SUCTION | Regulator, Vacuum | REGULATORVACUUM-Genstar Tech-881VR |  |  |  |  | REGULATORVACUUM-Genstar Tech-881VR | [5 empty] | 11/7/19 |  |  | Covered PM Repair - Biomedical | MHHS-Pearland Hospital | [8 empty] | REGULATORVACUUM | Regulator, Vacuum | Genstar Tech
NO | YES |  |  |  | 145-01006 | 145-01006 | Gentec Healthcare | 881VR-160-OH-B |  | 15060007-002 | Pearland-OR-Preop/PACU | MHHS-Pearland Hospital |  |  |  | 145-01006 | 145-01006 | Pearland | MHHS-Pearland Hospital | Pearland-OR-Preop/PACU | PACU 8 | 12/1/17 |  |  | One time safety sticker | REGULATORS, SUCTION | Regulator, Vacuum | REGULATORVACUUM-Genstar Tech-881VR |  |  |  |  | REGULATORVACUUM-Genstar Tech-881VR | [8 empty] | Covered PM Repair - Biomedical | MHHS-Pearland Hospital | [8 empty] | REGULATORVACUUM | Regulator, Vacuum | Genstar Tech
NO | YES |  |  |  | 145-01007 | 145-01007 | Gentec Healthcare | 881VR-160-OH-B |  | 15060007-093 | Pearland-OR-Preop/PACU | MHHS-Pearland Hospital |  |  |  | 145-01007 | 145-01007 | Pearland | MHHS-Pearland Hospital | Pearland-OR-Preop/PACU | PACU 8 | 12/1/17 |  |  | One time safety sticker | REGULATORS, SUCTION | Regulator, Vacuum | REGULATORVACUUM-Genstar Tech-881VR |  |  |  |  | REGULATORVACUUM-Genstar Tech-881VR | [8 empty] | Covered PM Repair - Biomedical | MHHS-Pearland Hospital | [8 empty] | REGULATORVACUUM | Regulator, Vacuum | Genstar Tech
NO | YES |  |  |  | 145-01008 | 145-01008 | Gentec Healthcare | 881VR-160-OH-B |  | 15060007-003 | Pearland-OR-Preop/PACU | MHHS-Pearland Hospital |  |  |  | 145-01008 | 145-01008 | Pearland | MHHS-Pearland Hospital | Pearland-OR-Preop/PACU | PACU 9 | 12/1/17 |  |  | One time safety sticker | REGULATORS, SUCTION | Regulator, Vacuum | REGULATORVACUUM-Genstar Tech-881VR |  |  |  |  | REGULATORVACUUM-Genstar Tech-881VR | [8 empty] | Covered PM Repair - Biomedical | MHHS-Pearland Hospital | [8 empty] | REGULATORVACUUM | Regulator, Vacuum | Genstar Tech
NO | YES |  |  |  | 145-01009 | 145-01009 | Gentec Healthcare | 881VR-160-OH-B |  | 15070170-026 | Pearland-OR-Preop/PACU | MHHS-Pearland Hospital |  |  |  | 145-01009 | 145-01009 | Pearland | MHHS-Pearland Hospital | Pearland-OR-Preop/PACU | PACU 9 | 12/1/17 |  |  | One time safety sticker | REGULATORS, SUCTION | Regulator, Vacuum | REGULATORVACUUM-Genstar Tech-881VR |  |  |  |  | REGULATORVACUUM-Genstar Tech-881VR | [8 empty] | Covered PM Repair - Biomedical | MHHS-Pearland Hospital | [8 empty] | REGULATORVACUUM | Regulator, Vacuum | Genstar Tech
NO | YES |  |  |  | 145-00837 | 145-00837 | Gentec Healthcare | 881VR-160-OH-B |  | LOT# 61G-13040108 | Pearland-Radiology | MHHS-Pearland Hospital |  |  |  | 145-00837 | 145-00837 | Pearland | MHHS-Pearland Hospital | Pearland-Radiology | RF Room | 12/1/17 |  |  |  | REGULATORS, SUCTION | Regulator, Vacuum | REGULATORVACUUM-Genstar Tech-881VR |  |  |  |  | REGULATORVACUUM-Genstar Tech-881VR | [8 empty] | Covered PM Repair - Biomedical | MHHS-Pearland Hospital | [8 empty] | REGULATORVACUUM | Regulator, Vacuum | Genstar Tech
NO | YES |  |  |  | 145-00864 | 145-00864 | Gentec Healthcare | 881VR-160-OH-B |  | LOT# 15050157-039 | Pearland-Radiology | MHHS-Pearland Hospital |  |  |  | 145-00864 | 145-00864 | Pearland | MHHS-Pearland Hospital | Pearland-Radiology | Rad Procedure Room | 12/1/17 |  |  |  | REGULATORS, SUCTION | Regulator, Vacuum | REGULATORVACUUM-Genstar Tech-881VR |  |  |  |  | REGULATORVACUUM-Genstar Tech-881VR | [5 empty] | 3/22/18 |  |  | Covered PM Repair - Biomedical | MHHS-Pearland Hospital | [8 empty] | REGULATORVACUUM | Regulator, Vacuum | Genstar Tech
NO | YES |  |  |  | 145-00908 | 145-00908 | Gentec Healthcare | 881VR-160-OH-B |  | 15070170-033 | Pearland-Radiology-Nuc Med | MHHS-Pearland Hospital |  |  |  | 145-00908 | 145-00908 | Pearland | MHHS-Pearland Hospital | Pearland-Radiology-Nuc Med | Bay 1 | 12/1/17 |  |  |  | REGULATORS, SUCTION | Regulator, Vacuum | REGULATORVACUUM-Genstar Tech-881VR |  |  |  |  | REGULATORVACUUM-Genstar Tech-881VR | [8 empty] | Covered PM Repair - Biomedical | MHHS-Pearland Hospital | [8 empty] | REGULATORVACUUM | Regulator, Vacuum | Genstar Tech
NO | YES |  |  |  | 145-00909 | 145-00909 | Gentec Healthcare | 881VR-160-OH-B |  | 15070170-052 | Pearland-Radiology-Nuc Med | MHHS-Pearland Hospital |  |  |  | 145-00909 | 145-00909 | Pearland | MHHS-Pearland Hospital | Pearland-Radiology-Nuc Med | Bay 2 | 12/1/17 |  |  |  | REGULATORS, SUCTION | Regulator, Vacuum | REGULATORVACUUM-Genstar Tech-881VR |  |  |  |  | REGULATORVACUUM-Genstar Tech-881VR | [5 empty] | 10/3/12 |  |  | Covered PM Repair - Biomedical | MHHS-Pearland Hospital | [8 empty] | REGULATORVACUUM | Regulator, Vacuum | Genstar Tech
NO | YES |  |  |  | 145-00920 | 145-00920 | Gentec Healthcare | 881VR-160-OH-B |  | 15050157-041 | Pearland-Radiology-Nuc Med | MHHS-Pearland Hospital |  |  |  | 145-00920 | 145-00920 | Pearland | MHHS-Pearland Hospital | Pearland-Radiology-Nuc Med | Nuc med | 12/1/17 |  |  |  | REGULATORS, SUCTION | Regulator, Vacuum | REGULATORVACUUM-Genstar Tech-881VR |  |  |  |  | REGULATORVACUUM-Genstar Tech-881VR | [5 empty] | 5/23/16 |  |  | Covered PM Repair - Biomedical | MHHS-Pearland Hospital | [8 empty] | REGULATORVACUUM | Regulator, Vacuum | Genstar Tech
NO | YES |  |  |  | 145-00921 | 145-00921 | Gentec Healthcare | 881VR-160-OH-B |  | 15060007-063 | Pearland-Cardiology Services | MHHS-Pearland Hospital |  |  |  | 145-00921 | 145-00921 | Pearland | MHHS-Pearland Hospital | Pearland-Cardiology Services | Treadmill room | 12/1/17 |  |  | One time safety | REGULATORS, SUCTION | Regulator, Vacuum | REGULATORVACUUM-Genstar Tech-881VR |  |  |  |  | REGULATORVACUUM-Genstar Tech-881VR | [8 empty] | Covered PM Repair - Biomedical | MHHS-Pearland Hospital | [8 empty] | REGULATORVACUUM | Regulator, Vacuum | Genstar Tech
YES | YES |  |  |  | 099-04473 | 099-04473 | Gentec Healthcare | 881VR-160-OH-B |  | Nsn | PEARLAND - 4N - MED/SURG |  |  |  |  | 099-04473 | 099-04473 | Pearland | Memorial Hermann Pearland Hospital | PEARLAND - 4N - MED/SURG | Soiled utility | [5 empty] | Regulator, Vacuum | REGULATORVACUUM-Genstar Tech-881VR | [23 empty] | REGULATORVACUUM | Regulator, Vacuum | Genstar Tech
YES | YES |  |  |  | 099-04474 | 099-04474 | Gentec Healthcare | 881VR-160-OH-B |  | Nsn | PEARLAND - 4N - MED/SURG |  |  |  |  | 099-04474 | 099-04474 | Pearland | Memorial Hermann Sports Medicine | PEARLAND - 4N - MED/SURG | Soiled utility | [5 empty] | Regulator, Vacuum | REGULATORVACUUM-Genstar Tech-881VR | [23 empty] | REGULATORVACUUM | Regulator, Vacuum | Genstar Tech
YES | YES |  |  |  | 099-04130 | 099-04130 | Gentec Healthcare | 881VR-160-OH-B |  | 15060007-136 | PEARLAND - 4N - MED/SURG |  |  |  |  | 099-04130 | 099-04130 | Pearland | Memorial Hermann Pearland Hospital | PEARLAND - 4N - MED/SURG | Rooom N410 | [5 empty] | Regulator, Vacuum | REGULATORVACUUM-Genstar Tech-881VR | [23 empty] | REGULATORVACUUM | Regulator, Vacuum | Genstar Tech
YES | YES |  |  |  | 099-04480 | 099-04480 | Gentec Healthcare | 881VR-160-OH-B |  | Nsn | PEARLAND - 4N - MED/SURG |  |  |  |  | 099-04480 | 099-04480 | Pearland | Memorial Hermann Pearland Hospital | PEARLAND - 4N - MED/SURG | Soiled utility | [5 empty] | Regulator, Vacuum | REGULATORVACUUM-Genstar Tech-881VR | [23 empty] | REGULATORVACUUM | Regulator, Vacuum | Genstar Tech
YES | YES |  |  |  | 099-04481 | 099-04481 | Gentec Healthcare | 881VR-160-OH-B |  | Nsn | PEARLAND - 4N - MED/SURG |  |  |  |  | 099-04481 | 099-04481 | Pearland | Memorial Hermann Pearland Hospital | PEARLAND - 4N - MED/SURG | Soiled utility | [5 empty] | Regulator, Vacuum | REGULATORVACUUM-Genstar Tech-881VR | [23 empty] | REGULATORVACUUM | Regulator, Vacuum | Genstar Tech
YES | YES | Serial Number Cnf |  |  | 099-04135 | 099-04135 | Gentec Healthcare | 881VR-160-OH-B |  | Cnf | PEARLAND - 4N - MED/SURG |  |  |  |  | 099-04135 | 099-04135 | Pearland | Memorial Hermann Pearland Hospital | PEARLAND - 4N - MED/SURG | Rooom N415 | 2/1/20 |  |  | Equipment in use. Unable to verify sn |  | Regulator, Vacuum | REGULATORVACUUM-Genstar Tech-881VR | [23 empty] | REGULATORVACUUM | Regulator, Vacuum | Genstar Tech
YES | YES | Serial Number Cnf |  |  | 099-04247 | 099-04247 | Gentec Healthcare | 881VR-160-OH-B |  | Cnf | PEARLAND - 4N - MED/SURG |  |  |  |  | 099-04247 | 099-04247 | Pearland | Memorial Hermann Pearland Hospital | PEARLAND - 4N - MED/SURG | Room 406 | 2/1/20 |  |  | No pm |  | Regulator, Vacuum | REGULATORVACUUM-Genstar Tech-881VR | [23 empty] | REGULATORVACUUM | Regulator, Vacuum | Genstar Tech
YES | YES |  |  |  | 099-04138 | 099-04138 | Gentec Healthcare | 881VR-160-OH-B |  | 15060007-069 | PEARLAND - 4N - ICU |  |  |  |  | 099-04138 | 099-04138 | Pearland | Memorial Hermann Pearland Hospital | PEARLAND - 4N - ICU | Soiled Utility | 2/1/20 |  |  |  |  | Regulator, Vacuum | REGULATORVACUUM-Genstar Tech-881VR | [23 empty] | REGULATORVACUUM | Regulator, Vacuum | Genstar Tech
YES | YES | Serial Number Cnf |  |  | 099-04249 | 099-04249 | Gentec Healthcare | 881VR-160-OH-B |  | Cnf | PEARLAND - 4N - MED/SURG |  |  |  |  | 099-04249 | 099-04249 | Pearland | Memorial Hermann Medical Group Central Pearland | PEARLAND - 4N - MED/SURG | Room 401 |  |  |  | No pm |  | Regulator, Vacuum | REGULATORVACUUM-Genstar Tech-881VR | [23 empty] | REGULATORVACUUM | Regulator, Vacuum | Genstar Tech
YES | YES |  |  |  | 099-04441 | 099-04441 | Gentec Healthcare | 881VR-160-OH-B |  |  | PEARLAND - ICU/IMCU |  |  |  |  | 099-04441 | 099-04441 | Pearland | Memorial Hermann Pearland Hospital | PEARLAND - ICU/IMCU | Icu 8 | [5 empty] | Regulator, Vacuum | REGULATORVACUUM-Genstar Tech-881VR | [23 empty] | REGULATORVACUUM | Regulator, Vacuum | Genstar Tech
NO | YES | Serial Number Cnf |  |  | 145-01093 | 145-01093 | Gentec Healthcare | 881VR-160-OH-B |  | Cnf | ICU North |  |  |  |  | 145-01093 | 145-01093 | Pearland | Memorial Hermann Pearland Hospital | ICU North | ICU 5 |  |  |  | In use. Unable to verify sn |  | Regulator, Vacuum | REGULATORVACUUM-Genstar Tech-881VR | [23 empty] | REGULATORVACUUM | Regulator, Vacuum | Genstar Tech
YES | YES |  |  |  | 099-04068 | 099-04068 | Gentec Healthcare | 881VR-160-OH-B |  |  | Pearland - Med/Ser |  |  |  |  | 099-04068 | 099-04068 | Pearland | Memorial Hermann Pearland Hospital | Pearland - Med/Ser | [6 empty] | Regulator, Vacuum | REGULATORVACUUM-Genstar Tech-881VR | [23 empty] | REGULATORVACUUM | Regulator, Vacuum | Genstar Tech
NO | YES |  |  |  | 099-04639 | 099-04639 | Gentec Healthcare | 881VR-160-OH-B |  | 15060007-007 | PEARLAND - 3N - MED/SURG |  |  |  |  | 099-04639 | 099-04639 | Pearland | Memorial Hermann Pearland Hospital | PEARLAND - 3N - MED/SURG | N313 | [5 empty] | Regulator, Vacuum | REGULATORVACUUM-Genstar Tech-881VR | [23 empty] | REGULATORVACUUM | Regulator, Vacuum | Genstar Tech
YES | YES |  |  |  | 099-04640 | 099-04640 | Gentec Healthcare | 881VR-160-OH-B |  | 15060007-131 | PEARLAND - 3N - MED/SURG |  |  |  |  | 099-04640 | 099-04640 | Pearland | Memorial Hermann Pearland Hospital | PEARLAND - 3N - MED/SURG | N313 | [5 empty] | Regulator, Vacuum | REGULATORVACUUM-Genstar Tech-881VR | [23 empty] | REGULATORVACUUM | Regulator, Vacuum | Genstar Tech
YES | YES |  |  |  | 099-04108 | 099-04108 | Gentec Healthcare | 881VR-160-OH-B |  | 15050157-036 | Med surg |  |  |  |  | 099-04108 | 099-04108 | Pearland | Memorial Hermann Pearland Hospital | Med surg | Room 315 |  |  |  | No pm |  | Regulator, Vacuum | REGULATORVACUUM-Genstar Tech-881VR | [23 empty] | REGULATORVACUUM | Regulator, Vacuum | Genstar Tech
YES | YES |  |  |  | 099-04109 | 099-04109 | Gentec Healthcare | 881VR-160-OH-B |  | 15040059-045 | Med surg |  |  |  |  | 099-04109 | 099-04109 | Pearland | Memorial Hermann Pearland Hospital | Med surg | Room 315 |  |  |  | No pm |  | Regulator, Vacuum | REGULATORVACUUM-Genstar Tech-881VR | [23 empty] | REGULATORVACUUM | Regulator, Vacuum | Genstar Tech
YES | YES |  |  |  | 099-04643 | 099-04643 | Gentec Healthcare | 881VR-160-OH-B |  | 1506007-111 | PEARLAND - 3N - MED/SURG |  |  |  |  | 099-04643 | 099-04643 | Pearland | Memorial Hermann Pearland Hospital | PEARLAND - 3N - MED/SURG | N317 | [5 empty] | Regulator, Vacuum | REGULATORVACUUM-Genstar Tech-881VR | [23 empty] | REGULATORVACUUM | Regulator, Vacuum | Genstar Tech
YES | YES | Serial Number Cnf |  |  | 099-04123 | 099-04123 | Gentec Healthcare | 881VR-160-OH-B |  | Cnf | PEARLAND - TELEMETRY |  |  |  |  | 099-04123 | 099-04123 | Pearland | Memorial Hermann Pearland Hospital | PEARLAND - TELEMETRY | Room 320 |  |  |  | In use, could not get behind unit |  | Regulator, Vacuum | REGULATORVACUUM-Genstar Tech-881VR | [23 empty] | REGULATORVACUUM | Regulator, Vacuum | Genstar Tech
YES | YES |  |  |  | 099-04110 | 099-04110 | Gentec Healthcare | 881VR-160-OH-B |  | 15060007-119 | PEARLAND - TELEMETRY |  |  |  |  | 099-04110 | 099-04110 | Pearland | Memorial Hermann Pearland Hospital | PEARLAND - TELEMETRY | Room 320 |  |  |  | No pm |  | Regulator, Vacuum | REGULATORVACUUM-Genstar Tech-881VR | [23 empty] | REGULATORVACUUM | Regulator, Vacuum | Genstar Tech
YES | YES |  |  |  | 099-04111 | 099-04111 | Gentec Healthcare | 881VR-160-OH-B |  |  | PEARLAND - TELEMETRY |  |  |  |  | 099-04111 | 099-04111 | Pearland | Memorial Hermann Pearland Hospital | PEARLAND - TELEMETRY | Room 320 |  |  |  | No pm |  | Regulator, Vacuum | REGULATORVACUUM-Genstar Tech-881VR | [23 empty] | REGULATORVACUUM | Regulator, Vacuum | Genstar Tech
YES | YES |  |  |  | 099-04081 | 099-04081 | Gentec Healthcare | 881VR-160-OH-B |  |  | PEARLAND - LABOR |  |  |  |  | 099-04081 | 099-04081 | Pearland | Memorial Hermann Pearland Hospital | PEARLAND - LABOR | N3-151 soiled utility | [5 empty] | Regulator, Vacuum | REGULATORVACUUM-Genstar Tech-881VR | [23 empty] | REGULATORVACUUM | Regulator, Vacuum | Genstar Tech
YES | YES |  |  |  | 099-04085 | 099-04085 | Gentec Healthcare | 881VR-160-OH-B |  |  | PEARLAND - LABOR |  |  |  |  | 099-04085 | 099-04085 | Pearland | Memorial Hermann Pearland Hospital | PEARLAND - LABOR | N3-151 soiled utility | [5 empty] | Regulator, Vacuum | REGULATORVACUUM-Genstar Tech-881VR | [23 empty] | REGULATORVACUUM | Regulator, Vacuum | Genstar Tech
YES | YES |  |  |  | 099-04447 | 099-04447 | Gentec Healthcare | 881VR-160-OH-B |  |  | PEARLAND - LABOR |  |  |  |  | 099-04447 | 099-04447 | Pearland | Memorial Hermann Pearland Hospital | PEARLAND - LABOR | N3-151 soiled utility | [5 empty] | Regulator, Vacuum | REGULATORVACUUM-Genstar Tech-881VR | [23 empty] | REGULATORVACUUM | Regulator, Vacuum | Genstar Tech
YES | YES |  |  |  | 099-04650 | 099-04650 | Gentec Healthcare | 881VR-160-OH-B |  | 15040059-039 | PEARLAND - 3N - MED/SURG |  |  |  |  | 099-04650 | 099-04650 | Pearland | Memorial Hermann Pearland Hospital | PEARLAND - 3N - MED/SURG | N322 | [5 empty] | Regulator, Vacuum | REGULATORVACUUM-Genstar Tech-881VR | [23 empty] | REGULATORVACUUM | Regulator, Vacuum | Genstar Tech
YES | YES |  |  |  | 099-04448 | 099-04448 | Gentec Healthcare | 881VR-160-OH-B |  |  | PEARLAND - LABOR |  |  |  |  | 099-04448 | 099-04448 | Pearland | Memorial Hermann Pearland Hospital | PEARLAND - LABOR | N3-151 soiled utility | [5 empty] | Regulator, Vacuum | REGULATORVACUUM-Genstar Tech-881VR | [23 empty] | REGULATORVACUUM | Regulator, Vacuum | Genstar Tech
YES | YES |  |  |  | 099-04465 | 099-04465 | Gentec Healthcare | 881VR-160-OH-B |  |  | PEARLAND - LABOR |  |  |  |  | 099-04465 | 099-04465 | Pearland | Memorial Hermann Pearland Hospital | PEARLAND - LABOR | N3-151 soiled utility | [5 empty] | Regulator, Vacuum | REGULATORVACUUM-Genstar Tech-881VR | [23 empty] | REGULATORVACUUM | Regulator, Vacuum | Genstar Tech
YES | YES |  |  |  | 099-04464 | 099-04464 | Gentec Healthcare | 881VR-160-OH-B |  |  | PEARLAND - LABOR |  |  |  |  | 099-04464 | 099-04464 | Pearland | Memorial Hermann Pearland Hospital | PEARLAND - LABOR | N3-151 soiled utility | [5 empty] | Regulator, Vacuum | REGULATORVACUUM-Genstar Tech-881VR | [23 empty] | REGULATORVACUUM | Regulator, Vacuum | Genstar Tech
YES | YES |  |  |  | 099-04449 | 099-04449 | Gentec Healthcare | 881VR-160-OH-B |  |  | PEARLAND - LABOR |  |  |  |  | 099-04449 | 099-04449 | Pearland | Memorial Hermann Pearland Hospital | PEARLAND - LABOR | N3-151 soiled utility | [5 empty] | Regulator, Vacuum | REGULATORVACUUM-Genstar Tech-881VR | [23 empty] | REGULATORVACUUM | Regulator, Vacuum | Genstar Tech
YES | YES |  |  |  | 099-04450 | 099-04450 | Gentec Healthcare | 881VR-160-OH-B |  |  | PEARLAND - LABOR |  |  |  |  | 099-04450 | 099-04450 | Pearland | Memorial Hermann Pearland Hospital | PEARLAND - LABOR | N3-151 soiled utility | [5 empty] | Regulator, Vacuum | REGULATORVACUUM-Genstar Tech-881VR | [23 empty] | REGULATORVACUUM | Regulator, Vacuum | Genstar Tech
YES | YES |  |  |  | 099-04451 | 099-04451 | Gentec Healthcare | 881VR-160-OH-B |  |  | PEARLAND - LABOR |  |  |  |  | 099-04451 | 099-04451 | Pearland | Memorial Hermann Pearland Hospital | PEARLAND - LABOR | N3-151 soiled utility | [5 empty] | Regulator, Vacuum | REGULATORVACUUM-Genstar Tech-881VR | [23 empty] | REGULATORVACUUM | Regulator, Vacuum | Genstar Tech
YES | YES |  |  |  | 099-04452 | 099-04452 | Gentec Healthcare | 881VR-160-OH-B |  |  | PEARLAND - LABOR |  |  |  |  | 099-04452 | 099-04452 | Pearland | Memorial Hermann Pearland Hospital | PEARLAND - LABOR | N3-151 soiled utility | [5 empty] | Regulator, Vacuum | REGULATORVACUUM-Genstar Tech-881VR | [23 empty] | REGULATORVACUUM | Regulator, Vacuum | Genstar Tech
YES | YES |  |  |  | 099-04654 | 099-04654 | Gentec Healthcare | 881VR-160-OH-B |  | 15050157-034 | PEARLAND - 3N - MED/SURG |  |  |  |  | 099-04654 | 099-04654 | Pearland | Memorial Hermann Pearland Hospital | PEARLAND - 3N - MED/SURG | N327 | [5 empty] | Regulator, Vacuum | REGULATORVACUUM-Genstar Tech-881VR | [23 empty] | REGULATORVACUUM | Regulator, Vacuum | Genstar Tech
YES | YES |  |  |  | 099-04599 | 099-04599 | Gentec Healthcare | 881VR-160-OH-B |  | 15060007-126 | PEARLAND - 3N - MED/SURG |  |  |  |  | 099-04599 | 099-04599 | Pearland | Memorial Hermann Pearland Hospital | PEARLAND - 3N - MED/SURG | N327 | [5 empty] | Regulator, Vacuum | REGULATORVACUUM-Genstar Tech-881VR | [23 empty] | REGULATORVACUUM | Regulator, Vacuum | Genstar Tech
YES | YES |  |  |  | 099-04600 | 099-04600 | Gentec Healthcare | 881VR-160-OH-B |  | 15050157-042 | PEARLAND - 3N - MED/SURG |  |  |  |  | 099-04600 | 099-04600 | Pearland | Memorial Hermann Pearland Hospital | PEARLAND - 3N - MED/SURG | N329 | [5 empty] | Regulator, Vacuum | REGULATORVACUUM-Genstar Tech-881VR | [23 empty] | REGULATORVACUUM | Regulator, Vacuum | Genstar Tech
YES | YES |  |  |  | 099-04454 | 099-04454 | Gentec Healthcare | 881VR-160-OH-B |  |  | PEARLAND - 4th |  |  |  |  | 099-04454 | 099-04454 | Pearland | Memorial Hermann Pearland Hospital | PEARLAND - 4th | 4th - 431 | [5 empty] | Regulator, Vacuum | REGULATORVACUUM-Genstar Tech-881VR | [23 empty] | REGULATORVACUUM | Regulator, Vacuum | Genstar Tech
YES | YES |  |  |  | 099-04118 | 099-04118 | Gentec Healthcare | 881VR-160-OH-B |  | 15060007-066 | X ray |  |  |  |  | 099-04118 | 099-04118 | Pearland | Memorial Hermann Pearland Hospital | X ray | Rad procedure room |  |  |  | No pm |  | Regulator, Vacuum | REGULATORVACUUM-Genstar Tech-881VR | [23 empty] | REGULATORVACUUM | Regulator, Vacuum | Genstar Tech
NO | YES |  |  |  | 099-04602 | 099-04602 | Gentec Healthcare | 881VR-160-OH-B |  | JGGS21929 | Pearland-Emergency Center |  |  |  |  | 099-04602 | 099-04602 | Pearland | MHHS-Pearland Hospital | Pearland-Emergency Center | Treatment 3 | [5 empty] | Regulator, Vacuum | REGULATORVACUUM-Genstar Tech-881VR | [23 empty] | REGULATORVACUUM | Regulator, Vacuum | Genstar Tech
YES | YES |  |  |  | 099-04866 | 099-04866 | Gentec Healthcare | 881VR-160-OH-B |  |  | PEARLAND - EMERGENCY CENTER |  |  |  |  | 099-04866 | 099-04866 | Pearland | Memorial Hermann Pearland Hospital | PEARLAND - EMERGENCY CENTER | Er 23 | [5 empty] | Regulator, Vacuum | REGULATORVACUUM-Genstar Tech-881VR | [23 empty] | REGULATORVACUUM | Regulator, Vacuum | Genstar Tech
YES | YES |  |  |  | 099-04870 | 099-04870 | Gentec Healthcare | 881VR-160-OH-B |  |  | PEARLAND - EMERGENCY CENTER |  |  |  |  | 099-04870 | 099-04870 | Pearland | Memorial Hermann Pearland Hospital | PEARLAND - EMERGENCY CENTER | Er 24 | [5 empty] | Regulator, Vacuum | REGULATORVACUUM-Genstar Tech-881VR | [23 empty] | REGULATORVACUUM | Regulator, Vacuum | Genstar Tech
YES | YES |  |  |  | 099-04836 | 099-04836 | Gentec Healthcare | 881VR-160-OH-B |  |  | Pearland - 2nd shell floor |  |  |  |  | 099-04836 | 099-04836 | Pearland | Memorial Hermann Pearland Hospital | Pearland - 2nd shell floor | 2nd shell floor | [5 empty] | Regulator, Vacuum | REGULATORVACUUM-Genstar Tech-881VR | [23 empty] | REGULATORVACUUM | Regulator, Vacuum | Genstar Tech
YES | YES |  |  |  | 099-04837 | 099-04837 | Gentec Healthcare | 881VR-160-OH-B |  |  | Pearland - 2nd shell floor |  |  |  |  | 099-04837 | 099-04837 | Pearland | Memorial Hermann Pearland Hospital | Pearland - 2nd shell floor | 2nd shell floor | [5 empty] | Regulator, Vacuum | REGULATORVACUUM-Genstar Tech-881VR | [23 empty] | REGULATORVACUUM | Regulator, Vacuum | Genstar Tech
YES | YES |  |  |  | 099-04838 | 099-04838 | Gentec Healthcare | 881VR-160-OH-B |  |  | Pearland - 2nd shell floor |  |  |  |  | 099-04838 | 099-04838 | Pearland | Memorial Hermann Pearland Hospital | Pearland - 2nd shell floor | 2nd shell floor | [5 empty] | Regulator, Vacuum | REGULATORVACUUM-Genstar Tech-881VR | [23 empty] | REGULATORVACUUM | Regulator, Vacuum | Genstar Tech
YES | YES |  |  |  | 099-04839 | 099-04839 | Gentec Healthcare | 881VR-160-OH-B |  |  | Pearland - 2nd shell floor |  |  |  |  | 099-04839 | 099-04839 | Pearland | Memorial Hermann Pearland Hospital | Pearland - 2nd shell floor | 2nd shell floor | [5 empty] | Regulator, Vacuum | REGULATORVACUUM-Genstar Tech-881VR | [23 empty] | REGULATORVACUUM | Regulator, Vacuum | Genstar Tech
YES | YES |  |  |  | 145-01098 | 145-01098 | Gentec Healthcare | 881VR-160-OH-B |  | 15060007-080 | Biomed Shop |  |  |  |  | 145-01098 | 145-01098 | Pearland | Memorial Hermann Pearland Hospital | Biomed Shop | Biomed Shop | [5 empty] | Regulator, Vacuum | REGULATORVACUUM-Genstar Tech-881VR | [23 empty] | REGULATORVACUUM | Regulator, Vacuum | Genstar Tech
YES | YES |  |  |  | 133-08841 | 133-08841 | Gentec Healthcare | 881VR-160-OH-B |  |  | KATY - PACU |  |  |  |  | 133-08841 | 133-08841 | Katy | Memorial Hermann Katy Hospital | KATY - PACU | Paci | 3/1/15 |  |  |  |  | Regulator, Vacuum | REGULATORVACUUM-Genstar Tech-881VR | [23 empty] | REGULATORVACUUM | Regulator, Vacuum | Genstar Tech
YES | YES |  |  |  | 133-08972 | 133-08972 | Gentec Healthcare | 881VR-160-OH-B |  |  | KATY - PACU |  |  |  |  | 133-08972 | 133-08972 | Katy | Memorial Hermann Katy Hospital | KATY - PACU | Pacu | 5/1/15 |  |  |  |  | Regulator, Vacuum | REGULATORVACUUM-Genstar Tech-881VR | [23 empty] | REGULATORVACUUM | Regulator, Vacuum | Genstar Tech
YES | YES |  |  |  | 133-08848 | 133-08848 | Gentec Healthcare | 881VR-160-OH-B |  |  | KATY - PACU |  |  |  |  | 133-08848 | 133-08848 | Katy | Memorial Hermann Katy Hospital | KATY - PACU | Pacu | 5/1/15 |  |  |  |  | Regulator, Vacuum | REGULATORVACUUM-Genstar Tech-881VR | [23 empty] | REGULATORVACUUM | Regulator, Vacuum | Genstar Tech
YES | YES |  |  |  | 133-08975 | 133-08975 | Gentec Healthcare | 881VR-160-OH-B |  |  | KATY - PACU |  |  |  |  | 133-08975 | 133-08975 | Katy | Memorial Hermann Katy Hospital | KATY - PACU | Pacu | 5/1/15 |  |  |  |  | Regulator, Vacuum | REGULATORVACUUM-Genstar Tech-881VR | [23 empty] | REGULATORVACUUM | Regulator, Vacuum | Genstar Tech
YES | YES |  |  |  | 133-08979 | 133-08979 | Gentec Healthcare | 881VR-160-OH-B |  |  | KATY - PACU |  |  |  |  | 133-08979 | 133-08979 | Katy | Memorial Hermann Katy Hospital | KATY - PACU | Pacu | 5/1/15 |  |  |  |  | Regulator, Vacuum | REGULATORVACUUM-Genstar Tech-881VR | [23 empty] | REGULATORVACUUM | Regulator, Vacuum | Genstar Tech
YES | YES |  |  |  | 099-01382 | 099-01382 | Gentec Healthcare | 881VR-160-OH-B |  |  | NE - Endoscopy |  |  |  |  | 099-01382 | 099-01382 | Katy | Memorial Hermann Northeast Hospital | NE - Endoscopy | Procedure room 2 | [5 empty] | Regulator, Vacuum | REGULATORVACUUM-Genstar Tech-881VR | [23 empty] | REGULATORVACUUM | Regulator, Vacuum | Genstar Tech
YES | YES | Serial Number Cnf |  |  | 099-01135 | 099-01135 | Gentec Healthcare | 881VR-160-OH-B |  | Cnf | NE - TELEMETRY |  |  |  |  | 099-01135 | 099-01135 | Katy | Memorial Hermann Northeast Hospital | NE - TELEMETRY | W403 | [5 empty] | Regulator, Vacuum | REGULATORVACUUM-Genstar Tech-881VR | [23 empty] | REGULATORVACUUM | Regulator, Vacuum | Genstar Tech
YES | YES |  |  |  | 099-01137 | 099-01137 | Gentec Healthcare | 881VR-160-OH-B |  | 099-01137 | R Med Surg |  |  |  |  | 099-01137 | 099-01137 | Katy | Memorial Hermann Northeast Hospital | R Med Surg | W409 | [5 empty] | Regulator, Vacuum | REGULATORVACUUM-Genstar Tech-881VR | [23 empty] | REGULATORVACUUM | Regulator, Vacuum | Genstar Tech
YES | YES |  |  |  | 099-03896 | 099-03896 | Gentec Healthcare | 881VR-160-OH-B |  | 099-03896 | NE - 4 WEST TOWER |  |  |  |  | 099-03896 | 099-03896 | Katy | Memorial Hermann Northeast Hospital | NE - 4 WEST TOWER | W414 | [5 empty] | Regulator, Vacuum | REGULATORVACUUM-Genstar Tech-881VR | [23 empty] | REGULATORVACUUM | Regulator, Vacuum | Genstar Tech
YES | YES |  |  |  | 099-03898 | 099-03898 | Gentec Healthcare | 881VR-160-OH-B |  | 099-03898 | NE - 4 WEST TOWER |  |  |  |  | 099-03898 | 099-03898 | Katy | Memorial Hermann Northeast Hospital | NE - 4 WEST TOWER | W414 | [5 empty] | Regulator, Vacuum | REGULATORVACUUM-Genstar Tech-881VR | [23 empty] | REGULATORVACUUM | Regulator, Vacuum | Genstar Tech
YES | YES |  |  |  | 099-03900 | 099-03900 | Gentec Healthcare | 881VR-160-OH-B |  | 099-03900 | 4 Med Surg |  |  |  |  | 099-03900 | 099-03900 | Katy | Memorial Hermann Northeast Hospital | 4 Med Surg | W427 | [5 empty] | Regulator, Vacuum | REGULATORVACUUM-Genstar Tech-881VR | [23 empty] | REGULATORVACUUM | Regulator, Vacuum | Genstar Tech
YES | YES |  |  |  | 099-03901 | 099-03901 | Gentec Healthcare | 881VR-160-OH-B |  | 099-03901 | 4 Med Surg |  |  |  |  | 099-03901 | 099-03901 | Katy | Memorial Hermann Northeast Hospital | 4 Med Surg | W427 | [5 empty] | Regulator, Vacuum | REGULATORVACUUM-Genstar Tech-881VR | [23 empty] | REGULATORVACUUM | Regulator, Vacuum | Genstar Tech
YES | YES |  |  |  | 099-03904 | 099-03904 | Gentec Healthcare | 881VR-160-OH-B |  | 099-03904 | W3 Med Surg |  |  |  |  | 099-03904 | 099-03904 | Katy | Memorial Hermann Northeast Hospital | W3 Med Surg | W301 | [5 empty] | Regulator, Vacuum | REGULATORVACUUM-Genstar Tech-881VR | [23 empty] | REGULATORVACUUM | Regulator, Vacuum | Genstar Tech
YES | YES |  |  |  | 099-03905 | 099-03905 | Gentec Healthcare | 881VR-160-OH-B |  | 099-03905 | W3 Med Surg |  |  |  |  | 099-03905 | 099-03905 | Katy | Memorial Hermann Northeast Hospital | W3 Med Surg | W301 | [5 empty] | Regulator, Vacuum | REGULATORVACUUM-Genstar Tech-881VR | [23 empty] | REGULATORVACUUM | Regulator, Vacuum | Genstar Tech
YES | YES |  |  |  | 099-03907 | 099-03907 | Gentec Healthcare | 881VR-160-OH-B |  | 099-03907 | W3 Med Surg |  |  |  |  | 099-03907 | 099-03907 | Katy | Memorial Hermann Northeast Hospital | W3 Med Surg | W302 | [5 empty] | Regulator, Vacuum | REGULATORVACUUM-Genstar Tech-881VR | [23 empty] | REGULATORVACUUM | Regulator, Vacuum | Genstar Tech
YES | YES |  |  |  | 099-03909 | 099-03909 | Gentec Healthcare | 881VR-160-OH-B |  | 099-03909 | W3 Med Surg |  |  |  |  | 099-03909 | 099-03909 | Katy | Memorial Hermann Northeast Hospital | W3 Med Surg | W302 | [5 empty] | Regulator, Vacuum | REGULATORVACUUM-Genstar Tech-881VR | [23 empty] | REGULATORVACUUM | Regulator, Vacuum | Genstar Tech
YES | YES |  |  |  | 099-03911 | 099-03911 | Gentec Healthcare | 881VR-160-OH-B |  | 099-03911 | W3 Med Surg |  |  |  |  | 099-03911 | 099-03911 | Katy | Memorial Hermann Northeast Hospital | W3 Med Surg | W310 | [5 empty] | Regulator, Vacuum | REGULATORVACUUM-Genstar Tech-881VR | [23 empty] | REGULATORVACUUM | Regulator, Vacuum | Genstar Tech
YES | YES |  |  |  | 099-03913 | 099-03913 | Gentec Healthcare | 881VR-160-OH-B |  | 099-03913 | W3 Med Surg |  |  |  |  | 099-03913 | 099-03913 | Katy | Memorial Hermann Northeast Hospital | W3 Med Surg | W310 | [5 empty] | Regulator, Vacuum | REGULATORVACUUM-Genstar Tech-881VR | [23 empty] | REGULATORVACUUM | Regulator, Vacuum | Genstar Tech
YES | YES |  |  |  | 099-03914 | 099-03914 | Gentec Healthcare | 881VR-160-OH-B |  | 099-03914 | W3 Med Surg |  |  |  |  | 099-03914 | 099-03914 | northeast | Memorial Hermann Northeast Hospital | W3 Med Surg | W312 | [5 empty] | Regulator, Vacuum | REGULATORVACUUM-Genstar Tech-881VR | [23 empty] | REGULATORVACUUM | Regulator, Vacuum | Genstar Tech
YES | YES |  |  |  | 099-01579 | 099-01579 | Gentec Healthcare | 881VR-160-OH-B |  | 099-01579 | W3 Med Surg |  |  |  |  | 099-01579 | 099-01579 | Katy | Memorial Hermann Northeast Hospital | W3 Med Surg | W312 | [5 empty] | Regulator, Vacuum | REGULATORVACUUM-Genstar Tech-881VR | [23 empty] | REGULATORVACUUM | Regulator, Vacuum | Genstar Tech
YES | YES |  |  |  | 099-01581 | 099-01581 | Gentec Healthcare | 881VR-160-OH-B |  | 099-01581 | W3 Med Surg |  |  |  |  | 099-01581 | 099-01581 | Katy | Memorial Hermann Northeast Hospital | W3 Med Surg | W318 | [5 empty] | Regulator, Vacuum | REGULATORVACUUM-Genstar Tech-881VR | [23 empty] | REGULATORVACUUM | Regulator, Vacuum | Genstar Tech
YES | YES |  |  |  | 099-01584 | 099-01584 | Gentec Healthcare | 881VR-160-OH-B |  | 099-01584 | W3 Med Surg |  |  |  |  | 099-01584 | 099-01584 | Katy | Memorial Hermann Northeast Hospital | W3 Med Surg | W318 | [5 empty] | Regulator, Vacuum | REGULATORVACUUM-Genstar Tech-881VR | [23 empty] | REGULATORVACUUM | Regulator, Vacuum | Genstar Tech
YES | YES |  |  |  | 099-01586 | 099-01586 | Gentec Healthcare | 881VR-160-OH-B |  | 099-01586 | W3 Med Surg |  |  |  |  | 099-01586 | 099-01586 | Katy | Memorial Hermann Northeast Hospital | W3 Med Surg | W323 | [5 empty] | Regulator, Vacuum | REGULATORVACUUM-Genstar Tech-881VR | [23 empty] | REGULATORVACUUM | Regulator, Vacuum | Genstar Tech
YES | YES |  |  |  | 099-01587 | 099-01587 | Gentec Healthcare | 881VR-160-OH-B |  | 099-01587 | W3 Med Surg |  |  |  |  | 099-01587 | 099-01587 | Katy | Memorial Hermann Northeast Hospital | W3 Med Surg | W323 | [5 empty] | Regulator, Vacuum | REGULATORVACUUM-Genstar Tech-881VR | [23 empty] | REGULATORVACUUM | Regulator, Vacuum | Genstar Tech
YES | YES |  |  |  | 099-01589 | 099-01589 | Gentec Healthcare | 881VR-160-OH-B |  | 099-01589 | NE - Med Surg |  |  |  |  | 099-01589 | 099-01589 | Katy | Memorial Hermann Northeast Hospital | NE - Med Surg | W328 | [5 empty] | Regulator, Vacuum | REGULATORVACUUM-Genstar Tech-881VR | [23 empty] | REGULATORVACUUM | Regulator, Vacuum | Genstar Tech
YES | YES |  |  |  | 099-01592 | 099-01592 | Gentec Healthcare | 881VR-160-OH-B |  | 099-01592 | Med Surg |  |  |  |  | 099-01592 | 099-01592 | Katy | Memorial Hermann Northeast Hospital | Med Surg | W328 | [5 empty] | Regulator, Vacuum | REGULATORVACUUM-Genstar Tech-881VR | [23 empty] | REGULATORVACUUM | Regulator, Vacuum | Genstar Tech
YES | YES |  |  |  | 099-01594 | 099-01594 | Gentec Healthcare | 881VR-160-OH-B |  | 099-01594 | NE - 3W Med Surg |  |  |  |  | 099-01594 | 099-01594 | Katy | Memorial Hermann Northeast Hospital | NE - 3W Med Surg | W202 | [5 empty] | Regulator, Vacuum | REGULATORVACUUM-Genstar Tech-881VR | [23 empty] | REGULATORVACUUM | Regulator, Vacuum | Genstar Tech
YES | YES |  |  |  | 099-01596 | 099-01596 | Gentec Healthcare | 881VR-160-OH-B |  | 099-01596 | NE - 3W Med Surg |  |  |  |  | 099-01596 | 099-01596 | Katy | Memorial Hermann Northeast Hospital | NE - 3W Med Surg | W202 | [5 empty] | Regulator, Vacuum | REGULATORVACUUM-Genstar Tech-881VR | [23 empty] | REGULATORVACUUM | Regulator, Vacuum | Genstar Tech
YES | YES |  |  |  | 099-01731 | 099-01731 | Gentec Healthcare | 881VR-160-OH-B |  | 099-01731 | NE - 2 WEST TOWER |  |  |  |  | 099-01731 | 099-01731 | Katy | Memorial Hermann Northeast Hospital | NE - 2 WEST TOWER | W210 | [5 empty] | Regulator, Vacuum | REGULATORVACUUM-Genstar Tech-881VR | [23 empty] | REGULATORVACUUM | Regulator, Vacuum | Genstar Tech
YES | YES |  |  |  | 099-01734 | 099-01734 | Gentec Healthcare | 881VR-160-OH-B |  | 099-01734 | NE - 2 WEST TOWER |  |  |  |  | 099-01734 | 099-01734 | Katy | Memorial Hermann Northeast Hospital | NE - 2 WEST TOWER | W210 | [5 empty] | Regulator, Vacuum | REGULATORVACUUM-Genstar Tech-881VR | [23 empty] | REGULATORVACUUM | Regulator, Vacuum | Genstar Tech
YES | YES |  |  |  | 099-01736 | 099-01736 | Gentec Healthcare | 881VR-160-OH-B |  | 099-01736 | NE - RESPIRATORY |  |  |  |  | 099-01736 | 099-01736 | Katy | Memorial Hermann Northeast Hospital | NE - RESPIRATORY | W215 | [5 empty] | Regulator, Vacuum | REGULATORVACUUM-Genstar Tech-881VR | [23 empty] | REGULATORVACUUM | Regulator, Vacuum | Genstar Tech
YES | YES |  |  |  | 099-01737 | 099-01737 | Gentec Healthcare | 881VR-160-OH-B |  | 099-01737 | NE - 3W Med Surge |  |  |  |  | 099-01737 | 099-01737 | Katy | Memorial Hermann Northeast Hospital | NE - 3W Med Surge | W215 | [5 empty] | Regulator, Vacuum | REGULATORVACUUM-Genstar Tech-881VR | [23 empty] | REGULATORVACUUM | Regulator, Vacuum | Genstar Tech
YES | YES |  |  |  | 099-01739 | 099-01739 | Gentec Healthcare | 881VR-160-OH-B |  | 099-01739 | NE - 3W Med Surge |  |  |  |  | 099-01739 | 099-01739 | Katy | Memorial Hermann Northeast Hospital | NE - 3W Med Surge | W215 | [5 empty] | Regulator, Vacuum | REGULATORVACUUM-Genstar Tech-881VR | [23 empty] | REGULATORVACUUM | Regulator, Vacuum | Genstar Tech
YES | YES |  |  |  | 099-01741 | 099-01741 | Gentec Healthcare | 881VR-160-OH-B |  | 099-01741 | NE - 3W Med Surge |  |  |  |  | 099-01741 | 099-01741 | Katy | Memorial Hermann Northeast Hospital | NE - 3W Med Surge | W215 | [5 empty] | Regulator, Vacuum | REGULATORVACUUM-Genstar Tech-881VR | [23 empty] | REGULATORVACUUM | Regulator, Vacuum | Genstar Tech
YES | YES |  |  |  | 099-01743 | 099-01743 | Gentec Healthcare | 881VR-160-OH-B |  | 099-01743 | NE - 2 WEST TOWER |  |  |  |  | 099-01743 | 099-01743 | Katy | Memorial Hermann Northeast Hospital | NE - 2 WEST TOWER | W223 | [5 empty] | Regulator, Vacuum | REGULATORVACUUM-Genstar Tech-881VR | [23 empty] | REGULATORVACUUM | Regulator, Vacuum | Genstar Tech
YES | YES |  |  |  | 099-01745 | 099-01745 | Gentec Healthcare | 881VR-160-OH-B |  | 099-01745 | NE - 2 WEST TOWER |  |  |  |  | 099-01745 | 099-01745 | Katy | Memorial Hermann Northeast Hospital | NE - 2 WEST TOWER | W223 | [5 empty] | Regulator, Vacuum | REGULATORVACUUM-Genstar Tech-881VR | [23 empty] | REGULATORVACUUM | Regulator, Vacuum | Genstar Tech
YES | YES |  |  |  | 099-01747 | 099-01747 | Gentec Healthcare | 881VR-160-OH-B |  | 099-01747 | NE - 2 WEST TOWER |  |  |  |  | 099-01747 | 099-01747 | Katy | Memorial Hermann Northeast Hospital | NE - 2 WEST TOWER | W228 | [5 empty] | Regulator, Vacuum | REGULATORVACUUM-Genstar Tech-881VR | [23 empty] | REGULATORVACUUM | Regulator, Vacuum | Genstar Tech
YES | YES |  |  |  | 099-01749 | 099-01749 | Gentec Healthcare | 881VR-160-OH-B |  | 099-01749 | NE - 2 WEST TOWER |  |  |  |  | 099-01749 | 099-01749 | Katy | Memorial Hermann Northeast Hospital | NE - 2 WEST TOWER | W228 | [5 empty] | Regulator, Vacuum | REGULATORVACUUM-Genstar Tech-881VR | [23 empty] | REGULATORVACUUM | Regulator, Vacuum | Genstar Tech
YES | YES |  |  |  | 099-01751 | 099-01751 | Gentec Healthcare | 881VR-160-OH-B |  | 099-01751 | NE - 2 WEST TOWER |  |  |  |  | 099-01751 | 099-01751 | Katy | Memorial Hermann Northeast Hospital | NE - 2 WEST TOWER | W218 | [5 empty] | Regulator, Vacuum | REGULATORVACUUM-Genstar Tech-881VR | [23 empty] | REGULATORVACUUM | Regulator, Vacuum | Genstar Tech
YES | YES |  |  |  | 099-01753 | 099-01753 | Gentec Healthcare | 881VR-160-OH-B |  | 099-01753 | NE - 2 WEST TOWER |  |  |  |  | 099-01753 | 099-01753 | Katy | Memorial Hermann Northeast Hospital | NE - 2 WEST TOWER | W218 | [5 empty] | Regulator, Vacuum | REGULATORVACUUM-Genstar Tech-881VR | [23 empty] | REGULATORVACUUM | Regulator, Vacuum | Genstar Tech
YES | YES |  |  |  | 099-01787 | 099-01787 | Gentec Healthcare | 881VR-160-OH-B |  | 099-01787 | NE - S2 Med Surg |  |  |  |  | 099-01787 | 099-01787 | Katy | Memorial Hermann Katy Hospital | NE - S2 Med Surg | S215 | [5 empty] | Regulator, Vacuum | REGULATORVACUUM-Genstar Tech-881VR | [23 empty] | REGULATORVACUUM | Regulator, Vacuum | Genstar Tech
YES | YES |  |  |  | 099-01789 | 099-01789 | Gentec Healthcare | 881VR-160-OH-B |  | 099-01789 | NE - S2 Med Surg |  |  |  |  | 099-01789 | 099-01789 | Katy | Memorial Hermann Katy Hospital | NE - S2 Med Surg | S211 | [5 empty] | Regulator, Vacuum | REGULATORVACUUM-Genstar Tech-881VR | [23 empty] | REGULATORVACUUM | Regulator, Vacuum | Genstar Tech
YES | YES |  |  |  | 099-01794 | 099-01794 | Gentec Healthcare | 881VR-160-OH-B |  | 099-01794 | NE - S2 Med Surg |  |  |  |  | 099-01794 | 099-01794 | Katy | Memorial Hermann Katy Hospital | NE - S2 Med Surg | S207 | [5 empty] | Regulator, Vacuum | REGULATORVACUUM-Genstar Tech-881VR | [23 empty] | REGULATORVACUUM | Regulator, Vacuum | Genstar Tech
YES | YES |  |  |  | 099-01798 | 099-01798 | Gentec Healthcare | 881VR-160-OH-B |  | 099-01798 | NE - S2 Med Surg |  |  |  |  | 099-01798 | 099-01798 | Katy | Memorial Hermann Katy Hospital | NE - S2 Med Surg | S202 | [5 empty] | Regulator, Vacuum | REGULATORVACUUM-Genstar Tech-881VR | [23 empty] | REGULATORVACUUM | Regulator, Vacuum | Genstar Tech
YES | YES |  |  |  | 099-01800 | 099-01800 | Gentec Healthcare | 881VR-160-OH-B |  | 099-01800 | NE - S2 Med Surg |  |  |  |  | 099-01800 | 099-01800 | Katy | Memorial Hermann Katy Hospital | NE - S2 Med Surg | S204 | [5 empty] | Regulator, Vacuum | REGULATORVACUUM-Genstar Tech-881VR | [23 empty] | REGULATORVACUUM | Regulator, Vacuum | Genstar Tech
YES | YES |  |  |  | 099-01801 | 099-01801 | Gentec Healthcare | 881VR-160-OH-B |  | 099-01801 | NE - S2 Med Surg |  |  |  |  | 099-01801 | 099-01801 | Katy | Memorial Hermann Katy Hospital | NE - S2 Med Surg | S206 | [5 empty] | Regulator, Vacuum | REGULATORVACUUM-Genstar Tech-881VR | [23 empty] | REGULATORVACUUM | Regulator, Vacuum | Genstar Tech
YES | YES |  |  |  | 099-01804 | 099-01804 | Gentec Healthcare | 881VR-160-OH-B |  | 099-01804 | NE - S2 Med Surg |  |  |  |  | 099-01804 | 099-01804 | Katy | Memorial Hermann Katy Hospital | NE - S2 Med Surg | S208 | [5 empty] | Regulator, Vacuum | REGULATORVACUUM-Genstar Tech-881VR | [23 empty] | REGULATORVACUUM | Regulator, Vacuum | Genstar Tech
YES | YES |  |  |  | 099-01806 | 099-01806 | Gentec Healthcare | 881VR-160-OH-B |  | 099-01806 | NE - S2 Med Surg |  |  |  |  | 099-01806 | 099-01806 | Katy | Memorial Hermann Katy Hospital | NE - S2 Med Surg | S210 | [5 empty] | Regulator, Vacuum | REGULATORVACUUM-Genstar Tech-881VR | [23 empty] | REGULATORVACUUM | Regulator, Vacuum | Genstar Tech
YES | YES |  |  |  | 099-01808 | 099-01808 | Gentec Healthcare | 881VR-160-OH-B |  | 099-01808 | NE - S2 Med Surg |  |  |  |  | 099-01808 | 099-01808 | Katy | Memorial Hermann Katy Hospital | NE - S2 Med Surg | S212 | [5 empty] | Regulator, Vacuum | REGULATORVACUUM-Genstar Tech-881VR | [23 empty] | REGULATORVACUUM | Regulator, Vacuum | Genstar Tech
YES | YES |  |  |  | 099-01815 | 099-01815 | Gentec Healthcare | 881VR-160-OH-B |  | 099-01815 | NE - S2 Med Surg |  |  |  |  | 099-01815 | 099-01815 | Katy | Memorial Hermann Katy Hospital | NE - S2 Med Surg | C2 235 | [5 empty] | Regulator, Vacuum | REGULATORVACUUM-Genstar Tech-881VR | [23 empty] | REGULATORVACUUM | Regulator, Vacuum | Genstar Tech
YES | YES |  |  |  | 099-00593 | 099-00593 | Gentec Healthcare | 881VR-160-OH-B |  | 099-00593 | 5W Med Surg |  |  |  |  | 099-00593 | 099-00593 | Katy | Memorial Hermann Northeast Hospital | 5W Med Surg | Room SW536 | [5 empty] | Regulator, Vacuum | REGULATORVACUUM-Genstar Tech-881VR | [23 empty] | REGULATORVACUUM | Regulator, Vacuum | Genstar Tech
YES | YES |  |  |  | 099-00599 | 099-00599 | Gentec Healthcare | 881VR-160-OH-B |  | 099-00599 | NE - TELEMETRY |  |  |  |  | 099-00599 | 099-00599 | Katy | Memorial Hermann Northeast Hospital | NE - TELEMETRY | SW534 | [5 empty] | Regulator, Vacuum | REGULATORVACUUM-Genstar Tech-881VR | [23 empty] | REGULATORVACUUM | Regulator, Vacuum | Genstar Tech
YES | YES |  |  |  | 099-00533 | 099-00533 | Gentec Healthcare | 881VR-160-OH-B |  | 099-00533 | NE - 5 SOUTH WEST |  |  |  |  | 099-00533 | 099-00533 | Katy | Memorial Hermann Northeast Hospital | NE - 5 SOUTH WEST | SW528 | [5 empty] | Regulator, Vacuum | REGULATORVACUUM-Genstar Tech-881VR | [23 empty] | REGULATORVACUUM | Regulator, Vacuum | Genstar Tech
YES | YES |  |  |  | 099-00541 | 099-00541 | Gentec Healthcare | 881VR-160-OH-B |  | 099-00541 | NE - IMU1 |  |  |  |  | 099-00541 | 099-00541 | Katy | Memorial Hermann Northeast Hospital | NE - IMU1 | [6 empty] | Regulator, Vacuum | REGULATORVACUUM-Genstar Tech-881VR | [23 empty] | REGULATORVACUUM | Regulator, Vacuum | Genstar Tech
YES | YES |  |  |  | 099-00544 | 099-00544 | Gentec Healthcare | 881VR-160-OH-B |  | 099-00544 | IMU1 |  |  |  |  | 099-00544 | 099-00544 | Katy | Memorial Hermann Northeast Hospital | IMU1 | SW4016 | [5 empty] | Regulator, Vacuum | REGULATORVACUUM-Genstar Tech-881VR | [23 empty] | REGULATORVACUUM | Regulator, Vacuum | Genstar Tech
YES | YES |  |  |  | 099-00552 | 099-00552 | Gentec Healthcare | 881VR-160-OH-B |  | 099-00552 | NE - IMU1 |  |  |  |  | 099-00552 | 099-00552 | Katy | Memorial Hermann Northeast Hospital | NE - IMU1 | SW4012 | [5 empty] | Regulator, Vacuum | REGULATORVACUUM-Genstar Tech-881VR | [23 empty] | REGULATORVACUUM | Regulator, Vacuum | Genstar Tech
YES | YES |  |  |  | 099-00553 | 099-00553 | Gentec Healthcare | 881VR-160-OH-B |  | 099-00553 | NE - IMU1 |  |  |  |  | 099-00553 | 099-00553 | Katy | Memorial Hermann Northeast Hospital | NE - IMU1 | SW4012 | [5 empty] | Regulator, Vacuum | REGULATORVACUUM-Genstar Tech-881VR | [23 empty] | REGULATORVACUUM | Regulator, Vacuum | Genstar Tech
YES | YES | Serial Number Cnf |  |  | 099-00556 | 099-00556 | Gentec Healthcare | 881VR-160-OH-B |  | Cnf | NE - ICU |  |  |  |  | 099-00556 | 099-00556 | Katy | Memorial Hermann Northeast Hospital | NE - ICU | [6 empty] | Regulator, Vacuum | REGULATORVACUUM-Genstar Tech-881VR | [23 empty] | REGULATORVACUUM | Regulator, Vacuum | Genstar Tech
YES | YES | Serial Number Cnf |  |  | 099-00557 | 099-00557 | Gentec Healthcare | 881VR-160-OH-B |  | Cnf | NE - ICU |  |  |  |  | 099-00557 | 099-00557 | Katy | Memorial Hermann Northeast Hospital | NE - ICU | [6 empty] | Regulator, Vacuum | REGULATORVACUUM-Genstar Tech-881VR | [23 empty] | REGULATORVACUUM | Regulator, Vacuum | Genstar Tech
YES | YES | Serial Number Cnf |  |  | 099-00561 | 099-00561 | Gentec Healthcare | 881VR-160-OH-B |  | Cnf | NE - ICU |  |  |  |  | 099-00561 | 099-00561 | Katy | Memorial Hermann Northeast Hospital | NE - ICU | [6 empty] | Regulator, Vacuum | REGULATORVACUUM-Genstar Tech-881VR | [23 empty] | REGULATORVACUUM | Regulator, Vacuum | Genstar Tech
YES | YES |  |  |  | 099-00563 | 099-00563 | Gentec Healthcare | 881VR-160-OH-B |  | 099-00563 | NE - ICU |  |  |  |  | 099-00563 | 099-00563 | Katy | Memorial Hermann Northeast Hospital | NE - ICU | [6 empty] | Regulator, Vacuum | REGULATORVACUUM-Genstar Tech-881VR | [23 empty] | REGULATORVACUUM | Regulator, Vacuum | Genstar Tech
YES | YES |  |  |  | 099-00565 | 099-00565 | Gentec Healthcare | 881VR-160-OH-B |  | 099-00565 | NE - ICU |  |  |  |  | 099-00565 | 099-00565 | Katy | Memorial Hermann Northeast Hospital | NE - ICU | [6 empty] | Regulator, Vacuum | REGULATORVACUUM-Genstar Tech-881VR | [23 empty] | REGULATORVACUUM | Regulator, Vacuum | Genstar Tech
YES | YES |  |  |  | 099-00566 | 099-00566 | Gentec Healthcare | 881VR-160-OH-B |  | 099-00566 | NE - ICU |  |  |  |  | 099-00566 | 099-00566 | Katy | Memorial Hermann Northeast Hospital | NE - ICU | [6 empty] | Regulator, Vacuum | REGULATORVACUUM-Genstar Tech-881VR | [23 empty] | REGULATORVACUUM | Regulator, Vacuum | Genstar Tech
YES | YES |  |  |  | 099-00572 | 099-00572 | Gentec Healthcare | 881VR-160-OH-B |  | 099-00572 | NE - ICU |  |  |  |  | 099-00572 | 099-00572 | Katy | Memorial Hermann Northeast Hospital | NE - ICU | [6 empty] | Regulator, Vacuum | REGULATORVACUUM-Genstar Tech-881VR | [23 empty] | REGULATORVACUUM | Regulator, Vacuum | Genstar Tech
YES | YES |  |  |  | 099-00573 | 099-00573 | Gentec Healthcare | 881VR-160-OH-B |  | 099-00573 | NE - ICU |  |  |  |  | 099-00573 | 099-00573 | Katy | Memorial Hermann Northeast Hospital | NE - ICU | [6 empty] | Regulator, Vacuum | REGULATORVACUUM-Genstar Tech-881VR | [23 empty] | REGULATORVACUUM | Regulator, Vacuum | Genstar Tech
YES | YES |  |  |  | 099-00578 | 099-00578 | Gentec Healthcare | 881VR-160-OH-B |  | 099-00578q | NE - ICU |  |  |  |  | 099-00578 | 099-00578 | Katy | Memorial Hermann Northeast Hospital | NE - ICU | [6 empty] | Regulator, Vacuum | REGULATORVACUUM-Genstar Tech-881VR | [23 empty] | REGULATORVACUUM | Regulator, Vacuum | Genstar Tech
YES | YES |  |  |  | 099-00579 | 099-00579 | Gentec Healthcare | 881VR-160-OH-B |  | 099-00579 | NE - ICU |  |  |  |  | 099-00579 | 099-00579 | Katy | Memorial Hermann Northeast Hospital | NE - ICU | [6 empty] | Regulator, Vacuum | REGULATORVACUUM-Genstar Tech-881VR | [23 empty] | REGULATORVACUUM | Regulator, Vacuum | Genstar Tech
NO | NO | [5 empty] | Gentec Healthcare | 881VR-160-OH-B |  |  | NE - CENTRAL SUPPLY | MHHS-Northeast | [5 empty] | Katy |  | NE - CENTRAL SUPPLY | [5 empty] | REGULATORS, SUCTION |  | REGULATORVACUUM-Genstar Tech-881VR |  |  |  |  | REGULATORVACUUM-Genstar Tech-881VR | [8 empty] | Covered PM Repair - Biomedical | MHHS-Northeast
NO | NO | [5 empty] | Gentec Healthcare | 881VR-160-OH-B |  |  | NE - CENTRAL SUPPLY | MHHS-Northeast | [5 empty] | Katy |  | NE - CENTRAL SUPPLY | [5 empty] | REGULATORS, SUCTION |  | REGULATORVACUUM-Genstar Tech-881VR |  |  |  |  | REGULATORVACUUM-Genstar Tech-881VR | [8 empty] | Covered PM Repair - Biomedical | MHHS-Northeast
NO | NO | [5 empty] | Gentec Healthcare | 881VR-160-OH-B |  |  | NE - CENTRAL SUPPLY | MHHS-Northeast | [5 empty] | Katy |  | NE - CENTRAL SUPPLY | [5 empty] | REGULATORS, SUCTION |  | REGULATORVACUUM-Genstar Tech-881VR |  |  |  |  | REGULATORVACUUM-Genstar Tech-881VR | [8 empty] | Covered PM Repair - Biomedical | MHHS-Northeast
NO | NO | [5 empty] | Gentec Healthcare | 881VR-160-OH-B |  |  | NE - CENTRAL SUPPLY | MHHS-Northeast | [5 empty] | Katy |  | NE - CENTRAL SUPPLY | [5 empty] | REGULATORS, SUCTION |  | REGULATORVACUUM-Genstar Tech-881VR |  |  |  |  | REGULATORVACUUM-Genstar Tech-881VR | [8 empty] | Covered PM Repair - Radiology, Low End | MHHS-Northeast
NO | NO | [5 empty] | Gentec Healthcare | 881VR-160-OH-B |  |  | NE - CENTRAL SUPPLY | MHHS-Northeast | [5 empty] | Katy |  | NE - CENTRAL SUPPLY | [5 empty] | REGULATORS, SUCTION |  | REGULATORVACUUM-Genstar Tech-881VR |  |  |  |  | REGULATORVACUUM-Genstar Tech-881VR | [8 empty] | Covered PM Repair - Biomedical | MHHS-Northeast
NO | NO | [5 empty] | Gentec Healthcare | 881VR-160-OH-B |  |  | NE - CENTRAL SUPPLY | MHHS-Northeast | [5 empty] | Katy |  | NE - CENTRAL SUPPLY | [5 empty] | REGULATORS, SUCTION |  | REGULATORVACUUM-Genstar Tech-881VR |  |  |  |  | REGULATORVACUUM-Genstar Tech-881VR | [8 empty] | Covered PM Repair - Biomedical | MHHS-Northeast
NO | NO | [5 empty] | Gentec Healthcare | 881VR-160-OH-B |  |  | NE - CENTRAL SUPPLY | MHHS-Northeast | [5 empty] | Katy |  | NE - CENTRAL SUPPLY | [5 empty] | REGULATORS, SUCTION |  | REGULATORVACUUM-Genstar Tech-881VR |  |  |  |  | REGULATORVACUUM-Genstar Tech-881VR | [8 empty] | Covered PM Repair - Lab Analyzers/Anesth | MHHS-Northeast
NO | NO | [5 empty] | Gentec Healthcare | 881VR-160-OH-B |  |  | NE - CENTRAL SUPPLY | MHHS-Northeast | [5 empty] | Katy |  | NE - CENTRAL SUPPLY | [5 empty] | REGULATORS, SUCTION |  | REGULATORVACUUM-Genstar Tech-881VR |  |  |  |  | REGULATORVACUUM-Genstar Tech-881VR | [8 empty] | Covered PM Repair - Lab Analyzers/Anesth | MHHS-Northeast
NO | NO | [5 empty] | Gentec Healthcare | 881VR-160-OH-B |  |  | NE - CENTRAL SUPPLY | MHHS-Northeast | [5 empty] | Katy |  | NE - CENTRAL SUPPLY | [5 empty] | REGULATORS, SUCTION |  | REGULATORVACUUM-Genstar Tech-881VR |  |  |  |  | REGULATORVACUUM-Genstar Tech-881VR | [8 empty] | Covered PM Repair - Biomedical | MHHS-Northeast
NO | NO | [5 empty] | Gentec Healthcare | 881VR-160-OH-B |  |  | NE - CENTRAL SUPPLY | MHHS-Northeast | [5 empty] | Katy |  | NE - CENTRAL SUPPLY | [5 empty] | REGULATORS, SUCTION |  | REGULATORVACUUM-Genstar Tech-881VR |  |  |  |  | REGULATORVACUUM-Genstar Tech-881VR | [8 empty] | Covered PM Repair - Biomedical | MHHS-Northeast
NO | NO | [5 empty] | Gentec Healthcare | 881VR-160-OH-B |  |  | NE - CENTRAL SUPPLY | MHHS-Northeast | [5 empty] | Katy |  | NE - CENTRAL SUPPLY | [5 empty] | REGULATORS, SUCTION |  | REGULATORVACUUM-Genstar Tech-881VR |  |  |  |  | REGULATORVACUUM-Genstar Tech-881VR | [8 empty] | Covered PM Repair - Biomedical | MHHS-Northeast
NO | NO | [5 empty] | Gentec Healthcare | 881VR-160-OH-B |  |  | NE - CENTRAL SUPPLY | MHHS-Northeast | [5 empty] | Katy |  | NE - CENTRAL SUPPLY | [5 empty] | REGULATORS, SUCTION |  | REGULATORVACUUM-Genstar Tech-881VR |  |  |  |  | REGULATORVACUUM-Genstar Tech-881VR | [8 empty] | Covered PM Repair - Biomedical | MHHS-Northeast
NO | NO | [5 empty] | Gentec Healthcare | 881VR-160-OH-B |  |  | NE - CENTRAL SUPPLY | MHHS-Northeast | [5 empty] | Katy |  | NE - CENTRAL SUPPLY | [5 empty] | REGULATORS, SUCTION |  | REGULATORVACUUM-Genstar Tech-881VR |  |  |  |  | REGULATORVACUUM-Genstar Tech-881VR | [8 empty] | Covered PM Repair - Biomedical | MHHS-Northeast
NO | NO |  |  |  | 145-01060 |  | Gentec Healthcare | 881VR-160-OH-B |  | 15060007-056 | PEARLAND - 4N - MED/SURG | MHHS-Pearland Hospital |  |  |  | 145-01060 |  | Pearland |  | PEARLAND - 4N - MED/SURG | [5 empty] | REGULATORS, SUCTION |  | REGULATORVACUUM-Genstar Tech-881VR |  |  |  |  | REGULATORVACUUM-Genstar Tech-881VR | [8 empty] | Not Covered Vendor Only - Rad, Low End | MHHS-Pearland Hospital
NO | NO |  |  |  | 145-01065 |  | Gentec Healthcare | 881VR-160-OH-B |  | 15060007-100 | PEARLAND - 4N - MED/SURG | MHHS-Pearland Hospital |  |  |  | 145-01065 |  | Pearland |  | PEARLAND - 4N - MED/SURG | [5 empty] | REGULATORS, SUCTION |  | REGULATORVACUUM-Genstar Tech-881VR |  |  |  |  | REGULATORVACUUM-Genstar Tech-881VR | [8 empty] | Covered PM Repair - Biomedical | MHHS-Pearland Hospital
NO | NO |  |  |  | 145-01067 |  | Gentec Healthcare | 881VR-160-OH-B |  | 15060007-015 | PEARLAND - 4N - MED/SURG | MHHS-Pearland Hospital |  |  |  | 145-01067 |  | Pearland |  | PEARLAND - 4N - MED/SURG | [5 empty] | REGULATORS, SUCTION |  | REGULATORVACUUM-Genstar Tech-881VR |  |  |  |  | REGULATORVACUUM-Genstar Tech-881VR | [8 empty] | Covered PM Repair - Biomedical | MHHS-Pearland Hospital
NO | NO |  |  |  | 145-01075 |  | Gentec Healthcare | 881VR-160-OH-B |  | 15070170-051 | PEARLAND - ICU/IMCU | MHHS-Pearland Hospital |  |  |  | 145-01075 |  | Pearland |  | PEARLAND - ICU/IMCU | [5 empty] | REGULATORS, SUCTION |  | REGULATORVACUUM-Genstar Tech-881VR |  |  |  |  | REGULATORVACUUM-Genstar Tech-881VR | [8 empty] | Covered PM Repair - Biomedical | MHHS-Pearland Hospital
NO | NO |  |  |  | 145-01086 |  | Gentec Healthcare | 881VR-160-OH-B |  | 15060007-130 | PEARLAND - ICU/IMCU | MHHS-Pearland Hospital |  |  |  | 145-01086 |  | Pearland |  | PEARLAND - ICU/IMCU | [5 empty] | REGULATORS, SUCTION |  | REGULATORVACUUM-Genstar Tech-881VR |  |  |  |  | REGULATORVACUUM-Genstar Tech-881VR | [8 empty] | Covered PM Repair - Biomedical | MHHS-Pearland Hospital
NO | NO |  |  |  | 145-01089 |  | Gentec Healthcare | 881VR-160-OH-B |  | 15060007-065 | PEARLAND - ICU/IMCU | MHHS-Pearland Hospital |  |  |  | 145-01089 |  | Pearland |  | PEARLAND - ICU/IMCU | [5 empty] | REGULATORS, SUCTION |  | REGULATORVACUUM-Genstar Tech-881VR |  |  |  |  | REGULATORVACUUM-Genstar Tech-881VR | [8 empty] | Covered PM Repair - Biomedical | MHHS-Pearland Hospital
NO | NO |  |  |  | 145-00964 |  | Gentec Healthcare | 881VR-160-OH-B |  | 15060007-012 | PEARLAND - OR | MHHS-Pearland Hospital |  |  |  | 145-00964 |  | Pearland |  | PEARLAND - OR | [5 empty] | REGULATORS, SUCTION |  | REGULATORVACUUM-Genstar Tech-881VR |  |  |  |  | REGULATORVACUUM-Genstar Tech-881VR | [8 empty] | Covered PM Repair - Biomedical | MHHS-Pearland Hospital
NO | NO |  |  |  | 145-01143 |  | Gentec Healthcare | 881VR-160-OH-B |  | 15060007-112 | PEARLAND - OR | MHHS-Pearland Hospital |  |  |  | 145-01143 |  | Pearland |  | PEARLAND - OR | [5 empty] | REGULATORS, SUCTION |  | REGULATORVACUUM-Genstar Tech-881VR |  |  |  |  | REGULATORVACUUM-Genstar Tech-881VR | [8 empty] | Covered PM Repair - Biomedical | MHHS-Pearland Hospital
NO | NO |  |  |  | 145-01144 |  | Gentec Healthcare | 881VR-160-OH-B |  | 15060007-127 | PEARLAND - OR | MHHS-Pearland Hospital |  |  |  | 145-01144 |  | Pearland |  | PEARLAND - OR | [5 empty] | REGULATORS, SUCTION |  | REGULATORVACUUM-Genstar Tech-881VR |  |  |  |  | REGULATORVACUUM-Genstar Tech-881VR | [8 empty] | Covered PM Repair - Biomedical | MHHS-Pearland Hospital
NO | NO |  |  |  | 145-01150 |  | Gentec Healthcare | 881VR-160-OH-B |  | 15060007-113 | PEARLAND - OR | MHHS-Pearland Hospital |  |  |  | 145-01150 |  | Pearland |  | PEARLAND - OR | [5 empty] | REGULATORS, SUCTION |  | REGULATORVACUUM-Genstar Tech-881VR |  |  |  |  | REGULATORVACUUM-Genstar Tech-881VR | [8 empty] | Covered PM Repair - Biomedical | MHHS-Pearland Hospital
NO | NO |  |  |  | 145-01123 |  | Gentec Healthcare | 881VR-160-OH-B |  | 15050157-002 | PEARLAND - OR - ANESTHESIA | MHHS-Pearland Hospital |  |  |  | 145-01123 |  | Pearland |  | PEARLAND - OR - ANESTHESIA | [5 empty] | REGULATORS, SUCTION |  | REGULATORVACUUM-Genstar Tech-881VR |  |  |  |  | REGULATORVACUUM-Genstar Tech-881VR | [8 empty] | Covered PM Repair - Biomedical | MHHS-Pearland Hospital
NO | NO |  |  |  | 145-01124 |  | Gentec Healthcare | 881VR-160-OH-B |  | 15070170-023 | PEARLAND - OR - ANESTHESIA | MHHS-Pearland Hospital |  |  |  | 145-01124 |  | Pearland |  | PEARLAND - OR - ANESTHESIA | [5 empty] | REGULATORS, SUCTION |  | REGULATORVACUUM-Genstar Tech-881VR |  |  |  |  | REGULATORVACUUM-Genstar Tech-881VR | [8 empty] | Covered PM Repair - Biomedical | MHHS-Pearland Hospital
NO | NO |  |  |  | 145-01126 |  | Gentec Healthcare | 881VR-160-OH-B |  | 15070170-041 | PEARLAND - OR - ANESTHESIA | MHHS-Pearland Hospital |  |  |  | 145-01126 |  | Pearland |  | PEARLAND - OR - ANESTHESIA | [5 empty] | REGULATORS, SUCTION |  | REGULATORVACUUM-Genstar Tech-881VR |  |  |  |  | REGULATORVACUUM-Genstar Tech-881VR | [8 empty] | Covered PM Repair - Biomedical | MHHS-Pearland Hospital
NO | NO |  |  |  | 145-01127 |  | Gentec Healthcare | 881VR-160-OH-B |  | 15070170-020 | PEARLAND - OR - ANESTHESIA | MHHS-Pearland Hospital |  |  |  | 145-01127 |  | Pearland |  | PEARLAND - OR - ANESTHESIA | [5 empty] | REGULATORS, SUCTION |  | REGULATORVACUUM-Genstar Tech-881VR |  |  |  |  | REGULATORVACUUM-Genstar Tech-881VR | [8 empty] | Covered PM Repair - Biomedical | MHHS-Pearland Hospital
NO | NO |  |  |  | 145-01128 |  | Gentec Healthcare | 881VR-160-OH-B |  | 15070170-021 | PEARLAND - OR - ANESTHESIA | MHHS-Pearland Hospital |  |  |  | 145-01128 |  | Pearland |  | PEARLAND - OR - ANESTHESIA | [5 empty] | REGULATORS, SUCTION |  | REGULATORVACUUM-Genstar Tech-881VR |  |  |  |  | REGULATORVACUUM-Genstar Tech-881VR | [8 empty] | Covered PM Repair - Biomedical | MHHS-Pearland Hospital
NO | NO |  |  |  | 145-01129 |  | Gentec Healthcare | 881VR-160-OH-B |  | 15070170-019 | PEARLAND - OR - ANESTHESIA | MHHS-Pearland Hospital |  |  |  | 145-01129 |  | Pearland |  | PEARLAND - OR - ANESTHESIA | [5 empty] | REGULATORS, SUCTION |  | REGULATORVACUUM-Genstar Tech-881VR |  |  |  |  | REGULATORVACUUM-Genstar Tech-881VR | [8 empty] | Covered PM Repair - Biomedical | MHHS-Pearland Hospital
NO | NO |  |  |  | 145-00981 |  | Gentec Healthcare | 881VR-160-OH-B |  | 15050157-030 | PEARLAND - OR - PREOP/PACU | MHHS-Pearland Hospital |  |  |  | 145-00981 |  | Pearland |  | PEARLAND - OR - PREOP/PACU | [5 empty] | REGULATORS, SUCTION |  | REGULATORVACUUM-Genstar Tech-881VR |  |  |  |  | REGULATORVACUUM-Genstar Tech-881VR | [8 empty] | Covered PM Repair - Biomedical | MHHS-Pearland Hospital
NO | NO |  |  |  | 145-00982 |  | Gentec Healthcare | 881VR-160-OH-B |  | 15060007-018 | PEARLAND - OR - PREOP/PACU | MHHS-Pearland Hospital |  |  |  | 145-00982 |  | Pearland |  | PEARLAND - OR - PREOP/PACU | [5 empty] | REGULATORS, SUCTION |  | REGULATORVACUUM-Genstar Tech-881VR |  |  |  |  | REGULATORVACUUM-Genstar Tech-881VR | [8 empty] | Covered PM Repair - Biomedical | MHHS-Pearland Hospital
NO | NO |  |  |  | 145-00993 |  | Gentec Healthcare | 881VR-160-OH-B |  | 15070170-040 | PEARLAND - OR - PREOP/PACU | MHHS-Pearland Hospital |  |  |  | 145-00993 |  | Pearland |  | PEARLAND - OR - PREOP/PACU | [5 empty] | REGULATORS, SUCTION |  | REGULATORVACUUM-Genstar Tech-881VR |  |  |  |  | REGULATORVACUUM-Genstar Tech-881VR | [8 empty] | Covered PM Repair - Biomedical | MHHS-Pearland Hospital
NO | NO |  |  |  | 005-13095 |  | Gentec Healthcare | 881VR-160-OH-B |  | 15070170-062 | SE - LABOR & DELIVERY | MHHS-Southeast |  |  |  | 005-13095 |  | Southeast & Bay Area |  | SE - LABOR & DELIVERY | [5 empty] | REGULATORS, SUCTION |  | REGULATORVACUUM-Genstar Tech-881VR |  |  |  |  | REGULATORVACUUM-Genstar Tech-881VR | [8 empty] | Covered PM Repair - Biomedical | MHHS-Southeast
NO | NO |  |  |  | 005-13096 |  | Gentec Healthcare | 881VR-160-OH-B |  | 15070170-066 | SE - LABOR & DELIVERY | MHHS-Southeast |  |  |  | 005-13096 |  | Southeast & Bay Area |  | SE - LABOR & DELIVERY | [5 empty] | REGULATORS, SUCTION |  | REGULATORVACUUM-Genstar Tech-881VR |  |  |  |  | REGULATORVACUUM-Genstar Tech-881VR | [8 empty] | Covered PM Repair - Biomedical | MHHS-Southeast
NO | NO |  |  |  | 15070170-002 |  | Gentec Healthcare | 881VR-160-OH-B |  | 15070170-002 | SE - LABOR & DELIVERY | MHHS-Southeast |  |  |  | 15070170-002 |  | Southeast & Bay Area |  | SE - LABOR & DELIVERY | [5 empty] | REGULATORS, SUCTION |  | REGULATORVACUUM-Genstar Tech-881VR |  |  |  |  | REGULATORVACUUM-Genstar Tech-881VR | [8 empty] | Covered PM Repair - Biomedical | MHHS-Southeast
NO | NO |  |  |  | 15070170-003 |  | Gentec Healthcare | 881VR-160-OH-B |  | 15070170-003 | SE - LABOR & DELIVERY | MHHS-Southeast |  |  |  | 15070170-003 |  | Southeast & Bay Area |  | SE - LABOR & DELIVERY | [5 empty] | REGULATORS, SUCTION |  | REGULATORVACUUM-Genstar Tech-881VR |  |  |  |  | REGULATORVACUUM-Genstar Tech-881VR | [8 empty] | Covered PM Repair - Biomedical | MHHS-Southeast
NO | NO |  |  |  | 15070170-005 |  | Gentec Healthcare | 881VR-160-OH-B |  | 15070170-005 | SE - LABOR & DELIVERY | MHHS-Southeast |  |  |  | 15070170-005 |  | Southeast & Bay Area |  | SE - LABOR & DELIVERY | [5 empty] | REGULATORS, SUCTION |  | REGULATORVACUUM-Genstar Tech-881VR |  |  |  |  | REGULATORVACUUM-Genstar Tech-881VR | [8 empty] | Covered PM Repair - Biomedical | MHHS-Southeast
NO | NO |  |  |  | 15070170-009 |  | Gentec Healthcare | 881VR-160-OH-B |  | 15070170-009 | SE - LABOR & DELIVERY | MHHS-Southeast |  |  |  | 15070170-009 |  | Southeast & Bay Area |  | SE - LABOR & DELIVERY | [5 empty] | REGULATORS, SUCTION |  | REGULATORVACUUM-Genstar Tech-881VR |  |  |  |  | REGULATORVACUUM-Genstar Tech-881VR | [8 empty] | Covered PM Repair - Biomedical | MHHS-Southeast
NO | NO |  |  |  | 15070170-074 |  | Gentec Healthcare | 881VR-160-OH-B |  | 15070170-074 | SE - LABOR & DELIVERY | MHHS-Southeast |  |  |  | 15070170-074 |  | Southeast & Bay Area |  | SE - LABOR & DELIVERY | [5 empty] | REGULATORS, SUCTION |  | REGULATORVACUUM-Genstar Tech-881VR |  |  |  |  | REGULATORVACUUM-Genstar Tech-881VR | [8 empty] | Covered PM Repair - Biomedical | MHHS-Southeast
NO | NO |  |  |  | 15070170-092 |  | Gentec Healthcare | 881VR-160-OH-B |  | 15070170-092 | SE - LABOR & DELIVERY | MHHS-Southeast |  |  |  | 15070170-092 |  | Southeast & Bay Area |  | SE - LABOR & DELIVERY | [5 empty] | REGULATORS, SUCTION |  | REGULATORVACUUM-Genstar Tech-881VR |  |  |  |  | REGULATORVACUUM-Genstar Tech-881VR | [8 empty] | Covered PM Repair - Biomedical | MHHS-Southeast
NO | YES |  |  |  | 151-01570 | 151-01570 | Gentec Healthcare | 881VR-160-OH-C |  | NSN | CY-Central Supply | MHHS-Cypress |  |  |  | 151-01570 | 151-01570 | Northwest | MHHS-Cypress | CY-Central Supply | Pacu | 2/1/17 | 2/1/18 |  |  | REGULATORS, SUCTION | Regulator, Vacuum | REGULATORVACUUM-Genstar Tech-881VR |  |  |  |  | REGULATORVACUUM-Genstar Tech-881VR | [5 empty] | 2/15/14 |  |  | Covered PM Repair - Biomedical | MHHS-Cypress | [8 empty] | REGULATORVACUUM | Regulator, Vacuum | Genstar Tech
NO | YES |  |  |  | 151-01574 | 151-01574 | Gentec Healthcare | 881VR-160-OH-C |  | NSN | CY-Labor & Delivery | MHHS-Cypress |  |  |  | 151-01574 | 151-01574 | Northwest | MHHS-Cypress | CY-Labor & Delivery | LDR 5 |  |  |  |  | REGULATORS, SUCTION | Regulator, Vacuum | REGULATORVACUUM-Genstar Tech-881VR |  |  |  |  | REGULATORVACUUM-Genstar Tech-881VR | [5 empty] | 6/25/14 |  |  | Covered PM Repair - Biomedical | MHHS-Cypress | [8 empty] | REGULATORVACUUM | Regulator, Vacuum | Genstar Tech
NO | YES |  |  |  | 013-38661 | 013-38661 | Gentec Healthcare | 881VR-160-OH-C |  |  | SW-Telemetry | MHHS-Southwest |  |  |  | 013-38661 | 013-38661 | Southwest | MHHS-Southwest | SW-Telemetry | [5 empty] | REGULATORS, SUCTION | Regulator, Vacuum | REGULATORVACUUM-Genstar Tech-881VR |  |  |  |  | REGULATORVACUUM-Genstar Tech-881VR | [5 empty] | 2/15/13 |  |  | Covered PM Repair - Biomedical | MHHS-Southwest | [8 empty] | REGULATORVACUUM | Regulator, Vacuum | Genstar Tech
YES | YES |  |  |  | 099-01771 | 099-01771 | Gentec Healthcare | 881VR-160-OH-C |  |  | NE - 2 |  |  |  |  | 099-01771 | 099-01771 | Katy | Memorial Hermann Northeast Hospital | NE - 2 | [6 empty] | Regulator, Vacuum | REGULATORVACUUM-Genstar Tech-881VR | [23 empty] | REGULATORVACUUM | Regulator, Vacuum | Genstar Tech
NO | YES |  |  |  |  | 099-01774 | Gentec Healthcare | 881VR-160-OH-C |  |  | NE-Hemodialysis | [5 empty] | 099-01774 | Katy | MHHS-Northeast | NE-Hemodialysis | [6 empty] | Regulator, Vacuum | REGULATORVACUUM-Genstar Tech-881VR | [23 empty] | REGULATORVACUUM | Regulator, Vacuum | Genstar Tech
YES | YES |  |  |  | 099-10424 | 099-10424 | Gentec Healthcare | 881VR-160-OH-C |  |  | ICU B |  |  |  |  | 099-10424 | 099-10424 | Southwest | Memorial Hermann Southwest Hospital | ICU B | [7 empty] | REGULATORVACUUM-Genstar Tech-881VR
YES | YES |  |  |  | 009-34249 | 009-34249 | Gentec Healthcare | 881VR-160-OH-C |  |  | ICU B |  |  |  |  | 009-34249 | 009-34249 | Southwest | Memorial Hermann Southwest Hospital | ICU B | [7 empty] | REGULATORVACUUM-Genstar Tech-881VR
NO | NO |  |  |  | 013-38660 |  | Gentec Healthcare | 881VR-160-OH-C |  |  | SW - TELEMETRY | MHHS-Southwest |  |  |  | 013-38660 |  | Southwest |  | SW - TELEMETRY | [5 empty] | REGULATORS, SUCTION |  | REGULATORVACUUM-Genstar Tech-881VR |  |  |  |  | REGULATORVACUUM-Genstar Tech-881VR | [8 empty] | Covered PM Repair - Biomedical | MHHS-Southwest
NO | YES |  |  |  | 013-38663 | 013-38663 | Gentec Healthcare | 881VR-200-OH-C |  | Lot: 61G-16050274/033 | SW-Telemetry | MHHS-Southwest |  |  |  | 013-38663 | 013-38663 | Southwest | MHHS-Southwest | SW-Telemetry | Room 464 | 1/1/18 |  |  |  | REGULATORS, SUCTION | Regulator, Vacuum | REGULATORVACUUM-Genstar Tech-881VR |  |  |  |  | REGULATORVACUUM-Genstar Tech-881VR | [8 empty] | Covered PM Repair - Biomedical | MHHS-Southwest | [8 empty] | REGULATORVACUUM | Regulator, Vacuum | Genstar Tech
YES | YES |  |  |  | 145-01163 | 145-01163 | Gentec healthcare | 881vr-200-oh-c |  | 15070170-035 | Pearland |  |  |  |  | 145-01163 | 145-01163 | Peraland | Pearland | Pearland | 371B | 2/1/20 |  |  |  |  | Regulator, Vacuum | REGULATORVACUUM-Genstar Tech-881VR | [23 empty] | REGULATORVACUUM | Regulator, Vacuum | Genstar Tech
YES | YES |  |  |  | 099-04577 | 099-04577 | Gentec healthcare | 881VR-200-OH-C |  | 15070170-043 | Pearland |  |  |  |  | 099-04577 | 099-04577 | Pearland | Memorial Hermann Pearland Hospital | Pearland | Biomed shop | 2/1/20 | 2/1/20 |  |  |  | Regulator, Vacuum | REGULATORVACUUM-Genstar Tech-881VR | [23 empty] | REGULATORVACUUM | Regulator, Vacuum | Genstar Tech
YES | YES |  |  |  | 099-02905 | 099-02905 | Gentec healthcare | 881VR-200-OH-C |  |  | NorthWest |  |  |  |  | 099-02905 | 099-02905 | Katy | Memorial Hermann Northeast Hospital | NorthWest | SW5 - 10 |  | 2/1/20 |  |  |  | Regulator, Vacuum | REGULATORVACUUM-Genstar Tech-881VR | [23 empty] | REGULATORVACUUM | Regulator, Vacuum | Genstar Tech
YES | YES |  |  |  | 142-05006 | 142-05006 | Gentec healthcare | 881VR-200-OH-C |  |  | NorthWest |  |  |  |  | 142-05006 | 142-05006 | Katy | Memorial Hermann Northeast Hospital | NorthWest | SW5 - 14 | [5 empty] | Regulator, Vacuum | REGULATORVACUUM-Genstar Tech-881VR | [23 empty] | REGULATORVACUUM | Regulator, Vacuum | Genstar Tech
YES | YES |  |  |  | 142-05057 | 142-05057 | Gentec healthcare | 881VR-200-OH-C |  |  | NorthWest |  |  |  |  | 142-05057 | 142-05057 | Katy | Memorial Hermann Northeast Hospital | NorthWest | SW5 - 15 | [5 empty] | Regulator, Vacuum | REGULATORVACUUM-Genstar Tech-881VR | [23 empty] | REGULATORVACUUM | Regulator, Vacuum | Genstar Tech
YES | YES |  |  |  | 142-05074 | 142-05074 | Gentec healthcare | 881VR-200-OH-C |  |  | NorthWest |  |  |  |  | 142-05074 | 142-05074 | Katy | Memorial Hermann Northeast Hospital | NorthWest | SW5 - 17 | [5 empty] | Regulator, Vacuum | REGULATORVACUUM-Genstar Tech-881VR | [23 empty] | REGULATORVACUUM | Regulator, Vacuum | Genstar Tech
YES | YES |  |  |  | 099-02878 | 099-02878 | Gentec healthcare | 881VR-200-OH-C |  |  | SW - 4th |  |  |  |  | 099-02878 | 099-02878 | Katy | Memorial Hermann Northeast Hospital | SW - 4th |  | 7/1/15 |  |  |  |  | Regulator, Vacuum | REGULATORVACUUM-Genstar Tech-881VR | [23 empty] | REGULATORVACUUM | Regulator, Vacuum | Genstar Tech
YES | YES |  |  |  | 099-02881 | 099-02881 | Gentec healthcare | 881VR-200-OH-C |  |  | NE - IMU1 |  |  |  |  | 099-02881 | 099-02881 | Katy | Memorial Hermann Northeast Hospital | NE - IMU1 | [6 empty] | Regulator, Vacuum | REGULATORVACUUM-Genstar Tech-881VR | [23 empty] | REGULATORVACUUM | Regulator, Vacuum | Genstar Tech
YES | YES |  |  |  | 099-02880 | 099-02880 | Gentec healthcare | 881VR-200-OH-C |  |  | NE - IMU1 |  |  |  |  | 099-02880 | 099-02880 | Katy | Memorial Hermann Northeast Hospital | NE - IMU1 | [6 empty] | Regulator, Vacuum | REGULATORVACUUM-Genstar Tech-881VR | [23 empty] | REGULATORVACUUM | Regulator, Vacuum | Genstar Tech
YES | YES |  |  |  | 099-02885 | 099-02885 | Gentec healthcare | 881VR-200-OH-C |  |  | NE - IMU1 |  |  |  |  | 099-02885 | 099-02885 | Katy | Memorial Hermann Northeast Hospital | NE - IMU1 | [6 empty] | Regulator, Vacuum | REGULATORVACUUM-Genstar Tech-881VR | [23 empty] | REGULATORVACUUM | Regulator, Vacuum | Genstar Tech
YES | YES |  |  |  | 099-02886 | 099-02886 | Gentec healthcare | 881VR-200-OH-C |  |  | NE - IMU1 |  |  |  |  | 099-02886 | 099-02886 | Katy | Memorial Hermann Northeast Hospital | NE - IMU1 | [6 empty] | Regulator, Vacuum | REGULATORVACUUM-Genstar Tech-881VR | [23 empty] | REGULATORVACUUM | Regulator, Vacuum | Genstar Tech
YES | YES |  |  |  | 099-02375 | 099-02375 | Gentec healthcare | 881VR-200-OH-C |  |  | NE - IMU1 |  |  |  |  | 099-02375 | 099-02375 | Katy | Memorial Hermann Northeast Hospital | NE - IMU1 | [6 empty] | Regulator, Vacuum | REGULATORVACUUM-Genstar Tech-881VR | [23 empty] | REGULATORVACUUM | Regulator, Vacuum | Genstar Tech
YES | YES |  |  |  | 099-02369 | 099-02369 | Gentec healthcare | 881VR-200-OH-C | [7 empty] | 099-02369 | 099-02369 | [9 empty] | Regulator, Vacuum | REGULATORVACUUM-Genstar Tech-881VR | [23 empty] | REGULATORVACUUM | Regulator, Vacuum | Genstar Tech
YES | YES |  |  |  | 099-02370 | 099-02370 | Gentec healthcare | 881VR-200-OH-C |  |  | NE - IMU2 |  |  |  |  | 099-02370 | 099-02370 | Katy | Memorial Hermann Cancer Center - Northeast | NE - IMU2 | [6 empty] | Regulator, Vacuum | REGULATORVACUUM-Genstar Tech-881VR | [23 empty] | REGULATORVACUUM | Regulator, Vacuum | Genstar Tech
YES | YES |  |  |  | 099-02368 | 099-02368 | Gentec healthcare | 881VR-200-OH-C |  |  | NE - IMU2 |  |  |  |  | 099-02368 | 099-02368 | Katy | Memorial Hermann Cancer Center - Northeast | NE - IMU2 | [6 empty] | Regulator, Vacuum | REGULATORVACUUM-Genstar Tech-881VR | [23 empty] | REGULATORVACUUM | Regulator, Vacuum | Genstar Tech
YES | YES |  |  |  | 099-02367 | 099-02367 | Gentec healthcare | 881VR-200-OH-C |  |  | NE - IMU2 |  |  |  |  | 099-02367 | 099-02367 | Katy | Memorial Hermann Cancer Center - Northeast | NE - IMU2 | [6 empty] | Regulator, Vacuum | REGULATORVACUUM-Genstar Tech-881VR | [23 empty] | REGULATORVACUUM | Regulator, Vacuum | Genstar Tech
YES | YES |  |  |  | 099-02384 | 099-02384 | Gentec healthcare | 881VR-200-OH-C |  |  | NE - L |  |  |  |  | 099-02384 | 099-02384 | Katy | Memorial Hermann Northeast Hospital | NE - L | Hall | [5 empty] | Regulator, Vacuum | REGULATORVACUUM-Genstar Tech-881VR | [23 empty] | REGULATORVACUUM | Regulator, Vacuum | Genstar Tech
YES | YES |  |  |  | 099-02358 | 099-02358 | Gentec healthcare | 881VR-200-OH-C |  |  | NE - L |  |  |  |  | 099-02358 | 099-02358 | Katy | Memorial Hermann Northeast Hospital | NE - L | [6 empty] | Regulator, Vacuum | REGULATORVACUUM-Genstar Tech-881VR | [23 empty] | REGULATORVACUUM | Regulator, Vacuum | Genstar Tech
YES | YES |  |  |  | 099-02376 | 099-02376 | Gentec healthcare | 881VR-200-OH-C |  |  | NE - L |  |  |  |  | 099-02376 | 099-02376 | Katy | Memorial Hermann Northeast Hospital | NE - L | Nursing | [5 empty] | Regulator, Vacuum | REGULATORVACUUM-Genstar Tech-881VR | [23 empty] | REGULATORVACUUM | Regulator, Vacuum | Genstar Tech
YES | YES |  |  |  | 099-02378 | 099-02378 | Gentec healthcare | 881VR-200-OH-C |  |  | NE - L |  |  |  |  | 099-02378 | 099-02378 | northeast | Memorial Hermann Northeast Hospital | NE - L | [6 empty] | Regulator, Vacuum | REGULATORVACUUM-Genstar Tech-881VR | [23 empty] | REGULATORVACUUM | Regulator, Vacuum | Genstar Tech
YES | YES |  |  |  | 099-00846 | 099-00846 | Gentec healthcare | 881VR-200-OH-C |  |  | NE - LABOR |  |  |  |  | 099-00846 | 099-00846 | Katy | Memorial Hermann Northeast Hospital | NE - LABOR | [6 empty] | Regulator, Vacuum | REGULATORVACUUM-Genstar Tech-881VR | [23 empty] | REGULATORVACUUM | Regulator, Vacuum | Genstar Tech
YES | YES |  |  |  | 099-00847 | 099-00847 | Gentec healthcare | 881VR-200-OH-C |  |  | NE - LABOR |  |  |  |  | 099-00847 | 099-00847 | Katy | Memorial Hermann Northeast Hospital | NE - LABOR | [6 empty] | Regulator, Vacuum | REGULATORVACUUM-Genstar Tech-881VR | [23 empty] | REGULATORVACUUM | Regulator, Vacuum | Genstar Tech
YES | YES |  |  |  | 142-04658 | 142-04658 | Gentec healthcare | 881VR-200-OH-C |  |  | NE - LABOR |  |  |  |  | 142-04658 | 142-04658 | Katy | Memorial Hermann Northeast Hospital | NE - LABOR | [6 empty] | Regulator, Vacuum | REGULATORVACUUM-Genstar Tech-881VR | [23 empty] | REGULATORVACUUM | Regulator, Vacuum | Genstar Tech
YES | YES |  |  |  | 142-04659 | 142-04659 | Gentec healthcare | 881VR-200-OH-C |  |  | NE - LABOR |  |  |  |  | 142-04659 | 142-04659 | Katy | Memorial Hermann Northeast Hospital | NE - LABOR | [6 empty] | Regulator, Vacuum | REGULATORVACUUM-Genstar Tech-881VR | [23 empty] | REGULATORVACUUM | Regulator, Vacuum | Genstar Tech
YES | YES |  |  |  | 142-05176 | 142-05176 | Gentec healthcare | 881VR-200-OH-C |  |  | NE - LABOR |  |  |  |  | 142-05176 | 142-05176 | Katy | Memorial Hermann Northeast Hospital | NE - LABOR | [6 empty] | Regulator, Vacuum | REGULATORVACUUM-Genstar Tech-881VR | [23 empty] | REGULATORVACUUM | Regulator, Vacuum | Genstar Tech
YES | YES |  |  |  | 099-02337 | 099-02337 | Gentec healthcare | 881VR-200-OH-C |  |  | NE - NICU |  |  |  |  | 099-02337 | 099-02337 | Katy | Memorial Hermann Northeast Hospital | NE - NICU | Clean room | [5 empty] | Regulator, Vacuum | REGULATORVACUUM-Genstar Tech-881VR | [23 empty] | REGULATORVACUUM | Regulator, Vacuum | Genstar Tech
YES | YES |  |  |  | 099-08535 | 099-08535 | Gentec Healthcare | 881VR-200-OH-C |  | Lot: 16030103-107 | SW - PREOP |  |  |  |  | 099-08535 | 099-08535 | Southwest | Memorial Hermann Southwest Hospital | SW - PREOP | Bay 1 |  |  |  | New Add |  |  | REGULATORVACUUM-Genstar Tech-881VR
YES | YES |  |  |  | 099-10795 | 099-10795 | Gentec Healthcare | 881VR-200-OH-C |  | Lot: 15060007-082 | SW - 7th Floor |  |  |  |  | 099-10795 | 099-10795 | Southwest | Memorial Hermann Southwest Hospital | SW - 7th Floor | Room 762 |  |  |  | New Add |  |  | REGULATORVACUUM-Genstar Tech-881VR
YES | YES | Serial Number Lot: 61G-14070042 |  |  | 099-10868 | 099-10868 | Gentec Healthcare | 881VR-200-OH-C |  | Lot: 61G-14070042 | SW - TELEMETRY - 4th Floor |  |  |  |  | 099-10868 | 099-10868 | Southwest | Memorial Hermann Southwest Hospital | SW - TELEMETRY - 4th Floor | Room 482 |  |  |  | New Add - One Time Inspection Sticker |  |  | REGULATORVACUUM-Genstar Tech-881VR
YES | YES | Serial Number Lot: 61G-14040265 |  |  | 099-10877 | 099-10877 | Gentec Healthcare | 881VR-200-OH-C |  | Lot: 61G-14040265 | SW - TELEMETRY |  |  |  |  | 099-10877 | 099-10877 | Southwest | Memorial Hermann Southwest Hospital | SW - TELEMETRY | Room 425 |  |  |  | New Add - One Time Inspection Sticker |  |  | REGULATORVACUUM-Genstar Tech-881VR
YES | YES |  |  |  | 099-10879 | 099-10879 | Gentec Healthcare | 881VR-200-OH-C |  | Lot: 16030103-020 | SW - TELEMETRY |  |  |  |  | 099-10879 | 099-10879 | Southwest | Memorial Hermann Southwest Hospital | SW - TELEMETRY | Room 447 |  |  |  | New Add |  |  | REGULATORVACUUM-Genstar Tech-881VR
YES | YES |  |  |  | 099-10891 | 099-10891 | Gentec Healthcare | 881VR-200-OH-C |  |  | SW - ICU - NEURO |  |  |  |  | 099-10891 | 099-10891 | Southwest | Memorial Hermann Southwest Hospital | SW - ICU - NEURO | ICU B - Room 10 |  |  |  | Stuck in wall |  |  | REGULATORVACUUM-Genstar Tech-881VR
YES | YES | Serial Number 61G-14040265 |  |  | 099-10892 | 099-10892 | Gentec Healthcare | 881VR-200-OH-C |  | 61G-14040265 | SW - ICU - NEURO |  |  |  |  | 099-10892 | 099-10892 | Southwest | Memorial Hermann Southwest Hospital | SW - ICU - NEURO | ICU B - Room 10 |  |  |  | New Add - One Time Inspection Sticker |  |  | REGULATORVACUUM-Genstar Tech-881VR
YES | YES |  |  |  | 099-10895 | 099-10895 | Gentec Healthcare | 881VR-200-OH-C |  |  | ICU D |  |  |  |  | 099-10895 | 099-10895 | Southwest | Memorial Hermann Southwest Hospital | ICU D | ICU Room 30 |  |  |  | New Add - One Time Inspection |  |  | REGULATORVACUUM-Genstar Tech-881VR
YES | YES |  |  |  | 099-10896 | 099-10896 | Gentec Healthcare | 881VR-200-OH-C |  |  | ICU D |  |  |  |  | 099-10896 | 099-10896 | Southwest | Memorial Hermann Southwest Hospital | ICU D | ICU Room 30 |  |  |  | New Add - One Time Inspection |  |  | REGULATORVACUUM-Genstar Tech-881VR
YES | YES |  |  |  | 099-13232 | 099-13232 | Gentec Healthcare | 881VR-200-OH-C |  | 61G-16060189/015 | SW - ER |  |  |  |  | 099-13232 | 099-13232 | Southwest | Memorial Hermann Southwest Hospital Emergency Center | SW - ER | Pod A room 16 | [6 empty] | REGULATORVACUUM-Genstar Tech-881VR
YES | YES | Serial Number 61G-15050059 |  |  | 099-13237 | 099-13237 | Gentec healthcare | 881VR-200-OH-C |  | 61G-15050059 | SW-Er |  |  |  |  | 099-13237 | 099-13237 | Southwest | Memorial Hermann Southwest Hospital Emergency Center | SW-Er | Pod A room 15 | [6 empty] | REGULATORVACUUM-Genstar Tech-881VR
YES | YES |  |  |  | 099-13236 | 099-13236 | Gentec healthcare | 881VR-200-OH-C |  | 61G-16060189/041 | Sw-Er |  |  |  |  | 099-13236 | 099-13236 | Southwest | Memorial Hermann Southwest Hospital Emergency Center | Sw-Er | Pod Room 15 | [6 empty] | REGULATORVACUUM-Genstar Tech-881VR
YES | YES |  |  |  | 099-13211 | 099-13211 | Gentec healthcare | 881VR-200-OH-C |  | 15050157-011 | Sw-Er |  |  |  |  | 099-13211 | 099-13211 | Southwest | Memorial Hermann Southwest Hospital Emergency Center | Sw-Er | Pod A Room 9 | [6 empty] | REGULATORVACUUM-Genstar Tech-881VR
YES | YES | Serial Number CNL |  |  | 099-13687 | 099-13687 | Gentec healthcare | 881VR-200-OH-C |  | CNL | SW - ER |  |  |  |  | 099-13687 | 099-13687 | Southwest | Memorial Hermann Southwest Hospital Emergency Center | SW - ER | Pod C Room 41
NO | YES |  |  |  |  | 142-09271 | Gentec Healthcare | 881VR-200-OHC |  | NSN | NE-Central Supply | MHHS-Northeast |  |  |  |  | 142-09271 | Katy | MHHS-Northeast | NE-Central Supply | Central supply | 7/1/15 |  |  |  | REGULATORS, SUCTION | Regulator, Vacuum | REGULATORVACUUM-Genstar Tech-881VR |  |  |  |  | REGULATORVACUUM-Genstar Tech-881VR | [5 empty] | 10/30/15 |  |  | Covered PM Repair - Radiology, Low End | MHHS-Northeast | [8 empty] | REGULATORVACUUM | Regulator, Vacuum | Genstar Tech
NO | YES |  |  |  |  | 142-09241 | Gentec Healthcare | 881VR-200-OHC |  | 61G-17010231-037 | NE-Central Supply | MHHS-Northeast |  |  |  |  | 142-09241 | Katy | MHHS-Northeast | NE-Central Supply |  | 7/1/18 |  |  |  | REGULATORS, SUCTION | Regulator, Vacuum | REGULATORVACUUM-Genstar Tech-881VR |  |  |  |  | REGULATORVACUUM-Genstar Tech-881VR | [8 empty] | Covered PM Repair - Radiology, Low End | MHHS-Northeast | [8 empty] | REGULATORVACUUM | Regulator, Vacuum | Genstar Tech
NO | YES |  |  |  |  | 099-02336 | Gentec Healthcare | 881VR-200-OHC |  | 61G-17010231-013 | NE-NICU | MHHS-Northeast |  |  |  |  | 099-02336 | Katy | MHHS-Northeast | NE-NICU | Clean room |  |  |  |  | REGULATORS, SUCTION | Regulator, Vacuum | REGULATORVACUUM-Genstar Tech-881VR |  |  |  |  | REGULATORVACUUM-Genstar Tech-881VR | [8 empty] | Covered PM Repair - Biomedical | MHHS-Northeast | [8 empty] | REGULATORVACUUM | Regulator, Vacuum | Genstar Tech
NO | YES |  |  |  |  | 099-02335 | Gentec Healthcare | 881VR-200-OHC |  | 61G-17010231-046 | NE-NICU | MHHS-Northeast |  |  |  |  | 099-02335 | Katy | MHHS-Northeast | NE-NICU | Clean room |  |  |  |  | REGULATORS, SUCTION | Regulator, Vacuum | REGULATORVACUUM-Genstar Tech-881VR |  |  |  |  | REGULATORVACUUM-Genstar Tech-881VR | [8 empty] | Covered PM Repair - Biomedical | MHHS-Northeast | [8 empty] | REGULATORVACUUM | Regulator, Vacuum | Genstar Tech
NO | YES |  |  |  | 013-36718 | 013-36718 | Gentec Healthcare | 881VR-200-OHC |  | 013-36718 | SW-Labor | MHHS-Southwest |  |  |  | 013-36718 | 013-36718 | Southwest | MHHS-Southwest | SW-Labor | OR 2 |  |  |  |  | REGULATORS, SUCTION | Regulator, Vacuum | REGULATORVACUUM-Genstar Tech-881VR |  |  |  |  | REGULATORVACUUM-Genstar Tech-881VR | [5 empty] | 8/13/14 |  |  | Covered PM Repair - Respiratory/Steriliz | MHHS-Southwest | [8 empty] | REGULATORVACUUM | Regulator, Vacuum | Genstar Tech
NO | YES |  |  |  | 013-36723 | 013-36723 | Gentec Healthcare | 881VR-200-OHC |  | 013-36723 | SW-Rehab | MHHS-Southwest |  |  |  | 013-36723 | 013-36723 | Southwest | MHHS-Southwest | SW-Rehab | Rehab | 12/1/15 |  |  |  | REGULATORS, SUCTION | Regulator, Vacuum | REGULATORVACUUM-Genstar Tech-881VR |  |  |  |  | REGULATORVACUUM-Genstar Tech-881VR | [5 empty] | 7/5/13 |  |  | Not Covered Vendor Only - Biomedical | MHHS-Southwest | [8 empty] | REGULATORVACUUM | Regulator, Vacuum | Genstar Tech
NO | YES |  |  |  | 013-36724 | 013-36724 | Gentec Healthcare | 881VR-200-OHC |  | 013-36724 | SW-OR | MHHS-Southwest |  |  |  | 013-36724 | 013-36724 | Southwest | MHHS-Southwest | SW-OR | Endo | 12/1/15 |  |  |  | REGULATORS, SUCTION | Regulator, Vacuum | REGULATORVACUUM-Genstar Tech-881VR |  |  |  |  | REGULATORVACUUM-Genstar Tech-881VR | [5 empty] | 3/21/19 |  |  | Covered PM Repair - Biomedical | MHHS-Southwest | [8 empty] | REGULATORVACUUM | Regulator, Vacuum | Genstar Tech
NO | YES |  |  |  | 013-36743 | 013-36743 | Gentec Healthcare | 881VR-200-OHC |  | NSN | SW-Central Supply | MHHS-Southwest |  |  |  | 013-36743 | 013-36743 | Southwest | MHHS-Southwest | SW-Central Supply |  | 6/1/16 |  |  |  | REGULATORS, SUCTION | Regulator, Vacuum | REGULATORVACUUM-Genstar Tech-881VR |  |  |  |  | REGULATORVACUUM-Genstar Tech-881VR | [5 empty] | 10/30/20 |  |  | Not Covered Vendor Only - Biomedical | MHHS-Southwest | [8 empty] | REGULATORVACUUM | Regulator, Vacuum | Genstar Tech
NO | YES |  |  |  | 013-36744 | 013-36744 | Gentec Healthcare | 881VR-200-OHC |  | NSN | SW-HVI-OR | MHHS-Southwest |  |  |  | 013-36744 | 013-36744 | Southwest | MHHS-Southwest | SW-HVI-OR | Hvi or 2 | 6/1/16 |  |  | No pm required | REGULATORS, SUCTION | Regulator, Vacuum | REGULATORVACUUM-Genstar Tech-881VR |  |  |  |  | REGULATORVACUUM-Genstar Tech-881VR | [8 empty] | Covered PM Repair - Biomedical | MHHS-Southwest | [8 empty] | REGULATORVACUUM | Regulator, Vacuum | Genstar Tech
NO | YES | Serial Number Cnf |  |  | 013-36933 | 013-36933 | Gentec Healthcare | 881VR-200-OHC |  | CNF | SW-Labor | MHHS-Southwest |  |  |  | 013-36933 | 013-36933 | Southwest | Memorial Hermann Southwest Hospital | SW-Labor | OR 3 |  |  |  |  | REGULATORS, SUCTION | Regulator, Vacuum | REGULATORVACUUM-Genstar Tech-881VR |  |  |  |  | REGULATORVACUUM-Genstar Tech-881VR | [8 empty] | Covered PM Repair - Biomedical | MHHS-Southwest | [8 empty] | REGULATORVACUUM | Regulator, Vacuum | Genstar Tech
NO | YES | Serial Number Cnf |  |  | 013-37656 | 013-37656 | Gentec Healthcare | 881VR-200-OHC |  | CNF | SW-ER | MHHS-Southwest |  |  |  | 013-37656 | 013-37656 | Southwest | MHHS-Southwest | SW-ER | Pod C Nurse Station |  |  |  | PM Not Required | REGULATORS, SUCTION | Regulator, Vacuum | REGULATORVACUUM-Genstar Tech-881VR |  |  |  |  | REGULATORVACUUM-Genstar Tech-881VR | [8 empty] | Covered PM Repair - Biomedical | MHHS-Southwest | [8 empty] | REGULATORVACUUM | Regulator, Vacuum | Genstar Tech
NO | YES |  |  |  | 013-37697 | 013-37697 | Gentec Healthcare | 881VR-200-OHC |  | NSN | Floor 4 | MHHS-Southwest |  |  |  | 013-37697 | 013-37697 | Southwest | Memorial Hermann Southwest Hospital | Floor 4 | Floor 4 | 6/1/16 |  |  |  | REGULATORS, SUCTION | Regulator, Vacuum | REGULATORVACUUM-Genstar Tech-881VR |  |  |  |  | REGULATORVACUUM-Genstar Tech-881VR | [5 empty] | 4/25/14 |  |  | Covered PM Repair - Biomedical | MHHS-Southwest | [8 empty] | REGULATORVACUUM | Regulator, Vacuum | Genstar Tech
NO | YES |  |  |  | 013-37822 | 013-37822 | Gentec Healthcare | 881VR-200-OHC |  |  | SW-ICU-Neuro & Stroke | MHHS-Southwest |  |  |  | 013-37822 | 013-37822 | Southwest | MHHS-Southwest | SW-ICU-Neuro & Stroke | Room H7 - ICU49 | 11/1/16 |  |  | One Time Inspection Sticker | REGULATORS, SUCTION | Regulator, Vacuum | REGULATORVACUUM-Genstar Tech-881VR |  |  |  |  | REGULATORVACUUM-Genstar Tech-881VR | [5 empty] | 4/25/14 |  |  | Covered PM Repair - Biomedical | MHHS-Southwest | [8 empty] | REGULATORVACUUM | Regulator, Vacuum | Genstar Tech
NO | YES |  |  |  | 013-37823 | 013-37823 | Gentec Healthcare | 881VR-200-OHC |  |  | SW-HVI-CV ICU | MHHS-Southwest |  |  |  | 013-37823 | 013-37823 | Southwest | MHHS-Southwest | SW-HVI-CV ICU | CVICU | 11/1/16 |  |  |  | REGULATORS, SUCTION | Regulator, Vacuum | REGULATORVACUUM-Genstar Tech-881VR |  |  |  |  | REGULATORVACUUM-Genstar Tech-881VR | [5 empty] | 4/25/14 |  |  | Covered PM Repair - Biomedical | MHHS-Southwest | [8 empty] | REGULATORVACUUM | Regulator, Vacuum | Genstar Tech
NO | YES |  |  |  | 013-37829 | 013-37829 | Gentec Healthcare | 881VR-200-OHC |  |  | Floor 7 | MHHS-Southwest |  |  |  | 013-37829 | 013-37829 | Southwest | Memorial Hermann Southwest Hospital | Floor 7 | Floor 7 | 11/1/16 |  |  |  | REGULATORS, SUCTION | Regulator, Vacuum | REGULATORVACUUM-Genstar Tech-881VR |  |  |  |  | REGULATORVACUUM-Genstar Tech-881VR | [5 empty] | 4/25/14 |  |  | Covered PM Repair - Biomedical | MHHS-Southwest | [8 empty] | REGULATORVACUUM | Regulator, Vacuum | Genstar Tech
NO | YES |  |  |  | 013-37835 | 013-37835 | Gentec Healthcare | 881VR-200-OHC |  |  | Floor 7 | MHHS-Southwest |  |  |  | 013-37835 | 013-37835 | Southwest | Memorial Hermann Southwest Hospital | Floor 7 | Floor 7 | 11/1/16 |  |  |  | REGULATORS, SUCTION | Regulator, Vacuum | REGULATORVACUUM-Genstar Tech-881VR |  |  |  |  | REGULATORVACUUM-Genstar Tech-881VR | [5 empty] | 4/25/14 |  |  | Covered PM Repair - Biomedical | MHHS-Southwest | [8 empty] | REGULATORVACUUM | Regulator, Vacuum | Genstar Tech
NO | YES |  |  |  | 013-38945 | 013-38945 | Gentec Healthcare | 881VR-200-OHC |  | 013-38945 | SW-Med/Surg 6 | MHHS-Southwest |  |  |  | 013-38945 | 013-38945 | Southwest | MHHS-Southwest | SW-Med/Surg 6 | Floor 6 | 4/1/18 |  |  |  | REGULATORS, SUCTION | Regulator, Vacuum | REGULATORVACUUM-Genstar Tech-881VR |  |  |  |  | REGULATORVACUUM-Genstar Tech-881VR | [5 empty] | 4/25/14 |  |  | Covered PM Repair - Biomedical | MHHS-Southwest | [8 empty] | REGULATORVACUUM | Regulator, Vacuum | Genstar Tech
NO | YES |  |  |  | 013-38950 | 013-38950 | Gentec Healthcare | 881VR-200-OHC |  | 013-38950 | SW-Telemetry | MHHS-Southwest |  |  |  | 013-38950 | 013-38950 | Southwest | MHHS-Southwest | SW-Telemetry |  | 5/1/18 |  |  |  | REGULATORS, SUCTION | Regulator, Vacuum | REGULATORVACUUM-Genstar Tech-881VR |  |  |  |  | REGULATORVACUUM-Genstar Tech-881VR | [8 empty] | Covered PM Repair - Biomedical | MHHS-Southwest | [8 empty] | REGULATORVACUUM | Regulator, Vacuum | Genstar Tech
NO | YES |  |  |  | 013-38951 | 013-38951 | Gentec Healthcare | 881VR-200-OHC |  | 013-38951 | SW-Rehab | MHHS-Southwest |  |  |  | 013-38951 | 013-38951 | Southwest | MHHS-Southwest | SW-Rehab | Floor 8 | 5/1/18 |  |  |  | REGULATORS, SUCTION | Regulator, Vacuum | REGULATORVACUUM-Genstar Tech-881VR |  |  |  |  | REGULATORVACUUM-Genstar Tech-881VR | [5 empty] | 10/10/19 |  |  | Covered PM Repair - Biomedical | MHHS-Southwest | [8 empty] | REGULATORVACUUM | Regulator, Vacuum | Genstar Tech
NO | YES |  |  |  | 013-37311 | 013-37311 | Gentec Healthcare | 881VR-200-OHC |  | Lot: 15070170-072 | SW-Nursery | MHHS-Southwest |  |  |  | 013-37311 | 013-37311 | Southwest | MHHS-Southwest | SW-Nursery | 5th Floor Room 566 | 3/1/16 |  |  |  | REGULATORS, SUCTION | Regulator, Vacuum | REGULATORVACUUM-Genstar Tech-881VR |  |  |  |  | REGULATORVACUUM-Genstar Tech-881VR | [8 empty] | Covered PM Repair - Biomedical | MHHS-Southwest | [8 empty] | REGULATORVACUUM | Regulator, Vacuum | Genstar Tech
NO | YES |  |  |  | 013-37312 | 013-37312 | Gentec Healthcare | 881VR-200-OHC |  |  | SW-Nursery | MHHS-Southwest |  |  |  | 013-37312 | 013-37312 | Southwest | MHHS-Southwest | SW-Nursery | Rm 565 |  |  |  |  | REGULATORS, SUCTION | Regulator, Vacuum | REGULATORVACUUM-Genstar Tech-881VR |  |  |  |  | REGULATORVACUUM-Genstar Tech-881VR | [8 empty] | Covered PM Repair - Biomedical | MHHS-Southwest | [8 empty] | REGULATORVACUUM | Regulator, Vacuum | Genstar Tech
NO | YES |  |  |  | 013-37314 | 013-37314 | Gentec Healthcare | 881VR-200-OHC |  |  | Floor 5 | MHHS-Southwest |  |  |  | 013-37314 | 013-37314 | Southwest | Memorial Hermann Southwest Hospital | Floor 5 | Floor 5 | 3/1/16 |  |  |  | REGULATORS, SUCTION | Regulator, Vacuum | REGULATORVACUUM-Genstar Tech-881VR |  |  |  |  | REGULATORVACUUM-Genstar Tech-881VR | [8 empty] | Covered PM Repair - Biomedical | MHHS-Southwest | [8 empty] | REGULATORVACUUM | Regulator, Vacuum | Genstar Tech
NO | YES |  |  |  | 013-37316 | 013-37316 | Gentec Healthcare | 881VR-200-OHC |  | Lot: 15070170-091 | SW-Nursery | MHHS-Southwest |  |  |  | 013-37316 | 013-37316 | Southwest | MHHS-Southwest | SW-Nursery | 5th Floor Room 566 | 3/1/16 |  |  |  | REGULATORS, SUCTION | Regulator, Vacuum | REGULATORVACUUM-Genstar Tech-881VR |  |  |  |  | REGULATORVACUUM-Genstar Tech-881VR | [8 empty] | Covered PM Repair - Biomedical | MHHS-Southwest | [8 empty] | REGULATORVACUUM | Regulator, Vacuum | Genstar Tech
NO | YES |  |  |  | 013-37317 | 013-37317 | Gentec Healthcare | 881VR-200-OHC |  | NSN | SW-Nursery | MHHS-Southwest |  |  |  | 013-37317 | 013-37317 | Southwest | MHHS-Southwest | SW-Nursery | Rm 562 |  |  |  |  | REGULATORS, SUCTION | Regulator, Vacuum | REGULATORVACUUM-Genstar Tech-881VR |  |  |  |  | REGULATORVACUUM-Genstar Tech-881VR | [8 empty] | Covered PM Repair - Biomedical | MHHS-Southwest | [8 empty] | REGULATORVACUUM | Regulator, Vacuum | Genstar Tech
NO | YES |  |  |  | 013-37318 | 013-37318 | Gentec Healthcare | 881VR-200-OHC |  | NSN | SW-Nursery | MHHS-Southwest |  |  |  | 013-37318 | 013-37318 | Southwest | MHHS-Southwest | SW-Nursery |  | 3/1/16 |  |  |  | REGULATORS, SUCTION | Regulator, Vacuum | REGULATORVACUUM-Genstar Tech-881VR |  |  |  |  | REGULATORVACUUM-Genstar Tech-881VR | [8 empty] | Covered PM Repair - Biomedical | MHHS-Southwest | [8 empty] | REGULATORVACUUM | Regulator, Vacuum | Genstar Tech
NO | YES | Asset Tag 013-37319 |  |  | 013-37319 | 013-37319 | Gentec Healthcare | 881VR-200-OHC |  | NSN | SW-ER | MHHS-Southwest |  |  |  | 013-37319 | 013-37319 | Southwest | MHHS-Southwest | SW-ER |  | 3/22/16 |  |  |  | REGULATORS, SUCTION | Regulator, Vacuum | REGULATORVACUUM-Genstar Tech-881VR |  |  |  |  | REGULATORVACUUM-Genstar Tech-881VR | [6 empty] | Finished from Script 3/27/2020 12:11:52pm (Central) |  | Covered PM Repair - Biomedical | MHHS-Southwest | [8 empty] | REGULATORVACUUM | Regulator, Vacuum | Genstar Tech
NO | YES |  |  |  | 013-36995 | 013-36995 | Gentec Healthcare | 881VR-200-OHC |  | NSN | SW-Nursery | MHHS-Southwest |  |  |  | 013-36995 | 013-36995 | Southwest | MHHS-Southwest | SW-Nursery | Rm 557 |  |  |  |  | REGULATORS, SUCTION | Regulator, Vacuum | REGULATORVACUUM-Genstar Tech-881VR |  |  |  |  | REGULATORVACUUM-Genstar Tech-881VR | [8 empty] | Covered PM Repair - Biomedical | MHHS-Southwest | [8 empty] | REGULATORVACUUM | Regulator, Vacuum | Genstar Tech
NO | YES |  |  |  | 013-36996 | 013-36996 | Gentec Healthcare | 881VR-200-OHC |  | NSN | Floor 5 | MHHS-Southwest |  |  |  | 013-36996 | 013-36996 | Southwest | Memorial Hermann Southwest Hospital | Floor 5 | Floor 5 | 3/1/16 |  |  |  | REGULATORS, SUCTION | Regulator, Vacuum | REGULATORVACUUM-Genstar Tech-881VR |  |  |  |  | REGULATORVACUUM-Genstar Tech-881VR | [8 empty] | Covered PM Repair - Biomedical | MHHS-Southwest | [8 empty] | REGULATORVACUUM | Regulator, Vacuum | Genstar Tech
NO | YES |  |  |  | 013-37320 | 013-37320 | Gentec Healthcare | 881VR-200-OHC |  | NSN | SW-Nursery | MHHS-Southwest |  |  |  | 013-37320 | 013-37320 | Southwest | MHHS-Southwest | SW-Nursery | D wing |  |  |  |  | REGULATORS, SUCTION | Regulator, Vacuum | REGULATORVACUUM-Genstar Tech-881VR |  |  |  |  | REGULATORVACUUM-Genstar Tech-881VR | [8 empty] | Covered PM Repair - Biomedical | MHHS-Southwest | [8 empty] | REGULATORVACUUM | Regulator, Vacuum | Genstar Tech
NO | YES |  |  |  | 013-37323 | 013-37323 | Gentec Healthcare | 881VR-200-OHC |  | NSN | SW-Nursery | MHHS-Southwest |  |  |  | 013-37323 | 013-37323 | Southwest | MHHS-Southwest | SW-Nursery |  | 3/1/16 |  |  |  | REGULATORS, SUCTION | Regulator, Vacuum | REGULATORVACUUM-Genstar Tech-881VR |  |  |  |  | REGULATORVACUUM-Genstar Tech-881VR | [8 empty] | Covered PM Repair - Biomedical | MHHS-Southwest | [8 empty] | REGULATORVACUUM | Regulator, Vacuum | Genstar Tech
NO | YES |  |  |  | 013-38666 | 013-38666 | Gentec Healthcare | 881VR-200-OHC |  | Lot: 61G-16050274/057 | SW-Telemetry | MHHS-Southwest |  |  |  | 013-38666 | 013-38666 | Southwest | MHHS-Southwest | SW-Telemetry | Room 480 | 1/1/18 |  |  |  | REGULATORS, SUCTION | Regulator, Vacuum | REGULATORVACUUM-Genstar Tech-881VR |  |  |  |  | REGULATORVACUUM-Genstar Tech-881VR | [8 empty] | Covered PM Repair - Biomedical | MHHS-Southwest | [8 empty] | REGULATORVACUUM | Regulator, Vacuum | Genstar Tech
NO | YES |  |  |  | 013-38673 | 013-38673 | Gentec Healthcare | 881VR-200-OHC |  |  | SW-Telemetry | MHHS-Southwest |  |  |  | 013-38673 | 013-38673 | Southwest | MHHS-Southwest | SW-Telemetry | Nurse station Wing E |  |  |  |  | REGULATORS, SUCTION | Regulator, Vacuum | REGULATORVACUUM-Genstar Tech-881VR |  |  |  |  | REGULATORVACUUM-Genstar Tech-881VR | [8 empty] | Covered PM Repair - Biomedical | MHHS-Southwest | [8 empty] | REGULATORVACUUM | Regulator, Vacuum | Genstar Tech
YES | YES |  |  |  | 099-02327 | 099-02327 | Gentec Healthcare | 881VR-200-OHC |  |  | NE - NICU |  |  |  |  | 099-02327 | 099-02327 | Katy | Memorial Hermann Northeast Hospital | NE - NICU | Nursing | [5 empty] | Regulator, Vacuum | REGULATORVACUUM-Genstar Tech-881VR | [23 empty] | REGULATORVACUUM | Regulator, Vacuum | Genstar Tech
YES | YES |  |  |  | 142-09242 | 142-09242 | Gentec Healthcare | 881VR-200-OHC |  |  | NE - CENTRAL SUPPLY |  |  |  |  | 142-09242 | 142-09242 | Katy | Memorial Hermann Northeast Hospital | NE - CENTRAL SUPPLY | [6 empty] | Regulator, Vacuum | REGULATORVACUUM-Genstar Tech-881VR | [23 empty] | REGULATORVACUUM | Regulator, Vacuum | Genstar Tech
YES | YES | Serial Number Cnf |  |  | 142-08895 | 142-08895 | Gentec Healthcare | 881VR-200-OHC |  | Cnf | Central supply |  |  |  |  | 142-08895 | 142-08895 | Katy | Memorial Hermann Northeast Hospital | Central supply | Icu 4032 | [5 empty] | Regulator, Vacuum | REGULATORVACUUM-Genstar Tech-881VR | [23 empty] | REGULATORVACUUM | Regulator, Vacuum | Genstar Tech
YES | YES |  |  |  | 099-08480 | 099-08480 | Gentec Healthcare | 881VR-200-OHC |  |  | PACU |  |  |  |  | 099-08480 | 099-08480 | Southwest | Memorial Hermann Southwest Hospital | PACU | PACU | [6 empty] | REGULATORVACUUM-Genstar Tech-881VR
YES | YES |  |  |  | 099-08482 | 099-08482 | Gentec Healthcare | 881VR-200-OHC |  |  | PACU |  |  |  |  | 099-08482 | 099-08482 | Southwest | Memorial Hermann Southwest Hospital | PACU | PACU | [6 empty] | REGULATORVACUUM-Genstar Tech-881VR
YES | YES |  |  |  | 099-08534 | 099-08534 | Gentec Healthcare | 881VR-200-OHC |  |  | CVICU |  |  |  |  | 099-08534 | 099-08534 | Southwest | Memorial Hermann Southwest Hospital | CVICU | CVICU | [6 empty] | REGULATORVACUUM-Genstar Tech-881VR
YES | YES |  |  |  | 099-10665 | 099-10665 | Gentec Healthcare | 881VR-200-OHC |  |  | Floor 10 |  |  |  |  | 099-10665 | 099-10665 | Southwest | Memorial Herman Southwest Hospital | Floor 10 | Floor 10 | [6 empty] | REGULATORVACUUM-Genstar Tech-881VR
YES | YES |  |  |  | 099-10666 | 099-10666 | Gentec Healthcare | 881VR-200-OHC |  |  | Floor 10 |  |  |  |  | 099-10666 | 099-10666 | Southwest | Memorial Herman Southwest Hospital | Floor 10 | Floor 10 | [6 empty] | REGULATORVACUUM-Genstar Tech-881VR
YES | YES |  |  |  | 099-10668 | 099-10668 | Gentec Healthcare | 881VR-200-OHC |  |  | Floor 10 |  |  |  |  | 099-10668 | 099-10668 | Southwest | Memorial Herman Southwest Hospital | Floor 10 | Floor 10 | [6 empty] | REGULATORVACUUM-Genstar Tech-881VR
YES | YES |  |  |  | 099-10670 | 099-10670 | Gentec Healthcare | 881VR-200-OHC |  |  | Floor 10 |  |  |  |  | 099-10670 | 099-10670 | Southwest | Memorial Herman Southwest Hospital | Floor 10 | Floor 10 | [6 empty] | REGULATORVACUUM-Genstar Tech-881VR
YES | YES |  |  |  | 099-10672 | 099-10672 | Gentec Healthcare | 881VR-200-OHC |  |  | Floor 10 |  |  |  |  | 099-10672 | 099-10672 | Southwest | Memorial Herman Southwest Hospital | Floor 10 | Floor 10 | [6 empty] | REGULATORVACUUM-Genstar Tech-881VR
YES | YES |  |  |  | 099-10673 | 099-10673 | Gentec Healthcare | 881VR-200-OHC |  |  | Floor 10 |  |  |  |  | 099-10673 | 099-10673 | Southwest | Memorial Herman Southwest Hospital | Floor 10 | Floor 10 | [6 empty] | REGULATORVACUUM-Genstar Tech-881VR
YES | YES |  |  |  | 099-10680 | 099-10680 | Gentec Healthcare | 881VR-200-OHC |  |  | Floor 9 |  |  |  |  | 099-10680 | 099-10680 | Southwest | Memorial Hermann Southwest Hospital | Floor 9 | Floor 9 | [6 empty] | REGULATORVACUUM-Genstar Tech-881VR
YES | YES |  |  |  | 099-10681 | 099-10681 | Gentec Healthcare | 881VR-200-OHC |  |  | Floor 9 |  |  |  |  | 099-10681 | 099-10681 | Southwest | Memorial Hermann Southwest Hospital | Floor 9 | Floor 9 | [6 empty] | REGULATORVACUUM-Genstar Tech-881VR
YES | YES |  |  |  | 099-10685 | 099-10685 | Gentec Healthcare | 881VR-200-OHC |  |  | Floor 9 |  |  |  |  | 099-10685 | 099-10685 | Southwest | Memorial Hermann Southwest Hospital | Floor 9 | Floor 9 | [6 empty] | REGULATORVACUUM-Genstar Tech-881VR
YES | YES |  |  |  | 099-10688 | 099-10688 | Gentec Healthcare | 881VR-200-OHC |  |  | Floor 9 |  |  |  |  | 099-10688 | 099-10688 | Southwest | Memorial Hermann Southwest Hospital | Floor 9 | Floor 9 | [6 empty] | REGULATORVACUUM-Genstar Tech-881VR
YES | YES |  |  |  | 099-10284 | 099-10284 | Gentec Healthcare | 881VR-200-OHC |  |  | Floor 6 |  |  |  |  | 099-10284 | 099-10284 | Southwest | Memorial Hermann Southwest Hospital | Floor 6 | Floor 6 | [6 empty] | REGULATORVACUUM-Genstar Tech-881VR
YES | YES |  |  |  | 099-10618 | 099-10618 | Gentec Healthcare | 881VR-200-OHC |  |  | Floor 7 |  |  |  |  | 099-10618 | 099-10618 | Southwest | Memorial Hermann Southwest | Floor 7 | Floor 7 | [6 empty] | REGULATORVACUUM-Genstar Tech-881VR
YES | YES |  |  |  | 099-10835 | 099-10835 | Gentec Healthcare | 881VR-200-OHC |  |  | SW - NEUOROLOGY |  |  |  |  | 099-10835 | 099-10835 | Southwest | Memorial Hermann Southwest Hospital | SW - NEUOROLOGY | 7th Floor - Room 706 |  |  |  | New Add - One Time Inspection Sticker - In Use |  |  | REGULATORVACUUM-Genstar Tech-881VR
YES | YES |  |  |  | 099-10372 | 099-10372 | Gentec Healthcare | 881VR-200-OHC |  |  | ICU |  |  |  |  | 099-10372 | 099-10372 | Southwest | Memorial Hermann Southwest Hospital | ICU | B Wing 727 | [6 empty] | REGULATORVACUUM-Genstar Tech-881VR
YES | YES |  |  |  | 099-10370 | 099-10370 | Gentec Healthcare | 881VR-200-OHC |  |  | ICU |  |  |  |  | 099-10370 | 099-10370 | Southwest | Memorial Hermann Southwest Hospital | ICU | [7 empty] | REGULATORVACUUM-Genstar Tech-881VR
YES | YES |  |  |  | 099-10367 | 099-10367 | Gentec Healthcare | 881VR-200-OHC |  |  | ICU |  |  |  |  | 099-10367 | 099-10367 | Southwest | Memorial Hermann Southwest Hospital | ICU | [7 empty] | REGULATORVACUUM-Genstar Tech-881VR
YES | YES |  |  |  | 099-10830 | 099-10830 | Gentec Healthcare | 881VR-200-OHC |  |  | Floor 7 |  |  |  |  | 099-10830 | 099-10830 | Southwest | Memorial Hermann Southwest Hospital | Floor 7 | Floor 7 | [6 empty] | REGULATORVACUUM-Genstar Tech-881VR
YES | YES |  |  |  | 099-10417 | 099-10417 | Gentec Healthcare | 881VR-200-OHC |  |  | ICU |  |  |  |  | 099-10417 | 099-10417 | Southwest | Memorial Hermann Southwest Hospital | ICU | ICU54 ante | [6 empty] | REGULATORVACUUM-Genstar Tech-881VR
YES | YES |  |  |  | 099-10454 | 099-10454 | Gentec Healthcare | 881VR-200-OHC |  |  | Floor 4 |  |  |  |  | 099-10454 | 099-10454 | Southwest | Memorial Hermann Southwest Hospital | Floor 4 | Floor 4 | [6 empty] | REGULATORVACUUM-Genstar Tech-881VR
YES | YES |  |  |  | 013-07795 | 013-07795 | Gentec Healthcare | 881VR-200-OHC |  |  | Floor 4 |  |  |  |  | 013-07795 | 013-07795 | Southwest | Memorial Hermann Southwest Hospital | Floor 4 | Floor 4 | [6 empty] | REGULATORVACUUM-Genstar Tech-881VR
YES | YES |  |  |  | 099-10469 | 099-10469 | Gentec Healthcare | 881VR-200-OHC |  |  | Floor 4 |  |  |  |  | 099-10469 | 099-10469 | Southwest | Memorial Hermann Southwest Hospital | Floor 4 | Floor 4 | [6 empty] | REGULATORVACUUM-Genstar Tech-881VR
YES | YES |  |  |  | 099-10471 | 099-10471 | Gentec Healthcare | 881VR-200-OHC |  |  | Floor 2 |  |  |  |  | 099-10471 | 099-10471 | Southwest | Memorial Hermann Southwest Hospital | Floor 2 | Floor 2 | [6 empty] | REGULATORVACUUM-Genstar Tech-881VR
YES | YES |  |  |  | 099-10472 | 099-10472 | Gentec Healthcare | 881VR-200-OHC |  |  | Floor 2 |  |  |  |  | 099-10472 | 099-10472 | Southwest | Memorial Hermann Southwest Hospital | Floor 2 | Floor 2 | [6 empty] | REGULATORVACUUM-Genstar Tech-881VR
YES | YES |  |  |  | 009-34253 | 009-34253 | Gentec Healthcare | 881VR-200-OHC |  |  | Floor 2 |  |  |  |  | 009-34253 | 009-34253 | Southwest | Memorial Hermann Southwest Hospital | Floor 2 | Floor 2 | [6 empty] | REGULATORVACUUM-Genstar Tech-881VR
YES | YES |  |  |  | 009-34254 | 009-34254 | Gentec Healthcare | 881VR-200-OHC |  |  | Floor 2 |  |  |  |  | 009-34254 | 009-34254 | Southwest | Memorial Hermann Southwest Hospital | Floor 2 | Floor 2 | [6 empty] | REGULATORVACUUM-Genstar Tech-881VR
YES | YES |  |  |  | 009-34256 | 009-34256 | Gentec Healthcare | 881VR-200-OHC |  |  | Floor 2 |  |  |  |  | 009-34256 | 009-34256 | Southwest | Memorial Hermann Southwest Hospital | Floor 2 | Floor 2 | [6 empty] | REGULATORVACUUM-Genstar Tech-881VR
YES | YES |  |  |  | 009-34257 | 009-34257 | Gentec Healthcare | 881VR-200-OHC |  |  | Floor 2 |  |  |  |  | 009-34257 | 009-34257 | Southwest | Memorial Hermann Southwest Hospital | Floor 2 | Floor 2 | [6 empty] | REGULATORVACUUM-Genstar Tech-881VR
YES | YES |  |  |  | 009-34260 | 009-34260 | Gentec Healthcare | 881VR-200-OHC |  |  | Floor 2 |  |  |  |  | 009-34260 | 009-34260 | Southwest | Memorial Hermann Southwest Hospital | Floor 2 | Floor 2 | [6 empty] | REGULATORVACUUM-Genstar Tech-881VR
YES | YES |  |  |  | 009-34261 | 009-34261 | Gentec Healthcare | 881VR-200-OHC |  |  | Floor 2 |  |  |  |  | 009-34261 | 009-34261 | Southwest | Memorial Hermann Southwest Hospital | Floor 2 | Floor 2 | [6 empty] | REGULATORVACUUM-Genstar Tech-881VR
YES | YES |  |  |  | 099-13635 | 099-13635 | Gentec Healthcare | 881VR-200-OHC |  |  | SW |  |  |  |  | 099-13635 | 099-13635 | Southwest | Memorial Hermann Southwest Hospital | SW | 7th | [6 empty] | REGULATORVACUUM-Genstar Tech-881VR
YES | YES |  |  |  | 099-14842 | 099-14842 | Gentec Healthcare | 881VR-200-OHC |  |  | SW |  |  |  |  | 099-14842 | 099-14842 | Southwest | Memorial Hermann Southwest Hospital | SW | 7th | [6 empty] | REGULATORVACUUM-Genstar Tech-881VR
YES | YES |  |  |  | 099-14837 | 099-14837 | Gentec Healthcare | 881VR-200-OHC |  |  | SW - 9th |  |  |  |  | 099-14837 | 099-14837 | Southwest | Memorial Hermann Southwest Hospital | SW - 9th | 9th | [6 empty] | REGULATORVACUUM-Genstar Tech-881VR
YES | YES |  |  |  | 099-14822 | 099-14822 | Gentec Healthcare | 881VR-200-OHC |  |  | SW - 8th |  |  |  |  | 099-14822 | 099-14822 | Southwest | Memorial Hermann Southwest Hospital | SW - 8th | Rehab | [6 empty] | REGULATORVACUUM-Genstar Tech-881VR
YES | YES |  |  |  | 099-14819 | 099-14819 | Gentec Healthcare | 881VR-200-OHC |  |  | SW - 8th |  |  |  |  | 099-14819 | 099-14819 | Southwest | Memorial Hermann Southwest Hospital | SW - 8th | Rehab | [6 empty] | REGULATORVACUUM-Genstar Tech-881VR
YES | YES |  |  |  | 099-14816 | 099-14816 | Gentec Healthcare | 881VR-200-OHC |  |  | SW - 6th Medicine Unit |  |  |  |  | 099-14816 | 099-14816 | Southwest | Memorial Hermann Southwest Hospital | SW - 6th Medicine Unit | B wing | [6 empty] | REGULATORVACUUM-Genstar Tech-881VR
YES | YES |  |  |  | 099-14811 | 099-14811 | Gentec Healthcare | 881VR-200-OHC |  |  | SW - 6th Medicine Unit |  |  |  |  | 099-14811 | 099-14811 | Southwest | Memorial Hermann Southwest Hospital | SW - 6th Medicine Unit | B wing | [6 empty] | REGULATORVACUUM-Genstar Tech-881VR
YES | YES |  |  |  | 099-14805 | 099-14805 | Gentec Healthcare | 881VR-200-OHC |  |  | SW - 6th Medicine Unit |  |  |  |  | 099-14805 | 099-14805 | Southwest | Memorial Hermann Southwest Hospital | SW - 6th Medicine Unit | B wing | [6 empty] | REGULATORVACUUM-Genstar Tech-881VR
NO | NO | [5 empty] | Gentec Healthcare | 881VR-200-OHC |  | 61G-17010231-007 | NE - NICU | MHHS-Northeast | [5 empty] | Katy |  | NE - NICU | [5 empty] | REGULATORS, SUCTION |  | REGULATORVACUUM-Genstar Tech-881VR |  |  |  |  | REGULATORVACUUM-Genstar Tech-881VR | [8 empty] | Covered PM Repair - Biomedical | MHHS-Northeast
NO | NO |  |  |  | 013-36717 |  | Gentec Healthcare | 881VR-200-OHC |  | 013-36717 | SW - CENTRAL SUPPLY | MHHS-Southwest |  |  |  | 013-36717 |  | Southwest |  | SW - CENTRAL SUPPLY | [5 empty] | REGULATORS, SUCTION |  | REGULATORVACUUM-Genstar Tech-881VR |  |  |  |  | REGULATORVACUUM-Genstar Tech-881VR | [8 empty] | Covered PM Repair - Biomedical | MHHS-Southwest
NO | NO |  |  |  | 013-36719 |  | Gentec Healthcare | 881VR-200-OHC |  | 013-36719 | SW - CENTRAL SUPPLY | MHHS-Southwest |  |  |  | 013-36719 |  | Southwest |  | SW - CENTRAL SUPPLY | [5 empty] | REGULATORS, SUCTION |  | REGULATORVACUUM-Genstar Tech-881VR |  |  |  |  | REGULATORVACUUM-Genstar Tech-881VR | [8 empty] | Covered PM Repair - Biomedical | MHHS-Southwest
NO | NO |  |  |  | 013-36720 |  | Gentec Healthcare | 881VR-200-OHC |  | 013-36720 | SW - CENTRAL SUPPLY | MHHS-Southwest |  |  |  | 013-36720 |  | Southwest |  | SW - CENTRAL SUPPLY | [5 empty] | REGULATORS, SUCTION |  | REGULATORVACUUM-Genstar Tech-881VR |  |  |  |  | REGULATORVACUUM-Genstar Tech-881VR | [8 empty] | Covered PM Repair - Biomedical | MHHS-Southwest
NO | NO |  |  |  | 013-36721 |  | Gentec Healthcare | 881VR-200-OHC |  | 013-36721 | SW - CENTRAL SUPPLY | MHHS-Southwest |  |  |  | 013-36721 |  | Southwest |  | SW - CENTRAL SUPPLY | [5 empty] | REGULATORS, SUCTION |  | REGULATORVACUUM-Genstar Tech-881VR |  |  |  |  | REGULATORVACUUM-Genstar Tech-881VR | [8 empty] | Covered PM Repair - Biomedical | MHHS-Southwest
NO | NO |  |  |  | 013-36722 |  | Gentec Healthcare | 881VR-200-OHC |  | 013-36722 | SW - CENTRAL SUPPLY | MHHS-Southwest |  |  |  | 013-36722 |  | Southwest |  | SW - CENTRAL SUPPLY | [5 empty] | REGULATORS, SUCTION |  | REGULATORVACUUM-Genstar Tech-881VR |  |  |  |  | REGULATORVACUUM-Genstar Tech-881VR | [8 empty] | Covered PM Repair - Biomedical | MHHS-Southwest
NO | NO |  |  |  | 013-36725 |  | Gentec Healthcare | 881VR-200-OHC |  | 013-36725 | SW - CENTRAL SUPPLY | MHHS-Southwest |  |  |  | 013-36725 |  | Southwest |  | SW - CENTRAL SUPPLY | [5 empty] | REGULATORS, SUCTION |  | REGULATORVACUUM-Genstar Tech-881VR |  |  |  |  | REGULATORVACUUM-Genstar Tech-881VR | [8 empty] | Not Covered Vendor Only - Biomedical | MHHS-Southwest
NO | NO |  |  |  | 013-36741 |  | Gentec Healthcare | 881VR-200-OHC |  | No S | SW - CENTRAL SUPPLY | MHHS-Southwest |  |  |  | 013-36741 |  | Southwest |  | SW - CENTRAL SUPPLY | [5 empty] | REGULATORS, SUCTION |  | REGULATORVACUUM-Genstar Tech-881VR |  |  |  |  | REGULATORVACUUM-Genstar Tech-881VR | [8 empty] | Not Covered Vendor Only - Biomedical | MHHS-Southwest
NO | NO |  |  |  | 013-36928 |  | Gentec Healthcare | 881VR-200-OHC |  | 013-36928 | SW - CENTRAL SUPPLY | MHHS-Southwest |  |  |  | 013-36928 |  | Southwest |  | SW - CENTRAL SUPPLY | [5 empty] | REGULATORS, SUCTION |  | REGULATORVACUUM-Genstar Tech-881VR |  |  |  |  | REGULATORVACUUM-Genstar Tech-881VR | [8 empty] | Covered PM Repair - Biomedical | MHHS-Southwest
NO | NO |  |  |  | 013-36929 |  | Gentec Healthcare | 881VR-200-OHC |  | 013-36929 | SW - CENTRAL SUPPLY | MHHS-Southwest |  |  |  | 013-36929 |  | Southwest |  | SW - CENTRAL SUPPLY | [5 empty] | REGULATORS, SUCTION |  | REGULATORVACUUM-Genstar Tech-881VR |  |  |  |  | REGULATORVACUUM-Genstar Tech-881VR | [8 empty] | Covered PM Repair - Biomedical | MHHS-Southwest
NO | NO |  |  |  | 013-36930 |  | Gentec Healthcare | 881VR-200-OHC |  | 013-36930 | SW - CENTRAL SUPPLY | MHHS-Southwest |  |  |  | 013-36930 |  | Southwest |  | SW - CENTRAL SUPPLY | [5 empty] | REGULATORS, SUCTION |  | REGULATORVACUUM-Genstar Tech-881VR |  |  |  |  | REGULATORVACUUM-Genstar Tech-881VR | [8 empty] | Covered PM Repair - Biomedical | MHHS-Southwest
NO | NO |  |  |  | 013-36931 |  | Gentec Healthcare | 881VR-200-OHC |  | 013-36931 | SW - CENTRAL SUPPLY | MHHS-Southwest |  |  |  | 013-36931 |  | Southwest |  | SW - CENTRAL SUPPLY | [5 empty] | REGULATORS, SUCTION |  | REGULATORVACUUM-Genstar Tech-881VR |  |  |  |  | REGULATORVACUUM-Genstar Tech-881VR | [8 empty] | Covered PM Repair - Biomedical | MHHS-Southwest
NO | NO |  |  |  | 013-36932 |  | Gentec Healthcare | 881VR-200-OHC |  | 013-36932 | SW - CENTRAL SUPPLY | MHHS-Southwest |  |  |  | 013-36932 |  | Southwest |  | SW - CENTRAL SUPPLY | [5 empty] | REGULATORS, SUCTION |  | REGULATORVACUUM-Genstar Tech-881VR |  |  |  |  | REGULATORVACUUM-Genstar Tech-881VR | [8 empty] | Covered PM Repair - Biomedical | MHHS-Southwest
NO | NO |  |  |  | 013-36934 |  | Gentec Healthcare | 881VR-200-OHC |  | 013-36934 | SW - CENTRAL SUPPLY | MHHS-Southwest |  |  |  | 013-36934 |  | Southwest |  | SW - CENTRAL SUPPLY | [5 empty] | REGULATORS, SUCTION |  | REGULATORVACUUM-Genstar Tech-881VR |  |  |  |  | REGULATORVACUUM-Genstar Tech-881VR | [8 empty] | Covered PM Repair - Biomedical | MHHS-Southwest
NO | NO |  |  |  | 013-37287 |  | Gentec Healthcare | 881VR-200-OHC |  | 013-37287 | SW - CENTRAL SUPPLY | MHHS-Southwest |  |  |  | 013-37287 |  | Southwest |  | SW - CENTRAL SUPPLY | [5 empty] | REGULATORS, SUCTION |  | REGULATORVACUUM-Genstar Tech-881VR |  |  |  |  | REGULATORVACUUM-Genstar Tech-881VR | [8 empty] | Covered PM Repair - Biomedical | MHHS-Southwest
NO | NO |  |  |  | 013-37288 |  | Gentec Healthcare | 881VR-200-OHC |  | 013-37288 | SW - CENTRAL SUPPLY | MHHS-Southwest |  |  |  | 013-37288 |  | Southwest |  | SW - CENTRAL SUPPLY | [5 empty] | REGULATORS, SUCTION |  | REGULATORVACUUM-Genstar Tech-881VR |  |  |  |  | REGULATORVACUUM-Genstar Tech-881VR | [8 empty] | Covered PM Repair - Biomedical | MHHS-Southwest
NO | NO |  |  |  | 013-37289 |  | Gentec Healthcare | 881VR-200-OHC |  | 013-37289 | SW - CENTRAL SUPPLY | MHHS-Southwest |  |  |  | 013-37289 |  | Southwest |  | SW - CENTRAL SUPPLY | [5 empty] | REGULATORS, SUCTION |  | REGULATORVACUUM-Genstar Tech-881VR |  |  |  |  | REGULATORVACUUM-Genstar Tech-881VR | [8 empty] | Covered PM Repair - Biomedical | MHHS-Southwest
NO | NO |  |  |  | 013-37290 |  | Gentec Healthcare | 881VR-200-OHC |  | 013-37290 | SW - CENTRAL SUPPLY | MHHS-Southwest |  |  |  | 013-37290 |  | Southwest |  | SW - CENTRAL SUPPLY | [5 empty] | REGULATORS, SUCTION |  | REGULATORVACUUM-Genstar Tech-881VR |  |  |  |  | REGULATORVACUUM-Genstar Tech-881VR | [8 empty] | Covered PM Repair - Biomedical | MHHS-Southwest
NO | NO |  |  |  | 013-37291 |  | Gentec Healthcare | 881VR-200-OHC |  | 013-37291 | SW - CENTRAL SUPPLY | MHHS-Southwest |  |  |  | 013-37291 |  | Southwest |  | SW - CENTRAL SUPPLY | [5 empty] | REGULATORS, SUCTION |  | REGULATORVACUUM-Genstar Tech-881VR |  |  |  |  | REGULATORVACUUM-Genstar Tech-881VR | [8 empty] | Not Covered Vendor Only - Biomedical | MHHS-Southwest
NO | NO |  |  |  | 013-37292 |  | Gentec Healthcare | 881VR-200-OHC |  | 013-37292 | SW - CENTRAL SUPPLY | MHHS-Southwest |  |  |  | 013-37292 |  | Southwest |  | SW - CENTRAL SUPPLY | [5 empty] | REGULATORS, SUCTION |  | REGULATORVACUUM-Genstar Tech-881VR |  |  |  |  | REGULATORVACUUM-Genstar Tech-881VR | [8 empty] | Covered PM Repair - Biomedical | MHHS-Southwest
NO | NO |  |  |  | 013-37293 |  | Gentec Healthcare | 881VR-200-OHC |  | 013-37293 | SW - CENTRAL SUPPLY | MHHS-Southwest |  |  |  | 013-37293 |  | Southwest |  | SW - CENTRAL SUPPLY | [5 empty] | REGULATORS, SUCTION |  | REGULATORVACUUM-Genstar Tech-881VR |  |  |  |  | REGULATORVACUUM-Genstar Tech-881VR | [8 empty] | Not Covered Vendor Only - Biomedical | MHHS-Southwest
NO | NO |  |  |  | 013-37294 |  | Gentec Healthcare | 881VR-200-OHC |  | 013-37294 | SW - CENTRAL SUPPLY | MHHS-Southwest |  |  |  | 013-37294 |  | Southwest |  | SW - CENTRAL SUPPLY | [5 empty] | REGULATORS, SUCTION |  | REGULATORVACUUM-Genstar Tech-881VR |  |  |  |  | REGULATORVACUUM-Genstar Tech-881VR | [8 empty] | Not Covered Vendor Only - Biomedical | MHHS-Southwest
NO | NO |  |  |  | 013-37506 |  | Gentec Healthcare | 881VR-200-OHC |  | 013-37506 | SW - CENTRAL SUPPLY | MHHS-Southwest |  |  |  | 013-37506 |  | Southwest |  | SW - CENTRAL SUPPLY | [5 empty] | REGULATORS, SUCTION |  | REGULATORVACUUM-Genstar Tech-881VR |  |  |  |  | REGULATORVACUUM-Genstar Tech-881VR | [8 empty] | Covered PM Repair - Biomedical | MHHS-Southwest
NO | NO |  |  |  | 013-37508 |  | Gentec Healthcare | 881VR-200-OHC |  | 013-37508 | SW - CENTRAL SUPPLY | MHHS-Southwest |  |  |  | 013-37508 |  | Southwest |  | SW - CENTRAL SUPPLY | [5 empty] | REGULATORS, SUCTION |  | REGULATORVACUUM-Genstar Tech-881VR |  |  |  |  | REGULATORVACUUM-Genstar Tech-881VR | [8 empty] | Covered PM Repair - Biomedical | MHHS-Southwest
NO | NO |  |  |  | 013-37509 |  | Gentec Healthcare | 881VR-200-OHC |  | 013-37509 | SW - CENTRAL SUPPLY | MHHS-Southwest |  |  |  | 013-37509 |  | Southwest |  | SW - CENTRAL SUPPLY | [5 empty] | REGULATORS, SUCTION |  | REGULATORVACUUM-Genstar Tech-881VR |  |  |  |  | REGULATORVACUUM-Genstar Tech-881VR | [8 empty] | Covered PM Repair - Biomedical | MHHS-Southwest
NO | NO |  |  |  | 013-37510 |  | Gentec Healthcare | 881VR-200-OHC |  | 013-37510 | SW - CENTRAL SUPPLY | MHHS-Southwest |  |  |  | 013-37510 |  | Southwest |  | SW - CENTRAL SUPPLY | [5 empty] | REGULATORS, SUCTION |  | REGULATORVACUUM-Genstar Tech-881VR |  |  |  |  | REGULATORVACUUM-Genstar Tech-881VR | [8 empty] | Covered PM Repair - Biomedical | MHHS-Southwest
NO | NO |  |  |  | 013-37820 |  | Gentec Healthcare | 881VR-200-OHC |  |  | SW - CENTRAL SUPPLY | MHHS-Southwest |  |  |  | 013-37820 |  | Southwest |  | SW - CENTRAL SUPPLY | [5 empty] | REGULATORS, SUCTION |  | REGULATORVACUUM-Genstar Tech-881VR |  |  |  |  | REGULATORVACUUM-Genstar Tech-881VR | [8 empty] | Covered PM Repair - Biomedical | MHHS-Southwest
NO | NO |  |  |  | 013-37821 |  | Gentec Healthcare | 881VR-200-OHC |  |  | SW - CENTRAL SUPPLY | MHHS-Southwest |  |  |  | 013-37821 |  | Southwest |  | SW - CENTRAL SUPPLY | [5 empty] | REGULATORS, SUCTION |  | REGULATORVACUUM-Genstar Tech-881VR |  |  |  |  | REGULATORVACUUM-Genstar Tech-881VR | [8 empty] | Covered PM Repair - Biomedical | MHHS-Southwest
NO | NO |  |  |  | 013-37824 |  | Gentec Healthcare | 881VR-200-OHC |  |  | SW - CENTRAL SUPPLY | MHHS-Southwest |  |  |  | 013-37824 |  | Southwest |  | SW - CENTRAL SUPPLY | [5 empty] | REGULATORS, SUCTION |  | REGULATORVACUUM-Genstar Tech-881VR |  |  |  |  | REGULATORVACUUM-Genstar Tech-881VR | [8 empty] | Covered PM Repair - Biomedical | MHHS-Southwest
NO | NO |  |  |  | 013-37825 |  | Gentec Healthcare | 881VR-200-OHC |  |  | SW - CENTRAL SUPPLY | MHHS-Southwest |  |  |  | 013-37825 |  | Southwest |  | SW - CENTRAL SUPPLY | [5 empty] | REGULATORS, SUCTION |  | REGULATORVACUUM-Genstar Tech-881VR |  |  |  |  | REGULATORVACUUM-Genstar Tech-881VR | [8 empty] | Covered PM Repair - Biomedical | MHHS-Southwest
NO | NO |  |  |  | 013-37826 |  | Gentec Healthcare | 881VR-200-OHC |  |  | SW - CENTRAL SUPPLY | MHHS-Southwest |  |  |  | 013-37826 |  | Southwest |  | SW - CENTRAL SUPPLY | [5 empty] | REGULATORS, SUCTION |  | REGULATORVACUUM-Genstar Tech-881VR |  |  |  |  | REGULATORVACUUM-Genstar Tech-881VR | [8 empty] | Covered PM Repair - Biomedical | MHHS-Southwest
NO | NO |  |  |  | 013-37827 |  | Gentec Healthcare | 881VR-200-OHC |  |  | SW - CENTRAL SUPPLY | MHHS-Southwest |  |  |  | 013-37827 |  | Southwest |  | SW - CENTRAL SUPPLY | [5 empty] | REGULATORS, SUCTION |  | REGULATORVACUUM-Genstar Tech-881VR |  |  |  |  | REGULATORVACUUM-Genstar Tech-881VR | [8 empty] | Covered PM Repair - Biomedical | MHHS-Southwest
NO | NO |  |  |  | 013-37828 |  | Gentec Healthcare | 881VR-200-OHC |  |  | SW - CENTRAL SUPPLY | MHHS-Southwest |  |  |  | 013-37828 |  | Southwest |  | SW - CENTRAL SUPPLY | [5 empty] | REGULATORS, SUCTION |  | REGULATORVACUUM-Genstar Tech-881VR |  |  |  |  | REGULATORVACUUM-Genstar Tech-881VR | [8 empty] | Covered PM Repair - Biomedical | MHHS-Southwest
NO | NO |  |  |  | 013-37828 |  | Gentec Healthcare | 881VR-200-OHC |  |  | SW - CENTRAL SUPPLY | MHHS-Southwest |  |  |  | 013-37828 |  | Southwest |  | SW - CENTRAL SUPPLY | [5 empty] | REGULATORS, SUCTION |  | REGULATORVACUUM-Genstar Tech-881VR |  |  |  |  | REGULATORVACUUM-Genstar Tech-881VR | [8 empty] | Covered PM Repair - Biomedical | MHHS-Southwest
NO | NO |  |  |  | 013-37830 |  | Gentec Healthcare | 881VR-200-OHC |  |  | SW - CENTRAL SUPPLY | MHHS-Southwest |  |  |  | 013-37830 |  | Southwest |  | SW - CENTRAL SUPPLY | [5 empty] | REGULATORS, SUCTION |  | REGULATORVACUUM-Genstar Tech-881VR |  |  |  |  | REGULATORVACUUM-Genstar Tech-881VR | [8 empty] | Covered PM Repair - Biomedical | MHHS-Southwest
NO | NO |  |  |  | 013-37831 |  | Gentec Healthcare | 881VR-200-OHC |  |  | SW - CENTRAL SUPPLY | MHHS-Southwest |  |  |  | 013-37831 |  | Southwest |  | SW - CENTRAL SUPPLY | [5 empty] | REGULATORS, SUCTION |  | REGULATORVACUUM-Genstar Tech-881VR |  |  |  |  | REGULATORVACUUM-Genstar Tech-881VR | [8 empty] | Covered PM Repair - Biomedical | MHHS-Southwest
NO | NO |  |  |  | 013-37832 |  | Gentec Healthcare | 881VR-200-OHC |  |  | SW - CENTRAL SUPPLY | MHHS-Southwest |  |  |  | 013-37832 |  | Southwest |  | SW - CENTRAL SUPPLY | [5 empty] | REGULATORS, SUCTION |  | REGULATORVACUUM-Genstar Tech-881VR |  |  |  |  | REGULATORVACUUM-Genstar Tech-881VR | [8 empty] | Covered PM Repair - Biomedical | MHHS-Southwest
NO | NO |  |  |  | 013-37833 |  | Gentec Healthcare | 881VR-200-OHC |  |  | SW - CENTRAL SUPPLY | MHHS-Southwest |  |  |  | 013-37833 |  | Southwest |  | SW - CENTRAL SUPPLY | [5 empty] | REGULATORS, SUCTION |  | REGULATORVACUUM-Genstar Tech-881VR |  |  |  |  | REGULATORVACUUM-Genstar Tech-881VR | [8 empty] | Covered PM Repair - Biomedical | MHHS-Southwest
NO | NO |  |  |  | 013-37834 |  | Gentec Healthcare | 881VR-200-OHC |  |  | SW - CENTRAL SUPPLY | MHHS-Southwest |  |  |  | 013-37834 |  | Southwest |  | SW - CENTRAL SUPPLY | [5 empty] | REGULATORS, SUCTION |  | REGULATORVACUUM-Genstar Tech-881VR |  |  |  |  | REGULATORVACUUM-Genstar Tech-881VR | [8 empty] | Covered PM Repair - Biomedical | MHHS-Southwest
NO | NO |  |  |  | 013-38946 |  | Gentec Healthcare | 881VR-200-OHC |  | 013-38946 | SW - CENTRAL SUPPLY | MHHS-Southwest |  |  |  | 013-38946 |  | Southwest |  | SW - CENTRAL SUPPLY | [5 empty] | REGULATORS, SUCTION |  | REGULATORVACUUM-Genstar Tech-881VR |  |  |  |  | REGULATORVACUUM-Genstar Tech-881VR | [8 empty] | Covered PM Repair - Biomedical | MHHS-Southwest
NO | NO |  |  |  | 013-38947 |  | Gentec Healthcare | 881VR-200-OHC |  | 013-38947 | SW - CENTRAL SUPPLY | MHHS-Southwest |  |  |  | 013-38947 |  | Southwest |  | SW - CENTRAL SUPPLY | [5 empty] | REGULATORS, SUCTION |  | REGULATORVACUUM-Genstar Tech-881VR |  |  |  |  | REGULATORVACUUM-Genstar Tech-881VR | [8 empty] | Covered PM Repair - Biomedical | MHHS-Southwest
NO | NO |  |  |  | 013-38948 |  | Gentec Healthcare | 881VR-200-OHC |  | 013-38948 | SW - CENTRAL SUPPLY | MHHS-Southwest |  |  |  | 013-38948 |  | Southwest |  | SW - CENTRAL SUPPLY | [5 empty] | REGULATORS, SUCTION |  | REGULATORVACUUM-Genstar Tech-881VR |  |  |  |  | REGULATORVACUUM-Genstar Tech-881VR | [8 empty] | Covered PM Repair - Biomedical | MHHS-Southwest
NO | NO |  |  |  | 013-38949 |  | Gentec Healthcare | 881VR-200-OHC |  | 013-38949 | SW - CENTRAL SUPPLY | MHHS-Southwest |  |  |  | 013-38949 |  | Southwest |  | SW - CENTRAL SUPPLY | [5 empty] | REGULATORS, SUCTION |  | REGULATORVACUUM-Genstar Tech-881VR |  |  |  |  | REGULATORVACUUM-Genstar Tech-881VR | [8 empty] | Covered PM Repair - Biomedical | MHHS-Southwest
NO | NO |  |  |  | 013-38952 |  | Gentec Healthcare | 881VR-200-OHC |  | 013-38952 | SW - CENTRAL SUPPLY | MHHS-Southwest |  |  |  | 013-38952 |  | Southwest |  | SW - CENTRAL SUPPLY | [5 empty] | REGULATORS, SUCTION |  | REGULATORVACUUM-Genstar Tech-881VR |  |  |  |  | REGULATORVACUUM-Genstar Tech-881VR | [8 empty] | Covered PM Repair - Biomedical | MHHS-Southwest
NO | NO |  |  |  | 013-37313 |  | Gentec Healthcare | 881VR-200-OHC |  |  | SW - ER | MHHS-Southwest |  |  |  | 013-37313 |  | Southwest |  | SW - ER | [5 empty] | REGULATORS, SUCTION |  | REGULATORVACUUM-Genstar Tech-881VR |  |  |  |  | REGULATORVACUUM-Genstar Tech-881VR | [8 empty] | Covered PM Repair - Biomedical | MHHS-Southwest
NO | NO |  |  |  | 013-37507 |  | Gentec Healthcare | 881VR-200-OHC |  | 013-37507 | SW - HVI - CPD | MHHS-Southwest |  |  |  | 013-37507 |  | Southwest |  | SW - HVI - CPD | [5 empty] | REGULATORS, SUCTION |  | REGULATORVACUUM-Genstar Tech-881VR |  |  |  |  | REGULATORVACUUM-Genstar Tech-881VR | [8 empty] | Covered PM Repair - Biomedical | MHHS-Southwest
NO | NO |  |  |  | 013-38979 |  | Gentec Healthcare | 881VR-200-OHC |  | 013-38979 | SW - MED/SURG 9 JOINT CAMP | MHHS-Southwest |  |  |  | 013-38979 |  | Southwest |  | SW - MED/SURG 9 JOINT CAMP | [5 empty] | REGULATORS, SUCTION |  | REGULATORVACUUM-Genstar Tech-881VR |  |  |  |  | REGULATORVACUUM-Genstar Tech-881VR | [8 empty] | Covered PM Repair - Biomedical | MHHS-Southwest
NO | NO |  |  |  | 013-38980 |  | Gentec Healthcare | 881VR-200-OHC |  | 013-38980 | SW - MED/SURG 9 JOINT CAMP | MHHS-Southwest |  |  |  | 013-38980 |  | Southwest |  | SW - MED/SURG 9 JOINT CAMP | [5 empty] | REGULATORS, SUCTION |  | REGULATORVACUUM-Genstar Tech-881VR |  |  |  |  | REGULATORVACUUM-Genstar Tech-881VR | [8 empty] | Covered PM Repair - Biomedical | MHHS-Southwest
NO | NO |  |  |  | 013-38662 |  | Gentec Healthcare | 881VR-200-OHC |  |  | SW - TELEMETRY | MHHS-Southwest |  |  |  | 013-38662 |  | Southwest |  | SW - TELEMETRY | [5 empty] | REGULATORS, SUCTION |  | REGULATORVACUUM-Genstar Tech-881VR |  |  |  |  | REGULATORVACUUM-Genstar Tech-881VR | [8 empty] | Covered PM Repair - Biomedical | MHHS-Southwest
NO | NO |  |  |  | 013-38664 |  | Gentec Healthcare | 881VR-200-OHC |  |  | SW - TELEMETRY | MHHS-Southwest |  |  |  | 013-38664 |  | Southwest |  | SW - TELEMETRY | [5 empty] | REGULATORS, SUCTION |  | REGULATORVACUUM-Genstar Tech-881VR |  |  |  |  | REGULATORVACUUM-Genstar Tech-881VR | [8 empty] | Covered PM Repair - Biomedical | MHHS-Southwest
NO | NO |  |  |  | 013-38665 |  | Gentec Healthcare | 881VR-200-OHC |  |  | SW - TELEMETRY | MHHS-Southwest |  |  |  | 013-38665 |  | Southwest |  | SW - TELEMETRY | [5 empty] | REGULATORS, SUCTION |  | REGULATORVACUUM-Genstar Tech-881VR |  |  |  |  | REGULATORVACUUM-Genstar Tech-881VR | [8 empty] | Covered PM Repair - Biomedical | MHHS-Southwest
NO | NO |  |  |  | 013-38667 |  | Gentec Healthcare | 881VR-200-OHC |  |  | SW - TELEMETRY | MHHS-Southwest |  |  |  | 013-38667 |  | Southwest |  | SW - TELEMETRY | [5 empty] | REGULATORS, SUCTION |  | REGULATORVACUUM-Genstar Tech-881VR |  |  |  |  | REGULATORVACUUM-Genstar Tech-881VR | [8 empty] | Covered PM Repair - Biomedical | MHHS-Southwest
NO | NO |  |  |  | 013-38668 |  | Gentec Healthcare | 881VR-200-OHC |  |  | SW - TELEMETRY | MHHS-Southwest |  |  |  | 013-38668 |  | Southwest |  | SW - TELEMETRY | [5 empty] | REGULATORS, SUCTION |  | REGULATORVACUUM-Genstar Tech-881VR |  |  |  |  | REGULATORVACUUM-Genstar Tech-881VR | [8 empty] | Covered PM Repair - Biomedical | MHHS-Southwest
NO | NO |  |  |  | 013-38669 |  | Gentec Healthcare | 881VR-200-OHC |  |  | SW - TELEMETRY | MHHS-Southwest |  |  |  | 013-38669 |  | Southwest |  | SW - TELEMETRY | [5 empty] | REGULATORS, SUCTION |  | REGULATORVACUUM-Genstar Tech-881VR |  |  |  |  | REGULATORVACUUM-Genstar Tech-881VR | [8 empty] | Covered PM Repair - Biomedical | MHHS-Southwest
NO | NO |  |  |  | 013-38670 |  | Gentec Healthcare | 881VR-200-OHC |  |  | SW - TELEMETRY | MHHS-Southwest |  |  |  | 013-38670 |  | Southwest |  | SW - TELEMETRY | [5 empty] | REGULATORS, SUCTION |  | REGULATORVACUUM-Genstar Tech-881VR |  |  |  |  | REGULATORVACUUM-Genstar Tech-881VR | [8 empty] | Covered PM Repair - Biomedical | MHHS-Southwest
NO | NO |  |  |  | 013-38671 |  | Gentec Healthcare | 881VR-200-OHC |  |  | SW - TELEMETRY | MHHS-Southwest |  |  |  | 013-38671 |  | Southwest |  | SW - TELEMETRY | [5 empty] | REGULATORS, SUCTION |  | REGULATORVACUUM-Genstar Tech-881VR |  |  |  |  | REGULATORVACUUM-Genstar Tech-881VR | [8 empty] | Covered PM Repair - Biomedical | MHHS-Southwest
NO | NO |  |  |  | 013-38672 |  | Gentec Healthcare | 881VR-200-OHC |  |  | SW - TELEMETRY | MHHS-Southwest |  |  |  | 013-38672 |  | Southwest |  | SW - TELEMETRY | [5 empty] | REGULATORS, SUCTION |  | REGULATORVACUUM-Genstar Tech-881VR |  |  |  |  | REGULATORVACUUM-Genstar Tech-881VR | [8 empty] | Covered PM Repair - Biomedical | MHHS-Southwest
NO | NO |  |  |  | 013-38674 |  | Gentec Healthcare | 881VR-200-OHC |  |  | SW - TELEMETRY | MHHS-Southwest |  |  |  | 013-38674 |  | Southwest |  | SW - TELEMETRY | [5 empty] | REGULATORS, SUCTION |  | REGULATORVACUUM-Genstar Tech-881VR |  |  |  |  | REGULATORVACUUM-Genstar Tech-881VR | [8 empty] | Covered PM Repair - Biomedical | MHHS-Southwest
NO | NO |  |  |  | 61G-11080431 |  | Gentec Healthcare | 881VR-200-OHC |  | 61G-11080431 | TMC - MHTMC - CENTRAL SUPPLY (OLD) | MHHS-TMC |  |  |  | 61G-11080431 |  | TMC |  | TMC - MHTMC - CENTRAL SUPPLY (OLD) | [5 empty] | REGULATORS, SUCTION |  | REGULATORVACUUM-Genstar Tech-881VR |  |  |  |  | REGULATORVACUUM-Genstar Tech-881VR | [8 empty] | Covered PM Repair - Biomedical | MHHS-TMC
NO | YES |  |  |  | 151-03332 | 151-03332 | Gentec Healthcare | 881VR-300-00-A |  | 61K181001820050 | CY-3 South | MHHS-Cypress |  |  |  | 151-03332 | 151-03332 | Northwest | MHHS-Cypress | CY-3 South | CY - 3 south |  |  |  |  | REGULATORS, SUCTION | Regulator, Vacuum | REGULATORVACUUM-Genstar Tech-881VR |  |  |  |  | REGULATORVACUUM-Genstar Tech-881VR | [8 empty] | Covered PM Repair - Biomedical | MHHS-Cypress | [8 empty] | REGULATORVACUUM | Regulator, Vacuum | Genstar Tech
NO | YES |  |  |  | 151-03333 | 151-03333 | Gentec Healthcare | 881VR-300-00-A |  | 61K181001820052 | CY-Medsurg | MHHS-Cypress |  |  |  | 151-03333 | 151-03333 | Northwest | MHHS-Cypress | CY-Medsurg | S306 | 7/1/19 |  |  |  | REGULATORS, SUCTION | Regulator, Vacuum | REGULATORVACUUM-Genstar Tech-881VR |  |  |  |  | REGULATORVACUUM-Genstar Tech-881VR | [8 empty] | Covered PM Repair - Biomedical | MHHS-Cypress | [8 empty] | REGULATORVACUUM | Regulator, Vacuum | Genstar Tech
NO | YES |  |  |  | 151-03334 | 151-03334 | Gentec Healthcare | 881VR-300-00-A |  | 61K181001820048 | CY-Medsurg | MHHS-Cypress |  |  |  | 151-03334 | 151-03334 | Northwest | MHHS-Cypress | CY-Medsurg | MEDSURG 316 |  |  |  |  | REGULATORS, SUCTION | Regulator, Vacuum | REGULATORVACUUM-Genstar Tech-881VR |  |  |  |  | REGULATORVACUUM-Genstar Tech-881VR | [8 empty] | Covered PM Repair - Biomedical | MHHS-Cypress | [8 empty] | REGULATORVACUUM | Regulator, Vacuum | Genstar Tech
NO | YES |  |  |  | 151-03335 | 151-03335 | Gentec Healthcare | 881VR-300-00-A |  | 61K181001820047 | CY-3 South | MHHS-Cypress |  |  |  | 151-03335 | 151-03335 | Northwest | MHHS-Cypress | CY-3 South | S3307 | 7/1/19 |  |  |  | REGULATORS, SUCTION | Regulator, Vacuum | REGULATORVACUUM-Genstar Tech-881VR |  |  |  |  | REGULATORVACUUM-Genstar Tech-881VR | [8 empty] | Covered PM Repair - Biomedical | MHHS-Cypress | [8 empty] | REGULATORVACUUM | Regulator, Vacuum | Genstar Tech
NO | YES |  |  |  | 151-03336 | 151-03336 | Gentec Healthcare | 881VR-300-00-A |  | 61K181001820045 | CY-3 South | MHHS-Cypress |  |  |  | 151-03336 | 151-03336 | Northwest | MHHS-Cypress | CY-3 South | S309 | 7/1/19 |  |  |  | REGULATORS, SUCTION | Regulator, Vacuum | REGULATORVACUUM-Genstar Tech-881VR |  |  |  |  | REGULATORVACUUM-Genstar Tech-881VR | [8 empty] | Covered PM Repair - Biomedical | MHHS-Cypress | [8 empty] | REGULATORVACUUM | Regulator, Vacuum | Genstar Tech
NO | YES |  |  |  | 151-03337 | 151-03337 | Gentec Healthcare | 881VR-300-00-A |  | 61K181001820039 | CY-3 South | MHHS-Cypress |  |  |  | 151-03337 | 151-03337 | Northwest | MHHS-Cypress | CY-3 South | S309 | 7/1/19 |  |  |  | REGULATORS, SUCTION | Regulator, Vacuum | REGULATORVACUUM-Genstar Tech-881VR |  |  |  |  | REGULATORVACUUM-Genstar Tech-881VR | [8 empty] | Covered PM Repair - Biomedical | MHHS-Cypress | [8 empty] | REGULATORVACUUM | Regulator, Vacuum | Genstar Tech
NO | YES |  |  |  | 151-03338 | 151-03338 | Gentec Healthcare | 881VR-300-00-A |  | 61K181001820042 | CY-3 South | MHHS-Cypress |  |  |  | 151-03338 | 151-03338 | Northwest | MHHS-Cypress | CY-3 South |  | 7/1/19 |  |  |  | REGULATORS, SUCTION | Regulator, Vacuum | REGULATORVACUUM-Genstar Tech-881VR |  |  |  |  | REGULATORVACUUM-Genstar Tech-881VR | [8 empty] | Covered PM Repair - Biomedical | MHHS-Cypress | [8 empty] | REGULATORVACUUM | Regulator, Vacuum | Genstar Tech
NO | YES |  |  |  | 151-03339 | 151-03339 | Gentec Healthcare | 881VR-300-00-A |  | 61K181001820043 | CY-Medsurg | MHHS-Cypress |  |  |  | 151-03339 | 151-03339 | Northwest | MHHS-Cypress | CY-Medsurg | MEDSURG 314 |  |  |  |  | REGULATORS, SUCTION | Regulator, Vacuum | REGULATORVACUUM-Genstar Tech-881VR |  |  |  |  | REGULATORVACUUM-Genstar Tech-881VR | [8 empty] | Covered PM Repair - Radiology, Low End | MHHS-Cypress | [8 empty] | REGULATORVACUUM | Regulator, Vacuum | Genstar Tech
NO | YES |  |  |  | 151-03340 | 151-03340 | Gentec Healthcare | 881VR-300-00-A |  | 61K181001820037 | CY-3 South | MHHS-Cypress |  |  |  | 151-03340 | 151-03340 | Northwest | MHHS-Cypress | CY-3 South | S304 | 7/1/19 |  |  |  | REGULATORS, SUCTION | Regulator, Vacuum | REGULATORVACUUM-Genstar Tech-881VR |  |  |  |  | REGULATORVACUUM-Genstar Tech-881VR | [5 empty] | 6/16/17 |  |  | Covered PM Repair - Biomedical | MHHS-Cypress | [8 empty] | REGULATORVACUUM | Regulator, Vacuum | Genstar Tech
NO | YES |  |  |  | 151-03341 | 151-03341 | Gentec Healthcare | 881VR-300-00-A |  | 61K181001820040 | CY-ICU | MHHS-Cypress |  |  |  | 151-03341 | 151-03341 | Northwest | MHHS-Cypress | CY-ICU | ICU 13 |  |  |  |  | REGULATORS, SUCTION | Regulator, Vacuum | REGULATORVACUUM-Genstar Tech-881VR |  |  |  |  | REGULATORVACUUM-Genstar Tech-881VR | [5 empty] | 7/6/17 |  |  | Covered PM Repair - Biomedical | MHHS-Cypress | [8 empty] | REGULATORVACUUM | Regulator, Vacuum | Genstar Tech
NO | YES |  |  |  | 151-03342 | 151-03342 | Gentec Healthcare | 881VR-300-00-A |  | 61K181001820036 | CY-3 South | MHHS-Cypress |  |  |  | 151-03342 | 151-03342 | Northwest | MHHS-Cypress | CY-3 South | S319 | 7/1/19 |  |  |  | REGULATORS, SUCTION | Regulator, Vacuum | REGULATORVACUUM-Genstar Tech-881VR |  |  |  |  | REGULATORVACUUM-Genstar Tech-881VR | [5 empty] | 9/10/19 |  |  | Covered PM Repair - Biomedical | MHHS-Cypress | [8 empty] | REGULATORVACUUM | Regulator, Vacuum | Genstar Tech
NO | YES |  |  |  | 151-03343 | 151-03343 | Gentec Healthcare | 881VR-300-00-A |  | 61K181001820041 | CY-3 South | MHHS-Cypress |  |  |  | 151-03343 | 151-03343 | Northwest | MHHS-Cypress | CY-3 South | S3:305 |  |  |  |  | REGULATORS, SUCTION | Regulator, Vacuum | REGULATORVACUUM-Genstar Tech-881VR |  |  |  |  | REGULATORVACUUM-Genstar Tech-881VR | [8 empty] | Covered PM Repair - Biomedical | MHHS-Cypress | [8 empty] | REGULATORVACUUM | Regulator, Vacuum | Genstar Tech
NO | YES |  |  |  | 151-03344 | 151-03344 | Gentec Healthcare | 881VR-300-00-A |  | 61K181001820044 | CY-3 South | MHHS-Cypress |  |  |  | 151-03344 | 151-03344 | Northwest | MHHS-Cypress | CY-3 South | Room 306 |  |  |  | No pm required | REGULATORS, SUCTION | Regulator, Vacuum | REGULATORVACUUM-Genstar Tech-881VR |  |  |  |  | REGULATORVACUUM-Genstar Tech-881VR | [5 empty] | 12/3/16 |  |  | Covered PM Repair - Biomedical | MHHS-Cypress | [8 empty] | REGULATORVACUUM | Regulator, Vacuum | Genstar Tech
NO | YES |  |  |  | 151-03345 | 151-03345 | Gentec Healthcare | 881VR-300-00-A |  | 61K181001820033 | CY-3 South | MHHS-Cypress |  |  |  | 151-03345 | 151-03345 | Northwest | MHHS-Cypress | CY-3 South | Room 303 |  |  |  | No pm required sticker | REGULATORS, SUCTION | Regulator, Vacuum | REGULATORVACUUM-Genstar Tech-881VR |  |  |  |  | REGULATORVACUUM-Genstar Tech-881VR | [8 empty] | Covered PM Repair - Biomedical | MHHS-Cypress | [8 empty] | REGULATORVACUUM | Regulator, Vacuum | Genstar Tech
NO | YES |  |  |  | 151-01993 | 151-01993 | Gentec Healthcare | 881VR-300-00-A |  |  | CY-ICU | MHHS-Cypress |  |  |  | 151-01993 | 151-01993 | Northwest | MHHS-Cypress | CY-ICU | CY - ICU 12 |  |  |  |  | REGULATORS, SUCTION | Regulator, Vacuum | REGULATORVACUUM-Genstar Tech-881VR |  |  |  |  | REGULATORVACUUM-Genstar Tech-881VR | [8 empty] | Covered PM Repair - Biomedical | MHHS-Cypress | [8 empty] | REGULATORVACUUM | Regulator, Vacuum | Genstar Tech
NO | YES |  |  |  | 151-03346 | 151-03346 | Gentec Healthcare | 881VR-300-00-A |  | 61K181001820137 | CY-ICU | MHHS-Cypress |  |  |  | 151-03346 | 151-03346 | Northwest | MHHS-Cypress | CY-ICU | ICU 16 |  |  |  |  | REGULATORS, SUCTION | Regulator, Vacuum | REGULATORVACUUM-Genstar Tech-881VR |  |  |  |  | REGULATORVACUUM-Genstar Tech-881VR | [8 empty] | Covered PM Repair - Biomedical | MHHS-Cypress | [8 empty] | REGULATORVACUUM | Regulator, Vacuum | Genstar Tech
NO | YES |  |  |  | 151-03348 | 151-03348 | Gentec Healthcare | 881VR-300-00-A |  | 61K181001610139 | CY-Central Supply | MHHS-Cypress |  |  |  | 151-03348 | 151-03348 | Northwest | MHHS-Cypress | CY-Central Supply | ICU 18 |  |  |  |  | REGULATORS, SUCTION | Regulator, Vacuum | REGULATORVACUUM-Genstar Tech-881VR |  |  |  |  | REGULATORVACUUM-Genstar Tech-881VR | [8 empty] | Covered PM Repair - Biomedical | MHHS-Cypress | [8 empty] | REGULATORVACUUM | Regulator, Vacuum | Genstar Tech
NO | YES |  |  |  | 151-03349 | 151-03349 | Gentec Healthcare | 881VR-300-00-A |  | 61K181001610141 | CY-ICU | MHHS-Cypress |  |  |  | 151-03349 | 151-03349 | Northwest | MHHS-Cypress | CY-ICU | Icu 4 |  |  |  |  | REGULATORS, SUCTION | Regulator, Vacuum | REGULATORVACUUM-Genstar Tech-881VR |  |  |  |  | REGULATORVACUUM-Genstar Tech-881VR | [8 empty] | Covered PM Repair - Biomedical | MHHS-Cypress | [8 empty] | REGULATORVACUUM | Regulator, Vacuum | Genstar Tech
NO | YES |  |  |  | 151-03350 | 151-03350 | Gentec Healthcare | 881VR-300-00-A |  | 61K181001610140 | CY-ICU | MHHS-Cypress |  |  |  | 151-03350 | 151-03350 | Northwest | MHHS-Cypress | CY-ICU | ICU 14 | 7/1/19 |  |  |  | REGULATORS, SUCTION | Regulator, Vacuum | REGULATORVACUUM-Genstar Tech-881VR |  |  |  |  | REGULATORVACUUM-Genstar Tech-881VR | [8 empty] | Covered PM Repair - Biomedical | MHHS-Cypress | [8 empty] | REGULATORVACUUM | Regulator, Vacuum | Genstar Tech
NO | YES |  |  |  | 151-03351 | 151-03351 | Gentec Healthcare | 881VR-300-00-A |  | 61K181001820049 | CY-ICU | MHHS-Cypress |  |  |  | 151-03351 | 151-03351 | Northwest | MHHS-Cypress | CY-ICU | ICU 17 | 7/1/19 |  |  |  | REGULATORS, SUCTION | Regulator, Vacuum | REGULATORVACUUM-Genstar Tech-881VR |  |  |  |  | REGULATORVACUUM-Genstar Tech-881VR | [5 empty] | 12/3/16 |  |  | Covered PM Repair - Biomedical | MHHS-Cypress | [8 empty] | REGULATORVACUUM | Regulator, Vacuum | Genstar Tech
NO | YES |  |  |  | 151-03353 | 151-03353 | Gentec Healthcare | 881VR-300-00-A |  | 61K181001820051 | CY-ICU | MHHS-Cypress |  |  |  | 151-03353 | 151-03353 | Northwest | MHHS-Cypress | CY-ICU | ICU 17 | 7/1/19 |  |  |  | REGULATORS, SUCTION | Regulator, Vacuum | REGULATORVACUUM-Genstar Tech-881VR |  |  |  |  | REGULATORVACUUM-Genstar Tech-881VR | [8 empty] | Covered PM Repair - Biomedical | MHHS-Cypress | [8 empty] | REGULATORVACUUM | Regulator, Vacuum | Genstar Tech
NO | YES |  |  |  | 151-01585 | 151-01585 | Gentec Healthcare | 881VR-300-00-A |  | 61G-16080128/027 | CY-ICU | MHHS-Cypress |  | Regulator, Vacuum |  | 151-01585 | 151-01585 | Northwest | MHHS-Cypress | CY-ICU | Icu 11 | 2/1/17 | 2/1/17 |  |  | REGULATORS, SUCTION | Regulator, Vacuum | REGULATORVACUUM-Genstar Tech-881VR | REGULATORVACUUM | 881VR-300-OH-D |  |  |  | Genstar Tech | Regulator, Vacuum |  |  | REGULATORVACUUM-Genstar Tech-881VR-300-OH-D | 5/29/13 |  |  | Covered PM Repair - Biomedical | MHHS-Cypress | [8 empty] | REGULATORVACUUM | Regulator, Vacuum | Genstar Tech
NO | YES |  |  |  | 041-20506 | 041-20506 | Gentec Healthcare | 881VR-300-00-A |  | N/A | MEMORIAL CITY - CATH LAB | MHHS-Mem City |  |  |  | 041-20506 | 041-20506 | West | Memorial herman heart and vascular - memorial city | MEMORIAL CITY - CATH LAB | Cath lab 4 |  |  |  | One pm only | REGULATORS, SUCTION |  | REGULATORVACUUM-Genstar Tech-881VR |  |  |  |  | REGULATORVACUUM-Genstar Tech-881VR | [8 empty] | Covered PM Repair - Biomedical | MHHS-Mem City
NO | YES |  |  |  | 041-33727 | 041-33727 | Gentec Healthcare | 881VR-300-00-A |  | N/A | (null) | MHHS-Mem City |  |  |  | 041-33727 | 041-33727 | (null) | (null) | (null) | (null) | (null) | (null) | (null) | (null) | REGULATORS, SUCTION |  | REGULATORVACUUM-Genstar Tech-881VR |  |  |  |  | REGULATORVACUUM-Genstar Tech-881VR | [8 empty] | Covered PM Repair - Biomedical | MHHS-Mem City
NO | YES |  |  |  | 005-33876 | 005-33876 | Gentec Healthcare | 881VR-300-00-A |  | 617-18070147/314 | SE-OR | MHHS-Southeast |  |  |  | 005-33876 | 005-33876 | Southeast | MHHS-Southeast | SE-OR | Room 12 |  |  |  |  | REGULATORS, SUCTION |  | REGULATORVACUUM-Genstar Tech-881VR |  |  |  |  | REGULATORVACUUM-Genstar Tech-881VR | [8 empty] | Covered PM Repair - Biomedical | MHHS-Southeast
NO | NO |  |  |  | 151-03347 |  | Gentec Healthcare | 881VR-300-00-A |  | 61K1811001610144 | CY - ICU | MHHS-Cypress |  |  |  | 151-03347 |  | Northwest & Cypress |  | CY - ICU | [5 empty] | REGULATORS, SUCTION |  | REGULATORVACUUM-Genstar Tech-881VR |  |  |  |  | REGULATORVACUUM-Genstar Tech-881VR | [8 empty] | Covered PM Repair - Biomedical | MHHS-Cypress
NO | NO |  |  |  | 151-03352 |  | Gentec Healthcare | 881VR-300-00-A |  | 61K181001820046 | CY - ICU | MHHS-Cypress |  |  |  | 151-03352 |  | Northwest & Cypress |  | CY - ICU | [5 empty] | REGULATORS, SUCTION |  | REGULATORVACUUM-Genstar Tech-881VR |  |  |  |  | REGULATORVACUUM-Genstar Tech-881VR | [8 empty] | Covered PM Repair - Biomedical | MHHS-Cypress
NO | NO |  |  |  | 005-33875 |  | Gentec Healthcare | 881VR-300-00-A |  | 617-18070147/313 | SE - OR | MHHS-Southeast |  |  |  | 005-33875 |  | Southeast & Bay Area |  | SE - OR | [5 empty] | REGULATORS, SUCTION |  | REGULATORVACUUM-Genstar Tech-881VR |  |  |  |  | REGULATORVACUUM-Genstar Tech-881VR | [8 empty] | Covered PM Repair - Biomedical | MHHS-Southeast
NO | NO |  |  |  | 005-33877 |  | Gentec Healthcare | 881VR-300-00-A |  | 617-18070147/318 | SE - OR | MHHS-Southeast |  |  |  | 005-33877 |  | Southeast & Bay Area |  | SE - OR | [5 empty] | REGULATORS, SUCTION |  | REGULATORVACUUM-Genstar Tech-881VR |  |  |  |  | REGULATORVACUUM-Genstar Tech-881VR | [8 empty] | Covered PM Repair - Biomedical | MHHS-Southeast
NO | NO |  |  |  | 005-33878 |  | Gentec Healthcare | 881VR-300-00-A |  |  | SE - OR | MHHS-Southeast |  |  |  | 005-33878 |  | Southeast & Bay Area |  | SE - OR | [5 empty] | REGULATORS, SUCTION |  | REGULATORVACUUM-Genstar Tech-881VR |  |  |  |  | REGULATORVACUUM-Genstar Tech-881VR | [8 empty] | Covered PM Repair - Biomedical | MHHS-Southeast
NO | NO |  |  |  | 17090226-151 |  | Gentec Healthcare | 881VR-300-00-A |  | 617-17090226-151 | SE - OR | MHHS-Southeast |  |  |  | 17090226-151 |  | Southeast & Bay Area |  | SE - OR | [5 empty] | REGULATORS, SUCTION |  | REGULATORVACUUM-Genstar Tech-881VR |  |  |  |  | REGULATORVACUUM-Genstar Tech-881VR | [8 empty] | Covered PM Repair - Biomedical | MHHS-Southeast
NO | NO |  |  |  | 18070147-315 |  | Gentec Healthcare | 881VR-300-00-A |  | 617-18070147-315 | SE - OR | MHHS-Southeast |  |  |  | 18070147-315 |  | Southeast & Bay Area |  | SE - OR | [5 empty] | REGULATORS, SUCTION |  | REGULATORVACUUM-Genstar Tech-881VR |  |  |  |  | REGULATORVACUUM-Genstar Tech-881VR | [8 empty] | Covered PM Repair - Biomedical | MHHS-Southeast
NO | NO |  |  |  | 18070147-319 |  | Gentec Healthcare | 881VR-300-00-A |  | 617-18070147-319 | SE - OR | MHHS-Southeast |  |  |  | 18070147-319 |  | Southeast & Bay Area |  | SE - OR | [5 empty] | REGULATORS, SUCTION |  | REGULATORVACUUM-Genstar Tech-881VR |  |  |  |  | REGULATORVACUUM-Genstar Tech-881VR | [8 empty] | Covered PM Repair - Biomedical | MHHS-Southeast
NO | NO |  |  |  | 18070147-320 |  | Gentec Healthcare | 881VR-300-00-A |  | 617-18070147-320 | SE - OR | MHHS-Southeast |  |  |  | 18070147-320 |  | Southeast & Bay Area |  | SE - OR | [5 empty] | REGULATORS, SUCTION |  | REGULATORVACUUM-Genstar Tech-881VR |  |  |  |  | REGULATORVACUUM-Genstar Tech-881VR | [8 empty] | Covered PM Repair - Biomedical | MHHS-Southeast
NO | NO |  |  |  | 18070147-323 |  | Gentec Healthcare | 881VR-300-00-A |  | 617-18070147-323 | SE - OR | MHHS-Southeast |  |  |  | 18070147-323 |  | Southeast & Bay Area |  | SE - OR | [5 empty] | REGULATORS, SUCTION |  | REGULATORVACUUM-Genstar Tech-881VR |  |  |  |  | REGULATORVACUUM-Genstar Tech-881VR | [8 empty] | Covered PM Repair - Biomedical | MHHS-Southeast
NO | NO |  |  |  | 15080007-059 |  | Gentec Healthcare | 881VR-300-CH-D |  | 15080007-059 | TMC - HERMANN - STICU (3HP) | MHHS-TMC |  |  |  | 15080007-059 |  | TMC |  | TMC - HERMANN - STICU (3HP) | [5 empty] | REGULATORS, SUCTION |  | REGULATORVACUUM-Genstar Tech-881VR |  |  |  |  | REGULATORVACUUM-Genstar Tech-881VR | [8 empty] | Covered PM Repair - Biomedical | MHHS-TMC
NO | NO |  |  |  | 17110224-072 |  | Gentec Healthcare | 881VR-300-CH-D |  | 17110224-072 | TMC - HERMANN - STICU (3HP) | MHHS-TMC |  |  |  | 17110224-072 |  | TMC |  | TMC - HERMANN - STICU (3HP) | [5 empty] | REGULATORS, SUCTION |  | REGULATORVACUUM-Genstar Tech-881VR |  |  |  |  | REGULATORVACUUM-Genstar Tech-881VR | [8 empty] | Covered PM Repair - Radiology, Low End | MHHS-TMC
NO | NO |  |  |  | 17110224-132 |  | Gentec Healthcare | 881VR-300-CH-D |  | 17110224-132 | TMC - HERMANN - STICU (3HP) | MHHS-TMC |  |  |  | 17110224-132 |  | TMC |  | TMC - HERMANN - STICU (3HP) | [5 empty] | REGULATORS, SUCTION |  | REGULATORVACUUM-Genstar Tech-881VR |  |  |  |  | REGULATORVACUUM-Genstar Tech-881VR | [8 empty] | Covered PM Repair - Radiology, Low End | MHHS-TMC
NO | NO |  |  |  | 17110224-168 |  | Gentec Healthcare | 881VR-300-CH-D |  | 17110224-168 | TMC - HERMANN - STICU (3HP) | MHHS-TMC |  |  |  | 17110224-168 |  | TMC |  | TMC - HERMANN - STICU (3HP) | [5 empty] | REGULATORS, SUCTION |  | REGULATORVACUUM-Genstar Tech-881VR |  |  |  |  | REGULATORVACUUM-Genstar Tech-881VR | [8 empty] | Covered PM Repair - Biomedical | MHHS-TMC
NO | NO |  |  |  | 029-32135 |  | Gentec Healthcare | 881VR-300-DH-T |  | 029-32135 | WOODLANDS - CENTRAL SUPPLY | MHHS-Woodlands |  |  |  | 029-32135 |  | Woodlands |  | WOODLANDS - CENTRAL SUPPLY | [5 empty] | REGULATORS, SUCTION |  | REGULATORVACUUM-Genstar Tech-881VR |  |  |  |  | REGULATORVACUUM-Genstar Tech-881VR | [8 empty] | Covered PM Repair - Biomedical | MHHS-Woodlands
NO | NO |  |  |  | 617-18040086-001 |  | Gentec Healthcare | 881VR-300-DS-C |  |  | NE - CENTRAL SUPPLY | MHHS-Northeast |  |  |  | 617-18040086-001 |  | Katy |  | NE - CENTRAL SUPPLY | [5 empty] | REGULATORS, SUCTION |  | REGULATORVACUUM-Genstar Tech-881VR |  |  |  |  | REGULATORVACUUM-Genstar Tech-881VR | [8 empty] | Covered PM Repair - Biomedical | MHHS-Northeast
NO | NO |  |  |  | 617-18040086-002 |  | Gentec Healthcare | 881VR-300-DS-C |  |  | NE - CENTRAL SUPPLY | MHHS-Northeast |  |  |  | 617-18040086-002 |  | Katy |  | NE - CENTRAL SUPPLY | [5 empty] | REGULATORS, SUCTION |  | REGULATORVACUUM-Genstar Tech-881VR |  |  |  |  | REGULATORVACUUM-Genstar Tech-881VR | [8 empty] | Covered PM Repair - Biomedical | MHHS-Northeast
NO | NO |  |  |  | 617-18040086-003 |  | Gentec Healthcare | 881VR-300-DS-C |  |  | NE - CENTRAL SUPPLY | MHHS-Northeast |  |  |  | 617-18040086-003 |  | Katy |  | NE - CENTRAL SUPPLY | [5 empty] | REGULATORS, SUCTION |  | REGULATORVACUUM-Genstar Tech-881VR |  |  |  |  | REGULATORVACUUM-Genstar Tech-881VR | [8 empty] | Covered PM Repair - Biomedical | MHHS-Northeast
NO | NO |  |  |  | 617-18040086-004 |  | Gentec Healthcare | 881VR-300-DS-C |  |  | NE - CENTRAL SUPPLY | MHHS-Northeast |  |  |  | 617-18040086-004 |  | Katy |  | NE - CENTRAL SUPPLY | [5 empty] | REGULATORS, SUCTION |  | REGULATORVACUUM-Genstar Tech-881VR |  |  |  |  | REGULATORVACUUM-Genstar Tech-881VR | [8 empty] | Covered PM Repair - Biomedical | MHHS-Northeast
NO | NO |  |  |  | 617-18040086-005 |  | Gentec Healthcare | 881VR-300-DS-C |  |  | NE - CENTRAL SUPPLY | MHHS-Northeast |  |  |  | 617-18040086-005 |  | Katy |  | NE - CENTRAL SUPPLY | [5 empty] | REGULATORS, SUCTION |  | REGULATORVACUUM-Genstar Tech-881VR |  |  |  |  | REGULATORVACUUM-Genstar Tech-881VR | [8 empty] | Covered PM Repair - Biomedical | MHHS-Northeast
NO | NO |  |  |  | 617-18040086-006 |  | Gentec Healthcare | 881VR-300-DS-C |  |  | NE - CENTRAL SUPPLY | MHHS-Northeast |  |  |  | 617-18040086-006 |  | Katy |  | NE - CENTRAL SUPPLY | [5 empty] | REGULATORS, SUCTION |  | REGULATORVACUUM-Genstar Tech-881VR |  |  |  |  | REGULATORVACUUM-Genstar Tech-881VR | [8 empty] | Covered PM Repair - Biomedical | MHHS-Northeast
NO | NO |  |  |  | 617-18040086-007 |  | Gentec Healthcare | 881VR-300-DS-C |  |  | NE - CENTRAL SUPPLY | MHHS-Northeast |  |  |  | 617-18040086-007 |  | Katy |  | NE - CENTRAL SUPPLY | [5 empty] | REGULATORS, SUCTION |  | REGULATORVACUUM-Genstar Tech-881VR |  |  |  |  | REGULATORVACUUM-Genstar Tech-881VR | [8 empty] | Covered PM Repair - Biomedical | MHHS-Northeast
NO | NO |  |  |  | 617-18040086-008 |  | Gentec Healthcare | 881VR-300-DS-C |  |  | NE - CENTRAL SUPPLY | MHHS-Northeast |  |  |  | 617-18040086-008 |  | Katy |  | NE - CENTRAL SUPPLY | [5 empty] | REGULATORS, SUCTION |  | REGULATORVACUUM-Genstar Tech-881VR |  |  |  |  | REGULATORVACUUM-Genstar Tech-881VR | [8 empty] | Covered PM Repair - Biomedical | MHHS-Northeast
NO | NO |  |  |  | 617-18040086-009 |  | Gentec Healthcare | 881VR-300-DS-C |  |  | NE - CENTRAL SUPPLY | MHHS-Northeast |  |  |  | 617-18040086-009 |  | Katy |  | NE - CENTRAL SUPPLY | [5 empty] | REGULATORS, SUCTION |  | REGULATORVACUUM-Genstar Tech-881VR |  |  |  |  | REGULATORVACUUM-Genstar Tech-881VR | [8 empty] | Covered PM Repair - Biomedical | MHHS-Northeast
NO | NO |  |  |  | 617-18040086-010 |  | Gentec Healthcare | 881VR-300-DS-C |  |  | NE - CENTRAL SUPPLY | MHHS-Northeast |  |  |  | 617-18040086-010 |  | Katy |  | NE - CENTRAL SUPPLY | [5 empty] | REGULATORS, SUCTION |  | REGULATORVACUUM-Genstar Tech-881VR |  |  |  |  | REGULATORVACUUM-Genstar Tech-881VR | [8 empty] | Covered PM Repair - Biomedical | MHHS-Northeast
NO | NO |  |  |  | 617-18040086-011 |  | Gentec Healthcare | 881VR-300-DS-C |  |  | NE - CENTRAL SUPPLY | MHHS-Northeast |  |  |  | 617-18040086-011 |  | Katy |  | NE - CENTRAL SUPPLY | [5 empty] | REGULATORS, SUCTION |  | REGULATORVACUUM-Genstar Tech-881VR |  |  |  |  | REGULATORVACUUM-Genstar Tech-881VR | [8 empty] | Covered PM Repair - Biomedical | MHHS-Northeast
NO | NO |  |  |  | 617-18040086-012 |  | Gentec Healthcare | 881VR-300-DS-C |  |  | NE - CENTRAL SUPPLY | MHHS-Northeast |  |  |  | 617-18040086-012 |  | Katy |  | NE - CENTRAL SUPPLY | [5 empty] | REGULATORS, SUCTION |  | REGULATORVACUUM-Genstar Tech-881VR |  |  |  |  | REGULATORVACUUM-Genstar Tech-881VR | [8 empty] | Covered PM Repair - Biomedical | MHHS-Northeast
NO | NO |  |  |  | 617-18040086-013 |  | Gentec Healthcare | 881VR-300-DS-C |  |  | NE - CENTRAL SUPPLY | MHHS-Northeast |  |  |  | 617-18040086-013 |  | Katy |  | NE - CENTRAL SUPPLY | [5 empty] | REGULATORS, SUCTION |  | REGULATORVACUUM-Genstar Tech-881VR |  |  |  |  | REGULATORVACUUM-Genstar Tech-881VR | [8 empty] | Covered PM Repair - Biomedical | MHHS-Northeast
NO | NO |  |  |  | 617-18040086-014 |  | Gentec Healthcare | 881VR-300-DS-C |  |  | NE - CENTRAL SUPPLY | MHHS-Northeast |  |  |  | 617-18040086-014 |  | Katy |  | NE - CENTRAL SUPPLY | [5 empty] | REGULATORS, SUCTION |  | REGULATORVACUUM-Genstar Tech-881VR |  |  |  |  | REGULATORVACUUM-Genstar Tech-881VR | [8 empty] | Covered PM Repair - Biomedical | MHHS-Northeast
NO | NO |  |  |  | 617-18040086-015 |  | Gentec Healthcare | 881VR-300-DS-C |  |  | NE - CENTRAL SUPPLY | MHHS-Northeast |  |  |  | 617-18040086-015 |  | Katy |  | NE - CENTRAL SUPPLY | [5 empty] | REGULATORS, SUCTION |  | REGULATORVACUUM-Genstar Tech-881VR |  |  |  |  | REGULATORVACUUM-Genstar Tech-881VR | [8 empty] | Covered PM Repair - Biomedical | MHHS-Northeast
NO | NO |  |  |  | 617-18040086-016 |  | Gentec Healthcare | 881VR-300-DS-C |  |  | NE - CENTRAL SUPPLY | MHHS-Northeast |  |  |  | 617-18040086-016 |  | Katy |  | NE - CENTRAL SUPPLY | [5 empty] | REGULATORS, SUCTION |  | REGULATORVACUUM-Genstar Tech-881VR |  |  |  |  | REGULATORVACUUM-Genstar Tech-881VR | [8 empty] | Covered PM Repair - Biomedical | MHHS-Northeast
NO | NO |  |  |  | 617-18040086-017 |  | Gentec Healthcare | 881VR-300-DS-C |  |  | NE - CENTRAL SUPPLY | MHHS-Northeast |  |  |  | 617-18040086-017 |  | Katy |  | NE - CENTRAL SUPPLY | [5 empty] | REGULATORS, SUCTION |  | REGULATORVACUUM-Genstar Tech-881VR |  |  |  |  | REGULATORVACUUM-Genstar Tech-881VR | [8 empty] | Covered PM Repair - Biomedical | MHHS-Northeast
NO | NO |  |  |  | 617-18040086-018 |  | Gentec Healthcare | 881VR-300-DS-C |  |  | NE - CENTRAL SUPPLY | MHHS-Northeast |  |  |  | 617-18040086-018 |  | Katy |  | NE - CENTRAL SUPPLY | [5 empty] | REGULATORS, SUCTION |  | REGULATORVACUUM-Genstar Tech-881VR |  |  |  |  | REGULATORVACUUM-Genstar Tech-881VR | [8 empty] | Covered PM Repair - Biomedical | MHHS-Northeast
NO | NO |  |  |  | 617-18040086-019 |  | Gentec Healthcare | 881VR-300-DS-C |  |  | NE - CENTRAL SUPPLY | MHHS-Northeast |  |  |  | 617-18040086-019 |  | Katy |  | NE - CENTRAL SUPPLY | [5 empty] | REGULATORS, SUCTION |  | REGULATORVACUUM-Genstar Tech-881VR |  |  |  |  | REGULATORVACUUM-Genstar Tech-881VR | [8 empty] | Covered PM Repair - Biomedical | MHHS-Northeast
NO | NO |  |  |  | 617-18040086-020 |  | Gentec Healthcare | 881VR-300-DS-C |  |  | NE - CENTRAL SUPPLY | MHHS-Northeast |  |  |  | 617-18040086-020 |  | Katy |  | NE - CENTRAL SUPPLY | [5 empty] | REGULATORS, SUCTION |  | REGULATORVACUUM-Genstar Tech-881VR |  |  |  |  | REGULATORVACUUM-Genstar Tech-881VR | [8 empty] | Covered PM Repair - Biomedical | MHHS-Northeast
NO | NO |  |  |  | 617-18040086-021 |  | Gentec Healthcare | 881VR-300-DS-C |  |  | NE - CENTRAL SUPPLY | MHHS-Northeast |  |  |  | 617-18040086-021 |  | Katy |  | NE - CENTRAL SUPPLY | [5 empty] | REGULATORS, SUCTION |  | REGULATORVACUUM-Genstar Tech-881VR |  |  |  |  | REGULATORVACUUM-Genstar Tech-881VR | [8 empty] | Covered PM Repair - Biomedical | MHHS-Northeast
NO | NO |  |  |  | 617-18040086-022 |  | Gentec Healthcare | 881VR-300-DS-C |  |  | NE - CENTRAL SUPPLY | MHHS-Northeast |  |  |  | 617-18040086-022 |  | Katy |  | NE - CENTRAL SUPPLY | [5 empty] | REGULATORS, SUCTION |  | REGULATORVACUUM-Genstar Tech-881VR |  |  |  |  | REGULATORVACUUM-Genstar Tech-881VR | [8 empty] | Covered PM Repair - Biomedical | MHHS-Northeast
NO | NO |  |  |  | 617-18040086-023 |  | Gentec Healthcare | 881VR-300-DS-C |  |  | NE - CENTRAL SUPPLY | MHHS-Northeast |  |  |  | 617-18040086-023 |  | Katy |  | NE - CENTRAL SUPPLY | [5 empty] | REGULATORS, SUCTION |  | REGULATORVACUUM-Genstar Tech-881VR |  |  |  |  | REGULATORVACUUM-Genstar Tech-881VR | [8 empty] | Covered PM Repair - Biomedical | MHHS-Northeast
NO | NO |  |  |  | 617-18040086-024 |  | Gentec Healthcare | 881VR-300-DS-C |  |  | NE - CENTRAL SUPPLY | MHHS-Northeast |  |  |  | 617-18040086-024 |  | Katy |  | NE - CENTRAL SUPPLY | [5 empty] | REGULATORS, SUCTION |  | REGULATORVACUUM-Genstar Tech-881VR |  |  |  |  | REGULATORVACUUM-Genstar Tech-881VR | [8 empty] | Covered PM Repair - Biomedical | MHHS-Northeast
NO | NO |  |  |  | 617-18040086-025 |  | Gentec Healthcare | 881VR-300-DS-C |  |  | NE - CENTRAL SUPPLY | MHHS-Northeast |  |  |  | 617-18040086-025 |  | Katy |  | NE - CENTRAL SUPPLY | [5 empty] | REGULATORS, SUCTION |  | REGULATORVACUUM-Genstar Tech-881VR |  |  |  |  | REGULATORVACUUM-Genstar Tech-881VR | [8 empty] | Covered PM Repair - Biomedical | MHHS-Northeast
NO | NO |  |  |  | 617-18040086-026 |  | Gentec Healthcare | 881VR-300-DS-C |  |  | NE - CENTRAL SUPPLY | MHHS-Northeast |  |  |  | 617-18040086-026 |  | Katy |  | NE - CENTRAL SUPPLY | [5 empty] | REGULATORS, SUCTION |  | REGULATORVACUUM-Genstar Tech-881VR |  |  |  |  | REGULATORVACUUM-Genstar Tech-881VR | [8 empty] | Covered PM Repair - Biomedical | MHHS-Northeast
NO | NO |  |  |  | 617-18040086-027 |  | Gentec Healthcare | 881VR-300-DS-C |  |  | NE - CENTRAL SUPPLY | MHHS-Northeast |  |  |  | 617-18040086-027 |  | Katy |  | NE - CENTRAL SUPPLY | [5 empty] | REGULATORS, SUCTION |  | REGULATORVACUUM-Genstar Tech-881VR |  |  |  |  | REGULATORVACUUM-Genstar Tech-881VR | [8 empty] | Covered PM Repair - Biomedical | MHHS-Northeast
NO | NO |  |  |  | 617-18040086-028 |  | Gentec Healthcare | 881VR-300-DS-C |  |  | NE - CENTRAL SUPPLY | MHHS-Northeast |  |  |  | 617-18040086-028 |  | Katy |  | NE - CENTRAL SUPPLY | [5 empty] | REGULATORS, SUCTION |  | REGULATORVACUUM-Genstar Tech-881VR |  |  |  |  | REGULATORVACUUM-Genstar Tech-881VR | [8 empty] | Covered PM Repair - Biomedical | MHHS-Northeast
NO | NO |  |  |  | 617-18040086-029 |  | Gentec Healthcare | 881VR-300-DS-C |  |  | NE - CENTRAL SUPPLY | MHHS-Northeast |  |  |  | 617-18040086-029 |  | Katy |  | NE - CENTRAL SUPPLY | [5 empty] | REGULATORS, SUCTION |  | REGULATORVACUUM-Genstar Tech-881VR |  |  |  |  | REGULATORVACUUM-Genstar Tech-881VR | [8 empty] | Covered PM Repair - Biomedical | MHHS-Northeast
NO | NO |  |  |  | 617-18040086-030 |  | Gentec Healthcare | 881VR-300-DS-C |  |  | NE - CENTRAL SUPPLY | MHHS-Northeast |  |  |  | 617-18040086-030 |  | Katy |  | NE - CENTRAL SUPPLY | [5 empty] | REGULATORS, SUCTION |  | REGULATORVACUUM-Genstar Tech-881VR |  |  |  |  | REGULATORVACUUM-Genstar Tech-881VR | [8 empty] | Covered PM Repair - Biomedical | MHHS-Northeast
NO | NO |  |  |  | 617-18040086-031 |  | Gentec Healthcare | 881VR-300-DS-C |  |  | NE - CENTRAL SUPPLY | MHHS-Northeast |  |  |  | 617-18040086-031 |  | Katy |  | NE - CENTRAL SUPPLY | [5 empty] | REGULATORS, SUCTION |  | REGULATORVACUUM-Genstar Tech-881VR |  |  |  |  | REGULATORVACUUM-Genstar Tech-881VR | [8 empty] | Covered PM Repair - Biomedical | MHHS-Northeast
NO | NO |  |  |  | 617-18040086-032 |  | Gentec Healthcare | 881VR-300-DS-C |  |  | NE - CENTRAL SUPPLY | MHHS-Northeast |  |  |  | 617-18040086-032 |  | Katy |  | NE - CENTRAL SUPPLY | [5 empty] | REGULATORS, SUCTION |  | REGULATORVACUUM-Genstar Tech-881VR |  |  |  |  | REGULATORVACUUM-Genstar Tech-881VR | [8 empty] | Covered PM Repair - Biomedical | MHHS-Northeast
NO | NO |  |  |  | 617-18040086-033 |  | Gentec Healthcare | 881VR-300-DS-C |  |  | NE - CENTRAL SUPPLY | MHHS-Northeast |  |  |  | 617-18040086-033 |  | Katy |  | NE - CENTRAL SUPPLY | [5 empty] | REGULATORS, SUCTION |  | REGULATORVACUUM-Genstar Tech-881VR |  |  |  |  | REGULATORVACUUM-Genstar Tech-881VR | [8 empty] | Covered PM Repair - Biomedical | MHHS-Northeast
NO | NO |  |  |  | 617-18040086-034 |  | Gentec Healthcare | 881VR-300-DS-C |  |  | NE - CENTRAL SUPPLY | MHHS-Northeast |  |  |  | 617-18040086-034 |  | Katy |  | NE - CENTRAL SUPPLY | [5 empty] | REGULATORS, SUCTION |  | REGULATORVACUUM-Genstar Tech-881VR |  |  |  |  | REGULATORVACUUM-Genstar Tech-881VR | [8 empty] | Covered PM Repair - Biomedical | MHHS-Northeast
NO | NO |  |  |  | 617-18040086-035 |  | Gentec Healthcare | 881VR-300-DS-C |  |  | NE - CENTRAL SUPPLY | MHHS-Northeast |  |  |  | 617-18040086-035 |  | Katy |  | NE - CENTRAL SUPPLY | [5 empty] | REGULATORS, SUCTION |  | REGULATORVACUUM-Genstar Tech-881VR |  |  |  |  | REGULATORVACUUM-Genstar Tech-881VR | [8 empty] | Covered PM Repair - Biomedical | MHHS-Northeast
NO | NO |  |  |  | 617-18040086-036 |  | Gentec Healthcare | 881VR-300-DS-C |  |  | NE - CENTRAL SUPPLY | MHHS-Northeast |  |  |  | 617-18040086-036 |  | Katy |  | NE - CENTRAL SUPPLY | [5 empty] | REGULATORS, SUCTION |  | REGULATORVACUUM-Genstar Tech-881VR |  |  |  |  | REGULATORVACUUM-Genstar Tech-881VR | [8 empty] | Covered PM Repair - Biomedical | MHHS-Northeast
NO | NO |  |  |  | 617-18040086-037 |  | Gentec Healthcare | 881VR-300-DS-C |  |  | NE - CENTRAL SUPPLY | MHHS-Northeast |  |  |  | 617-18040086-037 |  | Katy |  | NE - CENTRAL SUPPLY | [5 empty] | REGULATORS, SUCTION |  | REGULATORVACUUM-Genstar Tech-881VR |  |  |  |  | REGULATORVACUUM-Genstar Tech-881VR | [8 empty] | Not Covered Vendor Only - Biomedical | MHHS-Northeast
NO | NO |  |  |  | 617-18040086-038 |  | Gentec Healthcare | 881VR-300-DS-C |  |  | NE - CENTRAL SUPPLY | MHHS-Northeast |  |  |  | 617-18040086-038 |  | Katy |  | NE - CENTRAL SUPPLY | [5 empty] | REGULATORS, SUCTION |  | REGULATORVACUUM-Genstar Tech-881VR |  |  |  |  | REGULATORVACUUM-Genstar Tech-881VR | [8 empty] | Covered PM Repair - Biomedical | MHHS-Northeast
NO | NO |  |  |  | 617-18040086-039 |  | Gentec Healthcare | 881VR-300-DS-C |  |  | NE - CENTRAL SUPPLY | MHHS-Northeast |  |  |  | 617-18040086-039 |  | Katy |  | NE - CENTRAL SUPPLY | [5 empty] | REGULATORS, SUCTION |  | REGULATORVACUUM-Genstar Tech-881VR |  |  |  |  | REGULATORVACUUM-Genstar Tech-881VR | [8 empty] | Covered PM Repair - Biomedical | MHHS-Northeast
NO | NO |  |  |  | 617-18040086-040 |  | Gentec Healthcare | 881VR-300-DS-C |  |  | NE - CENTRAL SUPPLY | MHHS-Northeast |  |  |  | 617-18040086-040 |  | Katy |  | NE - CENTRAL SUPPLY | [5 empty] | REGULATORS, SUCTION |  | REGULATORVACUUM-Genstar Tech-881VR |  |  |  |  | REGULATORVACUUM-Genstar Tech-881VR | [8 empty] | Covered PM Repair - Biomedical | MHHS-Northeast
NO | NO |  |  |  | 617-18040086-041 |  | Gentec Healthcare | 881VR-300-DS-C |  |  | NE - CENTRAL SUPPLY | MHHS-Northeast |  |  |  | 617-18040086-041 |  | Katy |  | NE - CENTRAL SUPPLY | [5 empty] | REGULATORS, SUCTION |  | REGULATORVACUUM-Genstar Tech-881VR |  |  |  |  | REGULATORVACUUM-Genstar Tech-881VR | [8 empty] | Covered PM Repair - Biomedical | MHHS-Northeast
NO | NO |  |  |  | 617-18040086-042 |  | Gentec Healthcare | 881VR-300-DS-C |  |  | NE - CENTRAL SUPPLY | MHHS-Northeast |  |  |  | 617-18040086-042 |  | Katy |  | NE - CENTRAL SUPPLY | [5 empty] | REGULATORS, SUCTION |  | REGULATORVACUUM-Genstar Tech-881VR |  |  |  |  | REGULATORVACUUM-Genstar Tech-881VR | [8 empty] | Covered PM Repair - Biomedical | MHHS-Northeast
NO | NO |  |  |  | 617-18040086-043 |  | Gentec Healthcare | 881VR-300-DS-C |  |  | NE - CENTRAL SUPPLY | MHHS-Northeast |  |  |  | 617-18040086-043 |  | Katy |  | NE - CENTRAL SUPPLY | [5 empty] | REGULATORS, SUCTION |  | REGULATORVACUUM-Genstar Tech-881VR |  |  |  |  | REGULATORVACUUM-Genstar Tech-881VR | [8 empty] | Covered PM Repair - Biomedical | MHHS-Northeast
NO | NO |  |  |  | 617-18040086-044 |  | Gentec Healthcare | 881VR-300-DS-C |  |  | NE - CENTRAL SUPPLY | MHHS-Northeast |  |  |  | 617-18040086-044 |  | Katy |  | NE - CENTRAL SUPPLY | [5 empty] | REGULATORS, SUCTION |  | REGULATORVACUUM-Genstar Tech-881VR |  |  |  |  | REGULATORVACUUM-Genstar Tech-881VR | [8 empty] | Covered PM Repair - Biomedical | MHHS-Northeast
NO | NO |  |  |  | 617-18040086-045 |  | Gentec Healthcare | 881VR-300-DS-C |  |  | NE - CENTRAL SUPPLY | MHHS-Northeast |  |  |  | 617-18040086-045 |  | Katy |  | NE - CENTRAL SUPPLY | [5 empty] | REGULATORS, SUCTION |  | REGULATORVACUUM-Genstar Tech-881VR |  |  |  |  | REGULATORVACUUM-Genstar Tech-881VR | [8 empty] | Covered PM Repair - Biomedical | MHHS-Northeast
NO | NO |  |  |  | 617-18040086-046 |  | Gentec Healthcare | 881VR-300-DS-C |  |  | NE - CENTRAL SUPPLY | MHHS-Northeast |  |  |  | 617-18040086-046 |  | Katy |  | NE - CENTRAL SUPPLY | [5 empty] | REGULATORS, SUCTION |  | REGULATORVACUUM-Genstar Tech-881VR |  |  |  |  | REGULATORVACUUM-Genstar Tech-881VR | [8 empty] | Covered PM Repair - Biomedical | MHHS-Northeast
NO | NO |  |  |  | 617-18040086-047 |  | Gentec Healthcare | 881VR-300-DS-C |  |  | NE - CENTRAL SUPPLY | MHHS-Northeast |  |  |  | 617-18040086-047 |  | Katy |  | NE - CENTRAL SUPPLY | [5 empty] | REGULATORS, SUCTION |  | REGULATORVACUUM-Genstar Tech-881VR |  |  |  |  | REGULATORVACUUM-Genstar Tech-881VR | [8 empty] | Covered PM Repair - Biomedical | MHHS-Northeast
NO | NO |  |  |  | 617-18040086-048 |  | Gentec Healthcare | 881VR-300-DS-C |  |  | NE - CENTRAL SUPPLY | MHHS-Northeast |  |  |  | 617-18040086-048 |  | Katy |  | NE - CENTRAL SUPPLY | [5 empty] | REGULATORS, SUCTION |  | REGULATORVACUUM-Genstar Tech-881VR |  |  |  |  | REGULATORVACUUM-Genstar Tech-881VR | [8 empty] | Covered PM Repair - Biomedical | MHHS-Northeast
NO | NO |  |  |  | 617-18040086-049 |  | Gentec Healthcare | 881VR-300-DS-C |  |  | NE - CENTRAL SUPPLY | MHHS-Northeast |  |  |  | 617-18040086-049 |  | Katy |  | NE - CENTRAL SUPPLY | [5 empty] | REGULATORS, SUCTION |  | REGULATORVACUUM-Genstar Tech-881VR |  |  |  |  | REGULATORVACUUM-Genstar Tech-881VR | [8 empty] | Covered PM Repair - Biomedical | MHHS-Northeast
NO | NO |  |  |  | 617-18040086-050 |  | Gentec Healthcare | 881VR-300-DS-C |  |  | NE - CENTRAL SUPPLY | MHHS-Northeast |  |  |  | 617-18040086-050 |  | Katy |  | NE - CENTRAL SUPPLY | [5 empty] | REGULATORS, SUCTION |  | REGULATORVACUUM-Genstar Tech-881VR |  |  |  |  | REGULATORVACUUM-Genstar Tech-881VR | [8 empty] | Covered PM Repair - Biomedical | MHHS-Northeast
NO | NO |  |  |  | 617-18040086-051 |  | Gentec Healthcare | 881VR-300-DS-C |  |  | NE - CENTRAL SUPPLY | MHHS-Northeast |  |  |  | 617-18040086-051 |  | Katy |  | NE - CENTRAL SUPPLY | [5 empty] | REGULATORS, SUCTION |  | REGULATORVACUUM-Genstar Tech-881VR |  |  |  |  | REGULATORVACUUM-Genstar Tech-881VR | [8 empty] | Covered PM Repair - Biomedical | MHHS-Northeast
NO | NO |  |  |  | 617-18040086-052 |  | Gentec Healthcare | 881VR-300-DS-C |  |  | NE - CENTRAL SUPPLY | MHHS-Northeast |  |  |  | 617-18040086-052 |  | Katy |  | NE - CENTRAL SUPPLY | [5 empty] | REGULATORS, SUCTION |  | REGULATORVACUUM-Genstar Tech-881VR |  |  |  |  | REGULATORVACUUM-Genstar Tech-881VR | [8 empty] | Covered PM Repair - Biomedical | MHHS-Northeast
NO | NO |  |  |  | 617-18040086-053 |  | Gentec Healthcare | 881VR-300-DS-C |  |  | NE - CENTRAL SUPPLY | MHHS-Northeast |  |  |  | 617-18040086-053 |  | Katy |  | NE - CENTRAL SUPPLY | [5 empty] | REGULATORS, SUCTION |  | REGULATORVACUUM-Genstar Tech-881VR |  |  |  |  | REGULATORVACUUM-Genstar Tech-881VR | [8 empty] | Covered PM Repair - Biomedical | MHHS-Northeast
NO | NO |  |  |  | 617-18040086-054 |  | Gentec Healthcare | 881VR-300-DS-C |  |  | NE - CENTRAL SUPPLY | MHHS-Northeast |  |  |  | 617-18040086-054 |  | Katy |  | NE - CENTRAL SUPPLY | [5 empty] | REGULATORS, SUCTION |  | REGULATORVACUUM-Genstar Tech-881VR |  |  |  |  | REGULATORVACUUM-Genstar Tech-881VR | [8 empty] | Covered PM Repair - Biomedical | MHHS-Northeast
NO | NO |  |  |  | 617-18040086-055 |  | Gentec Healthcare | 881VR-300-DS-C |  |  | NE - CENTRAL SUPPLY | MHHS-Northeast |  |  |  | 617-18040086-055 |  | Katy |  | NE - CENTRAL SUPPLY | [5 empty] | REGULATORS, SUCTION |  | REGULATORVACUUM-Genstar Tech-881VR |  |  |  |  | REGULATORVACUUM-Genstar Tech-881VR | [8 empty] | Covered PM Repair - Biomedical | MHHS-Northeast
NO | NO |  |  |  | 617-18040086-057 |  | Gentec Healthcare | 881VR-300-DS-C |  |  | NE - CENTRAL SUPPLY | MHHS-Northeast |  |  |  | 617-18040086-057 |  | Katy |  | NE - CENTRAL SUPPLY | [5 empty] | REGULATORS, SUCTION |  | REGULATORVACUUM-Genstar Tech-881VR |  |  |  |  | REGULATORVACUUM-Genstar Tech-881VR | [8 empty] | Covered PM Repair - Biomedical | MHHS-Northeast
NO | NO |  |  |  | 617-18040086-058 |  | Gentec Healthcare | 881VR-300-DS-C |  |  | NE - CENTRAL SUPPLY | MHHS-Northeast |  |  |  | 617-18040086-058 |  | Katy |  | NE - CENTRAL SUPPLY | [5 empty] | REGULATORS, SUCTION |  | REGULATORVACUUM-Genstar Tech-881VR |  |  |  |  | REGULATORVACUUM-Genstar Tech-881VR | [8 empty] | Covered PM Repair - Biomedical | MHHS-Northeast
NO | NO |  |  |  | 617-18040086-059 |  | Gentec Healthcare | 881VR-300-DS-C |  |  | NE - CENTRAL SUPPLY | MHHS-Northeast |  |  |  | 617-18040086-059 |  | Katy |  | NE - CENTRAL SUPPLY | [5 empty] | REGULATORS, SUCTION |  | REGULATORVACUUM-Genstar Tech-881VR |  |  |  |  | REGULATORVACUUM-Genstar Tech-881VR | [8 empty] | Covered PM Repair - Biomedical | MHHS-Northeast
NO | NO |  |  |  | 617-18040086-060 |  | Gentec Healthcare | 881VR-300-DS-C |  |  | NE - CENTRAL SUPPLY | MHHS-Northeast |  |  |  | 617-18040086-060 |  | Katy |  | NE - CENTRAL SUPPLY | [5 empty] | REGULATORS, SUCTION |  | REGULATORVACUUM-Genstar Tech-881VR |  |  |  |  | REGULATORVACUUM-Genstar Tech-881VR | [8 empty] | Covered PM Repair - Biomedical | MHHS-Northeast
NO | NO |  |  |  | 617-18040086-061 |  | Gentec Healthcare | 881VR-300-DS-C |  |  | NE - CENTRAL SUPPLY | MHHS-Northeast |  |  |  | 617-18040086-061 |  | Katy |  | NE - CENTRAL SUPPLY | [5 empty] | REGULATORS, SUCTION |  | REGULATORVACUUM-Genstar Tech-881VR |  |  |  |  | REGULATORVACUUM-Genstar Tech-881VR | [8 empty] | No Coverage Specified | MHHS-Northeast
NO | NO |  |  |  | 617-18040086-062 |  | Gentec Healthcare | 881VR-300-DS-C |  |  | NE - CENTRAL SUPPLY | MHHS-Northeast |  |  |  | 617-18040086-062 |  | Katy |  | NE - CENTRAL SUPPLY | [5 empty] | REGULATORS, SUCTION |  | REGULATORVACUUM-Genstar Tech-881VR |  |  |  |  | REGULATORVACUUM-Genstar Tech-881VR | [8 empty] | Covered PM Repair - Biomedical | MHHS-Northeast
NO | NO |  |  |  | 617-18040086-063 |  | Gentec Healthcare | 881VR-300-DS-C |  |  | NE - CENTRAL SUPPLY | MHHS-Northeast |  |  |  | 617-18040086-063 |  | Katy |  | NE - CENTRAL SUPPLY | [5 empty] | REGULATORS, SUCTION |  | REGULATORVACUUM-Genstar Tech-881VR |  |  |  |  | REGULATORVACUUM-Genstar Tech-881VR | [8 empty] | Covered PM Repair - Biomedical | MHHS-Northeast
NO | NO |  |  |  | 617-18040086-064 |  | Gentec Healthcare | 881VR-300-DS-C |  |  | NE - CENTRAL SUPPLY | MHHS-Northeast |  |  |  | 617-18040086-064 |  | Katy |  | NE - CENTRAL SUPPLY | [5 empty] | REGULATORS, SUCTION |  | REGULATORVACUUM-Genstar Tech-881VR |  |  |  |  | REGULATORVACUUM-Genstar Tech-881VR | [8 empty] | Covered PM Repair - Biomedical | MHHS-Northeast
NO | NO |  |  |  | 617-18040086-065 |  | Gentec Healthcare | 881VR-300-DS-C |  |  | NE - CENTRAL SUPPLY | MHHS-Northeast |  |  |  | 617-18040086-065 |  | Katy |  | NE - CENTRAL SUPPLY | [5 empty] | REGULATORS, SUCTION |  | REGULATORVACUUM-Genstar Tech-881VR |  |  |  |  | REGULATORVACUUM-Genstar Tech-881VR | [8 empty] | Covered PM Repair - Biomedical | MHHS-Northeast
NO | NO |  |  |  | 617-18040086-066 |  | Gentec Healthcare | 881VR-300-DS-C |  |  | NE - CENTRAL SUPPLY | MHHS-Northeast |  |  |  | 617-18040086-066 |  | Katy |  | NE - CENTRAL SUPPLY | [5 empty] | REGULATORS, SUCTION |  | REGULATORVACUUM-Genstar Tech-881VR |  |  |  |  | REGULATORVACUUM-Genstar Tech-881VR | [8 empty] | Covered PM Repair - Biomedical | MHHS-Northeast
NO | NO |  |  |  | 617-18040086-067 |  | Gentec Healthcare | 881VR-300-DS-C |  |  | NE - CENTRAL SUPPLY | MHHS-Northeast |  |  |  | 617-18040086-067 |  | Katy |  | NE - CENTRAL SUPPLY | [5 empty] | REGULATORS, SUCTION |  | REGULATORVACUUM-Genstar Tech-881VR |  |  |  |  | REGULATORVACUUM-Genstar Tech-881VR | [8 empty] | Covered PM Repair - Biomedical | MHHS-Northeast
NO | NO |  |  |  | 617-18040086-068 |  | Gentec Healthcare | 881VR-300-DS-C |  |  | NE - CENTRAL SUPPLY | MHHS-Northeast |  |  |  | 617-18040086-068 |  | Katy |  | NE - CENTRAL SUPPLY | [5 empty] | REGULATORS, SUCTION |  | REGULATORVACUUM-Genstar Tech-881VR |  |  |  |  | REGULATORVACUUM-Genstar Tech-881VR | [8 empty] | Covered PM Repair - Biomedical | MHHS-Northeast
NO | NO |  |  |  | 617-18040086-069 |  | Gentec Healthcare | 881VR-300-DS-C |  |  | NE - CENTRAL SUPPLY | MHHS-Northeast |  |  |  | 617-18040086-069 |  | Katy |  | NE - CENTRAL SUPPLY | [5 empty] | REGULATORS, SUCTION |  | REGULATORVACUUM-Genstar Tech-881VR |  |  |  |  | REGULATORVACUUM-Genstar Tech-881VR | [8 empty] | Covered PM Repair - Biomedical | MHHS-Northeast
NO | NO |  |  |  | 617-18040086-070 |  | Gentec Healthcare | 881VR-300-DS-C |  |  | NE - CENTRAL SUPPLY | MHHS-Northeast |  |  |  | 617-18040086-070 |  | Katy |  | NE - CENTRAL SUPPLY | [5 empty] | REGULATORS, SUCTION |  | REGULATORVACUUM-Genstar Tech-881VR |  |  |  |  | REGULATORVACUUM-Genstar Tech-881VR | [8 empty] | Covered PM Repair - Biomedical | MHHS-Northeast
NO | NO |  |  |  | 617-18040086-071 |  | Gentec Healthcare | 881VR-300-DS-C |  |  | NE - CENTRAL SUPPLY | MHHS-Northeast |  |  |  | 617-18040086-071 |  | Katy |  | NE - CENTRAL SUPPLY | [5 empty] | REGULATORS, SUCTION |  | REGULATORVACUUM-Genstar Tech-881VR |  |  |  |  | REGULATORVACUUM-Genstar Tech-881VR | [8 empty] | Covered PM Repair - Biomedical | MHHS-Northeast
NO | NO |  |  |  | 617-18040086-072 |  | Gentec Healthcare | 881VR-300-DS-C |  |  | NE - CENTRAL SUPPLY | MHHS-Northeast |  |  |  | 617-18040086-072 |  | Katy |  | NE - CENTRAL SUPPLY | [5 empty] | REGULATORS, SUCTION |  | REGULATORVACUUM-Genstar Tech-881VR |  |  |  |  | REGULATORVACUUM-Genstar Tech-881VR | [8 empty] | Covered PM Repair - Biomedical | MHHS-Northeast
NO | NO |  |  |  | 617-18040086-073 |  | Gentec Healthcare | 881VR-300-DS-C |  |  | NE - CENTRAL SUPPLY | MHHS-Northeast |  |  |  | 617-18040086-073 |  | Katy |  | NE - CENTRAL SUPPLY | [5 empty] | REGULATORS, SUCTION |  | REGULATORVACUUM-Genstar Tech-881VR |  |  |  |  | REGULATORVACUUM-Genstar Tech-881VR | [8 empty] | Covered PM Repair - Biomedical | MHHS-Northeast
NO | NO |  |  |  | 617-18040086-074 |  | Gentec Healthcare | 881VR-300-DS-C |  |  | NE - CENTRAL SUPPLY | MHHS-Northeast |  |  |  | 617-18040086-074 |  | Katy |  | NE - CENTRAL SUPPLY | [5 empty] | REGULATORS, SUCTION |  | REGULATORVACUUM-Genstar Tech-881VR |  |  |  |  | REGULATORVACUUM-Genstar Tech-881VR | [8 empty] | Covered PM Repair - Biomedical | MHHS-Northeast
NO | NO |  |  |  | 617-18040086-075 |  | Gentec Healthcare | 881VR-300-DS-C |  |  | NE - CENTRAL SUPPLY | MHHS-Northeast |  |  |  | 617-18040086-075 |  | Katy |  | NE - CENTRAL SUPPLY | [5 empty] | REGULATORS, SUCTION |  | REGULATORVACUUM-Genstar Tech-881VR |  |  |  |  | REGULATORVACUUM-Genstar Tech-881VR | [8 empty] | Covered PM Repair - Biomedical | MHHS-Northeast
NO | NO |  |  |  | 617-18040086-076 |  | Gentec Healthcare | 881VR-300-DS-C |  |  | NE - CENTRAL SUPPLY | MHHS-Northeast |  |  |  | 617-18040086-076 |  | Katy |  | NE - CENTRAL SUPPLY | [5 empty] | REGULATORS, SUCTION |  | REGULATORVACUUM-Genstar Tech-881VR |  |  |  |  | REGULATORVACUUM-Genstar Tech-881VR | [8 empty] | Covered PM Repair - Lab Analyzers/Anesth | MHHS-Northeast
NO | NO |  |  |  | 617-18040086-077 |  | Gentec Healthcare | 881VR-300-DS-C |  |  | NE - CENTRAL SUPPLY | MHHS-Northeast |  |  |  | 617-18040086-077 |  | Katy |  | NE - CENTRAL SUPPLY | [5 empty] | REGULATORS, SUCTION |  | REGULATORVACUUM-Genstar Tech-881VR |  |  |  |  | REGULATORVACUUM-Genstar Tech-881VR | [8 empty] | Covered PM Repair - Lab Analyzers/Anesth | MHHS-Northeast
NO | NO |  |  |  | 617-18040086-078 |  | Gentec Healthcare | 881VR-300-DS-C |  |  | NE - CENTRAL SUPPLY | MHHS-Northeast |  |  |  | 617-18040086-078 |  | Katy |  | NE - CENTRAL SUPPLY | [5 empty] | REGULATORS, SUCTION |  | REGULATORVACUUM-Genstar Tech-881VR |  |  |  |  | REGULATORVACUUM-Genstar Tech-881VR | [8 empty] | Covered PM Repair - Lab Analyzers/Anesth | MHHS-Northeast
NO | NO |  |  |  | 617-18040086-079 |  | Gentec Healthcare | 881VR-300-DS-C |  |  | NE - CENTRAL SUPPLY | MHHS-Northeast |  |  |  | 617-18040086-079 |  | Katy |  | NE - CENTRAL SUPPLY | [5 empty] | REGULATORS, SUCTION |  | REGULATORVACUUM-Genstar Tech-881VR |  |  |  |  | REGULATORVACUUM-Genstar Tech-881VR | [8 empty] | Covered PM Repair - Biomedical | MHHS-Northeast
NO | NO |  |  |  | 617-18040086-080 |  | Gentec Healthcare | 881VR-300-DS-C |  |  | NE - CENTRAL SUPPLY | MHHS-Northeast |  |  |  | 617-18040086-080 |  | Katy |  | NE - CENTRAL SUPPLY | [5 empty] | REGULATORS, SUCTION |  | REGULATORVACUUM-Genstar Tech-881VR |  |  |  |  | REGULATORVACUUM-Genstar Tech-881VR | [8 empty] | Covered PM Repair - Biomedical | MHHS-Northeast
NO | NO |  |  |  | 617-18040086-081 |  | Gentec Healthcare | 881VR-300-DS-C |  |  | NE - CENTRAL SUPPLY | MHHS-Northeast |  |  |  | 617-18040086-081 |  | Katy |  | NE - CENTRAL SUPPLY | [5 empty] | REGULATORS, SUCTION |  | REGULATORVACUUM-Genstar Tech-881VR |  |  |  |  | REGULATORVACUUM-Genstar Tech-881VR | [8 empty] | Covered PM Repair - Biomedical | MHHS-Northeast
NO | NO |  |  |  | 617-18040086-082 |  | Gentec Healthcare | 881VR-300-DS-C |  |  | NE - CENTRAL SUPPLY | MHHS-Northeast |  |  |  | 617-18040086-082 |  | Katy |  | NE - CENTRAL SUPPLY | [5 empty] | REGULATORS, SUCTION |  | REGULATORVACUUM-Genstar Tech-881VR |  |  |  |  | REGULATORVACUUM-Genstar Tech-881VR | [8 empty] | Not Covered Vendor Only - Biomedical | MHHS-Northeast
NO | NO |  |  |  | 617-18040086-083 |  | Gentec Healthcare | 881VR-300-DS-C |  |  | NE - CENTRAL SUPPLY | MHHS-Northeast |  |  |  | 617-18040086-083 |  | Katy |  | NE - CENTRAL SUPPLY | [5 empty] | REGULATORS, SUCTION |  | REGULATORVACUUM-Genstar Tech-881VR |  |  |  |  | REGULATORVACUUM-Genstar Tech-881VR | [8 empty] | Covered PM Repair - Biomedical | MHHS-Northeast
NO | NO |  |  |  | 617-18040086-084 |  | Gentec Healthcare | 881VR-300-DS-C |  |  | NE - CENTRAL SUPPLY | MHHS-Northeast |  |  |  | 617-18040086-084 |  | Katy |  | NE - CENTRAL SUPPLY | [5 empty] | REGULATORS, SUCTION |  | REGULATORVACUUM-Genstar Tech-881VR |  |  |  |  | REGULATORVACUUM-Genstar Tech-881VR | [8 empty] | Covered PM Repair - Biomedical | MHHS-Northeast
NO | NO |  |  |  | 617-18040086-085 |  | Gentec Healthcare | 881VR-300-DS-C |  |  | NE - CENTRAL SUPPLY | MHHS-Northeast |  |  |  | 617-18040086-085 |  | Katy |  | NE - CENTRAL SUPPLY | [5 empty] | REGULATORS, SUCTION |  | REGULATORVACUUM-Genstar Tech-881VR |  |  |  |  | REGULATORVACUUM-Genstar Tech-881VR | [8 empty] | Covered PM Repair - Biomedical | MHHS-Northeast
NO | NO |  |  |  | 617-18040086-086 |  | Gentec Healthcare | 881VR-300-DS-C |  |  | NE - CENTRAL SUPPLY | MHHS-Northeast |  |  |  | 617-18040086-086 |  | Katy |  | NE - CENTRAL SUPPLY | [5 empty] | REGULATORS, SUCTION |  | REGULATORVACUUM-Genstar Tech-881VR |  |  |  |  | REGULATORVACUUM-Genstar Tech-881VR | [8 empty] | Covered PM Repair - Biomedical | MHHS-Northeast
NO | NO |  |  |  | 617-18040086-087 |  | Gentec Healthcare | 881VR-300-DS-C |  |  | NE - CENTRAL SUPPLY | MHHS-Northeast |  |  |  | 617-18040086-087 |  | Katy |  | NE - CENTRAL SUPPLY | [5 empty] | REGULATORS, SUCTION |  | REGULATORVACUUM-Genstar Tech-881VR |  |  |  |  | REGULATORVACUUM-Genstar Tech-881VR | [8 empty] | Covered PM Repair - Biomedical | MHHS-Northeast
NO | NO |  |  |  | 617-18040086-088 |  | Gentec Healthcare | 881VR-300-DS-C |  |  | NE - CENTRAL SUPPLY | MHHS-Northeast |  |  |  | 617-18040086-088 |  | Katy |  | NE - CENTRAL SUPPLY | [5 empty] | REGULATORS, SUCTION |  | REGULATORVACUUM-Genstar Tech-881VR |  |  |  |  | REGULATORVACUUM-Genstar Tech-881VR | [8 empty] | Covered PM Repair - Biomedical | MHHS-Northeast
NO | NO |  |  |  | 617-18040086-089 |  | Gentec Healthcare | 881VR-300-DS-C |  |  | NE - CENTRAL SUPPLY | MHHS-Northeast |  |  |  | 617-18040086-089 |  | Katy |  | NE - CENTRAL SUPPLY | [5 empty] | REGULATORS, SUCTION |  | REGULATORVACUUM-Genstar Tech-881VR |  |  |  |  | REGULATORVACUUM-Genstar Tech-881VR | [8 empty] | Covered PM Repair - Biomedical | MHHS-Northeast
NO | NO |  |  |  | 617-18040086-090 |  | Gentec Healthcare | 881VR-300-DS-C |  |  | NE - CENTRAL SUPPLY | MHHS-Northeast |  |  |  | 617-18040086-090 |  | Katy |  | NE - CENTRAL SUPPLY | [5 empty] | REGULATORS, SUCTION |  | REGULATORVACUUM-Genstar Tech-881VR |  |  |  |  | REGULATORVACUUM-Genstar Tech-881VR | [8 empty] | Covered PM Repair - Biomedical | MHHS-Northeast
NO | NO |  |  |  | 617-18040086-091 |  | Gentec Healthcare | 881VR-300-DS-C |  |  | NE - CENTRAL SUPPLY | MHHS-Northeast |  |  |  | 617-18040086-091 |  | Katy |  | NE - CENTRAL SUPPLY | [5 empty] | REGULATORS, SUCTION |  | REGULATORVACUUM-Genstar Tech-881VR |  |  |  |  | REGULATORVACUUM-Genstar Tech-881VR | [8 empty] | Covered PM Repair - Biomedical | MHHS-Northeast
NO | NO |  |  |  | 617-18040086-092 |  | Gentec Healthcare | 881VR-300-DS-C |  |  | NE - CENTRAL SUPPLY | MHHS-Northeast |  |  |  | 617-18040086-092 |  | Katy |  | NE - CENTRAL SUPPLY | [5 empty] | REGULATORS, SUCTION |  | REGULATORVACUUM-Genstar Tech-881VR |  |  |  |  | REGULATORVACUUM-Genstar Tech-881VR | [8 empty] | Covered PM Repair - Biomedical | MHHS-Northeast
NO | NO |  |  |  | 617-18040086-093 |  | Gentec Healthcare | 881VR-300-DS-C |  |  | NE - CENTRAL SUPPLY | MHHS-Northeast |  |  |  | 617-18040086-093 |  | Katy |  | NE - CENTRAL SUPPLY | [5 empty] | REGULATORS, SUCTION |  | REGULATORVACUUM-Genstar Tech-881VR |  |  |  |  | REGULATORVACUUM-Genstar Tech-881VR | [8 empty] | Covered PM Repair - Biomedical | MHHS-Northeast
NO | NO |  |  |  | 617-18040086-094 |  | Gentec Healthcare | 881VR-300-DS-C |  |  | NE - CENTRAL SUPPLY | MHHS-Northeast |  |  |  | 617-18040086-094 |  | Katy |  | NE - CENTRAL SUPPLY | [5 empty] | REGULATORS, SUCTION |  | REGULATORVACUUM-Genstar Tech-881VR |  |  |  |  | REGULATORVACUUM-Genstar Tech-881VR | [8 empty] | Covered PM Repair - Biomedical | MHHS-Northeast
NO | NO |  |  |  | 617-18040086-095 |  | Gentec Healthcare | 881VR-300-DS-C |  |  | NE - CENTRAL SUPPLY | MHHS-Northeast |  |  |  | 617-18040086-095 |  | Katy |  | NE - CENTRAL SUPPLY | [5 empty] | REGULATORS, SUCTION |  | REGULATORVACUUM-Genstar Tech-881VR |  |  |  |  | REGULATORVACUUM-Genstar Tech-881VR | [8 empty] | Not Covered Vendor Only - Biomedical | MHHS-Northeast
NO | NO |  |  |  | 617-18040086-096 |  | Gentec Healthcare | 881VR-300-DS-C |  |  | NE - CENTRAL SUPPLY | MHHS-Northeast |  |  |  | 617-18040086-096 |  | Katy |  | NE - CENTRAL SUPPLY | [5 empty] | REGULATORS, SUCTION |  | REGULATORVACUUM-Genstar Tech-881VR |  |  |  |  | REGULATORVACUUM-Genstar Tech-881VR | [8 empty] | Not Covered Vendor Only - Biomedical | MHHS-Northeast
NO | NO |  |  |  | 617-18040086-109 |  | Gentec Healthcare | 881VR-300-DS-C |  |  | NE - CENTRAL SUPPLY | MHHS-Northeast |  |  |  | 617-18040086-109 |  | Katy |  | NE - CENTRAL SUPPLY | [5 empty] | REGULATORS, SUCTION |  | REGULATORVACUUM-Genstar Tech-881VR |  |  |  |  | REGULATORVACUUM-Genstar Tech-881VR | [8 empty] | Not Covered Vendor Only - Biomedical | MHHS-Northeast
NO | NO |  |  |  | 617-18040086-110 |  | Gentec Healthcare | 881VR-300-DS-C |  |  | NE - CENTRAL SUPPLY | MHHS-Northeast |  |  |  | 617-18040086-110 |  | Katy |  | NE - CENTRAL SUPPLY | [5 empty] | REGULATORS, SUCTION |  | REGULATORVACUUM-Genstar Tech-881VR |  |  |  |  | REGULATORVACUUM-Genstar Tech-881VR | [8 empty] | Covered PM Repair - Biomedical | MHHS-Northeast
NO | NO |  |  |  | 617-18040086-111 |  | Gentec Healthcare | 881VR-300-DS-C |  |  | NE - CENTRAL SUPPLY | MHHS-Northeast |  |  |  | 617-18040086-111 |  | Katy |  | NE - CENTRAL SUPPLY | [5 empty] | REGULATORS, SUCTION |  | REGULATORVACUUM-Genstar Tech-881VR |  |  |  |  | REGULATORVACUUM-Genstar Tech-881VR | [8 empty] | Covered PM Repair - Biomedical | MHHS-Northeast
NO | NO |  |  |  | 617-18040086-112 |  | Gentec Healthcare | 881VR-300-DS-C |  |  | NE - CENTRAL SUPPLY | MHHS-Northeast |  |  |  | 617-18040086-112 |  | Katy |  | NE - CENTRAL SUPPLY | [5 empty] | REGULATORS, SUCTION |  | REGULATORVACUUM-Genstar Tech-881VR |  |  |  |  | REGULATORVACUUM-Genstar Tech-881VR | [8 empty] | Covered PM Repair - Biomedical | MHHS-Northeast
NO | NO |  |  |  | 617-18040086-113 |  | Gentec Healthcare | 881VR-300-DS-C |  |  | NE - CENTRAL SUPPLY | MHHS-Northeast |  |  |  | 617-18040086-113 |  | Katy |  | NE - CENTRAL SUPPLY | [5 empty] | REGULATORS, SUCTION |  | REGULATORVACUUM-Genstar Tech-881VR |  |  |  |  | REGULATORVACUUM-Genstar Tech-881VR | [8 empty] | Covered PM Repair - Biomedical | MHHS-Northeast
NO | NO |  |  |  | 617-18040086-114 |  | Gentec Healthcare | 881VR-300-DS-C |  |  | NE - CENTRAL SUPPLY | MHHS-Northeast |  |  |  | 617-18040086-114 |  | Katy |  | NE - CENTRAL SUPPLY | [5 empty] | REGULATORS, SUCTION |  | REGULATORVACUUM-Genstar Tech-881VR |  |  |  |  | REGULATORVACUUM-Genstar Tech-881VR | [8 empty] | Covered PM Repair - Biomedical | MHHS-Northeast
NO | NO |  |  |  | 617-18040086-115 |  | Gentec Healthcare | 881VR-300-DS-C |  |  | NE - CENTRAL SUPPLY | MHHS-Northeast |  |  |  | 617-18040086-115 |  | Katy |  | NE - CENTRAL SUPPLY | [5 empty] | REGULATORS, SUCTION |  | REGULATORVACUUM-Genstar Tech-881VR |  |  |  |  | REGULATORVACUUM-Genstar Tech-881VR | [8 empty] | Covered PM Repair - Biomedical | MHHS-Northeast
NO | NO |  |  |  | 617-18040086-116 |  | Gentec Healthcare | 881VR-300-DS-C |  |  | NE - CENTRAL SUPPLY | MHHS-Northeast |  |  |  | 617-18040086-116 |  | Katy |  | NE - CENTRAL SUPPLY | [5 empty] | REGULATORS, SUCTION |  | REGULATORVACUUM-Genstar Tech-881VR |  |  |  |  | REGULATORVACUUM-Genstar Tech-881VR | [8 empty] | No Coverage Specified | MHHS-Northeast
NO | NO |  |  |  | 617-18040086-117 |  | Gentec Healthcare | 881VR-300-DS-C |  |  | NE - CENTRAL SUPPLY | MHHS-Northeast |  |  |  | 617-18040086-117 |  | Katy |  | NE - CENTRAL SUPPLY | [5 empty] | REGULATORS, SUCTION |  | REGULATORVACUUM-Genstar Tech-881VR |  |  |  |  | REGULATORVACUUM-Genstar Tech-881VR | [8 empty] | No Coverage Specified | MHHS-Northeast
NO | NO |  |  |  | 617-18040086-118 |  | Gentec Healthcare | 881VR-300-DS-C |  |  | NE - CENTRAL SUPPLY | MHHS-Northeast |  |  |  | 617-18040086-118 |  | Katy |  | NE - CENTRAL SUPPLY | [5 empty] | REGULATORS, SUCTION |  | REGULATORVACUUM-Genstar Tech-881VR |  |  |  |  | REGULATORVACUUM-Genstar Tech-881VR | [8 empty] | Covered PM Repair - Biomedical | MHHS-Northeast
NO | NO |  |  |  | 617-18040086-119 |  | Gentec Healthcare | 881VR-300-DS-C |  |  | NE - CENTRAL SUPPLY | MHHS-Northeast |  |  |  | 617-18040086-119 |  | Katy |  | NE - CENTRAL SUPPLY | [5 empty] | REGULATORS, SUCTION |  | REGULATORVACUUM-Genstar Tech-881VR |  |  |  |  | REGULATORVACUUM-Genstar Tech-881VR | [8 empty] | Covered PM Repair - Biomedical | MHHS-Northeast
NO | NO |  |  |  | 617-18040086-120 |  | Gentec Healthcare | 881VR-300-DS-C |  |  | NE - CENTRAL SUPPLY | MHHS-Northeast |  |  |  | 617-18040086-120 |  | Katy |  | NE - CENTRAL SUPPLY | [5 empty] | REGULATORS, SUCTION |  | REGULATORVACUUM-Genstar Tech-881VR |  |  |  |  | REGULATORVACUUM-Genstar Tech-881VR | [8 empty] | Covered PM Repair - Lab Analyzers/Anesth | MHHS-Northeast
NO | NO |  |  |  | 61K-18010213-001 |  | Gentec Healthcare | 881VR-300-DS-C |  |  | NE - CENTRAL SUPPLY | MHHS-Northeast |  |  |  | 61K-18010213-001 |  | Katy |  | NE - CENTRAL SUPPLY | [5 empty] | REGULATORS, SUCTION |  | REGULATORVACUUM-Genstar Tech-881VR |  |  |  |  | REGULATORVACUUM-Genstar Tech-881VR | [8 empty] | Not Covered Vendor Only - Biomedical | MHHS-Northeast
NO | NO |  |  |  | 61K-18010213-002 |  | Gentec Healthcare | 881VR-300-DS-C |  |  | NE - CENTRAL SUPPLY | MHHS-Northeast |  |  |  | 61K-18010213-002 |  | Katy |  | NE - CENTRAL SUPPLY | [5 empty] | REGULATORS, SUCTION |  | REGULATORVACUUM-Genstar Tech-881VR |  |  |  |  | REGULATORVACUUM-Genstar Tech-881VR | [8 empty] | Not Covered Vendor Only - Biomedical | MHHS-Northeast
NO | NO |  |  |  | 61K-18010213-004 |  | Gentec Healthcare | 881VR-300-DS-C |  |  | NE - CENTRAL SUPPLY | MHHS-Northeast |  |  |  | 61K-18010213-004 |  | Katy |  | NE - CENTRAL SUPPLY | [5 empty] | REGULATORS, SUCTION |  | REGULATORVACUUM-Genstar Tech-881VR |  |  |  |  | REGULATORVACUUM-Genstar Tech-881VR | [8 empty] | Covered PM Repair - Biomedical | MHHS-Northeast
NO | NO |  |  |  | 61K-18010213-005 |  | Gentec Healthcare | 881VR-300-DS-C |  |  | NE - CENTRAL SUPPLY | MHHS-Northeast |  |  |  | 61K-18010213-005 |  | Katy |  | NE - CENTRAL SUPPLY | [5 empty] | REGULATORS, SUCTION |  | REGULATORVACUUM-Genstar Tech-881VR |  |  |  |  | REGULATORVACUUM-Genstar Tech-881VR | [8 empty] | Covered PM Repair - Biomedical | MHHS-Northeast
NO | NO |  |  |  | 61K-18010213-006 |  | Gentec Healthcare | 881VR-300-DS-C |  |  | NE - CENTRAL SUPPLY | MHHS-Northeast |  |  |  | 61K-18010213-006 |  | Katy |  | NE - CENTRAL SUPPLY | [5 empty] | REGULATORS, SUCTION |  | REGULATORVACUUM-Genstar Tech-881VR |  |  |  |  | REGULATORVACUUM-Genstar Tech-881VR | [8 empty] | Covered PM Repair - Biomedical | MHHS-Northeast
NO | NO |  |  |  | 61K-18010213-007 |  | Gentec Healthcare | 881VR-300-DS-C |  |  | NE - CENTRAL SUPPLY | MHHS-Northeast |  |  |  | 61K-18010213-007 |  | Katy |  | NE - CENTRAL SUPPLY | [5 empty] | REGULATORS, SUCTION |  | REGULATORVACUUM-Genstar Tech-881VR |  |  |  |  | REGULATORVACUUM-Genstar Tech-881VR | [8 empty] | Covered PM Repair - Biomedical | MHHS-Northeast
NO | NO |  |  |  | 61K-18010213-008 |  | Gentec Healthcare | 881VR-300-DS-C |  |  | NE - CENTRAL SUPPLY | MHHS-Northeast |  |  |  | 61K-18010213-008 |  | Katy |  | NE - CENTRAL SUPPLY | [5 empty] | REGULATORS, SUCTION |  | REGULATORVACUUM-Genstar Tech-881VR |  |  |  |  | REGULATORVACUUM-Genstar Tech-881VR | [8 empty] | Covered PM Repair - Biomedical | MHHS-Northeast
NO | NO |  |  |  | 61K-18010213-010 |  | Gentec Healthcare | 881VR-300-DS-C |  |  | NE - CENTRAL SUPPLY | MHHS-Northeast |  |  |  | 61K-18010213-010 |  | Katy |  | NE - CENTRAL SUPPLY | [5 empty] | REGULATORS, SUCTION |  | REGULATORVACUUM-Genstar Tech-881VR |  |  |  |  | REGULATORVACUUM-Genstar Tech-881VR | [8 empty] | Covered PM Repair - Biomedical | MHHS-Northeast
NO | NO |  |  |  | 61K-18010213-012 |  | Gentec Healthcare | 881VR-300-DS-C |  |  | NE - CENTRAL SUPPLY | MHHS-Northeast |  |  |  | 61K-18010213-012 |  | Katy |  | NE - CENTRAL SUPPLY | [5 empty] | REGULATORS, SUCTION |  | REGULATORVACUUM-Genstar Tech-881VR |  |  |  |  | REGULATORVACUUM-Genstar Tech-881VR | [8 empty] | Covered PM Repair - Biomedical | MHHS-Northeast
NO | NO |  |  |  | 61K-18010213-014 |  | Gentec Healthcare | 881VR-300-DS-C |  |  | NE - CENTRAL SUPPLY | MHHS-Northeast |  |  |  | 61K-18010213-014 |  | Katy |  | NE - CENTRAL SUPPLY | [5 empty] | REGULATORS, SUCTION |  | REGULATORVACUUM-Genstar Tech-881VR |  |  |  |  | REGULATORVACUUM-Genstar Tech-881VR | [8 empty] | Covered PM Repair - Biomedical | MHHS-Northeast
NO | NO |  |  |  | 61K-18010213-015 |  | Gentec Healthcare | 881VR-300-DS-C |  |  | NE - CENTRAL SUPPLY | MHHS-Northeast |  |  |  | 61K-18010213-015 |  | Katy |  | NE - CENTRAL SUPPLY | [5 empty] | REGULATORS, SUCTION |  | REGULATORVACUUM-Genstar Tech-881VR |  |  |  |  | REGULATORVACUUM-Genstar Tech-881VR | [8 empty] | Covered PM Repair - Biomedical | MHHS-Northeast
NO | NO |  |  |  | 61K-18010213-016 |  | Gentec Healthcare | 881VR-300-DS-C |  |  | NE - CENTRAL SUPPLY | MHHS-Northeast |  |  |  | 61K-18010213-016 |  | Katy |  | NE - CENTRAL SUPPLY | [5 empty] | REGULATORS, SUCTION |  | REGULATORVACUUM-Genstar Tech-881VR |  |  |  |  | REGULATORVACUUM-Genstar Tech-881VR | [8 empty] | Covered PM Repair - Biomedical | MHHS-Northeast
NO | NO |  |  |  | 61K-18010213-018 |  | Gentec Healthcare | 881VR-300-DS-C |  |  | NE - CENTRAL SUPPLY | MHHS-Northeast |  |  |  | 61K-18010213-018 |  | Katy |  | NE - CENTRAL SUPPLY | [5 empty] | REGULATORS, SUCTION |  | REGULATORVACUUM-Genstar Tech-881VR |  |  |  |  | REGULATORVACUUM-Genstar Tech-881VR | [8 empty] | Covered PM Repair - Biomedical | MHHS-Northeast
NO | NO |  |  |  | 61K-18010213-020 |  | Gentec Healthcare | 881VR-300-DS-C |  |  | NE - CENTRAL SUPPLY | MHHS-Northeast |  |  |  | 61K-18010213-020 |  | Katy |  | NE - CENTRAL SUPPLY | [5 empty] | REGULATORS, SUCTION |  | REGULATORVACUUM-Genstar Tech-881VR |  |  |  |  | REGULATORVACUUM-Genstar Tech-881VR | [8 empty] | Covered PM Repair - Biomedical | MHHS-Northeast
NO | NO |  |  |  | 61K-18010213-022 |  | Gentec Healthcare | 881VR-300-DS-C |  |  | NE - CENTRAL SUPPLY | MHHS-Northeast |  |  |  | 61K-18010213-022 |  | Katy |  | NE - CENTRAL SUPPLY | [5 empty] | REGULATORS, SUCTION |  | REGULATORVACUUM-Genstar Tech-881VR |  |  |  |  | REGULATORVACUUM-Genstar Tech-881VR | [8 empty] | Not Covered Vendor Only - Biomedical | MHHS-Northeast
NO | NO |  |  |  | 61K-18010213-024 |  | Gentec Healthcare | 881VR-300-DS-C |  |  | NE - CENTRAL SUPPLY | MHHS-Northeast |  |  |  | 61K-18010213-024 |  | Katy |  | NE - CENTRAL SUPPLY | [5 empty] | REGULATORS, SUCTION |  | REGULATORVACUUM-Genstar Tech-881VR |  |  |  |  | REGULATORVACUUM-Genstar Tech-881VR | [8 empty] | Not Covered Vendor Only - Biomedical | MHHS-Northeast
NO | NO |  |  |  | 61K-18010213-026 |  | Gentec Healthcare | 881VR-300-DS-C |  |  | NE - CENTRAL SUPPLY | MHHS-Northeast |  |  |  | 61K-18010213-026 |  | Katy |  | NE - CENTRAL SUPPLY | [5 empty] | REGULATORS, SUCTION |  | REGULATORVACUUM-Genstar Tech-881VR |  |  |  |  | REGULATORVACUUM-Genstar Tech-881VR | [8 empty] | Not Covered Vendor Only - Biomedical | MHHS-Northeast
NO | NO |  |  |  | 61K-18010213-028 |  | Gentec Healthcare | 881VR-300-DS-C |  |  | NE - CENTRAL SUPPLY | MHHS-Northeast |  |  |  | 61K-18010213-028 |  | Katy |  | NE - CENTRAL SUPPLY | [5 empty] | REGULATORS, SUCTION |  | REGULATORVACUUM-Genstar Tech-881VR |  |  |  |  | REGULATORVACUUM-Genstar Tech-881VR | [8 empty] | Not Covered Vendor Only - Biomedical | MHHS-Northeast
NO | NO |  |  |  | 61K-18010213-029 |  | Gentec Healthcare | 881VR-300-DS-C |  |  | NE - CENTRAL SUPPLY | MHHS-Northeast |  |  |  | 61K-18010213-029 |  | Katy |  | NE - CENTRAL SUPPLY | [5 empty] | REGULATORS, SUCTION |  | REGULATORVACUUM-Genstar Tech-881VR |  |  |  |  | REGULATORVACUUM-Genstar Tech-881VR | [8 empty] | Not Covered Vendor Only - Biomedical | MHHS-Northeast
NO | NO |  |  |  | 61K-18010213-030 |  | Gentec Healthcare | 881VR-300-DS-C |  |  | NE - CENTRAL SUPPLY | MHHS-Northeast |  |  |  | 61K-18010213-030 |  | Katy |  | NE - CENTRAL SUPPLY | [5 empty] | REGULATORS, SUCTION |  | REGULATORVACUUM-Genstar Tech-881VR |  |  |  |  | REGULATORVACUUM-Genstar Tech-881VR | [8 empty] | Not Covered Vendor Only - Biomedical | MHHS-Northeast
NO | NO |  |  |  | 61K-18010213-031 |  | Gentec Healthcare | 881VR-300-DS-C |  |  | NE - CENTRAL SUPPLY | MHHS-Northeast |  |  |  | 61K-18010213-031 |  | Katy |  | NE - CENTRAL SUPPLY | [5 empty] | REGULATORS, SUCTION |  | REGULATORVACUUM-Genstar Tech-881VR |  |  |  |  | REGULATORVACUUM-Genstar Tech-881VR | [8 empty] | Not Covered Vendor Only - Biomedical | MHHS-Northeast
NO | NO |  |  |  | 61K-18010213-032 |  | Gentec Healthcare | 881VR-300-DS-C |  |  | NE - CENTRAL SUPPLY | MHHS-Northeast |  |  |  | 61K-18010213-032 |  | Katy |  | NE - CENTRAL SUPPLY | [5 empty] | REGULATORS, SUCTION |  | REGULATORVACUUM-Genstar Tech-881VR |  |  |  |  | REGULATORVACUUM-Genstar Tech-881VR | [8 empty] | Not Covered Vendor Only - Biomedical | MHHS-Northeast
NO | NO |  |  |  | 61K-18010213-033 |  | Gentec Healthcare | 881VR-300-DS-C |  |  | NE - CENTRAL SUPPLY | MHHS-Northeast |  |  |  | 61K-18010213-033 |  | Katy |  | NE - CENTRAL SUPPLY | [5 empty] | REGULATORS, SUCTION |  | REGULATORVACUUM-Genstar Tech-881VR |  |  |  |  | REGULATORVACUUM-Genstar Tech-881VR | [8 empty] | Not Covered Vendor Only - Biomedical | MHHS-Northeast
NO | NO |  |  |  | 61K-18010213-034 |  | Gentec Healthcare | 881VR-300-DS-C |  |  | NE - CENTRAL SUPPLY | MHHS-Northeast |  |  |  | 61K-18010213-034 |  | Katy |  | NE - CENTRAL SUPPLY | [5 empty] | REGULATORS, SUCTION |  | REGULATORVACUUM-Genstar Tech-881VR |  |  |  |  | REGULATORVACUUM-Genstar Tech-881VR | [8 empty] | Covered PM Repair - Biomedical | MHHS-Northeast
NO | NO |  |  |  | 61K-18010213-036 |  | Gentec Healthcare | 881VR-300-DS-C |  |  | NE - CENTRAL SUPPLY | MHHS-Northeast |  |  |  | 61K-18010213-036 |  | Katy |  | NE - CENTRAL SUPPLY | [5 empty] | REGULATORS, SUCTION |  | REGULATORVACUUM-Genstar Tech-881VR |  |  |  |  | REGULATORVACUUM-Genstar Tech-881VR | [8 empty] | Covered PM Repair - Biomedical | MHHS-Northeast
NO | NO |  |  |  | 61K-18010213-039 |  | Gentec Healthcare | 881VR-300-DS-C |  |  | NE - CENTRAL SUPPLY | MHHS-Northeast |  |  |  | 61K-18010213-039 |  | Katy |  | NE - CENTRAL SUPPLY | [5 empty] | REGULATORS, SUCTION |  | REGULATORVACUUM-Genstar Tech-881VR |  |  |  |  | REGULATORVACUUM-Genstar Tech-881VR | [8 empty] | Covered PM Repair - Biomedical | MHHS-Northeast
NO | NO |  |  |  | 61K-18010213-041 |  | Gentec Healthcare | 881VR-300-DS-C |  |  | NE - CENTRAL SUPPLY | MHHS-Northeast |  |  |  | 61K-18010213-041 |  | Katy |  | NE - CENTRAL SUPPLY | [5 empty] | REGULATORS, SUCTION |  | REGULATORVACUUM-Genstar Tech-881VR |  |  |  |  | REGULATORVACUUM-Genstar Tech-881VR | [8 empty] | Covered PM Repair - Biomedical | MHHS-Northeast
NO | NO |  |  |  | 61K-18010213-042 |  | Gentec Healthcare | 881VR-300-DS-C |  |  | NE - CENTRAL SUPPLY | MHHS-Northeast |  |  |  | 61K-18010213-042 |  | Katy |  | NE - CENTRAL SUPPLY | [5 empty] | REGULATORS, SUCTION |  | REGULATORVACUUM-Genstar Tech-881VR |  |  |  |  | REGULATORVACUUM-Genstar Tech-881VR | [8 empty] | Covered PM Repair - Biomedical | MHHS-Northeast
NO | NO |  |  |  | 61K-18010213-043 |  | Gentec Healthcare | 881VR-300-DS-C |  |  | NE - CENTRAL SUPPLY | MHHS-Northeast |  |  |  | 61K-18010213-043 |  | Katy |  | NE - CENTRAL SUPPLY | [5 empty] | REGULATORS, SUCTION |  | REGULATORVACUUM-Genstar Tech-881VR |  |  |  |  | REGULATORVACUUM-Genstar Tech-881VR | [8 empty] | Covered PM Repair - Biomedical | MHHS-Northeast
NO | NO |  |  |  | 61K-18010213-045 |  | Gentec Healthcare | 881VR-300-DS-C |  |  | NE - CENTRAL SUPPLY | MHHS-Northeast |  |  |  | 61K-18010213-045 |  | Katy |  | NE - CENTRAL SUPPLY | [5 empty] | REGULATORS, SUCTION |  | REGULATORVACUUM-Genstar Tech-881VR |  |  |  |  | REGULATORVACUUM-Genstar Tech-881VR | [8 empty] | Covered PM Repair - Biomedical | MHHS-Northeast
NO | NO |  |  |  | 61K-18010213-046 |  | Gentec Healthcare | 881VR-300-DS-C |  |  | NE - CENTRAL SUPPLY | MHHS-Northeast |  |  |  | 61K-18010213-046 |  | Katy |  | NE - CENTRAL SUPPLY | [5 empty] | REGULATORS, SUCTION |  | REGULATORVACUUM-Genstar Tech-881VR |  |  |  |  | REGULATORVACUUM-Genstar Tech-881VR | [8 empty] | Covered PM Repair - Biomedical | MHHS-Northeast
NO | NO |  |  |  | 61K-18010213-047 |  | Gentec Healthcare | 881VR-300-DS-C |  |  | NE - CENTRAL SUPPLY | MHHS-Northeast |  |  |  | 61K-18010213-047 |  | Katy |  | NE - CENTRAL SUPPLY | [5 empty] | REGULATORS, SUCTION |  | REGULATORVACUUM-Genstar Tech-881VR |  |  |  |  | REGULATORVACUUM-Genstar Tech-881VR | [8 empty] | Covered PM Repair - Biomedical | MHHS-Northeast
NO | NO |  |  |  | 61K-18010213-048 |  | Gentec Healthcare | 881VR-300-DS-C |  |  | NE - CENTRAL SUPPLY | MHHS-Northeast |  |  |  | 61K-18010213-048 |  | Katy |  | NE - CENTRAL SUPPLY | [5 empty] | REGULATORS, SUCTION |  | REGULATORVACUUM-Genstar Tech-881VR |  |  |  |  | REGULATORVACUUM-Genstar Tech-881VR | [8 empty] | Covered PM Repair - Biomedical | MHHS-Northeast
NO | NO |  |  |  | 61K-18010213-049 |  | Gentec Healthcare | 881VR-300-DS-C |  |  | NE - CENTRAL SUPPLY | MHHS-Northeast |  |  |  | 61K-18010213-049 |  | Katy |  | NE - CENTRAL SUPPLY | [5 empty] | REGULATORS, SUCTION |  | REGULATORVACUUM-Genstar Tech-881VR |  |  |  |  | REGULATORVACUUM-Genstar Tech-881VR | [8 empty] | Covered PM Repair - Biomedical | MHHS-Northeast
NO | NO |  |  |  | 61K-18010213-050 |  | Gentec Healthcare | 881VR-300-DS-C |  |  | NE - CENTRAL SUPPLY | MHHS-Northeast |  |  |  | 61K-18010213-050 |  | Katy |  | NE - CENTRAL SUPPLY | [5 empty] | REGULATORS, SUCTION |  | REGULATORVACUUM-Genstar Tech-881VR |  |  |  |  | REGULATORVACUUM-Genstar Tech-881VR | [8 empty] | Covered PM Repair - Biomedical | MHHS-Northeast
NO | NO |  |  |  | 61K-18010213-059 |  | Gentec Healthcare | 881VR-300-DS-C |  |  | NE - CENTRAL SUPPLY | MHHS-Northeast |  |  |  | 61K-18010213-059 |  | Katy |  | NE - CENTRAL SUPPLY | [5 empty] | REGULATORS, SUCTION |  | REGULATORVACUUM-Genstar Tech-881VR |  |  |  |  | REGULATORVACUUM-Genstar Tech-881VR | [8 empty] | Covered PM Repair - Biomedical | MHHS-Northeast
NO | NO |  |  |  | 61K-18010213-061 |  | Gentec Healthcare | 881VR-300-DS-C |  |  | NE - CENTRAL SUPPLY | MHHS-Northeast |  |  |  | 61K-18010213-061 |  | Katy |  | NE - CENTRAL SUPPLY | [5 empty] | REGULATORS, SUCTION |  | REGULATORVACUUM-Genstar Tech-881VR |  |  |  |  | REGULATORVACUUM-Genstar Tech-881VR | [8 empty] | Covered PM Repair - Biomedical | MHHS-Northeast
NO | NO |  |  |  | 61K-18010213-062 |  | Gentec Healthcare | 881VR-300-DS-C |  |  | NE - CENTRAL SUPPLY | MHHS-Northeast |  |  |  | 61K-18010213-062 |  | Katy |  | NE - CENTRAL SUPPLY | [5 empty] | REGULATORS, SUCTION |  | REGULATORVACUUM-Genstar Tech-881VR |  |  |  |  | REGULATORVACUUM-Genstar Tech-881VR | [8 empty] | Covered PM Repair - Biomedical | MHHS-Northeast
NO | NO |  |  |  | 61K-18010213-066 |  | Gentec Healthcare | 881VR-300-DS-C |  |  | NE - CENTRAL SUPPLY | MHHS-Northeast |  |  |  | 61K-18010213-066 |  | Katy |  | NE - CENTRAL SUPPLY | [5 empty] | REGULATORS, SUCTION |  | REGULATORVACUUM-Genstar Tech-881VR |  |  |  |  | REGULATORVACUUM-Genstar Tech-881VR | [8 empty] | Covered PM Repair - Biomedical | MHHS-Northeast
NO | NO |  |  |  | 61K-18010213-074 |  | Gentec Healthcare | 881VR-300-DS-C |  |  | NE - CENTRAL SUPPLY | MHHS-Northeast |  |  |  | 61K-18010213-074 |  | Katy |  | NE - CENTRAL SUPPLY | [5 empty] | REGULATORS, SUCTION |  | REGULATORVACUUM-Genstar Tech-881VR |  |  |  |  | REGULATORVACUUM-Genstar Tech-881VR | [8 empty] | Covered PM Repair - Biomedical | MHHS-Northeast
NO | NO |  |  |  | 61K-18010213-079 |  | Gentec Healthcare | 881VR-300-DS-C |  |  | NE - CENTRAL SUPPLY | MHHS-Northeast |  |  |  | 61K-18010213-079 |  | Katy |  | NE - CENTRAL SUPPLY | [5 empty] | REGULATORS, SUCTION |  | REGULATORVACUUM-Genstar Tech-881VR |  |  |  |  | REGULATORVACUUM-Genstar Tech-881VR | [8 empty] | Covered PM Repair - Biomedical | MHHS-Northeast
NO | NO |  |  |  | 61K-18010213-081 |  | Gentec Healthcare | 881VR-300-DS-C |  |  | NE - CENTRAL SUPPLY | MHHS-Northeast |  |  |  | 61K-18010213-081 |  | Katy |  | NE - CENTRAL SUPPLY | [5 empty] | REGULATORS, SUCTION |  | REGULATORVACUUM-Genstar Tech-881VR |  |  |  |  | REGULATORVACUUM-Genstar Tech-881VR | [8 empty] | Covered PM Repair - Biomedical | MHHS-Northeast
NO | NO |  |  |  | 61K-18010213-082 |  | Gentec Healthcare | 881VR-300-DS-C |  |  | NE - CENTRAL SUPPLY | MHHS-Northeast |  |  |  | 61K-18010213-082 |  | Katy |  | NE - CENTRAL SUPPLY | [5 empty] | REGULATORS, SUCTION |  | REGULATORVACUUM-Genstar Tech-881VR |  |  |  |  | REGULATORVACUUM-Genstar Tech-881VR | [8 empty] | Covered PM Repair - Biomedical | MHHS-Northeast
NO | NO |  |  |  | 61K-18010213-083 |  | Gentec Healthcare | 881VR-300-DS-C |  |  | NE - CENTRAL SUPPLY | MHHS-Northeast |  |  |  | 61K-18010213-083 |  | Katy |  | NE - CENTRAL SUPPLY | [5 empty] | REGULATORS, SUCTION |  | REGULATORVACUUM-Genstar Tech-881VR |  |  |  |  | REGULATORVACUUM-Genstar Tech-881VR | [8 empty] | Covered PM Repair - Biomedical | MHHS-Northeast
NO | NO |  |  |  | 61K-18010213-085 |  | Gentec Healthcare | 881VR-300-DS-C |  |  | NE - CENTRAL SUPPLY | MHHS-Northeast |  |  |  | 61K-18010213-085 |  | Katy |  | NE - CENTRAL SUPPLY | [5 empty] | REGULATORS, SUCTION |  | REGULATORVACUUM-Genstar Tech-881VR |  |  |  |  | REGULATORVACUUM-Genstar Tech-881VR | [8 empty] | Covered PM Repair - Biomedical | MHHS-Northeast
NO | NO |  |  |  | 61K-18010213-087 |  | Gentec Healthcare | 881VR-300-DS-C |  |  | NE - CENTRAL SUPPLY | MHHS-Northeast |  |  |  | 61K-18010213-087 |  | Katy |  | NE - CENTRAL SUPPLY | [5 empty] | REGULATORS, SUCTION |  | REGULATORVACUUM-Genstar Tech-881VR |  |  |  |  | REGULATORVACUUM-Genstar Tech-881VR | [8 empty] | Not Covered Vendor Only - Biomedical | MHHS-Northeast
NO | NO |  |  |  | 61K-18010213-089 |  | Gentec Healthcare | 881VR-300-DS-C |  |  | NE - CENTRAL SUPPLY | MHHS-Northeast |  |  |  | 61K-18010213-089 |  | Katy |  | NE - CENTRAL SUPPLY | [5 empty] | REGULATORS, SUCTION |  | REGULATORVACUUM-Genstar Tech-881VR |  |  |  |  | REGULATORVACUUM-Genstar Tech-881VR | [8 empty] | Covered PM Repair - Biomedical | MHHS-Northeast
NO | NO |  |  |  | 61K-18010213-091 |  | Gentec Healthcare | 881VR-300-DS-C |  |  | NE - CENTRAL SUPPLY | MHHS-Northeast |  |  |  | 61K-18010213-091 |  | Katy |  | NE - CENTRAL SUPPLY | [5 empty] | REGULATORS, SUCTION |  | REGULATORVACUUM-Genstar Tech-881VR |  |  |  |  | REGULATORVACUUM-Genstar Tech-881VR | [8 empty] | Covered PM Repair - Biomedical | MHHS-Northeast
NO | NO |  |  |  | 61K-18010213-093 |  | Gentec Healthcare | 881VR-300-DS-C |  |  | NE - CENTRAL SUPPLY | MHHS-Northeast |  |  |  | 61K-18010213-093 |  | Katy |  | NE - CENTRAL SUPPLY | [5 empty] | REGULATORS, SUCTION |  | REGULATORVACUUM-Genstar Tech-881VR |  |  |  |  | REGULATORVACUUM-Genstar Tech-881VR | [8 empty] | Covered PM Repair - Biomedical | MHHS-Northeast
NO | NO |  |  |  | 61K-18010213-095 |  | Gentec Healthcare | 881VR-300-DS-C |  |  | NE - CENTRAL SUPPLY | MHHS-Northeast |  |  |  | 61K-18010213-095 |  | Katy |  | NE - CENTRAL SUPPLY | [5 empty] | REGULATORS, SUCTION |  | REGULATORVACUUM-Genstar Tech-881VR |  |  |  |  | REGULATORVACUUM-Genstar Tech-881VR | [8 empty] | Covered PM Repair - Biomedical | MHHS-Northeast
NO | NO |  |  |  | 61K-18010213-096 |  | Gentec Healthcare | 881VR-300-DS-C |  |  | NE - CENTRAL SUPPLY | MHHS-Northeast |  |  |  | 61K-18010213-096 |  | Katy |  | NE - CENTRAL SUPPLY | [5 empty] | REGULATORS, SUCTION |  | REGULATORVACUUM-Genstar Tech-881VR |  |  |  |  | REGULATORVACUUM-Genstar Tech-881VR | [8 empty] | Covered PM Repair - Biomedical | MHHS-Northeast
NO | NO |  |  |  | 61K-18010213-098 |  | Gentec Healthcare | 881VR-300-DS-C |  |  | NE - CENTRAL SUPPLY | MHHS-Northeast |  |  |  | 61K-18010213-098 |  | Katy |  | NE - CENTRAL SUPPLY | [5 empty] | REGULATORS, SUCTION |  | REGULATORVACUUM-Genstar Tech-881VR |  |  |  |  | REGULATORVACUUM-Genstar Tech-881VR | [8 empty] | Covered PM Repair - Biomedical | MHHS-Northeast
NO | NO |  |  |  | 61K-18010213-099 |  | Gentec Healthcare | 881VR-300-DS-C |  |  | NE - CENTRAL SUPPLY | MHHS-Northeast |  |  |  | 61K-18010213-099 |  | Katy |  | NE - CENTRAL SUPPLY | [5 empty] | REGULATORS, SUCTION |  | REGULATORVACUUM-Genstar Tech-881VR |  |  |  |  | REGULATORVACUUM-Genstar Tech-881VR | [8 empty] | Covered PM Repair - Biomedical | MHHS-Northeast
NO | NO |  |  |  | 61K-18010213-100 |  | Gentec Healthcare | 881VR-300-DS-C |  |  | NE - CENTRAL SUPPLY | MHHS-Northeast |  |  |  | 61K-18010213-100 |  | Katy |  | NE - CENTRAL SUPPLY | [5 empty] | REGULATORS, SUCTION |  | REGULATORVACUUM-Genstar Tech-881VR |  |  |  |  | REGULATORVACUUM-Genstar Tech-881VR | [8 empty] | Covered PM Repair - Biomedical | MHHS-Northeast
NO | NO |  |  |  | 61K-18010213-101 |  | Gentec Healthcare | 881VR-300-DS-C |  |  | NE - CENTRAL SUPPLY | MHHS-Northeast |  |  |  | 61K-18010213-101 |  | Katy |  | NE - CENTRAL SUPPLY | [5 empty] | REGULATORS, SUCTION |  | REGULATORVACUUM-Genstar Tech-881VR |  |  |  |  | REGULATORVACUUM-Genstar Tech-881VR | [8 empty] | Covered PM Repair - Biomedical | MHHS-Northeast
NO | NO |  |  |  | 61K-18010213-102 |  | Gentec Healthcare | 881VR-300-DS-C |  |  | NE - CENTRAL SUPPLY | MHHS-Northeast |  |  |  | 61K-18010213-102 |  | Katy |  | NE - CENTRAL SUPPLY | [5 empty] | REGULATORS, SUCTION |  | REGULATORVACUUM-Genstar Tech-881VR |  |  |  |  | REGULATORVACUUM-Genstar Tech-881VR | [8 empty] | Covered PM Repair - Biomedical | MHHS-Northeast
NO | NO |  |  |  | 61K-18010213-103 |  | Gentec Healthcare | 881VR-300-DS-C |  |  | NE - CENTRAL SUPPLY | MHHS-Northeast |  |  |  | 61K-18010213-103 |  | Katy |  | NE - CENTRAL SUPPLY | [5 empty] | REGULATORS, SUCTION |  | REGULATORVACUUM-Genstar Tech-881VR |  |  |  |  | REGULATORVACUUM-Genstar Tech-881VR | [8 empty] | Covered PM Repair - Biomedical | MHHS-Northeast
NO | NO |  |  |  | 61K-18010213-104 |  | Gentec Healthcare | 881VR-300-DS-C |  |  | NE - CENTRAL SUPPLY | MHHS-Northeast |  |  |  | 61K-18010213-104 |  | Katy |  | NE - CENTRAL SUPPLY | [5 empty] | REGULATORS, SUCTION |  | REGULATORVACUUM-Genstar Tech-881VR |  |  |  |  | REGULATORVACUUM-Genstar Tech-881VR | [8 empty] | Covered PM Repair - Biomedical | MHHS-Northeast
NO | NO |  |  |  | 61K-18010213-105 |  | Gentec Healthcare | 881VR-300-DS-C |  |  | NE - CENTRAL SUPPLY | MHHS-Northeast |  |  |  | 61K-18010213-105 |  | Katy |  | NE - CENTRAL SUPPLY | [5 empty] | REGULATORS, SUCTION |  | REGULATORVACUUM-Genstar Tech-881VR |  |  |  |  | REGULATORVACUUM-Genstar Tech-881VR | [8 empty] | Not Covered Vendor Only - Biomedical | MHHS-Northeast
NO | NO |  |  |  | 61K-18010213-106 |  | Gentec Healthcare | 881VR-300-DS-C |  |  | NE - CENTRAL SUPPLY | MHHS-Northeast |  |  |  | 61K-18010213-106 |  | Katy |  | NE - CENTRAL SUPPLY | [5 empty] | REGULATORS, SUCTION |  | REGULATORVACUUM-Genstar Tech-881VR |  |  |  |  | REGULATORVACUUM-Genstar Tech-881VR | [8 empty] | Not Covered Vendor Only - Biomedical | MHHS-Northeast
NO | NO |  |  |  | 61K-18010213-107 |  | Gentec Healthcare | 881VR-300-DS-C |  |  | NE - CENTRAL SUPPLY | MHHS-Northeast |  |  |  | 61K-18010213-107 |  | Katy |  | NE - CENTRAL SUPPLY | [5 empty] | REGULATORS, SUCTION |  | REGULATORVACUUM-Genstar Tech-881VR |  |  |  |  | REGULATORVACUUM-Genstar Tech-881VR | [8 empty] | Covered PM Repair - Biomedical | MHHS-Northeast
NO | NO |  |  |  | 61K-18010213-108 |  | Gentec Healthcare | 881VR-300-DS-C |  |  | NE - CENTRAL SUPPLY | MHHS-Northeast |  |  |  | 61K-18010213-108 |  | Katy |  | NE - CENTRAL SUPPLY | [5 empty] | REGULATORS, SUCTION |  | REGULATORVACUUM-Genstar Tech-881VR |  |  |  |  | REGULATORVACUUM-Genstar Tech-881VR | [8 empty] | Covered PM Repair - Biomedical | MHHS-Northeast
NO | NO |  |  |  | 61K-18010213-109 |  | Gentec Healthcare | 881VR-300-DS-C |  |  | NE - CENTRAL SUPPLY | MHHS-Northeast |  |  |  | 61K-18010213-109 |  | Katy |  | NE - CENTRAL SUPPLY | [5 empty] | REGULATORS, SUCTION |  | REGULATORVACUUM-Genstar Tech-881VR |  |  |  |  | REGULATORVACUUM-Genstar Tech-881VR | [8 empty] | Covered PM Repair - Biomedical | MHHS-Northeast
NO | NO |  |  |  | 61K-18010213-110 |  | Gentec Healthcare | 881VR-300-DS-C |  |  | NE - CENTRAL SUPPLY | MHHS-Northeast |  |  |  | 61K-18010213-110 |  | Katy |  | NE - CENTRAL SUPPLY | [5 empty] | REGULATORS, SUCTION |  | REGULATORVACUUM-Genstar Tech-881VR |  |  |  |  | REGULATORVACUUM-Genstar Tech-881VR | [8 empty] | Covered PM Repair - Biomedical | MHHS-Northeast
NO | NO |  |  |  | 61K-18010213-111 |  | Gentec Healthcare | 881VR-300-DS-C |  |  | NE - CENTRAL SUPPLY | MHHS-Northeast |  |  |  | 61K-18010213-111 |  | Katy |  | NE - CENTRAL SUPPLY | [5 empty] | REGULATORS, SUCTION |  | REGULATORVACUUM-Genstar Tech-881VR |  |  |  |  | REGULATORVACUUM-Genstar Tech-881VR | [8 empty] | Covered PM Repair - Biomedical | MHHS-Northeast
NO | NO |  |  |  | 61K-18010213-112 |  | Gentec Healthcare | 881VR-300-DS-C |  |  | NE - CENTRAL SUPPLY | MHHS-Northeast |  |  |  | 61K-18010213-112 |  | Katy |  | NE - CENTRAL SUPPLY | [5 empty] | REGULATORS, SUCTION |  | REGULATORVACUUM-Genstar Tech-881VR |  |  |  |  | REGULATORVACUUM-Genstar Tech-881VR | [8 empty] | Covered PM Repair - Biomedical | MHHS-Northeast
NO | NO |  |  |  | 61K-18010213-113 |  | Gentec Healthcare | 881VR-300-DS-C |  |  | NE - CENTRAL SUPPLY | MHHS-Northeast |  |  |  | 61K-18010213-113 |  | Katy |  | NE - CENTRAL SUPPLY | [5 empty] | REGULATORS, SUCTION |  | REGULATORVACUUM-Genstar Tech-881VR |  |  |  |  | REGULATORVACUUM-Genstar Tech-881VR | [8 empty] | Covered PM Repair - Biomedical | MHHS-Northeast
NO | NO |  |  |  | 61K-18010213-114 |  | Gentec Healthcare | 881VR-300-DS-C |  |  | NE - CENTRAL SUPPLY | MHHS-Northeast |  |  |  | 61K-18010213-114 |  | Katy |  | NE - CENTRAL SUPPLY | [5 empty] | REGULATORS, SUCTION |  | REGULATORVACUUM-Genstar Tech-881VR |  |  |  |  | REGULATORVACUUM-Genstar Tech-881VR | [8 empty] | Covered PM Repair - Biomedical | MHHS-Northeast
NO | NO |  |  |  | 61K-18010213-115 |  | Gentec Healthcare | 881VR-300-DS-C |  |  | NE - CENTRAL SUPPLY | MHHS-Northeast |  |  |  | 61K-18010213-115 |  | Katy |  | NE - CENTRAL SUPPLY | [5 empty] | REGULATORS, SUCTION |  | REGULATORVACUUM-Genstar Tech-881VR |  |  |  |  | REGULATORVACUUM-Genstar Tech-881VR | [8 empty] | Covered PM Repair - Biomedical | MHHS-Northeast
NO | NO |  |  |  | 61K-18010213-116 |  | Gentec Healthcare | 881VR-300-DS-C |  |  | NE - CENTRAL SUPPLY | MHHS-Northeast |  |  |  | 61K-18010213-116 |  | Katy |  | NE - CENTRAL SUPPLY | [5 empty] | REGULATORS, SUCTION |  | REGULATORVACUUM-Genstar Tech-881VR |  |  |  |  | REGULATORVACUUM-Genstar Tech-881VR | [8 empty] | Covered PM Repair - Biomedical | MHHS-Northeast
NO | NO |  |  |  | 61K-18010213-117 |  | Gentec Healthcare | 881VR-300-DS-C |  |  | NE - CENTRAL SUPPLY | MHHS-Northeast |  |  |  | 61K-18010213-117 |  | Katy |  | NE - CENTRAL SUPPLY | [5 empty] | REGULATORS, SUCTION |  | REGULATORVACUUM-Genstar Tech-881VR |  |  |  |  | REGULATORVACUUM-Genstar Tech-881VR | [8 empty] | Not Covered Vendor Only - Biomedical | MHHS-Northeast
NO | NO |  |  |  | 61K-18010213-118 |  | Gentec Healthcare | 881VR-300-DS-C |  |  | NE - CENTRAL SUPPLY | MHHS-Northeast |  |  |  | 61K-18010213-118 |  | Katy |  | NE - CENTRAL SUPPLY | [5 empty] | REGULATORS, SUCTION |  | REGULATORVACUUM-Genstar Tech-881VR |  |  |  |  | REGULATORVACUUM-Genstar Tech-881VR | [8 empty] | Not Covered Vendor Only - Biomedical | MHHS-Northeast
NO | NO |  |  |  | 61K-18010213-119 |  | Gentec Healthcare | 881VR-300-DS-C |  |  | NE - CENTRAL SUPPLY | MHHS-Northeast |  |  |  | 61K-18010213-119 |  | Katy |  | NE - CENTRAL SUPPLY | [5 empty] | REGULATORS, SUCTION |  | REGULATORVACUUM-Genstar Tech-881VR |  |  |  |  | REGULATORVACUUM-Genstar Tech-881VR | [8 empty] | Not Covered Vendor Only - Biomedical | MHHS-Northeast
NO | NO |  |  |  | 61K-18010213-120 |  | Gentec Healthcare | 881VR-300-DS-C |  |  | NE - CENTRAL SUPPLY | MHHS-Northeast |  |  |  | 61K-18010213-120 |  | Katy |  | NE - CENTRAL SUPPLY | [5 empty] | REGULATORS, SUCTION |  | REGULATORVACUUM-Genstar Tech-881VR |  |  |  |  | REGULATORVACUUM-Genstar Tech-881VR | [8 empty] | Not Covered Vendor Only - Biomedical | MHHS-Northeast
NO | NO | [5 empty] | Gentec Healthcare | 881VR-300-DS-C |  |  | TMC - MHTMC - CENTRAL SUPPLY | MHHS-TMC | [5 empty] | TMC |  | TMC - MHTMC - CENTRAL SUPPLY | [5 empty] | REGULATORS, SUCTION |  | REGULATORVACUUM-Genstar Tech-881VR |  |  |  |  | REGULATORVACUUM-Genstar Tech-881VR | [8 empty] | Covered PM Repair - Biomedical | MHHS-TMC
NO | YES |  |  |  | 129-06187 | 129-06187 | Gentec Healthcare | 881VR-300-OH-C |  | Lot: 61G-14060215 | Sugar Land-Nursery | MHHS-Sugarland |  | Regulator, Vacuum |  | 129-06187 | 129-06187 | Sugar Land | MHHS-Sugarland | Sugar Land-Nursery | NICU - Rollover Nursery - W3 125.2 | 9/1/15 |  |  |  | REGULATORS, SUCTION | Regulator, Vacuum | REGULATORVACUUM-Genstar Tech-881VR-300-OH-D | REGULATORVACUUM | 881VR-300-OH-D |  |  |  | Genstar Tech | Regulator, Vacuum |  |  | REGULATORVACUUM-Genstar Tech-881VR-300-OH-D |  |  |  | Covered PM Repair - Biomedical | MHHS-Sugarland | [8 empty] | REGULATORVACUUM | Regulator, Vacuum | Genstar Tech
YES | YES |  |  |  | 142-09234 | 142-09234 | Gentec Healthcare | 881VR-300-OH-C |  |  | NE - CENTRAL SUPPLY |  |  |  |  | 142-09234 | 142-09234 | Katy | Memorial Hermann Northeast Hospital | NE - CENTRAL SUPPLY |  | 2/1/20 |  |  |  |  | Regulator, Vacuum | REGULATORVACUUM-Genstar Tech-881VR-300-OH-D | [23 empty] | REGULATORVACUUM | Regulator, Vacuum | Genstar Tech
YES | YES |  |  |  | 142-09235 | 142-09235 | Gentec Healthcare | 881VR-300-OH-C |  |  | NE - CENTRAL SUPPLY |  |  |  |  | 142-09235 | 142-09235 | Katy | Memorial Hermann Northeast Hospital | NE - CENTRAL SUPPLY | [6 empty] | Regulator, Vacuum | REGULATORVACUUM-Genstar Tech-881VR-300-OH-D | [23 empty] | REGULATORVACUUM | Regulator, Vacuum | Genstar Tech
YES | YES |  |  |  | 142-09236 | 142-09236 | Gentec Healthcare | 881VR-300-OH-C |  |  | NE - CENTRAL SUPPLY |  |  |  |  | 142-09236 | 142-09236 | Katy | Memorial Hermann Northeast Hospital | NE - CENTRAL SUPPLY | [6 empty] | Regulator, Vacuum | REGULATORVACUUM-Genstar Tech-881VR-300-OH-D | [23 empty] | REGULATORVACUUM | Regulator, Vacuum | Genstar Tech
YES | YES |  |  |  | 142-09237 | 142-09237 | Gentec Healthcare | 881VR-300-OH-C |  |  | NE - CENTRAL SUPPLY |  |  |  |  | 142-09237 | 142-09237 | Katy | Memorial Hermann Northeast Hospital | NE - CENTRAL SUPPLY | [6 empty] | Regulator, Vacuum | REGULATORVACUUM-Genstar Tech-881VR-300-OH-D | [23 empty] | REGULATORVACUUM | Regulator, Vacuum | Genstar Tech
YES | YES |  |  |  | 142-09238 | 142-09238 | Gentec Healthcare | 881VR-300-OH-C |  |  | NE - CENTRAL SUPPLY |  |  |  |  | 142-09238 | 142-09238 | Katy | Memorial Hermann Northeast Hospital | NE - CENTRAL SUPPLY | [6 empty] | Regulator, Vacuum | REGULATORVACUUM-Genstar Tech-881VR-300-OH-D | [23 empty] | REGULATORVACUUM | Regulator, Vacuum | Genstar Tech
YES | YES |  |  |  | 142-09239 | 142-09239 | Gentec Healthcare | 881VR-300-OH-C |  |  | NE - CENTRAL SUPPLY |  |  |  |  | 142-09239 | 142-09239 | Katy | Memorial Hermann Northeast Hospital | NE - CENTRAL SUPPLY | [6 empty] | Regulator, Vacuum | REGULATORVACUUM-Genstar Tech-881VR-300-OH-D | [23 empty] | REGULATORVACUUM | Regulator, Vacuum | Genstar Tech
YES | YES |  |  |  | 142-09240 | 142-09240 | Gentec Healthcare | 881VR-300-OH-C |  |  | NE - CENTRAL SUPPLY |  |  |  |  | 142-09240 | 142-09240 | Katy | Memorial Hermann Northeast Hospital | NE - CENTRAL SUPPLY | [6 empty] | Regulator, Vacuum | REGULATORVACUUM-Genstar Tech-881VR-300-OH-D | [23 empty] | REGULATORVACUUM | Regulator, Vacuum | Genstar Tech
YES | YES | Serial Number 61G-14060215 |  |  | 129-06205 | 129-06205 | Gentec Healthcare | 881VR-300-OH-C |  | 61G-14060215 | SUGAR LAND - IMU |  |  |  |  | 129-06205 | 129-06205 | Sugar Land | Memorial Hermann Sugar Land Hospital | SUGAR LAND - IMU | E328 | [5 empty] | Regulator, Vacuum | REGULATORVACUUM-Genstar Tech-881VR-300-OH-D | [23 empty] | REGULATORVACUUM | Regulator, Vacuum | Genstar Tech
YES | YES | Serial Number 61G-14060215 |  |  | 129-06207 | 129-06207 | Gentec Healthcare | 881VR-300-OH-C |  | 61G-14060215 | SUGAR LAND - Labor |  |  |  |  | 129-06207 | 129-06207 | Sugar Land | Memorial Hermann Sugar Land Hospital | SUGAR LAND - Labor | Suite 304 | [5 empty] | Regulator, Vacuum | REGULATORVACUUM-Genstar Tech-881VR-300-OH-D | [23 empty] | REGULATORVACUUM | Regulator, Vacuum | Genstar Tech
NO | YES |  |  |  | 013-38975 | 013-38975 | Gentec Healthcare | 881VR-300-OH-D |  | 013-38975 | SW-Labor | MHHS-Southwest |  | Regulator, Vacuum |  | 013-38975 | 013-38975 | Southwest | MHHS-Southwest | SW-Labor | OR 1 |  |  |  |  | REGULATORS, SUCTION | Regulator, Vacuum | REGULATORVACUUM-Genstar Tech-881VR-300-OH-D | REGULATORVACUUM | 881VR-300-OH-D |  |  |  | Genstar Tech | Regulator, Vacuum |  |  | REGULATORVACUUM-Genstar Tech-881VR-300-OH-D |  |  |  | Covered PM Repair - Biomedical | MHHS-Southwest | [8 empty] | REGULATORVACUUM | Regulator, Vacuum | Genstar Tech
NO | YES |  |  |  | 013-39045 | 013-39045 | Gentec Healthcare | 881VR-300-OH-D |  | 61G-17100020/310 | SW-Med/Surg Floors | MHHS-Southwest |  | Regulator, Vacuum |  | 013-39045 | 013-39045 | Southwest | MHHS-Southwest | SW-Med/Surg Floors | Floor 9 | 8/1/18 |  |  |  | REGULATORS, SUCTION | Regulator, Vacuum | REGULATORVACUUM-Genstar Tech-881VR-300-OH-D | REGULATORVACUUM | 881VR-300-OH-D |  |  |  | Genstar Tech | Regulator, Vacuum |  |  | REGULATORVACUUM-Genstar Tech-881VR-300-OH-D |  |  |  | Covered PM Repair - Biomedical | MHHS-Southwest | [8 empty] | REGULATORVACUUM | Regulator, Vacuum | Genstar Tech
NO | YES |  |  |  | 013-39046 | 013-39046 | Gentec Healthcare | 881VR-300-OH-D |  | 61G-17100020/171 | SW-Med/Surg Floors | MHHS-Southwest |  | Regulator, Vacuum |  | 013-39046 | 013-39046 | Southwest | MHHS-Southwest | SW-Med/Surg Floors | Floor 9 | 8/1/18 |  |  |  | REGULATORS, SUCTION | Regulator, Vacuum | REGULATORVACUUM-Genstar Tech-881VR-300-OH-D | REGULATORVACUUM | 881VR-300-OH-D |  |  |  | Genstar Tech | Regulator, Vacuum |  |  | REGULATORVACUUM-Genstar Tech-881VR-300-OH-D |  |  |  | Covered PM Repair - Biomedical | MHHS-Southwest | [8 empty] | REGULATORVACUUM | Regulator, Vacuum | Genstar Tech
NO | YES |  |  |  | 013-39047 | 013-39047 | Gentec Healthcare | 881VR-300-OH-D |  | 61G-17100020/474 | SW-Med/Surg Floors | MHHS-Southwest |  | Regulator, Vacuum |  | 013-39047 | 013-39047 | Southwest | MHHS-Southwest | SW-Med/Surg Floors | 9th | 8/1/18 |  |  |  | REGULATORS, SUCTION | Regulator, Vacuum | REGULATORVACUUM-Genstar Tech-881VR-300-OH-D | REGULATORVACUUM | 881VR-300-OH-D |  |  |  | Genstar Tech | Regulator, Vacuum |  |  | REGULATORVACUUM-Genstar Tech-881VR-300-OH-D |  |  |  | Covered PM Repair - Biomedical | MHHS-Southwest | [8 empty] | REGULATORVACUUM | Regulator, Vacuum | Genstar Tech
NO | YES |  |  |  | 013-39048 | 013-39048 | Gentec Healthcare | 881VR-300-OH-D |  | 61G-17100020/420 | SW-Med/Surg Floors | MHHS-Southwest |  | Regulator, Vacuum |  | 013-39048 | 013-39048 | Southwest | MHHS-Southwest | SW-Med/Surg Floors | Floor 9 | 8/1/18 |  |  |  | REGULATORS, SUCTION | Regulator, Vacuum | REGULATORVACUUM-Genstar Tech-881VR-300-OH-D | REGULATORVACUUM | 881VR-300-OH-D |  |  |  | Genstar Tech | Regulator, Vacuum |  |  | REGULATORVACUUM-Genstar Tech-881VR-300-OH-D | 1/20/18 |  |  | Covered PM Repair - Biomedical | MHHS-Southwest | [8 empty] | REGULATORVACUUM | Regulator, Vacuum | Genstar Tech
NO | YES |  |  |  | 013-39053 | 013-39053 | Gentec Healthcare | 881VR-300-OH-D |  | 61G-17100020/454 | SW-Med/Surg 9 Joint Camp | MHHS-Southwest |  | Regulator, Vacuum |  | 013-39053 | 013-39053 | Southwest | MHHS-Southwest | SW-Med/Surg 9 Joint Camp |  | 8/1/18 |  |  | One Time Inspection Sticker | REGULATORS, SUCTION | Regulator, Vacuum | REGULATORVACUUM-Genstar Tech-881VR-300-OH-D | REGULATORVACUUM | 881VR-300-OH-D |  |  |  | Genstar Tech | Regulator, Vacuum |  |  | REGULATORVACUUM-Genstar Tech-881VR-300-OH-D |  |  |  | Covered PM Repair - Biomedical | MHHS-Southwest | [8 empty] | REGULATORVACUUM | Regulator, Vacuum | Genstar Tech
NO | YES |  |  |  | 129-06413 | 129-06413 | Gentec Healthcare | 881VR-300-OH-D |  | Lot # 61G-14060215 | Sugar Land-Nursery | MHHS-Sugarland |  | Regulator, Vacuum |  | 129-06413 | 129-06413 | Sugar Land | MHHS-Sugarland | Sugar Land-Nursery | Nursery |  |  |  |  | REGULATORS, SUCTION | Regulator, Vacuum | REGULATORVACUUM-Genstar Tech-881VR-300-OH-D | REGULATORVACUUM | 881VR-300-OH-D |  |  |  | Genstar Tech | Regulator, Vacuum |  |  | REGULATORVACUUM-Genstar Tech-881VR-300-OH-D |  |  |  | Covered PM Repair - Biomedical | MHHS-Sugarland | [8 empty] | REGULATORVACUUM | Regulator, Vacuum | Genstar Tech
YES | YES |  |  |  | 099-10695 | 099-10695 | Gentec Healthcare | 881VR-300-OH-D |  |  | Floor 9 |  |  |  |  | 099-10695 | 099-10695 | Southwest | Memorial Hermann Southwest Hospital | Floor 9 | Floor 9 | [6 empty] | REGULATORVACUUM-Genstar Tech-881VR-300-OH-D
YES | YES |  |  |  | 099-10698 | 099-10698 | Gentec Healthcare | 881VR-300-OH-D |  |  | Floor 9 |  |  |  |  | 099-10698 | 099-10698 | Southwest | Memorial Hermann Southwest Hospital | Floor 9 | Floor 9 | [6 empty] | REGULATORVACUUM-Genstar Tech-881VR-300-OH-D
YES | YES |  |  |  | 099-10700 | 099-10700 | Gentec Healthcare | 881VR-300-OH-D |  |  | Floor 9 |  |  |  |  | 099-10700 | 099-10700 | Southwest | Memorial Hermann Southwest Hospital | Floor 9 | Floor 9 | [6 empty] | REGULATORVACUUM-Genstar Tech-881VR-300-OH-D
YES | YES |  |  |  | 099-10751 | 099-10751 | Gentec Healthcare | 881VR-300-OH-D |  |  | Floor 9 |  |  |  |  | 099-10751 | 099-10751 | Southwest | Memorial Hermann Southwest Hospital | Floor 9 | Floor 9 | [6 empty] | REGULATORVACUUM-Genstar Tech-881VR-300-OH-D
YES | YES |  |  |  | 099-10757 | 099-10757 | Gentec Healthcare | 881VR-300-OH-D |  |  | Floor 9 |  |  |  |  | 099-10757 | 099-10757 | Southwest | Memorial Hermann Southwest Hospital | Floor 9 | Floor 9 | [6 empty] | REGULATORVACUUM-Genstar Tech-881VR-300-OH-D
YES | YES |  |  |  | 099-10175 | 099-10175 | Gentec Healthcare | 881VR-300-OH-D |  |  | Floor 8 |  |  |  |  | 099-10175 | 099-10175 | Southwest | Memorial Hermann Southwest Hospital | Floor 8 | Floor 8 | [6 empty] | REGULATORVACUUM-Genstar Tech-881VR-300-OH-D
YES | YES |  |  |  | 099-10178 | 099-10178 | Gentec Healthcare | 881VR-300-OH-D |  |  | Floor 8 |  |  |  |  | 099-10178 | 099-10178 | Southwest | Memorial Hermann Southwest Hospital | Floor 8 | Floor 8 | [6 empty] | REGULATORVACUUM-Genstar Tech-881VR-300-OH-D
YES | YES |  |  |  | 099-10180 | 099-10180 | Gentec Healthcare | 881VR-300-OH-D |  |  | Floor 8 |  |  |  |  | 099-10180 | 099-10180 | Southwest | Memorial Hermann Southwest Hospital | Floor 8 | Floor 8 | [6 empty] | REGULATORVACUUM-Genstar Tech-881VR-300-OH-D
YES | YES |  |  |  | 099-10183 | 099-10183 | Gentec Healthcare | 881VR-300-OH-D |  |  | Floor 8 |  |  |  |  | 099-10183 | 099-10183 | Southwest | Memorial Hermann Southwest Hospital | Floor 8 | Floor 8 | [6 empty] | REGULATORVACUUM-Genstar Tech-881VR-300-OH-D
YES | YES |  |  |  | 099-14834 | 099-14834 | Gentec Healthcare | 881VR-300-OH-D |  |  | SW - 9th |  |  |  |  | 099-14834 | 099-14834 | Southwest | Memorial Hermann Southwest Hospital | SW - 9th | 9th | [6 empty] | REGULATORVACUUM-Genstar Tech-881VR-300-OH-D
YES | YES |  |  |  | 099-14831 | 099-14831 | Gentec Healthcare | 881VR-300-OH-D |  |  | SW - 9th |  |  |  |  | 099-14831 | 099-14831 | Southwest | Memorial Hermann Southwest Hospital | SW - 9th | 9th | [6 empty] | REGULATORVACUUM-Genstar Tech-881VR-300-OH-D
YES | YES |  |  |  | 099-14826 | 099-14826 | Gentec Healthcare | 881VR-300-OH-D |  |  | SW - 8th |  |  |  |  | 099-14826 | 099-14826 | Southwest | Memorial Hermann Southwest Hospital | SW - 8th | Rehab | [6 empty] | REGULATORVACUUM-Genstar Tech-881VR-300-OH-D
YES | YES |  |  |  | 099-12832 | 099-12832 | Gentec healthcare | 881VR-300-OH-D |  | NSN | 3east |  |  |  |  | 099-12832 | 099-12832 | TMC | Memorial Hermann-Texas Medical Center | 3east | By C 301 | [6 empty] | REGULATORVACUUM-Genstar Tech-881VR-300-OH-D
YES | YES | Serial Number CNC |  |  | 583-01722 | 583-01722 | Gentec Healthcare | 881vr-300-oh-d |  | Cnc | MEMORIAL CITY - EAST TOWER - IMCU |  |  |  |  | 583-01722 | 583-01722 | West | West | MEMORIAL CITY - EAST TOWER - IMCU
NO | NO |  |  |  | 013-38976 |  | Gentec Healthcare | 881VR-300-OH-D |  | 013-38976 | SW - LABOR & DELIVERY | MHHS-Southwest |  | Regulator, Vacuum |  | 013-38976 |  | Southwest |  | SW - LABOR & DELIVERY | [5 empty] | REGULATORS, SUCTION |  | REGULATORVACUUM-Genstar Tech-881VR-300-OH-D | REGULATORVACUUM | 881VR-300-OH-D |  |  |  | Genstar Tech | Regulator, Vacuum |  |  | REGULATORVACUUM-Genstar Tech-881VR-300-OH-D |  |  |  | Covered PM Repair - Biomedical | MHHS-Southwest
NO | NO |  |  |  | 013-39049 |  | Gentec Healthcare | 881VR-300-OH-D |  | 61G-17100020/450 | SW - MED/SURG 9 JOINT CAMP | MHHS-Southwest |  | Regulator, Vacuum |  | 013-39049 |  | Southwest |  | SW - MED/SURG 9 JOINT CAMP | [5 empty] | REGULATORS, SUCTION |  | REGULATORVACUUM-Genstar Tech-881VR-300-OH-D | REGULATORVACUUM | 881VR-300-OH-D |  |  |  | Genstar Tech | Regulator, Vacuum |  |  | REGULATORVACUUM-Genstar Tech-881VR-300-OH-D |  |  |  | Covered PM Repair - Biomedical | MHHS-Southwest
NO | NO |  |  |  | 013-39050 |  | Gentec Healthcare | 881VR-300-OH-D |  | 61G-17100020/187 | SW - MED/SURG 9 JOINT CAMP | MHHS-Southwest |  | Regulator, Vacuum |  | 013-39050 |  | Southwest |  | SW - MED/SURG 9 JOINT CAMP | [5 empty] | REGULATORS, SUCTION |  | REGULATORVACUUM-Genstar Tech-881VR-300-OH-D | REGULATORVACUUM | 881VR-300-OH-D |  |  |  | Genstar Tech | Regulator, Vacuum |  |  | REGULATORVACUUM-Genstar Tech-881VR-300-OH-D |  |  |  | Not Covered Vendor Only - Biomedical | MHHS-Southwest
NO | NO |  |  |  | 013-39051 |  | Gentec Healthcare | 881VR-300-OH-D |  | 61G-17100020/446 | SW - MED/SURG 9 JOINT CAMP | MHHS-Southwest |  | Regulator, Vacuum |  | 013-39051 |  | Southwest |  | SW - MED/SURG 9 JOINT CAMP | [5 empty] | REGULATORS, SUCTION |  | REGULATORVACUUM-Genstar Tech-881VR-300-OH-D | REGULATORVACUUM | 881VR-300-OH-D |  |  |  | Genstar Tech | Regulator, Vacuum |  |  | REGULATORVACUUM-Genstar Tech-881VR-300-OH-D |  |  |  | Not Covered Vendor Only - Biomedical | MHHS-Southwest
NO | NO |  |  |  | 013-39052 |  | Gentec Healthcare | 881VR-300-OH-D |  | 61G-17100020/445 | SW - MED/SURG 9 JOINT CAMP | MHHS-Southwest |  | Regulator, Vacuum |  | 013-39052 |  | Southwest |  | SW - MED/SURG 9 JOINT CAMP | [5 empty] | REGULATORS, SUCTION |  | REGULATORVACUUM-Genstar Tech-881VR-300-OH-D | REGULATORVACUUM | 881VR-300-OH-D |  |  |  | Genstar Tech | Regulator, Vacuum |  |  | REGULATORVACUUM-Genstar Tech-881VR-300-OH-D |  |  |  | Not Covered Vendor Only - Biomedical | MHHS-Southwest
NO | NO |  |  |  | 013-39054 |  | Gentec Healthcare | 881VR-300-OH-D |  | 61G-17100020/401 | SW - MED/SURG 9 JOINT CAMP | MHHS-Southwest |  | Regulator, Vacuum |  | 013-39054 |  | Southwest |  | SW - MED/SURG 9 JOINT CAMP | [5 empty] | REGULATORS, SUCTION |  | REGULATORVACUUM-Genstar Tech-881VR-300-OH-D | REGULATORVACUUM | 881VR-300-OH-D |  |  |  | Genstar Tech | Regulator, Vacuum |  |  | REGULATORVACUUM-Genstar Tech-881VR-300-OH-D |  |  |  | Covered PM Repair - Biomedical | MHHS-Southwest
NO | NO |  |  |  | 013-39055 |  | Gentec Healthcare | 881VR-300-OH-D |  | 61G-17100020/459 | SW - MED/SURG 9 JOINT CAMP | MHHS-Southwest |  | Regulator, Vacuum |  | 013-39055 |  | Southwest |  | SW - MED/SURG 9 JOINT CAMP | [5 empty] | REGULATORS, SUCTION |  | REGULATORVACUUM-Genstar Tech-881VR-300-OH-D | REGULATORVACUUM | 881VR-300-OH-D |  |  |  | Genstar Tech | Regulator, Vacuum |  |  | REGULATORVACUUM-Genstar Tech-881VR-300-OH-D |  |  |  | Covered PM Repair - Biomedical | MHHS-Southwest
NO | NO |  |  |  | 013-39056 |  | Gentec Healthcare | 881VR-300-OH-D |  | 61G-17100020/484 | SW - MED/SURG 9 JOINT CAMP | MHHS-Southwest |  | Regulator, Vacuum |  | 013-39056 |  | Southwest |  | SW - MED/SURG 9 JOINT CAMP | [5 empty] | REGULATORS, SUCTION |  | REGULATORVACUUM-Genstar Tech-881VR-300-OH-D | REGULATORVACUUM | 881VR-300-OH-D |  |  |  | Genstar Tech | Regulator, Vacuum |  |  | REGULATORVACUUM-Genstar Tech-881VR-300-OH-D |  |  |  | Covered PM Repair - Biomedical | MHHS-Southwest
NO | NO |  |  |  | 013-39057 |  | Gentec Healthcare | 881VR-300-OH-D |  | 61G-17100020/057 | SW - MED/SURG 9 JOINT CAMP | MHHS-Southwest |  | Regulator, Vacuum |  | 013-39057 |  | Southwest |  | SW - MED/SURG 9 JOINT CAMP | [5 empty] | REGULATORS, SUCTION |  | REGULATORVACUUM-Genstar Tech-881VR-300-OH-D | REGULATORVACUUM | 881VR-300-OH-D |  |  |  | Genstar Tech | Regulator, Vacuum |  |  | REGULATORVACUUM-Genstar Tech-881VR-300-OH-D |  |  |  | Covered PM Repair - Biomedical | MHHS-Southwest
NO | NO |  |  |  | 013-39058 |  | Gentec Healthcare | 881VR-300-OH-D |  | 61G-17100020/196 | SW - MED/SURG 9 JOINT CAMP | MHHS-Southwest |  | Regulator, Vacuum |  | 013-39058 |  | Southwest |  | SW - MED/SURG 9 JOINT CAMP | [5 empty] | REGULATORS, SUCTION |  | REGULATORVACUUM-Genstar Tech-881VR-300-OH-D | REGULATORVACUUM | 881VR-300-OH-D |  |  |  | Genstar Tech | Regulator, Vacuum |  |  | REGULATORVACUUM-Genstar Tech-881VR-300-OH-D |  |  |  | Covered PM Repair - Biomedical | MHHS-Southwest
NO | NO |  |  |  | 013-39059 |  | Gentec Healthcare | 881VR-300-OH-D |  | 61G-17100020/154 | SW - MED/SURG 9 JOINT CAMP | MHHS-Southwest |  | Regulator, Vacuum |  | 013-39059 |  | Southwest |  | SW - MED/SURG 9 JOINT CAMP | [5 empty] | REGULATORS, SUCTION |  | REGULATORVACUUM-Genstar Tech-881VR-300-OH-D | REGULATORVACUUM | 881VR-300-OH-D |  |  |  | Genstar Tech | Regulator, Vacuum |  |  | REGULATORVACUUM-Genstar Tech-881VR-300-OH-D |  |  |  | Covered PM Repair - Biomedical | MHHS-Southwest
NO | NO |  |  |  | 013-39060 |  | Gentec Healthcare | 881VR-300-OH-D |  | 61G-17100020/480 | SW - MED/SURG 9 JOINT CAMP | MHHS-Southwest |  | Regulator, Vacuum |  | 013-39060 |  | Southwest |  | SW - MED/SURG 9 JOINT CAMP | [5 empty] | REGULATORS, SUCTION |  | REGULATORVACUUM-Genstar Tech-881VR-300-OH-D | REGULATORVACUUM | 881VR-300-OH-D |  |  |  | Genstar Tech | Regulator, Vacuum |  |  | REGULATORVACUUM-Genstar Tech-881VR-300-OH-D |  |  |  | Covered PM Repair - Biomedical | MHHS-Southwest
NO | NO |  |  |  | 013-39061 |  | Gentec Healthcare | 881VR-300-OH-D |  | 61G-17100020/190 | SW - MED/SURG 9 JOINT CAMP | MHHS-Southwest |  | Regulator, Vacuum |  | 013-39061 |  | Southwest |  | SW - MED/SURG 9 JOINT CAMP | [5 empty] | REGULATORS, SUCTION |  | REGULATORVACUUM-Genstar Tech-881VR-300-OH-D | REGULATORVACUUM | 881VR-300-OH-D |  |  |  | Genstar Tech | Regulator, Vacuum |  |  | REGULATORVACUUM-Genstar Tech-881VR-300-OH-D |  |  |  | Covered PM Repair - Biomedical | MHHS-Southwest
NO | NO |  |  |  | 013-39062 |  | Gentec Healthcare | 881VR-300-OH-D |  | 61G-17100020/179 | SW - MED/SURG 9 JOINT CAMP | MHHS-Southwest |  | Regulator, Vacuum |  | 013-39062 |  | Southwest |  | SW - MED/SURG 9 JOINT CAMP | [5 empty] | REGULATORS, SUCTION |  | REGULATORVACUUM-Genstar Tech-881VR-300-OH-D | REGULATORVACUUM | 881VR-300-OH-D |  |  |  | Genstar Tech | Regulator, Vacuum |  |  | REGULATORVACUUM-Genstar Tech-881VR-300-OH-D |  |  |  | Covered PM Repair - Biomedical | MHHS-Southwest
NO | NO |  |  |  | 129-06185 |  | Gentec Healthcare | 881VR-300-OH-D |  | 129-06185 | SUGAR LAND - NURSERY | MHHS-Sugarland |  | Regulator, Vacuum |  | 129-06185 |  | Sugar Land |  | SUGAR LAND - NURSERY | [5 empty] | REGULATORS, SUCTION |  | REGULATORVACUUM-Genstar Tech-881VR-300-OH-D | REGULATORVACUUM | 881VR-300-OH-D |  |  |  | Genstar Tech | Regulator, Vacuum |  |  | REGULATORVACUUM-Genstar Tech-881VR-300-OH-D |  |  |  | Covered PM Repair - Biomedical | MHHS-Sugarland
NO | NO |  |  |  | 61K180801970242 |  | Gentec Healthcare | 881VR-300-OH-D |  | 61K180801970242 | TMC - CHILDRENS - NICU (7HP) | MHHS-TMC |  | Regulator, Vacuum |  | 61K180801970242 |  | TMC |  | TMC - CHILDRENS - NICU (7HP) | [5 empty] | REGULATORS, SUCTION |  | REGULATORVACUUM-Genstar Tech-881VR-300-OH-D | REGULATORVACUUM | 881VR-300-OH-D |  |  |  | Genstar Tech | Regulator, Vacuum |  |  | REGULATORVACUUM-Genstar Tech-881VR-300-OH-D |  |  |  | Not Covered Vendor Only - Biomedical | MHHS-TMC
NO | NO |  |  |  | 61K180801970243 |  | Gentec Healthcare | 881VR-300-OH-D |  | 61K180801970243 | TMC - CHILDRENS - NICU (7HP) | MHHS-TMC |  | Regulator, Vacuum |  | 61K180801970243 |  | TMC |  | TMC - CHILDRENS - NICU (7HP) | [5 empty] | REGULATORS, SUCTION |  | REGULATORVACUUM-Genstar Tech-881VR-300-OH-D | REGULATORVACUUM | 881VR-300-OH-D |  |  |  | Genstar Tech | Regulator, Vacuum |  |  | REGULATORVACUUM-Genstar Tech-881VR-300-OH-D |  |  |  | Not Covered Vendor Only - Biomedical | MHHS-TMC
NO | NO |  |  |  | 61K180801970245 |  | Gentec Healthcare | 881VR-300-OH-D |  | 61K180801970245 | TMC - CHILDRENS - NICU (7HP) | MHHS-TMC |  | Regulator, Vacuum |  | 61K180801970245 |  | TMC |  | TMC - CHILDRENS - NICU (7HP) | [5 empty] | REGULATORS, SUCTION |  | REGULATORVACUUM-Genstar Tech-881VR-300-OH-D | REGULATORVACUUM | 881VR-300-OH-D |  |  |  | Genstar Tech | Regulator, Vacuum |  |  | REGULATORVACUUM-Genstar Tech-881VR-300-OH-D |  |  |  | Not Covered Vendor Only - Biomedical | MHHS-TMC
NO | NO |  |  |  | 61K180801970246 |  | Gentec Healthcare | 881VR-300-OH-D |  | 61K180801970246 | TMC - CHILDRENS - NICU (7HP) | MHHS-TMC |  | Regulator, Vacuum |  | 61K180801970246 |  | TMC |  | TMC - CHILDRENS - NICU (7HP) | [5 empty] | REGULATORS, SUCTION |  | REGULATORVACUUM-Genstar Tech-881VR-300-OH-D | REGULATORVACUUM | 881VR-300-OH-D |  |  |  | Genstar Tech | Regulator, Vacuum |  |  | REGULATORVACUUM-Genstar Tech-881VR-300-OH-D |  |  |  | Not Covered Vendor Only - Biomedical | MHHS-TMC
NO | NO |  |  |  | 61K180801970248 |  | Gentec Healthcare | 881VR-300-OH-D |  | 61K180801970248 | TMC - CHILDRENS - NICU (7HP) | MHHS-TMC |  | Regulator, Vacuum |  | 61K180801970248 |  | TMC |  | TMC - CHILDRENS - NICU (7HP) | [5 empty] | REGULATORS, SUCTION |  | REGULATORVACUUM-Genstar Tech-881VR-300-OH-D | REGULATORVACUUM | 881VR-300-OH-D |  |  |  | Genstar Tech | Regulator, Vacuum |  |  | REGULATORVACUUM-Genstar Tech-881VR-300-OH-D |  |  |  | Covered PM Repair - Biomedical | MHHS-TMC
NO | NO |  |  |  | 61K19040147-289 |  | Gentec Healthcare | 881VR-300-OH-D |  | 61K19040147-289 | TMC - CHILDRENS - NICU (7HP) | MHHS-TMC |  | Regulator, Vacuum |  | 61K19040147-289 |  | TMC |  | TMC - CHILDRENS - NICU (7HP) | [5 empty] | REGULATORS, SUCTION |  | REGULATORVACUUM-Genstar Tech-881VR-300-OH-D | REGULATORVACUUM | 881VR-300-OH-D |  |  |  | Genstar Tech | Regulator, Vacuum |  |  | REGULATORVACUUM-Genstar Tech-881VR-300-OH-D |  |  |  | Covered PM Repair - Biomedical | MHHS-TMC
NO | NO |  |  |  | 61K19040147-290 |  | Gentec Healthcare | 881VR-300-OH-D |  | 61K19040147-290 | TMC - CHILDRENS - NICU (7HP) | MHHS-TMC |  | Regulator, Vacuum |  | 61K19040147-290 |  | TMC |  | TMC - CHILDRENS - NICU (7HP) | [5 empty] | REGULATORS, SUCTION |  | REGULATORVACUUM-Genstar Tech-881VR-300-OH-D | REGULATORVACUUM | 881VR-300-OH-D |  |  |  | Genstar Tech | Regulator, Vacuum |  |  | REGULATORVACUUM-Genstar Tech-881VR-300-OH-D |  |  |  | Covered PM Repair - Biomedical | MHHS-TMC
NO | NO |  |  |  | 61K19040147-292 |  | Gentec Healthcare | 881VR-300-OH-D |  | 61K19040147-292 | TMC - CHILDRENS - NICU (7HP) | MHHS-TMC |  | Regulator, Vacuum |  | 61K19040147-292 |  | TMC |  | TMC - CHILDRENS - NICU (7HP) | [5 empty] | REGULATORS, SUCTION |  | REGULATORVACUUM-Genstar Tech-881VR-300-OH-D | REGULATORVACUUM | 881VR-300-OH-D |  |  |  | Genstar Tech | Regulator, Vacuum |  |  | REGULATORVACUUM-Genstar Tech-881VR-300-OH-D |  |  |  | Covered PM Repair - Biomedical | MHHS-TMC
NO | NO |  |  |  | 61K-17110224/063 |  | Gentec Healthcare | 881VR-300-OH-D |  | 61K-17110224/063 | TMC - HERMANN - STICU (3HP) | MHHS-TMC |  | Regulator, Vacuum |  | 61K-17110224/063 |  | TMC |  | TMC - HERMANN - STICU (3HP) | [5 empty] | REGULATORS, SUCTION |  | REGULATORVACUUM-Genstar Tech-881VR-300-OH-D | REGULATORVACUUM | 881VR-300-OH-D |  |  |  | Genstar Tech | Regulator, Vacuum |  |  | REGULATORVACUUM-Genstar Tech-881VR-300-OH-D |  |  |  | Covered PM Repair - Biomedical | MHHS-TMC
NO | NO |  |  |  | 61K-17110224/070 |  | Gentec Healthcare | 881VR-300-OH-D |  | 61K-17110224/070 | TMC - HERMANN - STICU (3HP) | MHHS-TMC |  | Regulator, Vacuum |  | 61K-17110224/070 |  | TMC |  | TMC - HERMANN - STICU (3HP) | [5 empty] | REGULATORS, SUCTION |  | REGULATORVACUUM-Genstar Tech-881VR-300-OH-D | REGULATORVACUUM | 881VR-300-OH-D |  |  |  | Genstar Tech | Regulator, Vacuum |  |  | REGULATORVACUUM-Genstar Tech-881VR-300-OH-D |  |  |  | Covered PM Repair - Biomedical | MHHS-TMC
NO | NO |  |  |  | 61K-17110224/072 |  | Gentec Healthcare | 881VR-300-OH-D |  | 61K-17110224/072 | TMC - HERMANN - STICU (3HP) | MHHS-TMC |  | Regulator, Vacuum |  | 61K-17110224/072 |  | TMC |  | TMC - HERMANN - STICU (3HP) | [5 empty] | REGULATORS, SUCTION |  | REGULATORVACUUM-Genstar Tech-881VR-300-OH-D | REGULATORVACUUM | 881VR-300-OH-D |  |  |  | Genstar Tech | Regulator, Vacuum |  |  | REGULATORVACUUM-Genstar Tech-881VR-300-OH-D |  |  |  | Covered PM Repair - Biomedical | MHHS-TMC
NO | NO |  |  |  | 61K-17110224/080 |  | Gentec Healthcare | 881VR-300-OH-D |  | 61K-17110224/080 | TMC - HERMANN - STICU (3HP) | MHHS-TMC |  | Regulator, Vacuum |  | 61K-17110224/080 |  | TMC |  | TMC - HERMANN - STICU (3HP) | [5 empty] | REGULATORS, SUCTION |  | REGULATORVACUUM-Genstar Tech-881VR-300-OH-D | REGULATORVACUUM | 881VR-300-OH-D |  |  |  | Genstar Tech | Regulator, Vacuum |  |  | REGULATORVACUUM-Genstar Tech-881VR-300-OH-D |  |  |  | Covered PM Repair - Biomedical | MHHS-TMC
NO | NO |  |  |  | 61K-17110224/099 |  | Gentec Healthcare | 881VR-300-OH-D |  | 61K-17110224/099 | TMC - HERMANN - STICU (3HP) | MHHS-TMC |  | Regulator, Vacuum |  | 61K-17110224/099 |  | TMC |  | TMC - HERMANN - STICU (3HP) | [5 empty] | REGULATORS, SUCTION |  | REGULATORVACUUM-Genstar Tech-881VR-300-OH-D | REGULATORVACUUM | 881VR-300-OH-D |  |  |  | Genstar Tech | Regulator, Vacuum |  |  | REGULATORVACUUM-Genstar Tech-881VR-300-OH-D |  |  |  | Covered PM Repair - Biomedical | MHHS-TMC
NO | NO |  |  |  | 61K-17110224/100 |  | Gentec Healthcare | 881VR-300-OH-D |  | 61K-17110224/100 | TMC - HERMANN - STICU (3HP) | MHHS-TMC |  | Regulator, Vacuum |  | 61K-17110224/100 |  | TMC |  | TMC - HERMANN - STICU (3HP) | [5 empty] | REGULATORS, SUCTION |  | REGULATORVACUUM-Genstar Tech-881VR-300-OH-D | REGULATORVACUUM | 881VR-300-OH-D |  |  |  | Genstar Tech | Regulator, Vacuum |  |  | REGULATORVACUUM-Genstar Tech-881VR-300-OH-D |  |  |  | Covered PM Repair - Biomedical | MHHS-TMC
NO | NO |  |  |  | 61K-17110224/105 |  | Gentec Healthcare | 881VR-300-OH-D |  | 61K-17110224/105 | TMC - HERMANN - STICU (3HP) | MHHS-TMC |  | Regulator, Vacuum |  | 61K-17110224/105 |  | TMC |  | TMC - HERMANN - STICU (3HP) | [5 empty] | REGULATORS, SUCTION |  | REGULATORVACUUM-Genstar Tech-881VR-300-OH-D | REGULATORVACUUM | 881VR-300-OH-D |  |  |  | Genstar Tech | Regulator, Vacuum |  |  | REGULATORVACUUM-Genstar Tech-881VR-300-OH-D |  |  |  | Covered PM Repair - Biomedical | MHHS-TMC
NO | NO |  |  |  | 61K-17110224/134 |  | Gentec Healthcare | 881VR-300-OH-D |  | 61K-17110224/134 | TMC - HERMANN - STICU (3HP) | MHHS-TMC |  | Regulator, Vacuum |  | 61K-17110224/134 |  | TMC |  | TMC - HERMANN - STICU (3HP) | [5 empty] | REGULATORS, SUCTION |  | REGULATORVACUUM-Genstar Tech-881VR-300-OH-D | REGULATORVACUUM | 881VR-300-OH-D |  |  |  | Genstar Tech | Regulator, Vacuum |  |  | REGULATORVACUUM-Genstar Tech-881VR-300-OH-D |  |  |  | Covered PM Repair - Biomedical | MHHS-TMC
NO | NO |  |  |  | 61K-17110224/170 |  | Gentec Healthcare | 881VR-300-OH-D |  | 61K-17110224/170 | TMC - HERMANN - STICU (3HP) | MHHS-TMC |  | Regulator, Vacuum |  | 61K-17110224/170 |  | TMC |  | TMC - HERMANN - STICU (3HP) | [5 empty] | REGULATORS, SUCTION |  | REGULATORVACUUM-Genstar Tech-881VR-300-OH-D | REGULATORVACUUM | 881VR-300-OH-D |  |  |  | Genstar Tech | Regulator, Vacuum |  |  | REGULATORVACUUM-Genstar Tech-881VR-300-OH-D |  |  |  | Covered PM Repair - Biomedical | MHHS-TMC
NO | NO |  |  |  | 61G-17100020/478 |  | Gentec Healthcare | 881VR-300-OH-D |  | 61G-17100020/478 | TMC - MHTMC - CENTRAL SUPPLY | MHHS-TMC |  | Regulator, Vacuum |  | 61G-17100020/478 |  | TMC |  | TMC - MHTMC - CENTRAL SUPPLY | [5 empty] | REGULATORS, SUCTION |  | REGULATORVACUUM-Genstar Tech-881VR-300-OH-D | REGULATORVACUUM | 881VR-300-OH-D |  |  |  | Genstar Tech | Regulator, Vacuum |  |  | REGULATORVACUUM-Genstar Tech-881VR-300-OH-D |  |  |  | Covered PM Repair - Biomedical | MHHS-TMC
NO | YES |  |  |  | 151-01572 | 151-01572 | Gentec Healthcare | 881VR-300-OH-T |  | 61G-16080128/155 | CY-3 South | MHHS-Cypress |  | Regulator, Vacuum |  | 151-01572 | 151-01572 | Northwest | MHHS-Cypress | CY-3 South |  | 2/1/17 | 2/1/17 |  |  | REGULATORS, SUCTION | Regulator, Vacuum | REGULATORVACUUM-Genstar Tech-881VR-300-OH-D | REGULATORVACUUM | 881VR-300-OH-D |  |  |  | Genstar Tech | Regulator, Vacuum |  |  | REGULATORVACUUM-Genstar Tech-881VR-300-OH-D |  |  |  | Covered PM Repair - Biomedical | MHHS-Cypress | [8 empty] | REGULATORVACUUM | Regulator, Vacuum | Genstar Tech
NO | YES |  |  |  | 151-02801 | 151-02801 | Gentec Healthcare | 881VR-300-OH-T |  | 61K-18070168/074 | CY-Medsurg | MHHS-Cypress |  | Regulator, Vacuum |  | 151-02801 | 151-02801 | Northwest | MHHS-Cypress | CY-Medsurg | S413 | 1/1/19 |  |  |  | REGULATORS, SUCTION | Regulator, Vacuum | REGULATORVACUUM-Genstar Tech-881VR-300-OH-D | REGULATORVACUUM | 881VR-300-OH-D |  |  |  | Genstar Tech | Regulator, Vacuum |  |  | REGULATORVACUUM-Genstar Tech-881VR-300-OH-D |  |  |  | Covered PM Repair - Biomedical | MHHS-Cypress | [8 empty] | REGULATORVACUUM | Regulator, Vacuum | Genstar Tech
NO | YES |  |  |  | 151-02802 | 151-02802 | Gentec Healthcare | 881VR-300-OH-T |  | 61K-18070168/083 | CY-Cardiac Cath Lab | MHHS-Cypress |  | Regulator, Vacuum |  | 151-02802 | 151-02802 | Northwest | MHHS-Cypress | CY-Cardiac Cath Lab | CVR 5 |  |  |  |  | REGULATORS, SUCTION | Regulator, Vacuum | REGULATORVACUUM-Genstar Tech-881VR-300-OH-D | REGULATORVACUUM | 881VR-300-OH-D |  |  |  | Genstar Tech | Regulator, Vacuum |  |  | REGULATORVACUUM-Genstar Tech-881VR-300-OH-D |  |  |  | Covered PM Repair - Biomedical | MHHS-Cypress | [8 empty] | REGULATORVACUUM | Regulator, Vacuum | Genstar Tech
NO | YES |  |  |  | 151-02803 | 151-02803 | Gentec Healthcare | 881VR-300-OH-T |  | 61K-18070168/081 | CY-Cardiac Cath Lab | MHHS-Cypress |  | Regulator, Vacuum |  | 151-02803 | 151-02803 | Northwest | MHHS-Cypress | CY-Cardiac Cath Lab | Cath lab |  |  |  | No pm required | REGULATORS, SUCTION | Regulator, Vacuum | REGULATORVACUUM-Genstar Tech-881VR-300-OH-D | REGULATORVACUUM | 881VR-300-OH-D |  |  |  | Genstar Tech | Regulator, Vacuum |  |  | REGULATORVACUUM-Genstar Tech-881VR-300-OH-D |  |  |  | Covered PM Repair - Biomedical | MHHS-Cypress | [8 empty] | REGULATORVACUUM | Regulator, Vacuum | Genstar Tech
NO | YES |  |  |  | 151-02804 | 151-02804 | Gentec Healthcare | 881VR-300-OH-T |  | 61K-18070168/080 | CY-Cardiac Cath Lab | MHHS-Cypress |  | Regulator, Vacuum |  | 151-02804 | 151-02804 | Northwest | MHHS-Cypress | CY-Cardiac Cath Lab | Cath Lab |  |  |  |  | REGULATORS, SUCTION | Regulator, Vacuum | REGULATORVACUUM-Genstar Tech-881VR-300-OH-D | REGULATORVACUUM | 881VR-300-OH-D |  |  |  | Genstar Tech | Regulator, Vacuum |  |  | REGULATORVACUUM-Genstar Tech-881VR-300-OH-D | 11/9/16 |  |  | Covered PM Repair - Biomedical | MHHS-Cypress | [8 empty] | REGULATORVACUUM | Regulator, Vacuum | Genstar Tech
NO | YES |  |  |  | 151-02805 | 151-02805 | Gentec Healthcare | 881VR-300-OH-T |  | 61K-18070168/076 | CY-Cardiac Cath Lab | MHHS-Cypress |  | Regulator, Vacuum |  | 151-02805 | 151-02805 | Northwest | MHHS-Cypress | CY-Cardiac Cath Lab | Cvr 7 |  | 2/1/20 |  | No PMs required | REGULATORS, SUCTION | Regulator, Vacuum | REGULATORVACUUM-Genstar Tech-881VR-300-OH-D | REGULATORVACUUM | 881VR-300-OH-D |  |  |  | Genstar Tech | Regulator, Vacuum |  |  | REGULATORVACUUM-Genstar Tech-881VR-300-OH-D | 1/26/17 |  |  | Covered PM Repair - Biomedical | MHHS-Cypress | [8 empty] | REGULATORVACUUM | Regulator, Vacuum | Genstar Tech
NO | YES |  |  |  | 151-01492 | 151-01492 | Gentec Healthcare | 881VR-300-OH-T |  | 61G-16080128/172 | CY-Respiratory Care Services | MHHS-Cypress |  | Regulator, Vacuum |  | 151-01492 | 151-01492 | Northwest | MHHS-Cypress | CY-Respiratory Care Services | M3 380 storage room |  |  |  |  | REGULATORS, SUCTION | Regulator, Vacuum | REGULATORVACUUM-Genstar Tech-881VR-300-OH-D | REGULATORVACUUM | 881VR-300-OH-D |  |  |  | Genstar Tech | Regulator, Vacuum |  |  | REGULATORVACUUM-Genstar Tech-881VR-300-OH-D |  |  |  | Covered PM Repair - Biomedical | MHHS-Cypress | [8 empty] | REGULATORVACUUM | Regulator, Vacuum | Genstar Tech
NO | YES |  |  |  | 151-01493 | 151-01493 | Gentec Healthcare | 881VR-300-OH-T |  | 61G-16080128/127 | CY-Respiratory Care Services | MHHS-Cypress |  | Regulator, Vacuum |  | 151-01493 | 151-01493 | Northwest | MHHS-Cypress | CY-Respiratory Care Services | M3- 380 Storage Area | 4/1/17 |  |  |  | REGULATORS, SUCTION | Regulator, Vacuum | REGULATORVACUUM-Genstar Tech-881VR-300-OH-D | REGULATORVACUUM | 881VR-300-OH-D |  |  |  | Genstar Tech | Regulator, Vacuum |  |  | REGULATORVACUUM-Genstar Tech-881VR-300-OH-D |  |  |  | Covered PM Repair - Biomedical | MHHS-Cypress | [8 empty] | REGULATORVACUUM | Regulator, Vacuum | Genstar Tech
NO | YES |  |  |  | 151-01494 | 151-01494 | Gentec Healthcare | 881VR-300-OH-T |  | 61G-16080128/164 | CY-Respiratory Care Services | MHHS-Cypress |  | Regulator, Vacuum |  | 151-01494 | 151-01494 | Northwest | MHHS-Cypress | CY-Respiratory Care Services | M3 380 storage room | 4/1/17 |  |  |  | REGULATORS, SUCTION | Regulator, Vacuum | REGULATORVACUUM-Genstar Tech-881VR-300-OH-D | REGULATORVACUUM | 881VR-300-OH-D |  |  |  | Genstar Tech | Regulator, Vacuum |  |  | REGULATORVACUUM-Genstar Tech-881VR-300-OH-D |  |  |  | Covered PM Repair - Biomedical | MHHS-Cypress | [8 empty] | REGULATORVACUUM | Regulator, Vacuum | Genstar Tech
NO | YES |  |  |  | 151-01495 | 151-01495 | Gentec Healthcare | 881VR-300-OH-T |  | 61G-16080128/157 | CY-Respiratory Care Services | MHHS-Cypress |  | Regulator, Vacuum |  | 151-01495 | 151-01495 | Northwest | MHHS-Cypress | CY-Respiratory Care Services | M3 380 storage room |  |  |  |  | REGULATORS, SUCTION | Regulator, Vacuum | REGULATORVACUUM-Genstar Tech-881VR-300-OH-D | REGULATORVACUUM | 881VR-300-OH-D |  |  |  | Genstar Tech | Regulator, Vacuum |  |  | REGULATORVACUUM-Genstar Tech-881VR-300-OH-D |  |  |  | Covered PM Repair - Biomedical | MHHS-Cypress | [8 empty] | REGULATORVACUUM | Regulator, Vacuum | Genstar Tech
NO | YES |  |  |  | 151-01496 | 151-01496 | Gentec Healthcare | 881VR-300-OH-T |  | 61G-16080128/122 | CY-Respiratory Care Services | MHHS-Cypress |  | Regulator, Vacuum |  | 151-01496 | 151-01496 | Northwest | MHHS-Cypress | CY-Respiratory Care Services | M3- 380 Storage Area | 4/1/17 |  |  |  | REGULATORS, SUCTION | Regulator, Vacuum | REGULATORVACUUM-Genstar Tech-881VR-300-OH-D | REGULATORVACUUM | 881VR-300-OH-D |  |  |  | Genstar Tech | Regulator, Vacuum |  |  | REGULATORVACUUM-Genstar Tech-881VR-300-OH-D |  |  |  | Covered PM Repair - Biomedical | MHHS-Cypress | [8 empty] | REGULATORVACUUM | Regulator, Vacuum | Genstar Tech
NO | YES |  |  |  | 151-01497 | 151-01497 | Gentec Healthcare | 881VR-300-OH-T |  | 61G-16080128/159 | CY-Central Supply | MHHS-Cypress |  | Regulator, Vacuum |  | 151-01497 | 151-01497 | Northwest | MHHS-Cypress | CY-Central Supply | M3 380 storage | 4/1/17 |  |  |  | REGULATORS, SUCTION | Regulator, Vacuum | REGULATORVACUUM-Genstar Tech-881VR-300-OH-D | REGULATORVACUUM | 881VR-300-OH-D |  |  |  | Genstar Tech | Regulator, Vacuum |  |  | REGULATORVACUUM-Genstar Tech-881VR-300-OH-D | 2/7/14 |  |  | Covered PM Repair - Biomedical | MHHS-Cypress | [8 empty] | REGULATORVACUUM | Regulator, Vacuum | Genstar Tech
NO | YES |  |  |  | 151-01498 | 151-01498 | Gentec Healthcare | 881VR-300-OH-T |  | 61G-16080128/128 | CY-Central Supply | MHHS-Cypress |  | Regulator, Vacuum |  | 151-01498 | 151-01498 | Northwest | MHHS-Cypress | CY-Central Supply | M3 380 storage | 4/1/17 |  |  |  | REGULATORS, SUCTION | Regulator, Vacuum | REGULATORVACUUM-Genstar Tech-881VR-300-OH-D | REGULATORVACUUM | 881VR-300-OH-D |  |  |  | Genstar Tech | Regulator, Vacuum |  |  | REGULATORVACUUM-Genstar Tech-881VR-300-OH-D |  |  |  | Covered PM Repair - Biomedical | MHHS-Cypress | [8 empty] | REGULATORVACUUM | Regulator, Vacuum | Genstar Tech
NO | YES |  |  |  | 151-01499 | 151-01499 | Gentec Healthcare | 881VR-300-OH-T |  | 61G-16080128/134 | CY-Respiratory Care Services | MHHS-Cypress |  | Regulator, Vacuum |  | 151-01499 | 151-01499 | Northwest | MHHS-Cypress | CY-Respiratory Care Services | M3- 380 Storage Area | 4/1/17 |  |  |  | REGULATORS, SUCTION | Regulator, Vacuum | REGULATORVACUUM-Genstar Tech-881VR-300-OH-D | REGULATORVACUUM | 881VR-300-OH-D |  |  |  | Genstar Tech | Regulator, Vacuum |  |  | REGULATORVACUUM-Genstar Tech-881VR-300-OH-D |  |  |  | Covered PM Repair - Biomedical | MHHS-Cypress | [8 empty] | REGULATORVACUUM | Regulator, Vacuum | Genstar Tech
NO | YES |  |  |  | 151-01500 | 151-01500 | Gentec Healthcare | 881VR-300-OH-T |  | 61G-16080128/142 | CY-Central Supply | MHHS-Cypress |  | Regulator, Vacuum |  | 151-01500 | 151-01500 | Northwest | MHHS-Cypress | CY-Central Supply | M3 -380 storage room | 4/1/17 |  |  |  | REGULATORS, SUCTION | Regulator, Vacuum | REGULATORVACUUM-Genstar Tech-881VR-300-OH-D | REGULATORVACUUM | 881VR-300-OH-D |  |  |  | Genstar Tech | Regulator, Vacuum |  |  | REGULATORVACUUM-Genstar Tech-881VR-300-OH-D |  |  |  | Covered PM Repair - Biomedical | MHHS-Cypress | [8 empty] | REGULATORVACUUM | Regulator, Vacuum | Genstar Tech
NO | YES |  |  |  | 151-01501 | 151-01501 | Gentec Healthcare | 881VR-300-OH-T |  | 61G-16080128/099 | CY-Central Supply | MHHS-Cypress |  | Regulator, Vacuum |  | 151-01501 | 151-01501 | Northwest | MHHS-Cypress | CY-Central Supply | M3 -380 storage room | 4/1/17 | 2/1/20 |  |  | REGULATORS, SUCTION | Regulator, Vacuum | REGULATORVACUUM-Genstar Tech-881VR-300-OH-D | REGULATORVACUUM | 881VR-300-OH-D |  |  |  | Genstar Tech | Regulator, Vacuum |  |  | REGULATORVACUUM-Genstar Tech-881VR-300-OH-D |  |  |  | Covered PM Repair - Biomedical | MHHS-Cypress | [8 empty] | REGULATORVACUUM | Regulator, Vacuum | Genstar Tech
NO | YES |  |  |  | 151-01502 | 151-01502 | Gentec Healthcare | 881VR-300-OH-T |  | 61G-16080128/141 | CY-Respiratory Care Services | MHHS-Cypress |  | Regulator, Vacuum |  | 151-01502 | 151-01502 | Northwest | MHHS-Cypress | CY-Respiratory Care Services | M3 380 storage room | 4/1/17 |  |  |  | REGULATORS, SUCTION | Regulator, Vacuum | REGULATORVACUUM-Genstar Tech-881VR-300-OH-D | REGULATORVACUUM | 881VR-300-OH-D |  |  |  | Genstar Tech | Regulator, Vacuum |  |  | REGULATORVACUUM-Genstar Tech-881VR-300-OH-D |  |  |  | Covered PM Repair - Biomedical | MHHS-Cypress | [8 empty] | REGULATORVACUUM | Regulator, Vacuum | Genstar Tech
NO | YES |  |  |  | 151-01503 | 151-01503 | Gentec Healthcare | 881VR-300-OH-T |  | 61G-16080128/129 | CY-Central Supply | MHHS-Cypress |  | Regulator, Vacuum |  | 151-01503 | 151-01503 | Northwest | MHHS-Cypress | CY-Central Supply | M3 380 storage | 4/1/17 |  |  |  | REGULATORS, SUCTION | Regulator, Vacuum | REGULATORVACUUM-Genstar Tech-881VR-300-OH-D | REGULATORVACUUM | 881VR-300-OH-D |  |  |  | Genstar Tech | Regulator, Vacuum |  |  | REGULATORVACUUM-Genstar Tech-881VR-300-OH-D | 11/10/16 |  |  | Covered PM Repair - Biomedical | MHHS-Cypress | [8 empty] | REGULATORVACUUM | Regulator, Vacuum | Genstar Tech
NO | YES |  |  |  | 151-01506 | 151-01506 | Gentec Healthcare | 881VR-300-OH-T |  | 61G-16080128/045 | CY-ICU | MHHS-Cypress |  | Regulator, Vacuum |  | 151-01506 | 151-01506 | Northwest | MHHS-Cypress | CY-ICU | Icu 7 | 4/1/17 | 2/1/17 |  |  | REGULATORS, SUCTION | Regulator, Vacuum | REGULATORVACUUM-Genstar Tech-881VR-300-OH-D | REGULATORVACUUM | 881VR-300-OH-D |  |  |  | Genstar Tech | Regulator, Vacuum |  |  | REGULATORVACUUM-Genstar Tech-881VR-300-OH-D | 10/16/14 |  |  | Covered PM Repair - Biomedical | MHHS-Cypress | [8 empty] | REGULATORVACUUM | Regulator, Vacuum | Genstar Tech
NO | YES |  |  |  | 151-01510 | 151-01510 | Gentec Healthcare | 881VR-300-OH-T |  | 61G-16080128/030 | CY-ICU | MHHS-Cypress |  | Regulator, Vacuum |  | 151-01510 | 151-01510 | Northwest | MHHS-Cypress | CY-ICU | Icu 10 | 4/1/17 | 4/1/17 |  |  | REGULATORS, SUCTION | Regulator, Vacuum | REGULATORVACUUM-Genstar Tech-881VR-300-OH-D | REGULATORVACUUM | 881VR-300-OH-D |  |  |  | Genstar Tech | Regulator, Vacuum |  |  | REGULATORVACUUM-Genstar Tech-881VR-300-OH-D | 10/16/14 |  |  | Covered PM Repair - Biomedical | MHHS-Cypress | [8 empty] | REGULATORVACUUM | Regulator, Vacuum | Genstar Tech
NO | YES |  |  |  | 151-01512 | 151-01512 | Gentec Healthcare | 881VR-300-OH-T |  | 61G-16080128/022 | CY-ICU | MHHS-Cypress |  | Regulator, Vacuum |  | 151-01512 | 151-01512 | Northwest | MHHS-Cypress | CY-ICU | ICU 14 | 4/1/17 |  |  |  | REGULATORS, SUCTION | Regulator, Vacuum | REGULATORVACUUM-Genstar Tech-881VR-300-OH-D | REGULATORVACUUM | 881VR-300-OH-D |  |  |  | Genstar Tech | Regulator, Vacuum |  |  | REGULATORVACUUM-Genstar Tech-881VR-300-OH-D |  |  |  | Covered PM Repair - Biomedical | MHHS-Cypress | [8 empty] | REGULATORVACUUM | Regulator, Vacuum | Genstar Tech
NO | YES |  |  |  | 151-01513 | 151-01513 | Gentec Healthcare | 881VR-300-OH-T |  | 61G-16080128/011 | CY-Central Supply | MHHS-Cypress |  | Regulator, Vacuum |  | 151-01513 | 151-01513 | Northwest | MHHS-Cypress | CY-Central Supply | ICU 20 | 2/1/17 |  |  |  | REGULATORS, SUCTION | Regulator, Vacuum | REGULATORVACUUM-Genstar Tech-881VR-300-OH-D | REGULATORVACUUM | 881VR-300-OH-D |  |  |  | Genstar Tech | Regulator, Vacuum |  |  | REGULATORVACUUM-Genstar Tech-881VR-300-OH-D |  |  |  | Covered PM Repair - Biomedical | MHHS-Cypress | [8 empty] | REGULATORVACUUM | Regulator, Vacuum | Genstar Tech
NO | YES |  |  |  | 151-01515 | 151-01515 | Gentec Healthcare | 881VR-300-OH-T |  | 61G-16080128/007 | CY-ICU | MHHS-Cypress |  | Regulator, Vacuum |  | 151-01515 | 151-01515 | Northwest | MHHS-Cypress | CY-ICU | Icu 8 | 4/1/17 | 4/1/17 |  |  | REGULATORS, SUCTION | Regulator, Vacuum | REGULATORVACUUM-Genstar Tech-881VR-300-OH-D | REGULATORVACUUM | 881VR-300-OH-D |  |  |  | Genstar Tech | Regulator, Vacuum |  |  | REGULATORVACUUM-Genstar Tech-881VR-300-OH-D |  |  |  | Covered PM Repair - Biomedical | MHHS-Cypress | [8 empty] | REGULATORVACUUM | Regulator, Vacuum | Genstar Tech
NO | YES |  |  |  | 151-01516 | 151-01516 | Gentec Healthcare | 881VR-300-OH-T |  | 61G-16060206/045 | CY-ICU | MHHS-Cypress |  | Regulator, Vacuum |  | 151-01516 | 151-01516 | Northwest | MHHS-Cypress | CY-ICU | Icu 10 | 4/1/17 | 4/1/17 |  |  | REGULATORS, SUCTION | Regulator, Vacuum | REGULATORVACUUM-Genstar Tech-881VR-300-OH-D | REGULATORVACUUM | 881VR-300-OH-D |  |  |  | Genstar Tech | Regulator, Vacuum |  |  | REGULATORVACUUM-Genstar Tech-881VR-300-OH-D | 12/7/13 |  |  | Covered PM Repair - Biomedical | MHHS-Cypress | [8 empty] | REGULATORVACUUM | Regulator, Vacuum | Genstar Tech
NO | YES |  |  |  | 151-01519 | 151-01519 | Gentec Healthcare | 881VR-300-OH-T |  | 61G-16080128/121 | CY-Labor & Delivery | MHHS-Cypress |  | Regulator, Vacuum |  | 151-01519 | 151-01519 | Northwest | MHHS-Cypress | CY-Labor & Delivery | C-Section 2 | 2/1/17 |  |  |  | REGULATORS, SUCTION | Regulator, Vacuum | REGULATORVACUUM-Genstar Tech-881VR-300-OH-D | REGULATORVACUUM | 881VR-300-OH-D |  |  |  | Genstar Tech | Regulator, Vacuum |  |  | REGULATORVACUUM-Genstar Tech-881VR-300-OH-D |  |  |  | Covered PM Repair - Biomedical | MHHS-Cypress | [8 empty] | REGULATORVACUUM | Regulator, Vacuum | Genstar Tech
NO | YES |  |  |  | 151-01571 | 151-01571 | Gentec Healthcare | 881VR-300-OH-T |  | 61G-16080128/125 | CY-Central Supply | MHHS-Cypress |  | Regulator, Vacuum |  | 151-01571 | 151-01571 | Northwest | MHHS-Cypress | CY-Central Supply | APU3 | 2/1/17 |  |  |  | REGULATORS, SUCTION | Regulator, Vacuum | REGULATORVACUUM-Genstar Tech-881VR-300-OH-D | REGULATORVACUUM | 881VR-300-OH-D |  |  |  | Genstar Tech | Regulator, Vacuum |  |  | REGULATORVACUUM-Genstar Tech-881VR-300-OH-D |  |  |  | Covered PM Repair - Biomedical | MHHS-Cypress | [8 empty] | REGULATORVACUUM | Regulator, Vacuum | Genstar Tech
NO | YES |  |  |  | 151-01579 | 151-01579 | Gentec Healthcare | 881VR-300-OH-T |  | 61G-16080128/102 | CY-ICU | MHHS-Cypress |  | Regulator, Vacuum |  | 151-01579 | 151-01579 | Northwest | MHHS-Cypress | CY-ICU | Icu 15 | 2/1/17 | 2/1/17 |  |  | REGULATORS, SUCTION | Regulator, Vacuum | REGULATORVACUUM-Genstar Tech-881VR-300-OH-D | REGULATORVACUUM | 881VR-300-OH-D |  |  |  | Genstar Tech | Regulator, Vacuum |  |  | REGULATORVACUUM-Genstar Tech-881VR-300-OH-D | 12/3/16 |  |  | Covered PM Repair - Biomedical | MHHS-Cypress | [8 empty] | REGULATORVACUUM | Regulator, Vacuum | Genstar Tech
NO | YES |  |  |  | 151-01583 | 151-01583 | Gentec Healthcare | 881VR-300-OH-T |  | 61G-16080128/010 | CY-ICU | MHHS-Cypress |  | Regulator, Vacuum |  | 151-01583 | 151-01583 | Northwest | MHHS-Cypress | CY-ICU | ICU 1 | 2/1/17 |  |  |  | REGULATORS, SUCTION | Regulator, Vacuum | REGULATORVACUUM-Genstar Tech-881VR-300-OH-D | REGULATORVACUUM | 881VR-300-OH-D |  |  |  | Genstar Tech | Regulator, Vacuum |  |  | REGULATORVACUUM-Genstar Tech-881VR-300-OH-D | 12/1/13 |  |  | Covered PM Repair - Biomedical | MHHS-Cypress | [8 empty] | REGULATORVACUUM | Regulator, Vacuum | Genstar Tech
NO | YES |  |  |  | 151-01587 | 151-01587 | Gentec Healthcare | 881VR-300-OH-T |  | 61G-16080128/163 | CY-Central Supply | MHHS-Cypress |  | Regulator, Vacuum |  | 151-01587 | 151-01587 | Northwest | MHHS-Cypress | CY-Central Supply | Pacu 2 | 2/1/17 |  |  | Safety inspection only | REGULATORS, SUCTION | Regulator, Vacuum | REGULATORVACUUM-Genstar Tech-881VR-300-OH-D | REGULATORVACUUM | 881VR-300-OH-D |  |  |  | Genstar Tech | Regulator, Vacuum |  |  | REGULATORVACUUM-Genstar Tech-881VR-300-OH-D | 9/28/19 |  |  | Not Covered Vendor Only - Biomedical | MHHS-Cypress | [8 empty] | REGULATORVACUUM | Regulator, Vacuum | Genstar Tech
NO | YES |  |  |  | 151-01588 | 151-01588 | Gentec Healthcare | 881VR-300-OH-T |  | 61G-16080128/149 | CY-Central Supply | MHHS-Cypress |  | Regulator, Vacuum |  | 151-01588 | 151-01588 | Northwest | MHHS-Cypress | CY-Central Supply | M3 403 | 2/1/17 |  |  |  | REGULATORS, SUCTION | Regulator, Vacuum | REGULATORVACUUM-Genstar Tech-881VR-300-OH-D | REGULATORVACUUM | 881VR-300-OH-D |  |  |  | Genstar Tech | Regulator, Vacuum |  |  | REGULATORVACUUM-Genstar Tech-881VR-300-OH-D |  |  |  | Covered PM Repair - Biomedical | MHHS-Cypress | [8 empty] | REGULATORVACUUM | Regulator, Vacuum | Genstar Tech
NO | YES |  |  |  | 151-01589 | 151-01589 | Gentec Healthcare | 881VR-300-OH-T |  | 61G-16080128/161 | CY-Central Supply | MHHS-Cypress |  | Regulator, Vacuum |  | 151-01589 | 151-01589 | Northwest | MHHS-Cypress | CY-Central Supply | Preop eight | 2/1/17 |  |  |  | REGULATORS, SUCTION | Regulator, Vacuum | REGULATORVACUUM-Genstar Tech-881VR-300-OH-D | REGULATORVACUUM | 881VR-300-OH-D |  |  |  | Genstar Tech | Regulator, Vacuum |  |  | REGULATORVACUUM-Genstar Tech-881VR-300-OH-D |  |  |  | Covered PM Repair - Biomedical | MHHS-Cypress | [8 empty] | REGULATORVACUUM | Regulator, Vacuum | Genstar Tech
NO | YES |  |  |  | 151-01590 | 151-01590 | Gentec Healthcare | 881VR-300-OH-T |  | 61G-16080128/168 | CY-Central Supply | MHHS-Cypress |  | Regulator, Vacuum |  | 151-01590 | 151-01590 | Northwest | MHHS-Cypress | CY-Central Supply | Preop 10 | 2/1/17 |  |  |  | REGULATORS, SUCTION | Regulator, Vacuum | REGULATORVACUUM-Genstar Tech-881VR-300-OH-D | REGULATORVACUUM | 881VR-300-OH-D |  |  |  | Genstar Tech | Regulator, Vacuum |  |  | REGULATORVACUUM-Genstar Tech-881VR-300-OH-D |  |  |  | Covered PM Repair - Biomedical | MHHS-Cypress | [8 empty] | REGULATORVACUUM | Regulator, Vacuum | Genstar Tech
NO | YES |  |  |  | 151-01591 | 151-01591 | Gentec Healthcare | 881VR-300-OH-T |  | 61G-16080128/133 | CY-Central Supply | MHHS-Cypress |  | Regulator, Vacuum |  | 151-01591 | 151-01591 | Northwest | MHHS-Cypress | CY-Central Supply | OT7 |  |  |  |  | REGULATORS, SUCTION | Regulator, Vacuum | REGULATORVACUUM-Genstar Tech-881VR-300-OH-D | REGULATORVACUUM | 881VR-300-OH-D |  |  |  | Genstar Tech | Regulator, Vacuum |  |  | REGULATORVACUUM-Genstar Tech-881VR-300-OH-D |  |  |  | Covered PM Repair - Biomedical | MHHS-Cypress | [8 empty] | REGULATORVACUUM | Regulator, Vacuum | Genstar Tech
NO | YES |  |  |  | 151-01592 | 151-01592 | Gentec Healthcare | 881VR-300-OH-T |  | 61G-16080128/170 | CY-Central Supply | MHHS-Cypress |  | Regulator, Vacuum |  | 151-01592 | 151-01592 | Northwest | MHHS-Cypress | CY-Central Supply | Bay 7 | 2/1/17 |  |  | Safety inspection only | REGULATORS, SUCTION | Regulator, Vacuum | REGULATORVACUUM-Genstar Tech-881VR-300-OH-D | REGULATORVACUUM | 881VR-300-OH-D |  |  |  | Genstar Tech | Regulator, Vacuum |  |  | REGULATORVACUUM-Genstar Tech-881VR-300-OH-D |  |  |  | Covered PM Repair - Biomedical | MHHS-Cypress | [8 empty] | REGULATORVACUUM | Regulator, Vacuum | Genstar Tech
NO | YES |  |  |  | 151-01593 | 151-01593 | Gentec Healthcare | 881VR-300-OH-T |  | 61G-16080128/136 | CY-Preop | MHHS-Cypress |  | Regulator, Vacuum |  | 151-01593 | 151-01593 | Northwest | MHHS-Cypress | CY-Preop | M3406 | 2/1/17 | 2/1/18 |  |  | REGULATORS, SUCTION | Regulator, Vacuum | REGULATORVACUUM-Genstar Tech-881VR-300-OH-D | REGULATORVACUUM | 881VR-300-OH-D |  |  |  | Genstar Tech | Regulator, Vacuum |  |  | REGULATORVACUUM-Genstar Tech-881VR-300-OH-D |  |  |  | Covered PM Repair - Biomedical | MHHS-Cypress | [8 empty] | REGULATORVACUUM | Regulator, Vacuum | Genstar Tech
NO | YES |  |  |  | 151-01594 | 151-01594 | Gentec Healthcare | 881VR-300-OH-T |  | 61G-16080128/167 | CY-Central Supply | MHHS-Cypress |  | Regulator, Vacuum |  | 151-01594 | 151-01594 | Northwest | MHHS-Cypress | CY-Central Supply | Preop 2 | 2/1/17 |  |  |  | REGULATORS, SUCTION | Regulator, Vacuum | REGULATORVACUUM-Genstar Tech-881VR-300-OH-D | REGULATORVACUUM | 881VR-300-OH-D |  |  |  | Genstar Tech | Regulator, Vacuum |  |  | REGULATORVACUUM-Genstar Tech-881VR-300-OH-D | 12/7/12 |  |  | Covered PM Repair - Biomedical | MHHS-Cypress | [8 empty] | REGULATORVACUUM | Regulator, Vacuum | Genstar Tech
NO | YES |  |  |  | 151-01595 | 151-01595 | Gentec Healthcare | 881VR-300-OH-T |  | 61G-16080128/166 | CY-Central Supply | MHHS-Cypress |  | Regulator, Vacuum |  | 151-01595 | 151-01595 | Northwest | MHHS-Cypress | CY-Central Supply | Or 5 | 2/1/17 |  |  | One time safety inspection | REGULATORS, SUCTION | Regulator, Vacuum | REGULATORVACUUM-Genstar Tech-881VR-300-OH-D | REGULATORVACUUM | 881VR-300-OH-D |  |  |  | Genstar Tech | Regulator, Vacuum |  |  | REGULATORVACUUM-Genstar Tech-881VR-300-OH-D |  |  |  | Covered PM Repair - Biomedical | MHHS-Cypress | [8 empty] | REGULATORVACUUM | Regulator, Vacuum | Genstar Tech
NO | YES |  |  |  | 151-01596 | 151-01596 | Gentec Healthcare | 881VR-300-OH-T |  | 61G-16080128/181 | CY-Preop | MHHS-Cypress |  | Regulator, Vacuum |  | 151-01596 | 151-01596 | Northwest | MHHS-Cypress | CY-Preop | Preop 4 | 2/1/17 |  |  |  | REGULATORS, SUCTION | Regulator, Vacuum | REGULATORVACUUM-Genstar Tech-881VR-300-OH-D | REGULATORVACUUM | 881VR-300-OH-D |  |  |  | Genstar Tech | Regulator, Vacuum |  |  | REGULATORVACUUM-Genstar Tech-881VR-300-OH-D |  |  |  | Covered PM Repair - Biomedical | MHHS-Cypress | [8 empty] | REGULATORVACUUM | Regulator, Vacuum | Genstar Tech
NO | YES |  |  |  | 151-01597 | 151-01597 | Gentec Healthcare | 881VR-300-OH-T |  | 61G-16080128/151 | CY-Central Supply | MHHS-Cypress |  | Regulator, Vacuum |  | 151-01597 | 151-01597 | Northwest | MHHS-Cypress | CY-Central Supply | Preop 5 | 2/1/17 |  |  |  | REGULATORS, SUCTION | Regulator, Vacuum | REGULATORVACUUM-Genstar Tech-881VR-300-OH-D | REGULATORVACUUM | 881VR-300-OH-D |  |  |  | Genstar Tech | Regulator, Vacuum |  |  | REGULATORVACUUM-Genstar Tech-881VR-300-OH-D | 12/1/12 |  |  | Covered PM Repair - Biomedical | MHHS-Cypress | [8 empty] | REGULATORVACUUM | Regulator, Vacuum | Genstar Tech
NO | YES |  |  |  | 151-01598 | 151-01598 | Gentec Healthcare | 881VR-300-OH-T |  | 61G-16080128/143 | CY-Central Supply | MHHS-Cypress |  | Regulator, Vacuum |  | 151-01598 | 151-01598 | Northwest | MHHS-Cypress | CY-Central Supply | Preop 11 | 2/1/17 |  |  |  | REGULATORS, SUCTION | Regulator, Vacuum | REGULATORVACUUM-Genstar Tech-881VR-300-OH-D | REGULATORVACUUM | 881VR-300-OH-D |  |  |  | Genstar Tech | Regulator, Vacuum |  |  | REGULATORVACUUM-Genstar Tech-881VR-300-OH-D |  |  |  | Covered PM Repair - Biomedical | MHHS-Cypress | [8 empty] | REGULATORVACUUM | Regulator, Vacuum | Genstar Tech
NO | YES |  |  |  | 151-01599 | 151-01599 | Gentec Healthcare | 881VR-300-OH-T |  | 61G-16080128/001 | CY-Central Supply | MHHS-Cypress |  | Regulator, Vacuum |  | 151-01599 | 151-01599 | Northwest | MHHS-Cypress | CY-Central Supply | Nicu 3 | 2/1/17 |  |  | One time safety only | REGULATORS, SUCTION | Regulator, Vacuum | REGULATORVACUUM-Genstar Tech-881VR-300-OH-D | REGULATORVACUUM | 881VR-300-OH-D |  |  |  | Genstar Tech | Regulator, Vacuum |  |  | REGULATORVACUUM-Genstar Tech-881VR-300-OH-D |  |  |  | Covered PM Repair - Biomedical | MHHS-Cypress | [8 empty] | REGULATORVACUUM | Regulator, Vacuum | Genstar Tech
NO | YES |  |  |  | 151-01600 | 151-01600 | Gentec Healthcare | 881VR-300-OH-T |  | 61G-16080128/056 | CY-Central Supply | MHHS-Cypress |  | Regulator, Vacuum |  | 151-01600 | 151-01600 | Northwest | MHHS-Cypress | CY-Central Supply | Ldrp 7 |  |  |  | Dafety inspection only | REGULATORS, SUCTION | Regulator, Vacuum | REGULATORVACUUM-Genstar Tech-881VR-300-OH-D | REGULATORVACUUM | 881VR-300-OH-D |  |  |  | Genstar Tech | Regulator, Vacuum |  |  | REGULATORVACUUM-Genstar Tech-881VR-300-OH-D |  |  |  | Covered PM Repair - Biomedical | MHHS-Cypress | [8 empty] | REGULATORVACUUM | Regulator, Vacuum | Genstar Tech
NO | YES |  |  |  | 151-01601 | 151-01601 | Gentec Healthcare | 881VR-300-OH-T |  | 61G-16080128/066 | CY-NICU | MHHS-Cypress |  | Regulator, Vacuum |  | 151-01601 | 151-01601 | Northwest | MHHS-Cypress | CY-NICU | NICU 4 | 2/1/17 |  |  |  | REGULATORS, SUCTION | Regulator, Vacuum | REGULATORVACUUM-Genstar Tech-881VR-300-OH-D | REGULATORVACUUM | 881VR-300-OH-D |  |  |  | Genstar Tech | Regulator, Vacuum |  |  | REGULATORVACUUM-Genstar Tech-881VR-300-OH-D |  |  |  | Covered PM Repair - Biomedical | MHHS-Cypress | [8 empty] | REGULATORVACUUM | Regulator, Vacuum | Genstar Tech
NO | YES |  |  |  | 151-01602 | 151-01602 | Gentec Healthcare | 881VR-300-OH-T |  | 61G-16080128/029 | CY-Labor & Delivery | MHHS-Cypress |  | Regulator, Vacuum |  | 151-01602 | 151-01602 | Northwest | MHHS-Cypress | CY-Labor & Delivery | LDR 8 | 2/1/17 |  |  |  | REGULATORS, SUCTION | Regulator, Vacuum | REGULATORVACUUM-Genstar Tech-881VR-300-OH-D | REGULATORVACUUM | 881VR-300-OH-D |  |  |  | Genstar Tech | Regulator, Vacuum |  |  | REGULATORVACUUM-Genstar Tech-881VR-300-OH-D |  |  |  | Covered PM Repair - Biomedical | MHHS-Cypress | [8 empty] | REGULATORVACUUM | Regulator, Vacuum | Genstar Tech
NO | YES |  |  |  | 151-01603 | 151-01603 | Gentec Healthcare | 881VR-300-OH-T |  | 61G-16080128/063 | CY-Central Supply | MHHS-Cypress |  | Regulator, Vacuum |  | 151-01603 | 151-01603 | Northwest | MHHS-Cypress | CY-Central Supply | C section 1 | 2/1/17 |  |  |  | REGULATORS, SUCTION | Regulator, Vacuum | REGULATORVACUUM-Genstar Tech-881VR-300-OH-D | REGULATORVACUUM | 881VR-300-OH-D |  |  |  | Genstar Tech | Regulator, Vacuum |  |  | REGULATORVACUUM-Genstar Tech-881VR-300-OH-D |  |  |  | Covered PM Repair - Biomedical | MHHS-Cypress | [8 empty] | REGULATORVACUUM | Regulator, Vacuum | Genstar Tech
NO | YES |  |  |  | 151-01606 | 151-01606 | Gentec Healthcare | 881VR-300-OH-T |  | 61G-16080128/062 | CY-Central Supply | MHHS-Cypress |  | Regulator, Vacuum |  | 151-01606 | 151-01606 | Northwest | MHHS-Cypress | CY-Central Supply |  | 2/1/17 |  |  |  | REGULATORS, SUCTION | Regulator, Vacuum | REGULATORVACUUM-Genstar Tech-881VR-300-OH-D | REGULATORVACUUM | 881VR-300-OH-D |  |  |  | Genstar Tech | Regulator, Vacuum |  |  | REGULATORVACUUM-Genstar Tech-881VR-300-OH-D |  |  |  | Covered PM Repair - Biomedical | MHHS-Cypress | [8 empty] | REGULATORVACUUM | Regulator, Vacuum | Genstar Tech
NO | YES |  |  |  | 151-01608 | 151-01608 | Gentec Healthcare | 881VR-300-OH-T |  | 61G-16060206/126 | CY-NICU | MHHS-Cypress |  | Regulator, Vacuum |  | 151-01608 | 151-01608 | Northwest | MHHS-Cypress | CY-NICU | NICU 2 | 2/1/17 |  |  |  | REGULATORS, SUCTION | Regulator, Vacuum | REGULATORVACUUM-Genstar Tech-881VR-300-OH-D | REGULATORVACUUM | 881VR-300-OH-D |  |  |  | Genstar Tech | Regulator, Vacuum |  |  | REGULATORVACUUM-Genstar Tech-881VR-300-OH-D |  |  |  | Covered PM Repair - Biomedical | MHHS-Cypress | [8 empty] | REGULATORVACUUM | Regulator, Vacuum | Genstar Tech
NO | YES |  |  |  | 151-01609 | 151-01609 | Gentec Healthcare | 881VR-300-OH-T |  | 61G-16080128/025 | CY-Central Supply | MHHS-Cypress |  | Regulator, Vacuum |  | 151-01609 | 151-01609 | Northwest | MHHS-Cypress | CY-Central Supply | NICU 1 | 2/1/17 |  |  |  | REGULATORS, SUCTION | Regulator, Vacuum | REGULATORVACUUM-Genstar Tech-881VR-300-OH-D | REGULATORVACUUM | 881VR-300-OH-D |  |  |  | Genstar Tech | Regulator, Vacuum |  |  | REGULATORVACUUM-Genstar Tech-881VR-300-OH-D |  |  |  | Covered PM Repair - Biomedical | MHHS-Cypress | [8 empty] | REGULATORVACUUM | Regulator, Vacuum | Genstar Tech
NO | YES |  |  |  | 151-01610 | 151-01610 | Gentec Healthcare | 881VR-300-OH-T |  | 61G-16080128/050 | CY-NICU | MHHS-Cypress |  | Regulator, Vacuum |  | 151-01610 | 151-01610 | Northwest | MHHS-Cypress | CY-NICU | NICU 1 | 2/1/17 |  |  |  | REGULATORS, SUCTION | Regulator, Vacuum | REGULATORVACUUM-Genstar Tech-881VR-300-OH-D | REGULATORVACUUM | 881VR-300-OH-D |  |  |  | Genstar Tech | Regulator, Vacuum |  |  | REGULATORVACUUM-Genstar Tech-881VR-300-OH-D |  |  |  | Covered PM Repair - Biomedical | MHHS-Cypress | [8 empty] | REGULATORVACUUM | Regulator, Vacuum | Genstar Tech
NO | YES |  |  |  | 151-01612 | 151-01612 | Gentec Healthcare | 881VR-300-OH-T |  | 61G-16080128/076 | CY-Labor & Delivery | MHHS-Cypress |  | Regulator, Vacuum |  | 151-01612 | 151-01612 | Northwest | MHHS-Cypress | CY-Labor & Delivery | LDR 2 |  |  |  |  | REGULATORS, SUCTION | Regulator, Vacuum | REGULATORVACUUM-Genstar Tech-881VR-300-OH-D | REGULATORVACUUM | 881VR-300-OH-D |  |  |  | Genstar Tech | Regulator, Vacuum |  |  | REGULATORVACUUM-Genstar Tech-881VR-300-OH-D |  |  |  | Covered PM Repair - Biomedical | MHHS-Cypress | [8 empty] | REGULATORVACUUM | Regulator, Vacuum | Genstar Tech
NO | YES |  |  |  | 151-01613 | 151-01613 | Gentec Healthcare | 881VR-300-OH-T |  | 61G-16080128/082 | CY-ER | MHHS-Cypress |  | Regulator, Vacuum |  | 151-01613 | 151-01613 | Northwest | MHHS-Cypress | CY-ER | Rm 9 |  |  |  |  | REGULATORS, SUCTION | Regulator, Vacuum | REGULATORVACUUM-Genstar Tech-881VR-300-OH-D | REGULATORVACUUM | 881VR-300-OH-D |  |  |  | Genstar Tech | Regulator, Vacuum |  |  | REGULATORVACUUM-Genstar Tech-881VR-300-OH-D |  |  |  | Covered PM Repair - Biomedical | MHHS-Cypress | [8 empty] | REGULATORVACUUM | Regulator, Vacuum | Genstar Tech
NO | YES |  |  |  | 151-01614 | 151-01614 | Gentec Healthcare | 881VR-300-OH-T |  | 61G-16080128/069 | CY-ICU | MHHS-Cypress |  | Regulator, Vacuum |  | 151-01614 | 151-01614 | Northwest | MHHS-Cypress | CY-ICU | Icu 15 | 2/1/17 | 2/1/17 |  |  | REGULATORS, SUCTION | Regulator, Vacuum | REGULATORVACUUM-Genstar Tech-881VR-300-OH-D | REGULATORVACUUM | 881VR-300-OH-D |  |  |  | Genstar Tech | Regulator, Vacuum |  |  | REGULATORVACUUM-Genstar Tech-881VR-300-OH-D |  |  |  | Covered PM Repair - Biomedical | MHHS-Cypress | [8 empty] | REGULATORVACUUM | Regulator, Vacuum | Genstar Tech
NO | YES |  |  |  | 151-01615 | 151-01615 | Gentec Healthcare | 881VR-300-OH-T |  | 61G-16080128/187 | CY-Central Supply | MHHS-Cypress |  | Regulator, Vacuum |  | 151-01615 | 151-01615 | Northwest | MHHS-Cypress | CY-Central Supply | ICU 16 | 2/1/17 |  |  |  | REGULATORS, SUCTION | Regulator, Vacuum | REGULATORVACUUM-Genstar Tech-881VR-300-OH-D | REGULATORVACUUM | 881VR-300-OH-D |  |  |  | Genstar Tech | Regulator, Vacuum |  |  | REGULATORVACUUM-Genstar Tech-881VR-300-OH-D |  |  |  | Covered PM Repair - Biomedical | MHHS-Cypress | [8 empty] | REGULATORVACUUM | Regulator, Vacuum | Genstar Tech
NO | YES |  |  |  | 151-01616 | 151-01616 | Gentec Healthcare | 881VR-300-OH-T |  | 61G-16080128/055 | CY-ER | MHHS-Cypress |  | Regulator, Vacuum |  | 151-01616 | 151-01616 | Northwest | MHHS-Cypress | CY-ER | Room 12 | 2/1/17 |  |  |  | REGULATORS, SUCTION | Regulator, Vacuum | REGULATORVACUUM-Genstar Tech-881VR-300-OH-D | REGULATORVACUUM | 881VR-300-OH-D |  |  |  | Genstar Tech | Regulator, Vacuum |  |  | REGULATORVACUUM-Genstar Tech-881VR-300-OH-D |  |  |  | Covered PM Repair - Biomedical | MHHS-Cypress | [8 empty] | REGULATORVACUUM | Regulator, Vacuum | Genstar Tech
NO | YES |  |  |  | 151-01617 | 151-01617 | Gentec Healthcare | 881VR-300-OH-T |  | 61G-16080128/074 | CY-ER | MHHS-Cypress |  | Regulator, Vacuum |  | 151-01617 | 151-01617 | Northwest | MHHS-Cypress | CY-ER | Treatment 11 | 2/1/17 |  |  |  | REGULATORS, SUCTION | Regulator, Vacuum | REGULATORVACUUM-Genstar Tech-881VR-300-OH-D | REGULATORVACUUM | 881VR-300-OH-D |  |  |  | Genstar Tech | Regulator, Vacuum |  |  | REGULATORVACUUM-Genstar Tech-881VR-300-OH-D |  |  |  | Covered PM Repair - Biomedical | MHHS-Cypress | [8 empty] | REGULATORVACUUM | Regulator, Vacuum | Genstar Tech
NO | YES |  |  |  | 151-01618 | 151-01618 | Gentec Healthcare | 881VR-300-OH-T |  | 61G-16080128/075 | CY-ER | MHHS-Cypress |  | Regulator, Vacuum |  | 151-01618 | 151-01618 | Northwest | MHHS-Cypress | CY-ER | Trauma 1 | 2/1/17 |  |  |  | REGULATORS, SUCTION | Regulator, Vacuum | REGULATORVACUUM-Genstar Tech-881VR-300-OH-D | REGULATORVACUUM | 881VR-300-OH-D |  |  |  | Genstar Tech | Regulator, Vacuum |  |  | REGULATORVACUUM-Genstar Tech-881VR-300-OH-D |  |  |  | Covered PM Repair - Biomedical | MHHS-Cypress | [8 empty] | REGULATORVACUUM | Regulator, Vacuum | Genstar Tech
NO | YES |  |  |  | 151-01619 | 151-01619 | Gentec Healthcare | 881VR-300-OH-T |  | 61G-16080128/081 | CY-ER | MHHS-Cypress |  | Regulator, Vacuum |  | 151-01619 | 151-01619 | Northwest | MHHS-Cypress | CY-ER | Trauma 2 | 2/1/17 |  |  |  | REGULATORS, SUCTION | Regulator, Vacuum | REGULATORVACUUM-Genstar Tech-881VR-300-OH-D | REGULATORVACUUM | 881VR-300-OH-D |  |  |  | Genstar Tech | Regulator, Vacuum |  |  | REGULATORVACUUM-Genstar Tech-881VR-300-OH-D |  |  |  | Covered PM Repair - Biomedical | MHHS-Cypress | [8 empty] | REGULATORVACUUM | Regulator, Vacuum | Genstar Tech
NO | YES |  |  |  | 151-01620 | 151-01620 | Gentec Healthcare | 881VR-300-OH-T |  | 61G-16080128/183 | CY-ER | MHHS-Cypress |  | Regulator, Vacuum |  | 151-01620 | 151-01620 | Northwest | MHHS-Cypress | CY-ER | Treatment 14 | 2/1/17 |  |  |  | REGULATORS, SUCTION | Regulator, Vacuum | REGULATORVACUUM-Genstar Tech-881VR-300-OH-D | REGULATORVACUUM | 881VR-300-OH-D |  |  |  | Genstar Tech | Regulator, Vacuum |  |  | REGULATORVACUUM-Genstar Tech-881VR-300-OH-D | 6/7/12 |  |  | Covered PM Repair - Biomedical | MHHS-Cypress | [8 empty] | REGULATORVACUUM | Regulator, Vacuum | Genstar Tech
NO | YES |  |  |  | 151-01622 | 151-01622 | Gentec Healthcare | 881VR-300-OH-T |  | 61G-16080128/190 | CY-ER | MHHS-Cypress |  | Regulator, Vacuum |  | 151-01622 | 151-01622 | Northwest | MHHS-Cypress | CY-ER | Treatment 8 | 2/1/17 |  |  |  | REGULATORS, SUCTION | Regulator, Vacuum | REGULATORVACUUM-Genstar Tech-881VR-300-OH-D | REGULATORVACUUM | 881VR-300-OH-D |  |  |  | Genstar Tech | Regulator, Vacuum |  |  | REGULATORVACUUM-Genstar Tech-881VR-300-OH-D |  |  |  | Covered PM Repair - Biomedical | MHHS-Cypress | [8 empty] | REGULATORVACUUM | Regulator, Vacuum | Genstar Tech
NO | YES |  |  |  | 151-01780 | 151-01780 | Gentec Healthcare | 881VR-300-OH-T |  | 61g-16080128/120 | CY-Central Supply | MHHS-Cypress |  | Regulator, Vacuum |  | 151-01780 | 151-01780 | Northwest | MHHS-Cypress | CY-Central Supply | Pacu 14 | 3/1/17 |  |  | Safety inspection only | REGULATORS, SUCTION | Regulator, Vacuum | REGULATORVACUUM-Genstar Tech-881VR-300-OH-D | REGULATORVACUUM | 881VR-300-OH-D |  |  |  | Genstar Tech | Regulator, Vacuum |  |  | REGULATORVACUUM-Genstar Tech-881VR-300-OH-D | 12/11/18 |  |  | Covered PM Repair - Biomedical | MHHS-Cypress | [8 empty] | REGULATORVACUUM | Regulator, Vacuum | Genstar Tech
NO | YES |  |  |  | 151-01781 | 151-01781 | Gentec Healthcare | 881VR-300-OH-T |  | 61g-16080128/132 | CY-Central Supply | MHHS-Cypress |  | Regulator, Vacuum |  | 151-01781 | 151-01781 | Northwest | MHHS-Cypress | CY-Central Supply | APU 6 | 3/1/17 |  |  | One time safety only | REGULATORS, SUCTION | Regulator, Vacuum | REGULATORVACUUM-Genstar Tech-881VR-300-OH-D | REGULATORVACUUM | 881VR-300-OH-D |  |  |  | Genstar Tech | Regulator, Vacuum |  |  | REGULATORVACUUM-Genstar Tech-881VR-300-OH-D |  |  |  | Not Covered Vendor Only - Biomedical | MHHS-Cypress | [8 empty] | REGULATORVACUUM | Regulator, Vacuum | Genstar Tech
NO | YES |  |  |  | 151-01782 | 151-01782 | Gentec Healthcare | 881VR-300-OH-T |  | 61g-16080128/107 | CY-Central Supply | MHHS-Cypress |  | Regulator, Vacuum |  | 151-01782 | 151-01782 | Northwest | MHHS-Cypress | CY-Central Supply | Pacu 17 | 3/1/17 |  |  | Safety inspection only | REGULATORS, SUCTION | Regulator, Vacuum | REGULATORVACUUM-Genstar Tech-881VR-300-OH-D | REGULATORVACUUM | 881VR-300-OH-D |  |  |  | Genstar Tech | Regulator, Vacuum |  |  | REGULATORVACUUM-Genstar Tech-881VR-300-OH-D |  |  |  | Covered PM Repair - Biomedical | MHHS-Cypress | [8 empty] | REGULATORVACUUM | Regulator, Vacuum | Genstar Tech
NO | YES |  |  |  | 151-01783 | 151-01783 | Gentec Healthcare | 881VR-300-OH-T |  | 61g-16080128/123 | CY-Central Supply | MHHS-Cypress |  | Regulator, Vacuum |  | 151-01783 | 151-01783 | Northwest | MHHS-Cypress | CY-Central Supply | Pacu 23 | 3/1/17 |  |  | Safety inspection only | REGULATORS, SUCTION | Regulator, Vacuum | REGULATORVACUUM-Genstar Tech-881VR-300-OH-D | REGULATORVACUUM | 881VR-300-OH-D |  |  |  | Genstar Tech | Regulator, Vacuum |  |  | REGULATORVACUUM-Genstar Tech-881VR-300-OH-D |  |  |  | Covered PM Repair - Biomedical | MHHS-Cypress | [8 empty] | REGULATORVACUUM | Regulator, Vacuum | Genstar Tech
NO | YES |  |  |  | 151-01784 | 151-01784 | Gentec Healthcare | 881VR-300-OH-T |  | 61g-16080128/140 | CY-Central Supply | MHHS-Cypress |  | Regulator, Vacuum |  | 151-01784 | 151-01784 | Northwest | MHHS-Cypress | CY-Central Supply | Pacu | 3/1/17 | 2/1/20 |  |  | REGULATORS, SUCTION | Regulator, Vacuum | REGULATORVACUUM-Genstar Tech-881VR-300-OH-D | REGULATORVACUUM | 881VR-300-OH-D |  |  |  | Genstar Tech | Regulator, Vacuum |  |  | REGULATORVACUUM-Genstar Tech-881VR-300-OH-D |  |  |  | Covered PM Repair - Biomedical | MHHS-Cypress | [8 empty] | REGULATORVACUUM | Regulator, Vacuum | Genstar Tech
NO | YES |  |  |  | 151-01785 | 151-01785 | Gentec Healthcare | 881VR-300-OH-T |  | 61g-16080128/139 | CY-PACU | MHHS-Cypress |  | Regulator, Vacuum |  | 151-01785 | 151-01785 | Northwest | MHHS-Cypress | CY-PACU | Pacu bay 15 | 3/1/17 |  |  |  | REGULATORS, SUCTION | Regulator, Vacuum | REGULATORVACUUM-Genstar Tech-881VR-300-OH-D | REGULATORVACUUM | 881VR-300-OH-D |  |  |  | Genstar Tech | Regulator, Vacuum |  |  | REGULATORVACUUM-Genstar Tech-881VR-300-OH-D |  |  |  | Covered PM Repair - Biomedical | MHHS-Cypress | [8 empty] | REGULATORVACUUM | Regulator, Vacuum | Genstar Tech
NO | YES |  |  |  | 151-01786 | 151-01786 | Gentec Healthcare | 881VR-300-OH-T |  | 61g-16080128/135 | CY-Central Supply | MHHS-Cypress |  | Regulator, Vacuum |  | 151-01786 | 151-01786 | Northwest | MHHS-Cypress | CY-Central Supply | Pacu | 3/1/17 | 3/1/18 |  |  | REGULATORS, SUCTION | Regulator, Vacuum | REGULATORVACUUM-Genstar Tech-881VR-300-OH-D | REGULATORVACUUM | 881VR-300-OH-D |  |  |  | Genstar Tech | Regulator, Vacuum |  |  | REGULATORVACUUM-Genstar Tech-881VR-300-OH-D |  |  |  | Covered PM Repair - Biomedical | MHHS-Cypress | [8 empty] | REGULATORVACUUM | Regulator, Vacuum | Genstar Tech
NO | YES |  |  |  | 151-01787 | 151-01787 | Gentec Healthcare | 881VR-300-OH-T |  | 61g-16080128/059 | CY-PACU | MHHS-Cypress |  | Regulator, Vacuum |  | 151-01787 | 151-01787 | Northwest | MHHS-Cypress | CY-PACU | Pacu bay 15 | 3/1/17 |  |  |  | REGULATORS, SUCTION | Regulator, Vacuum | REGULATORVACUUM-Genstar Tech-881VR-300-OH-D | REGULATORVACUUM | 881VR-300-OH-D |  |  |  | Genstar Tech | Regulator, Vacuum |  |  | REGULATORVACUUM-Genstar Tech-881VR-300-OH-D |  |  |  | Not Covered Vendor Only - Lab Ana/Anes | MHHS-Cypress | [8 empty] | REGULATORVACUUM | Regulator, Vacuum | Genstar Tech
NO | YES |  |  |  | 151-01788 | 151-01788 | Gentec Healthcare | 881VR-300-OH-T |  | 61g-16080128/092 | CY-Central Supply | MHHS-Cypress |  | Regulator, Vacuum |  | 151-01788 | 151-01788 | Northwest | MHHS-Cypress | CY-Central Supply | Pacu 12 | 3/1/17 |  |  | Safety inspection only | REGULATORS, SUCTION | Regulator, Vacuum | REGULATORVACUUM-Genstar Tech-881VR-300-OH-D | REGULATORVACUUM | 881VR-300-OH-D |  |  |  | Genstar Tech | Regulator, Vacuum |  |  | REGULATORVACUUM-Genstar Tech-881VR-300-OH-D |  |  |  | Covered PM Repair - Biomedical | MHHS-Cypress | [8 empty] | REGULATORVACUUM | Regulator, Vacuum | Genstar Tech
NO | YES |  |  |  | 151-01789 | 151-01789 | Gentec Healthcare | 881VR-300-OH-T |  | 61g-16080128/086 | CY-Central Supply | MHHS-Cypress |  | Regulator, Vacuum |  | 151-01789 | 151-01789 | Northwest | MHHS-Cypress | CY-Central Supply | Pacu 14 | 3/1/17 |  |  | Safety inspection only | REGULATORS, SUCTION | Regulator, Vacuum | REGULATORVACUUM-Genstar Tech-881VR-300-OH-D | REGULATORVACUUM | 881VR-300-OH-D |  |  |  | Genstar Tech | Regulator, Vacuum |  |  | REGULATORVACUUM-Genstar Tech-881VR-300-OH-D |  |  |  | Covered PM Repair - Biomedical | MHHS-Cypress | [8 empty] | REGULATORVACUUM | Regulator, Vacuum | Genstar Tech
NO | YES |  |  |  | 151-01790 | 151-01790 | Gentec Healthcare | 881VR-300-OH-T |  | 61g-16080128/012 | CY-Central Supply | MHHS-Cypress |  | Regulator, Vacuum |  | 151-01790 | 151-01790 | Northwest | MHHS-Cypress | CY-Central Supply | Pacu 12 | 3/1/17 |  |  | Safety inspection only | REGULATORS, SUCTION | Regulator, Vacuum | REGULATORVACUUM-Genstar Tech-881VR-300-OH-D | REGULATORVACUUM | 881VR-300-OH-D |  |  |  | Genstar Tech | Regulator, Vacuum |  |  | REGULATORVACUUM-Genstar Tech-881VR-300-OH-D | 8/25/15 |  |  | Covered PM Repair - Biomedical | MHHS-Cypress | [8 empty] | REGULATORVACUUM | Regulator, Vacuum | Genstar Tech
NO | YES |  |  |  | 151-01791 | 151-01791 | Gentec Healthcare | 881VR-300-OH-T |  | 61g-16080128/137 | CY-Central Supply | MHHS-Cypress |  | Regulator, Vacuum |  | 151-01791 | 151-01791 | Northwest | MHHS-Cypress | CY-Central Supply | PacU 13 |  | 2/1/20 |  |  | REGULATORS, SUCTION | Regulator, Vacuum | REGULATORVACUUM-Genstar Tech-881VR-300-OH-D | REGULATORVACUUM | 881VR-300-OH-D |  |  |  | Genstar Tech | Regulator, Vacuum |  |  | REGULATORVACUUM-Genstar Tech-881VR-300-OH-D | 10/1/13 |  |  | Covered PM Repair - Biomedical | MHHS-Cypress | [8 empty] | REGULATORVACUUM | Regulator, Vacuum | Genstar Tech
NO | YES |  |  |  | 151-01793 | 151-01793 | Gentec Healthcare | 881VR-300-OH-T |  | 61g-16080128/060 | CY-Central Supply | MHHS-Cypress |  | Regulator, Vacuum |  | 151-01793 | 151-01793 | Northwest | MHHS-Cypress | CY-Central Supply | Room S439 | 3/1/17 |  |  |  | REGULATORS, SUCTION | Regulator, Vacuum | REGULATORVACUUM-Genstar Tech-881VR-300-OH-D | REGULATORVACUUM | 881VR-300-OH-D |  |  |  | Genstar Tech | Regulator, Vacuum |  |  | REGULATORVACUUM-Genstar Tech-881VR-300-OH-D |  |  |  | Covered PM Repair - Biomedical | MHHS-Cypress | [8 empty] | REGULATORVACUUM | Regulator, Vacuum | Genstar Tech
NO | YES |  |  |  | 151-01794 | 151-01794 | Gentec Healthcare | 881VR-300-OH-T |  | 61g-16080128/046 | CY-Central Supply | MHHS-Cypress |  | Regulator, Vacuum |  | 151-01794 | 151-01794 | Northwest | MHHS-Cypress | CY-Central Supply | Room S440 | 3/1/17 |  |  |  | REGULATORS, SUCTION | Regulator, Vacuum | REGULATORVACUUM-Genstar Tech-881VR-300-OH-D | REGULATORVACUUM | 881VR-300-OH-D |  |  |  | Genstar Tech | Regulator, Vacuum |  |  | REGULATORVACUUM-Genstar Tech-881VR-300-OH-D |  |  |  | Covered PM Repair - Biomedical | MHHS-Cypress | [8 empty] | REGULATORVACUUM | Regulator, Vacuum | Genstar Tech
NO | YES |  |  |  | 151-01796 | 151-01796 | Gentec Healthcare | 881VR-300-OH-T |  | 61g-16080128/020 | CY-Central Supply | MHHS-Cypress |  | Regulator, Vacuum |  | 151-01796 | 151-01796 | Northwest | MHHS-Cypress | CY-Central Supply | Room S438 | 3/1/17 |  |  |  | REGULATORS, SUCTION | Regulator, Vacuum | REGULATORVACUUM-Genstar Tech-881VR-300-OH-D | REGULATORVACUUM | 881VR-300-OH-D |  |  |  | Genstar Tech | Regulator, Vacuum |  |  | REGULATORVACUUM-Genstar Tech-881VR-300-OH-D |  |  |  | Covered PM Repair - Biomedical | MHHS-Cypress | [8 empty] | REGULATORVACUUM | Regulator, Vacuum | Genstar Tech
NO | YES |  |  |  | 151-01797 | 151-01797 | Gentec Healthcare | 881VR-300-OH-T |  | 61g-16080128/036 | CY - POST PARTUM | MHHS-Cypress |  | Regulator, Vacuum |  | 151-01797 | 151-01797 | Northwest | Cypress | CY - POST PARTUM | Room 437 | 3/1/17 |  |  |  | REGULATORS, SUCTION | Regulator, Vacuum | REGULATORVACUUM-Genstar Tech-881VR-300-OH-D | REGULATORVACUUM | 881VR-300-OH-D |  |  |  | Genstar Tech | Regulator, Vacuum |  |  | REGULATORVACUUM-Genstar Tech-881VR-300-OH-D |  |  |  | Covered PM Repair - Biomedical | MHHS-Cypress | [8 empty] | REGULATORVACUUM | Regulator, Vacuum | Genstar Tech
NO | YES |  |  |  | 151-01798 | 151-01798 | Gentec Healthcare | 881VR-300-OH-T |  | 61g-16080128/004 | CY-Central Supply | MHHS-Cypress |  | Regulator, Vacuum |  | 151-01798 | 151-01798 | Northwest | MHHS-Cypress | CY-Central Supply | Room 436 | 3/1/17 |  |  | One time safety only | REGULATORS, SUCTION | Regulator, Vacuum | REGULATORVACUUM-Genstar Tech-881VR-300-OH-D | REGULATORVACUUM | 881VR-300-OH-D |  |  |  | Genstar Tech | Regulator, Vacuum |  |  | REGULATORVACUUM-Genstar Tech-881VR-300-OH-D |  |  |  | Covered PM Repair - Biomedical | MHHS-Cypress | [8 empty] | REGULATORVACUUM | Regulator, Vacuum | Genstar Tech
NO | YES |  |  |  | 151-01800 | 151-01800 | Gentec Healthcare | 881VR-300-OH-T |  | 61g-16080128/023 | CY-Central Supply | MHHS-Cypress |  | Regulator, Vacuum |  | 151-01800 | 151-01800 | Northwest | MHHS-Cypress | CY-Central Supply | Room 432 | 3/1/17 |  |  | One time safety only | REGULATORS, SUCTION | Regulator, Vacuum | REGULATORVACUUM-Genstar Tech-881VR-300-OH-D | REGULATORVACUUM | 881VR-300-OH-D |  |  |  | Genstar Tech | Regulator, Vacuum |  |  | REGULATORVACUUM-Genstar Tech-881VR-300-OH-D |  |  |  | Covered PM Repair - Biomedical | MHHS-Cypress | [8 empty] | REGULATORVACUUM | Regulator, Vacuum | Genstar Tech
NO | YES |  |  |  | 151-01801 | 151-01801 | Gentec Healthcare | 881VR-300-OH-T |  | 61g-16080128/019 | CY-Central Supply | MHHS-Cypress |  | Regulator, Vacuum |  | 151-01801 | 151-01801 | Northwest | MHHS-Cypress | CY-Central Supply | Room 434 post partum | 3/1/17 | 2/1/20 |  |  | REGULATORS, SUCTION | Regulator, Vacuum | REGULATORVACUUM-Genstar Tech-881VR-300-OH-D | REGULATORVACUUM | 881VR-300-OH-D |  |  |  | Genstar Tech | Regulator, Vacuum |  |  | REGULATORVACUUM-Genstar Tech-881VR-300-OH-D |  |  |  | Covered PM Repair - Biomedical | MHHS-Cypress | [8 empty] | REGULATORVACUUM | Regulator, Vacuum | Genstar Tech
NO | YES |  |  |  | 151-01802 | 151-01802 | Gentec Healthcare | 881VR-300-OH-T |  | 61g-16080128/087 | CY-Central Supply | MHHS-Cypress |  | Regulator, Vacuum |  | 151-01802 | 151-01802 | Northwest | MHHS-Cypress | CY-Central Supply | Room 430 | 3/1/17 |  |  | One time safety only | REGULATORS, SUCTION | Regulator, Vacuum | REGULATORVACUUM-Genstar Tech-881VR-300-OH-D | REGULATORVACUUM | 881VR-300-OH-D |  |  |  | Genstar Tech | Regulator, Vacuum |  |  | REGULATORVACUUM-Genstar Tech-881VR-300-OH-D |  |  |  | Covered PM Repair - Biomedical | MHHS-Cypress | [8 empty] | REGULATORVACUUM | Regulator, Vacuum | Genstar Tech
NO | YES |  |  |  | 151-01803 | 151-01803 | Gentec Healthcare | 881VR-300-OH-T |  | 61g-16080128/026 | CY-Central Supply | MHHS-Cypress |  | Regulator, Vacuum |  | 151-01803 | 151-01803 | Northwest | MHHS-Cypress | CY-Central Supply | Room 435 | 3/1/17 |  |  | One time safety only | REGULATORS, SUCTION | Regulator, Vacuum | REGULATORVACUUM-Genstar Tech-881VR-300-OH-D | REGULATORVACUUM | 881VR-300-OH-D |  |  |  | Genstar Tech | Regulator, Vacuum |  |  | REGULATORVACUUM-Genstar Tech-881VR-300-OH-D |  |  |  | Covered PM Repair - Biomedical | MHHS-Cypress | [8 empty] | REGULATORVACUUM | Regulator, Vacuum | Genstar Tech
NO | YES |  |  |  | 151-01804 | 151-01804 | Gentec Healthcare | 881VR-300-OH-T |  | 61g-16060206/047 |  | MHHS-Cypress |  | Regulator, Vacuum |  | 151-01804 | 151-01804 | Northwest | Memorial Hermann Cypress Hospital |  | Biomed | 3/2/17 |  |  | No pm | REGULATORS, SUCTION | Regulator, Vacuum | REGULATORVACUUM-Genstar Tech-881VR-300-OH-D | REGULATORVACUUM | 881VR-300-OH-D |  |  |  | Genstar Tech | Regulator, Vacuum |  |  | REGULATORVACUUM-Genstar Tech-881VR-300-OH-D |  |  |  | Covered PM Repair - Biomedical | MHHS-Cypress | [8 empty] | REGULATORVACUUM | Regulator, Vacuum | Genstar Tech
NO | YES |  |  |  | 151-01805 | 151-01805 | Gentec Healthcare | 881VR-300-OH-T |  | 61g-16060206/058 | CY-Medsurg | MHHS-Cypress |  | Regulator, Vacuum |  | 151-01805 | 151-01805 | Northwest | MHHS-Cypress | CY-Medsurg | Room 402 | 3/1/17 |  |  |  | REGULATORS, SUCTION | Regulator, Vacuum | REGULATORVACUUM-Genstar Tech-881VR-300-OH-D | REGULATORVACUUM | 881VR-300-OH-D |  |  |  | Genstar Tech | Regulator, Vacuum |  |  | REGULATORVACUUM-Genstar Tech-881VR-300-OH-D |  |  |  | Covered PM Repair - Biomedical | MHHS-Cypress | [8 empty] | REGULATORVACUUM | Regulator, Vacuum | Genstar Tech
NO | YES |  |  |  | 151-01807 | 151-01807 | Gentec Healthcare | 881VR-300-OH-T |  | 61g-16060206/064 | CY-Central Supply | MHHS-Cypress |  | Regulator, Vacuum |  | 151-01807 | 151-01807 | Northwest | MHHS-Cypress | CY-Central Supply | Bay 25 | 3/1/17 |  |  |  | REGULATORS, SUCTION | Regulator, Vacuum | REGULATORVACUUM-Genstar Tech-881VR-300-OH-D | REGULATORVACUUM | 881VR-300-OH-D |  |  |  | Genstar Tech | Regulator, Vacuum |  |  | REGULATORVACUUM-Genstar Tech-881VR-300-OH-D |  |  |  | Covered PM Repair - Biomedical | MHHS-Cypress | [8 empty] | REGULATORVACUUM | Regulator, Vacuum | Genstar Tech
NO | YES |  |  |  | 151-01809 | 151-01809 | Gentec Healthcare | 881VR-300-OH-T |  | 61g-16060206/067 | CY-Central Supply | MHHS-Cypress |  | Regulator, Vacuum |  | 151-01809 | 151-01809 | Northwest | MHHS-Cypress | CY-Central Supply | sr407 | 3/1/17 | 2/1/20 |  |  | REGULATORS, SUCTION | Regulator, Vacuum | REGULATORVACUUM-Genstar Tech-881VR-300-OH-D | REGULATORVACUUM | 881VR-300-OH-D |  |  |  | Genstar Tech | Regulator, Vacuum |  |  | REGULATORVACUUM-Genstar Tech-881VR-300-OH-D | 12/3/16 |  |  | Covered PM Repair - Biomedical | MHHS-Cypress | [8 empty] | REGULATORVACUUM | Regulator, Vacuum | Genstar Tech
NO | YES |  |  |  | 151-01810 | 151-01810 | Gentec Healthcare | 881VR-300-OH-T |  | 61g-16060206/069 | CY - IMAGING | MHHS-Cypress |  | Regulator, Vacuum |  | 151-01810 | 151-01810 | Northwest | Cypress | CY - IMAGING | MRI (M1:122.3) | 3/1/17 |  |  |  | REGULATORS, SUCTION | Regulator, Vacuum | REGULATORVACUUM-Genstar Tech-881VR-300-OH-D | REGULATORVACUUM | 881VR-300-OH-D |  |  |  | Genstar Tech | Regulator, Vacuum |  |  | REGULATORVACUUM-Genstar Tech-881VR-300-OH-D |  |  |  | Covered PM Repair - Biomedical | MHHS-Cypress | [8 empty] | REGULATORVACUUM | Regulator, Vacuum | Genstar Tech
NO | YES |  |  |  | 151-01812 | 151-01812 | Gentec Healthcare | 881VR-300-OH-T |  | 61g-16060206/044 | CY-Central Supply | MHHS-Cypress |  | Regulator, Vacuum |  | 151-01812 | 151-01812 | Northwest | MHHS-Cypress | CY-Central Supply | [5 empty] | REGULATORS, SUCTION | Regulator, Vacuum | REGULATORVACUUM-Genstar Tech-881VR-300-OH-D | REGULATORVACUUM | 881VR-300-OH-D |  |  |  | Genstar Tech | Regulator, Vacuum |  |  | REGULATORVACUUM-Genstar Tech-881VR-300-OH-D |  |  |  | Covered PM Repair - Biomedical | MHHS-Cypress | [8 empty] | REGULATORVACUUM | Regulator, Vacuum | Genstar Tech
NO | YES |  |  |  | 151-01813 | 151-01813 | Gentec Healthcare | 881VR-300-OH-T |  | 61g-16060206/040 | Medsurg | MHHS-Cypress |  | Regulator, Vacuum |  | 151-01813 | 151-01813 | Northwest | Cypress | Medsurg | Room S404 | 3/1/17 |  |  |  | REGULATORS, SUCTION | Regulator, Vacuum | REGULATORVACUUM-Genstar Tech-881VR-300-OH-D | REGULATORVACUUM | 881VR-300-OH-D |  |  |  | Genstar Tech | Regulator, Vacuum |  |  | REGULATORVACUUM-Genstar Tech-881VR-300-OH-D |  |  |  | Covered PM Repair - Biomedical | MHHS-Cypress | [8 empty] | REGULATORVACUUM | Regulator, Vacuum | Genstar Tech
NO | YES |  |  |  | 151-01815 | 151-01815 | Gentec Healthcare | 881VR-300-OH-T |  | 61g-16060206/050 | CY-Medsurg | MHHS-Cypress |  | Regulator, Vacuum |  | 151-01815 | 151-01815 | Northwest | MHHS-Cypress | CY-Medsurg | S411 | 3/1/17 |  |  |  | REGULATORS, SUCTION | Regulator, Vacuum | REGULATORVACUUM-Genstar Tech-881VR-300-OH-D | REGULATORVACUUM | 881VR-300-OH-D |  |  |  | Genstar Tech | Regulator, Vacuum |  |  | REGULATORVACUUM-Genstar Tech-881VR-300-OH-D |  |  |  | Covered PM Repair - Biomedical | MHHS-Cypress | [8 empty] | REGULATORVACUUM | Regulator, Vacuum | Genstar Tech
NO | YES |  |  |  | 151-01816 | 151-01816 | Gentec Healthcare | 881VR-300-OH-T |  | 61g-16080128/035 | CY-ICU | MHHS-Cypress |  | Regulator, Vacuum |  | 151-01816 | 151-01816 | Northwest | MHHS-Cypress | CY-ICU | ICU 9 | 3/1/17 | 3/1/17 |  |  | REGULATORS, SUCTION | Regulator, Vacuum | REGULATORVACUUM-Genstar Tech-881VR-300-OH-D | REGULATORVACUUM | 881VR-300-OH-D |  |  |  | Genstar Tech | Regulator, Vacuum |  |  | REGULATORVACUUM-Genstar Tech-881VR-300-OH-D |  |  |  | Covered PM Repair - Biomedical | MHHS-Cypress | [8 empty] | REGULATORVACUUM | Regulator, Vacuum | Genstar Tech
NO | YES |  |  |  | 151-01818 | 151-01818 | Gentec Healthcare | 881VR-300-OH-T |  | 61g-16080128/034 | Biomed | MHHS-Cypress |  | Regulator, Vacuum |  | 151-01818 | 151-01818 | Northwest | Memorial Hermann Cypress Hospital | Biomed | Biomed | 3/2/17 |  |  |  | REGULATORS, SUCTION | Regulator, Vacuum | REGULATORVACUUM-Genstar Tech-881VR-300-OH-D | REGULATORVACUUM | 881VR-300-OH-D |  |  |  | Genstar Tech | Regulator, Vacuum |  |  | REGULATORVACUUM-Genstar Tech-881VR-300-OH-D |  |  |  | Covered PM Repair - Biomedical | MHHS-Cypress | [8 empty] | REGULATORVACUUM | Regulator, Vacuum | Genstar Tech
NO | YES |  |  |  | 151-01819 | 151-01819 | Gentec Healthcare | 881VR-300-OH-T |  | 61g-16080128/031 | CY-Central Supply | MHHS-Cypress |  | Regulator, Vacuum |  | 151-01819 | 151-01819 | Northwest | MHHS-Cypress | CY-Central Supply | Room 415 | 3/1/17 |  |  | One time safety only | REGULATORS, SUCTION | Regulator, Vacuum | REGULATORVACUUM-Genstar Tech-881VR-300-OH-D | REGULATORVACUUM | 881VR-300-OH-D |  |  |  | Genstar Tech | Regulator, Vacuum |  |  | REGULATORVACUUM-Genstar Tech-881VR-300-OH-D |  |  |  | Covered PM Repair - Biomedical | MHHS-Cypress | [8 empty] | REGULATORVACUUM | Regulator, Vacuum | Genstar Tech
NO | YES |  |  |  | 151-01820 | 151-01820 | Gentec Healthcare | 881VR-300-OH-T |  | 61g-16080128/044 | CY-Central Supply | MHHS-Cypress |  | Regulator, Vacuum |  | 151-01820 | 151-01820 | Northwest | MHHS-Cypress | CY-Central Supply | Room 414 | 3/1/17 |  |  | One time safety only | REGULATORS, SUCTION | Regulator, Vacuum | REGULATORVACUUM-Genstar Tech-881VR-300-OH-D | REGULATORVACUUM | 881VR-300-OH-D |  |  |  | Genstar Tech | Regulator, Vacuum |  |  | REGULATORVACUUM-Genstar Tech-881VR-300-OH-D |  |  |  | Covered PM Repair - Biomedical | MHHS-Cypress | [8 empty] | REGULATORVACUUM | Regulator, Vacuum | Genstar Tech
NO | YES |  |  |  | 151-01821 | 151-01821 | Gentec Healthcare | 881VR-300-OH-T |  | 61g-16080128/037 | CY-Central Supply | MHHS-Cypress |  | Regulator, Vacuum |  | 151-01821 | 151-01821 | Northwest | MHHS-Cypress | CY-Central Supply | Room 410 | 3/1/17 |  |  | One time safety only | REGULATORS, SUCTION | Regulator, Vacuum | REGULATORVACUUM-Genstar Tech-881VR-300-OH-D | REGULATORVACUUM | 881VR-300-OH-D |  |  |  | Genstar Tech | Regulator, Vacuum |  |  | REGULATORVACUUM-Genstar Tech-881VR-300-OH-D |  |  |  | Covered PM Repair - Biomedical | MHHS-Cypress | [8 empty] | REGULATORVACUUM | Regulator, Vacuum | Genstar Tech
NO | YES |  |  |  | 151-01823 | 151-01823 | Gentec Healthcare | 881VR-300-OH-T |  | 61g-16080128/048 | CY-Central Supply | MHHS-Cypress |  | Regulator, Vacuum |  | 151-01823 | 151-01823 | Northwest | MHHS-Cypress | CY-Central Supply | Room 417 | 3/1/17 |  |  | One time safety inspection | REGULATORS, SUCTION | Regulator, Vacuum | REGULATORVACUUM-Genstar Tech-881VR-300-OH-D | REGULATORVACUUM | 881VR-300-OH-D |  |  |  | Genstar Tech | Regulator, Vacuum |  |  | REGULATORVACUUM-Genstar Tech-881VR-300-OH-D | 12/11/18 |  |  | Covered PM Repair - Biomedical | MHHS-Cypress | [8 empty] | REGULATORVACUUM | Regulator, Vacuum | Genstar Tech
NO | YES |  |  |  | 151-01824 | 151-01824 | Gentec Healthcare | 881VR-300-OH-T |  | 61g-16080128/043 | CY-Medsurg | MHHS-Cypress |  | Regulator, Vacuum |  | 151-01824 | 151-01824 | Northwest | MHHS-Cypress | CY-Medsurg | S406 | 3/1/17 | 2/1/20 |  |  | REGULATORS, SUCTION | Regulator, Vacuum | REGULATORVACUUM-Genstar Tech-881VR-300-OH-D | REGULATORVACUUM | 881VR-300-OH-D |  |  |  | Genstar Tech | Regulator, Vacuum |  |  | REGULATORVACUUM-Genstar Tech-881VR-300-OH-D |  |  |  | Covered PM Repair - Biomedical | MHHS-Cypress | [8 empty] | REGULATORVACUUM | Regulator, Vacuum | Genstar Tech
NO | YES |  |  |  | 151-01825 | 151-01825 | Gentec Healthcare | 881VR-300-OH-T |  | 61g-16080128/040 | CY-Central Supply | MHHS-Cypress |  | Regulator, Vacuum |  | 151-01825 | 151-01825 | Northwest | MHHS-Cypress | CY-Central Supply | S420 | 3/1/17 |  |  |  | REGULATORS, SUCTION | Regulator, Vacuum | REGULATORVACUUM-Genstar Tech-881VR-300-OH-D | REGULATORVACUUM | 881VR-300-OH-D |  |  |  | Genstar Tech | Regulator, Vacuum |  |  | REGULATORVACUUM-Genstar Tech-881VR-300-OH-D |  |  |  | Covered PM Repair - Biomedical | MHHS-Cypress | [8 empty] | REGULATORVACUUM | Regulator, Vacuum | Genstar Tech
NO | YES |  |  |  | 151-01826 | 151-01826 | Gentec Healthcare | 881VR-300-OH-T |  | 61g-16080128/088 | CY-Medsurg | MHHS-Cypress |  | Regulator, Vacuum |  | 151-01826 | 151-01826 | Northwest | MHHS-Cypress | CY-Medsurg | Room 403 | 3/1/17 |  |  |  | REGULATORS, SUCTION | Regulator, Vacuum | REGULATORVACUUM-Genstar Tech-881VR-300-OH-D | REGULATORVACUUM | 881VR-300-OH-D |  |  |  | Genstar Tech | Regulator, Vacuum |  |  | REGULATORVACUUM-Genstar Tech-881VR-300-OH-D |  |  |  | Covered PM Repair - Biomedical | MHHS-Cypress | [8 empty] | REGULATORVACUUM | Regulator, Vacuum | Genstar Tech
NO | YES |  |  |  | 151-01827 | 151-01827 | Gentec Healthcare | 881VR-300-OH-T |  | 61g-16080128/018 | CY-Central Supply | MHHS-Cypress |  | Regulator, Vacuum |  | 151-01827 | 151-01827 | Northwest | MHHS-Cypress | CY-Central Supply | S408 | 3/1/17 |  |  |  | REGULATORS, SUCTION | Regulator, Vacuum | REGULATORVACUUM-Genstar Tech-881VR-300-OH-D | REGULATORVACUUM | 881VR-300-OH-D |  |  |  | Genstar Tech | Regulator, Vacuum |  |  | REGULATORVACUUM-Genstar Tech-881VR-300-OH-D |  |  |  | Covered PM Repair - Biomedical | MHHS-Cypress | [8 empty] | REGULATORVACUUM | Regulator, Vacuum | Genstar Tech
NO | YES |  |  |  | 151-01828 | 151-01828 | Gentec Healthcare | 881VR-300-OH-T |  | 61g-16080128/083 | Biomed | MHHS-Cypress |  | Regulator, Vacuum |  | 151-01828 | 151-01828 | Northwest | Memorial Hermann Cypress Hospital | Biomed | Biomed | 3/2/17 |  |  |  | REGULATORS, SUCTION | Regulator, Vacuum | REGULATORVACUUM-Genstar Tech-881VR-300-OH-D | REGULATORVACUUM | 881VR-300-OH-D |  |  |  | Genstar Tech | Regulator, Vacuum |  |  | REGULATORVACUUM-Genstar Tech-881VR-300-OH-D |  |  |  | Covered PM Repair - Biomedical | MHHS-Cypress | [8 empty] | REGULATORVACUUM | Regulator, Vacuum | Genstar Tech
NO | YES |  |  |  | 151-02076 | 151-02076 | Gentec Healthcare | 881VR-300-OH-T |  | 61g-16060206/043 | CY-Cardiac Cath Lab | MHHS-Cypress |  | Regulator, Vacuum |  | 151-02076 | 151-02076 | Northwest | MHHS-Cypress | CY-Cardiac Cath Lab | Cardiac imaging |  |  |  |  | REGULATORS, SUCTION | Regulator, Vacuum | REGULATORVACUUM-Genstar Tech-881VR-300-OH-D | REGULATORVACUUM | 881VR-300-OH-D |  |  |  | Genstar Tech | Regulator, Vacuum |  |  | REGULATORVACUUM-Genstar Tech-881VR-300-OH-D |  |  |  | Covered PM Repair - Biomedical | MHHS-Cypress | [8 empty] | REGULATORVACUUM | Regulator, Vacuum | Genstar Tech
NO | YES |  |  |  | 151-02077 | 151-02077 | Gentec Healthcare | 881VR-300-OH-T |  | 61g-16080128/119 | CY-Cardiopulmonary | MHHS-Cypress |  | Regulator, Vacuum |  | 151-02077 | 151-02077 | Northwest | MHHS-Cypress | CY-Cardiopulmonary | Imaging Room | 3/1/17 | 2/1/20 |  | No pm required | REGULATORS, SUCTION | Regulator, Vacuum | REGULATORVACUUM-Genstar Tech-881VR-300-OH-D | REGULATORVACUUM | 881VR-300-OH-D |  |  |  | Genstar Tech | Regulator, Vacuum |  |  | REGULATORVACUUM-Genstar Tech-881VR-300-OH-D |  |  |  | Covered PM Repair - Biomedical | MHHS-Cypress | [8 empty] | REGULATORVACUUM | Regulator, Vacuum | Genstar Tech
NO | YES |  |  |  | 151-02078 | 151-02078 | Gentec Healthcare | 881VR-300-OH-T |  | 61g-16060206/150 | CY-Cardiac Cath Lab | MHHS-Cypress |  | Regulator, Vacuum |  | 151-02078 | 151-02078 | Northwest | MHHS-Cypress | CY-Cardiac Cath Lab | Cath Lab |  |  |  |  | REGULATORS, SUCTION | Regulator, Vacuum | REGULATORVACUUM-Genstar Tech-881VR-300-OH-D | REGULATORVACUUM | 881VR-300-OH-D |  |  |  | Genstar Tech | Regulator, Vacuum |  |  | REGULATORVACUUM-Genstar Tech-881VR-300-OH-D |  |  |  | Covered PM Repair - Biomedical | MHHS-Cypress | [8 empty] | REGULATORVACUUM | Regulator, Vacuum | Genstar Tech
NO | YES |  |  |  | 151-02080 | 151-02080 | Gentec Healthcare | 881VR-300-OH-T |  | 61g-16060206/091 | CY-Central Supply | MHHS-Cypress |  | Regulator, Vacuum |  | 151-02080 | 151-02080 | Northwest | MHHS-Cypress | CY-Central Supply | Cvr 2 |  |  |  |  | REGULATORS, SUCTION | Regulator, Vacuum | REGULATORVACUUM-Genstar Tech-881VR-300-OH-D | REGULATORVACUUM | 881VR-300-OH-D |  |  |  | Genstar Tech | Regulator, Vacuum |  |  | REGULATORVACUUM-Genstar Tech-881VR-300-OH-D | 1/14/13 |  |  | Covered PM Repair - Biomedical | MHHS-Cypress | [8 empty] | REGULATORVACUUM | Regulator, Vacuum | Genstar Tech
NO | YES |  |  |  | 151-02081 | 151-02081 | Gentec Healthcare | 881VR-300-OH-T |  | 61g-16060206/071 | CY-Cardiac Cath Lab | MHHS-Cypress |  | Regulator, Vacuum |  | 151-02081 | 151-02081 | Northwest | MHHS-Cypress | CY-Cardiac Cath Lab | CV 3 |  |  |  |  | REGULATORS, SUCTION | Regulator, Vacuum | REGULATORVACUUM-Genstar Tech-881VR-300-OH-D | REGULATORVACUUM | 881VR-300-OH-D |  |  |  | Genstar Tech | Regulator, Vacuum |  |  | REGULATORVACUUM-Genstar Tech-881VR-300-OH-D |  |  |  | Covered PM Repair - Biomedical | MHHS-Cypress | [8 empty] | REGULATORVACUUM | Regulator, Vacuum | Genstar Tech
NO | YES |  |  |  | 151-02082 | 151-02082 | Gentec Healthcare | 881VR-300-OH-T |  | 61g-16060206/061 | CY-Central Supply | MHHS-Cypress |  | Regulator, Vacuum |  | 151-02082 | 151-02082 | Northwest | MHHS-Cypress | CY-Central Supply | CV Lab |  |  |  |  | REGULATORS, SUCTION | Regulator, Vacuum | REGULATORVACUUM-Genstar Tech-881VR-300-OH-D | REGULATORVACUUM | 881VR-300-OH-D |  |  |  | Genstar Tech | Regulator, Vacuum |  |  | REGULATORVACUUM-Genstar Tech-881VR-300-OH-D |  |  |  | Covered PM Repair - Biomedical | MHHS-Cypress | [8 empty] | REGULATORVACUUM | Regulator, Vacuum | Genstar Tech
NO | YES |  |  |  | 151-02083 | 151-02083 | Gentec Healthcare | 881VR-300-OH-T |  | 61g-16080128/146 | CY-Preop | MHHS-Cypress |  | Regulator, Vacuum |  | 151-02083 | 151-02083 | Northwest | MHHS-Cypress | CY-Preop | M3406 | 3/1/20 | 3/1/18 |  |  | REGULATORS, SUCTION | Regulator, Vacuum | REGULATORVACUUM-Genstar Tech-881VR-300-OH-D | REGULATORVACUUM | 881VR-300-OH-D |  |  |  | Genstar Tech | Regulator, Vacuum |  |  | REGULATORVACUUM-Genstar Tech-881VR-300-OH-D |  |  |  | Covered PM Repair - Biomedical | MHHS-Cypress | [8 empty] | REGULATORVACUUM | Regulator, Vacuum | Genstar Tech
NO | YES |  |  |  | 151-02084 | 151-02084 | Gentec Healthcare | 881VR-300-OH-T |  | 61g-16080128/165 | CY-Central Supply | MHHS-Cypress |  | Regulator, Vacuum |  | 151-02084 | 151-02084 | Northwest | MHHS-Cypress | CY-Central Supply | Bed 5 |  |  |  |  | REGULATORS, SUCTION | Regulator, Vacuum | REGULATORVACUUM-Genstar Tech-881VR-300-OH-D | REGULATORVACUUM | 881VR-300-OH-D |  |  |  | Genstar Tech | Regulator, Vacuum |  |  | REGULATORVACUUM-Genstar Tech-881VR-300-OH-D | 9/28/15 |  |  | Covered PM Repair - Biomedical | MHHS-Cypress | [8 empty] | REGULATORVACUUM | Regulator, Vacuum | Genstar Tech
NO | YES |  |  |  | 151-02085 | 151-02085 | Gentec Healthcare | 881VR-300-OH-T |  | 61g-16060206/121 | CY-Central Supply | MHHS-Cypress |  | Regulator, Vacuum |  | 151-02085 | 151-02085 | Northwest | MHHS-Cypress | CY-Central Supply | Bed 13 |  |  |  |  | REGULATORS, SUCTION | Regulator, Vacuum | REGULATORVACUUM-Genstar Tech-881VR-300-OH-D | REGULATORVACUUM | 881VR-300-OH-D |  |  |  | Genstar Tech | Regulator, Vacuum |  |  | REGULATORVACUUM-Genstar Tech-881VR-300-OH-D |  |  |  | Covered PM Repair - Biomedical | MHHS-Cypress | [8 empty] | REGULATORVACUUM | Regulator, Vacuum | Genstar Tech
NO | YES |  |  |  | 151-02086 | 151-02086 | Gentec Healthcare | 881VR-300-OH-T |  | 61g-16060206/001 | CY-Central Supply | MHHS-Cypress |  | Regulator, Vacuum |  | 151-02086 | 151-02086 | Northwest | MHHS-Cypress | CY-Central Supply | Preop 2 | 3/1/17 |  |  |  | REGULATORS, SUCTION | Regulator, Vacuum | REGULATORVACUUM-Genstar Tech-881VR-300-OH-D | REGULATORVACUUM | 881VR-300-OH-D |  |  |  | Genstar Tech | Regulator, Vacuum |  |  | REGULATORVACUUM-Genstar Tech-881VR-300-OH-D | 12/1/12 |  |  | Covered PM Repair - Biomedical | MHHS-Cypress | [8 empty] | REGULATORVACUUM | Regulator, Vacuum | Genstar Tech
NO | YES |  |  |  | 151-02087 | 151-02087 | Gentec Healthcare | 881VR-300-OH-T |  | 61g-16080128/189 | CY-Central Supply | MHHS-Cypress |  | Regulator, Vacuum |  | 151-02087 | 151-02087 | Northwest | MHHS-Cypress | CY-Central Supply | Bed 6 |  |  |  |  | REGULATORS, SUCTION | Regulator, Vacuum | REGULATORVACUUM-Genstar Tech-881VR-300-OH-D | REGULATORVACUUM | 881VR-300-OH-D |  |  |  | Genstar Tech | Regulator, Vacuum |  |  | REGULATORVACUUM-Genstar Tech-881VR-300-OH-D |  |  |  | Covered PM Repair - Lab Analyzers/Anesth | MHHS-Cypress | [8 empty] | REGULATORVACUUM | Regulator, Vacuum | Genstar Tech
NO | YES |  |  |  | 151-02089 | 151-02089 | Gentec Healthcare | 881VR-300-OH-T |  | 61g-16080128/130 | CY-Central Supply | MHHS-Cypress |  | Regulator, Vacuum |  | 151-02089 | 151-02089 | Northwest | MHHS-Cypress | CY-Central Supply | Bay 9 | 3/1/17 |  |  | One time inspection only | REGULATORS, SUCTION | Regulator, Vacuum | REGULATORVACUUM-Genstar Tech-881VR-300-OH-D | REGULATORVACUUM | 881VR-300-OH-D |  |  |  | Genstar Tech | Regulator, Vacuum |  |  | REGULATORVACUUM-Genstar Tech-881VR-300-OH-D | 6/30/14 |  |  | Covered PM Repair - Biomedical | MHHS-Cypress | [8 empty] | REGULATORVACUUM | Regulator, Vacuum | Genstar Tech
NO | YES |  |  |  | 151-02091 | 151-02091 | Gentec Healthcare | 881VR-300-OH-T |  | 61g-16080128/049 | CY-Central Supply | MHHS-Cypress |  | Regulator, Vacuum |  | 151-02091 | 151-02091 | Northwest | MHHS-Cypress | CY-Central Supply | Preop 11 |  |  |  |  | REGULATORS, SUCTION | Regulator, Vacuum | REGULATORVACUUM-Genstar Tech-881VR-300-OH-D | REGULATORVACUUM | 881VR-300-OH-D |  |  |  | Genstar Tech | Regulator, Vacuum |  |  | REGULATORVACUUM-Genstar Tech-881VR-300-OH-D |  |  |  | Covered PM Repair - Biomedical | MHHS-Cypress | [8 empty] | REGULATORVACUUM | Regulator, Vacuum | Genstar Tech
NO | YES |  |  |  | 151-02092 | 151-02092 | Gentec Healthcare | 881VR-300-OH-T |  | 61g-16060206/132 | CY-PACU | MHHS-Cypress |  | Regulator, Vacuum |  | 151-02092 | 151-02092 | Northwest | MHHS-Cypress | CY-PACU | Pacu Bay 8 | 3/1/17 |  |  |  | REGULATORS, SUCTION | Regulator, Vacuum | REGULATORVACUUM-Genstar Tech-881VR-300-OH-D | REGULATORVACUUM | 881VR-300-OH-D |  |  |  | Genstar Tech | Regulator, Vacuum |  |  | REGULATORVACUUM-Genstar Tech-881VR-300-OH-D |  |  |  | Covered PM Repair - Biomedical | MHHS-Cypress | [8 empty] | REGULATORVACUUM | Regulator, Vacuum | Genstar Tech
NO | YES |  |  |  | 151-02094 | 151-02094 | Gentec Healthcare | 881VR-300-OH-T |  | 61g-16060206/021 | CY-PACU | MHHS-Cypress |  | Regulator, Vacuum |  | 151-02094 | 151-02094 | Northwest | MHHS-Cypress | CY-PACU | Pacu bay 4 | 3/1/17 |  |  |  | REGULATORS, SUCTION | Regulator, Vacuum | REGULATORVACUUM-Genstar Tech-881VR-300-OH-D | REGULATORVACUUM | 881VR-300-OH-D |  |  |  | Genstar Tech | Regulator, Vacuum |  |  | REGULATORVACUUM-Genstar Tech-881VR-300-OH-D |  |  |  | Covered PM Repair - Biomedical | MHHS-Cypress | [8 empty] | REGULATORVACUUM | Regulator, Vacuum | Genstar Tech
NO | YES |  |  |  | 151-02095 | 151-02095 | Gentec Healthcare | 881VR-300-OH-T |  | 61g-16060206/116 | CY-Central Supply | MHHS-Cypress |  | Regulator, Vacuum |  | 151-02095 | 151-02095 | Northwest | MHHS-Cypress | CY-Central Supply | Pre op room 12 | 5/1/17 |  |  | Safety inspection only sticker | REGULATORS, SUCTION | Regulator, Vacuum | REGULATORVACUUM-Genstar Tech-881VR-300-OH-D | REGULATORVACUUM | 881VR-300-OH-D |  |  |  | Genstar Tech | Regulator, Vacuum |  |  | REGULATORVACUUM-Genstar Tech-881VR-300-OH-D |  |  |  | Covered PM Repair - Biomedical | MHHS-Cypress | [8 empty] | REGULATORVACUUM | Regulator, Vacuum | Genstar Tech
NO | YES |  |  |  | 151-02096 | 151-02096 | Gentec Healthcare | 881VR-300-OH-T |  | 61g-16080128/064 | CY-Central Supply | MHHS-Cypress |  | Regulator, Vacuum |  | 151-02096 | 151-02096 | Northwest | MHHS-Cypress | CY-Central Supply | Pre op room 13 |  |  |  |  | REGULATORS, SUCTION | Regulator, Vacuum | REGULATORVACUUM-Genstar Tech-881VR-300-OH-D | REGULATORVACUUM | 881VR-300-OH-D |  |  |  | Genstar Tech | Regulator, Vacuum |  |  | REGULATORVACUUM-Genstar Tech-881VR-300-OH-D | 1/25/17 |  |  | Covered PM Repair - Biomedical | MHHS-Cypress | [8 empty] | REGULATORVACUUM | Regulator, Vacuum | Genstar Tech
NO | YES |  |  |  | 151-02098 | 151-02098 | Gentec Healthcare | 881VR-300-OH-T |  | 61g-16080128/077 | CY-Central Supply | MHHS-Cypress |  | Regulator, Vacuum |  | 151-02098 | 151-02098 | Northwest | MHHS-Cypress | CY-Central Supply | Preop 14 |  |  |  |  | REGULATORS, SUCTION | Regulator, Vacuum | REGULATORVACUUM-Genstar Tech-881VR-300-OH-D | REGULATORVACUUM | 881VR-300-OH-D |  |  |  | Genstar Tech | Regulator, Vacuum |  |  | REGULATORVACUUM-Genstar Tech-881VR-300-OH-D |  |  |  | Covered PM Repair - Biomedical | MHHS-Cypress | [8 empty] | REGULATORVACUUM | Regulator, Vacuum | Genstar Tech
NO | YES |  |  |  | 151-02099 | 151-02099 | Gentec Healthcare | 881VR-300-OH-T |  | 61g-16080128/124 | CY-Central Supply | MHHS-Cypress |  | Regulator, Vacuum |  | 151-02099 | 151-02099 | Northwest | MHHS-Cypress | CY-Central Supply | Bay 7 | 2/1/20 |  |  |  | REGULATORS, SUCTION | Regulator, Vacuum | REGULATORVACUUM-Genstar Tech-881VR-300-OH-D | REGULATORVACUUM | 881VR-300-OH-D |  |  |  | Genstar Tech | Regulator, Vacuum |  |  | REGULATORVACUUM-Genstar Tech-881VR-300-OH-D |  |  |  | Covered PM Repair - Biomedical | MHHS-Cypress | [8 empty] | REGULATORVACUUM | Regulator, Vacuum | Genstar Tech
NO | YES |  |  |  | 151-02100 | 151-02100 | Gentec Healthcare | 881VR-300-OH-T |  | 61g-16080128/065 | CY-Central Supply | MHHS-Cypress |  | Regulator, Vacuum |  | 151-02100 | 151-02100 | Northwest | MHHS-Cypress | CY-Central Supply | Pre op 9 | 3/1/17 |  |  | Safety inspection sticker only | REGULATORS, SUCTION | Regulator, Vacuum | REGULATORVACUUM-Genstar Tech-881VR-300-OH-D | REGULATORVACUUM | 881VR-300-OH-D |  |  |  | Genstar Tech | Regulator, Vacuum |  |  | REGULATORVACUUM-Genstar Tech-881VR-300-OH-D | 1/30/13 |  |  | Covered PM Repair - Biomedical | MHHS-Cypress | [8 empty] | REGULATORVACUUM | Regulator, Vacuum | Genstar Tech
NO | YES |  |  |  | 151-02101 | 151-02101 | Gentec Healthcare | 881VR-300-OH-T |  | 61g-16080128/094 | CY-Central Supply | MHHS-Cypress |  | Regulator, Vacuum |  | 151-02101 | 151-02101 | Northwest | MHHS-Cypress | CY-Central Supply | Preop 10 |  |  |  |  | REGULATORS, SUCTION | Regulator, Vacuum | REGULATORVACUUM-Genstar Tech-881VR-300-OH-D | REGULATORVACUUM | 881VR-300-OH-D |  |  |  | Genstar Tech | Regulator, Vacuum |  |  | REGULATORVACUUM-Genstar Tech-881VR-300-OH-D |  |  |  | Covered PM Repair - Biomedical | MHHS-Cypress | [8 empty] | REGULATORVACUUM | Regulator, Vacuum | Genstar Tech
NO | YES |  |  |  | 151-02102 | 151-02102 | Gentec Healthcare | 881VR-300-OH-T |  | 61g-16060206/118 | CY-Central Supply | MHHS-Cypress |  | Regulator, Vacuum |  | 151-02102 | 151-02102 | Northwest | MHHS-Cypress | CY-Central Supply | Pre op 9 | 3/1/17 |  |  | Safety inspection only | REGULATORS, SUCTION | Regulator, Vacuum | REGULATORVACUUM-Genstar Tech-881VR-300-OH-D | REGULATORVACUUM | 881VR-300-OH-D |  |  |  | Genstar Tech | Regulator, Vacuum |  |  | REGULATORVACUUM-Genstar Tech-881VR-300-OH-D |  |  |  | Covered PM Repair - Biomedical | MHHS-Cypress | [8 empty] | REGULATORVACUUM | Regulator, Vacuum | Genstar Tech
NO | YES |  |  |  | 151-02104 | 151-02104 | Gentec Healthcare | 881VR-300-OH-T |  | 61g-16060206/117 | CY-Preop | MHHS-Cypress |  | Regulator, Vacuum |  | 151-02104 | 151-02104 | Northwest | MHHS-Cypress | CY-Preop | Preop | 3/1/17 | 3/1/18 |  |  | REGULATORS, SUCTION | Regulator, Vacuum | REGULATORVACUUM-Genstar Tech-881VR-300-OH-D | REGULATORVACUUM | 881VR-300-OH-D |  |  |  | Genstar Tech | Regulator, Vacuum |  |  | REGULATORVACUUM-Genstar Tech-881VR-300-OH-D |  |  |  | Covered PM Repair - Biomedical | MHHS-Cypress | [8 empty] | REGULATORVACUUM | Regulator, Vacuum | Genstar Tech
NO | YES |  |  |  | 151-02105 | 151-02105 | Gentec Healthcare | 881VR-300-OH-T |  | 61g-16060206/086 | CY-Central Supply | MHHS-Cypress |  | Regulator, Vacuum |  | 151-02105 | 151-02105 | Northwest | MHHS-Cypress | CY-Central Supply | Preop 5 | 3/1/17 |  |  |  | REGULATORS, SUCTION | Regulator, Vacuum | REGULATORVACUUM-Genstar Tech-881VR-300-OH-D | REGULATORVACUUM | 881VR-300-OH-D |  |  |  | Genstar Tech | Regulator, Vacuum |  |  | REGULATORVACUUM-Genstar Tech-881VR-300-OH-D |  |  |  | Covered PM Repair - Biomedical | MHHS-Cypress | [8 empty] | REGULATORVACUUM | Regulator, Vacuum | Genstar Tech
NO | YES |  |  |  | 151-02106 | 151-02106 | Gentec Healthcare | 881VR-300-OH-T |  | 61g-16080128/021 | CY-Central Supply | MHHS-Cypress |  | Regulator, Vacuum |  | 151-02106 | 151-02106 | Northwest | MHHS-Cypress | CY-Central Supply | Preop 4 | 3/1/17 | 2/1/20 |  |  | REGULATORS, SUCTION | Regulator, Vacuum | REGULATORVACUUM-Genstar Tech-881VR-300-OH-D | REGULATORVACUUM | 881VR-300-OH-D |  |  |  | Genstar Tech | Regulator, Vacuum |  |  | REGULATORVACUUM-Genstar Tech-881VR-300-OH-D |  |  |  | Covered PM Repair - Biomedical | MHHS-Cypress | [8 empty] | REGULATORVACUUM | Regulator, Vacuum | Genstar Tech
NO | YES |  |  |  | 151-02107 | 151-02107 | Gentec Healthcare | 881VR-300-OH-T |  | 61g-16060206/075 | CY-Cardiac Cath Lab | MHHS-Cypress |  | Regulator, Vacuum |  | 151-02107 | 151-02107 | Northwest | MHHS-Cypress | CY-Cardiac Cath Lab | CV 4 |  |  |  |  | REGULATORS, SUCTION | Regulator, Vacuum | REGULATORVACUUM-Genstar Tech-881VR-300-OH-D | REGULATORVACUUM | 881VR-300-OH-D |  |  |  | Genstar Tech | Regulator, Vacuum |  |  | REGULATORVACUUM-Genstar Tech-881VR-300-OH-D |  |  |  | Covered PM Repair - Biomedical | MHHS-Cypress | [8 empty] | REGULATORVACUUM | Regulator, Vacuum | Genstar Tech
NO | YES |  |  |  | 151-02108 | 151-02108 | Gentec Healthcare | 881VR-300-OH-T |  | 61g-16060206/051 | CY-Cardiac Cath Lab | MHHS-Cypress |  | Regulator, Vacuum |  | 151-02108 | 151-02108 | Northwest | MHHS-Cypress | CY-Cardiac Cath Lab | CVR 1 |  |  |  |  | REGULATORS, SUCTION | Regulator, Vacuum | REGULATORVACUUM-Genstar Tech-881VR-300-OH-D | REGULATORVACUUM | 881VR-300-OH-D |  |  |  | Genstar Tech | Regulator, Vacuum |  |  | REGULATORVACUUM-Genstar Tech-881VR-300-OH-D |  |  |  | Covered PM Repair - Biomedical | MHHS-Cypress | [8 empty] | REGULATORVACUUM | Regulator, Vacuum | Genstar Tech
NO | YES |  |  |  | 151-02109 | 151-02109 | Gentec Healthcare | 881VR-300-OH-T |  | 61g-16060206/152 | CY-Central Supply | MHHS-Cypress |  | Regulator, Vacuum |  | 151-02109 | 151-02109 | Northwest | MHHS-Cypress | CY-Central Supply | Bed 6 |  |  |  |  | REGULATORS, SUCTION | Regulator, Vacuum | REGULATORVACUUM-Genstar Tech-881VR-300-OH-D | REGULATORVACUUM | 881VR-300-OH-D |  |  |  | Genstar Tech | Regulator, Vacuum |  |  | REGULATORVACUUM-Genstar Tech-881VR-300-OH-D |  |  |  | Covered PM Repair - Biomedical | MHHS-Cypress | [8 empty] | REGULATORVACUUM | Regulator, Vacuum | Genstar Tech
NO | YES |  |  |  | 151-02110 | 151-02110 | Gentec Healthcare | 881VR-300-OH-T |  | 61g-16060206/130 | CY-Central Supply | MHHS-Cypress |  | Regulator, Vacuum |  | 151-02110 | 151-02110 | Northwest | MHHS-Cypress | CY-Central Supply | PACU 1 |  |  |  |  | REGULATORS, SUCTION | Regulator, Vacuum | REGULATORVACUUM-Genstar Tech-881VR-300-OH-D | REGULATORVACUUM | 881VR-300-OH-D |  |  |  | Genstar Tech | Regulator, Vacuum |  |  | REGULATORVACUUM-Genstar Tech-881VR-300-OH-D | 7/21/16 |  |  | Covered PM Repair - Biomedical | MHHS-Cypress | [8 empty] | REGULATORVACUUM | Regulator, Vacuum | Genstar Tech
NO | YES |  |  |  | 151-02111 | 151-02111 | Gentec Healthcare | 881VR-300-OH-T |  | 61g-16060206/133 | CY-Central Supply | MHHS-Cypress |  | Regulator, Vacuum |  | 151-02111 | 151-02111 | Northwest | MHHS-Cypress | CY-Central Supply | Bed 6 |  |  |  |  | REGULATORS, SUCTION | Regulator, Vacuum | REGULATORVACUUM-Genstar Tech-881VR-300-OH-D | REGULATORVACUUM | 881VR-300-OH-D |  |  |  | Genstar Tech | Regulator, Vacuum |  |  | REGULATORVACUUM-Genstar Tech-881VR-300-OH-D | 7/21/16 |  |  | Covered PM Repair - Biomedical | MHHS-Cypress | [8 empty] | REGULATORVACUUM | Regulator, Vacuum | Genstar Tech
NO | YES |  |  |  | 151-02112 | 151-02112 | Gentec Healthcare | 881VR-300-OH-T |  | 61g-16060206/129 | CY-Central Supply | MHHS-Cypress |  | Regulator, Vacuum |  | 151-02112 | 151-02112 | Northwest | MHHS-Cypress | CY-Central Supply | Pacu bay 10 |  |  |  |  | REGULATORS, SUCTION | Regulator, Vacuum | REGULATORVACUUM-Genstar Tech-881VR-300-OH-D | REGULATORVACUUM | 881VR-300-OH-D |  |  |  | Genstar Tech | Regulator, Vacuum |  |  | REGULATORVACUUM-Genstar Tech-881VR-300-OH-D |  |  |  | Covered PM Repair - Biomedical | MHHS-Cypress | [8 empty] | REGULATORVACUUM | Regulator, Vacuum | Genstar Tech
NO | YES |  |  |  | 151-02113 | 151-02113 | Gentec Healthcare | 881VR-300-OH-T |  | 61g-16060206/135 | CY-Central Supply | MHHS-Cypress |  | Regulator, Vacuum |  | 151-02113 | 151-02113 | Northwest | MHHS-Cypress | CY-Central Supply | Bay 9 | 3/1/17 |  |  | One time inspection only | REGULATORS, SUCTION | Regulator, Vacuum | REGULATORVACUUM-Genstar Tech-881VR-300-OH-D | REGULATORVACUUM | 881VR-300-OH-D |  |  |  | Genstar Tech | Regulator, Vacuum |  |  | REGULATORVACUUM-Genstar Tech-881VR-300-OH-D |  |  |  | Covered PM Repair - Biomedical | MHHS-Cypress | [8 empty] | REGULATORVACUUM | Regulator, Vacuum | Genstar Tech
NO | YES |  |  |  | 151-02114 | 151-02114 | Gentec Healthcare | 881VR-300-OH-T |  | 61g-16080128/184 | CY-PACU | MHHS-Cypress |  | Regulator, Vacuum |  | 151-02114 | 151-02114 | Northwest | MHHS-Cypress | CY-PACU | Pacu Bay 8 | 3/1/17 |  |  |  | REGULATORS, SUCTION | Regulator, Vacuum | REGULATORVACUUM-Genstar Tech-881VR-300-OH-D | REGULATORVACUUM | 881VR-300-OH-D |  |  |  | Genstar Tech | Regulator, Vacuum |  |  | REGULATORVACUUM-Genstar Tech-881VR-300-OH-D |  |  |  | Covered PM Repair - Biomedical | MHHS-Cypress | [8 empty] | REGULATORVACUUM | Regulator, Vacuum | Genstar Tech
NO | YES |  |  |  | 151-02115 | 151-02115 | Gentec Healthcare | 881VR-300-OH-T |  | 61g-16060206/119 | CY-Central Supply | MHHS-Cypress |  | Regulator, Vacuum |  | 151-02115 | 151-02115 | Northwest | MHHS-Cypress | CY-Central Supply | Bay 7 Pacu |  |  |  |  | REGULATORS, SUCTION | Regulator, Vacuum | REGULATORVACUUM-Genstar Tech-881VR-300-OH-D | REGULATORVACUUM | 881VR-300-OH-D |  |  |  | Genstar Tech | Regulator, Vacuum |  |  | REGULATORVACUUM-Genstar Tech-881VR-300-OH-D | 7/21/16 |  |  | Covered PM Repair - Biomedical | MHHS-Cypress | [8 empty] | REGULATORVACUUM | Regulator, Vacuum | Genstar Tech
NO | YES |  |  |  | 151-02116 | 151-02116 | Gentec Healthcare | 881VR-300-OH-T |  | 61g-16060206/151 | CY-Central Supply | MHHS-Cypress |  | Regulator, Vacuum |  | 151-02116 | 151-02116 | Northwest | MHHS-Cypress | CY-Central Supply | Bay 16 |  |  |  |  | REGULATORS, SUCTION | Regulator, Vacuum | REGULATORVACUUM-Genstar Tech-881VR-300-OH-D | REGULATORVACUUM | 881VR-300-OH-D |  |  |  | Genstar Tech | Regulator, Vacuum |  |  | REGULATORVACUUM-Genstar Tech-881VR-300-OH-D | 10/19/16 |  |  | Covered PM Repair - Biomedical | MHHS-Cypress | [8 empty] | REGULATORVACUUM | Regulator, Vacuum | Genstar Tech
NO | YES |  |  |  | 151-02117 | 151-02117 | Gentec Healthcare | 881VR-300-OH-T |  | 61g-16080128/005 | CY-PACU | MHHS-Cypress |  | Regulator, Vacuum |  | 151-02117 | 151-02117 | Northwest | MHHS-Cypress | CY-PACU | PACU 2 |  |  |  |  | REGULATORS, SUCTION | Regulator, Vacuum | REGULATORVACUUM-Genstar Tech-881VR-300-OH-D | REGULATORVACUUM | 881VR-300-OH-D |  |  |  | Genstar Tech | Regulator, Vacuum |  |  | REGULATORVACUUM-Genstar Tech-881VR-300-OH-D | 8/8/17 |  |  | Covered PM Repair - Biomedical | MHHS-Cypress | [8 empty] | REGULATORVACUUM | Regulator, Vacuum | Genstar Tech
NO | YES |  |  |  | 151-02118 | 151-02118 | Gentec Healthcare | 881VR-300-OH-T |  | 61g-16060206/046 | CY-Central Supply | MHHS-Cypress |  | Regulator, Vacuum |  | 151-02118 | 151-02118 | Northwest | MHHS-Cypress | CY-Central Supply | Pacu | 3/1/17 | 3/1/18 |  |  | REGULATORS, SUCTION | Regulator, Vacuum | REGULATORVACUUM-Genstar Tech-881VR-300-OH-D | REGULATORVACUUM | 881VR-300-OH-D |  |  |  | Genstar Tech | Regulator, Vacuum |  |  | REGULATORVACUUM-Genstar Tech-881VR-300-OH-D |  |  |  | Covered PM Repair - Biomedical | MHHS-Cypress | [8 empty] | REGULATORVACUUM | Regulator, Vacuum | Genstar Tech
NO | YES |  |  |  | 151-02119 | 151-02119 | Gentec Healthcare | 881VR-300-OH-T |  | 61g-16060206/134 | CY-Central Supply | MHHS-Cypress |  | Regulator, Vacuum |  | 151-02119 | 151-02119 | Northwest | MHHS-Cypress | CY-Central Supply | Pacu | 3/1/17 | 3/1/18 |  |  | REGULATORS, SUCTION | Regulator, Vacuum | REGULATORVACUUM-Genstar Tech-881VR-300-OH-D | REGULATORVACUUM | 881VR-300-OH-D |  |  |  | Genstar Tech | Regulator, Vacuum |  |  | REGULATORVACUUM-Genstar Tech-881VR-300-OH-D |  |  |  | Covered PM Repair - Biomedical | MHHS-Cypress | [8 empty] | REGULATORVACUUM | Regulator, Vacuum | Genstar Tech
NO | YES |  |  |  | 151-02120 | 151-02120 | Gentec Healthcare | 881VR-300-OH-T |  | 61g-16080128/041 | CY-Central Supply | MHHS-Cypress |  | Regulator, Vacuum |  | 151-02120 | 151-02120 | Northwest | MHHS-Cypress | CY-Central Supply | Bay 2 | 2/1/20 | 2/1/20 |  |  | REGULATORS, SUCTION | Regulator, Vacuum | REGULATORVACUUM-Genstar Tech-881VR-300-OH-D | REGULATORVACUUM | 881VR-300-OH-D |  |  |  | Genstar Tech | Regulator, Vacuum |  |  | REGULATORVACUUM-Genstar Tech-881VR-300-OH-D |  |  |  | Covered PM Repair - Biomedical | MHHS-Cypress | [8 empty] | REGULATORVACUUM | Regulator, Vacuum | Genstar Tech
NO | YES |  |  |  | 151-02123 | 151-02123 | Gentec Healthcare | 881VR-300-OH-T |  | 61g-16080128/162 | CY-Imaging | MHHS-Cypress |  | Regulator, Vacuum |  | 151-02123 | 151-02123 | Northwest | MHHS-Cypress | CY-Imaging | RF room 2 | 2/1/17 |  |  |  | REGULATORS, SUCTION | Regulator, Vacuum | REGULATORVACUUM-Genstar Tech-881VR-300-OH-D | REGULATORVACUUM | 881VR-300-OH-D |  |  |  | Genstar Tech | Regulator, Vacuum |  |  | REGULATORVACUUM-Genstar Tech-881VR-300-OH-D | 4/10/16 |  |  | Covered PM Repair - Biomedical | MHHS-Cypress | [8 empty] | REGULATORVACUUM | Regulator, Vacuum | Genstar Tech
NO | YES |  |  |  | 151-02125 | 151-02125 | Gentec Healthcare | 881VR-300-OH-T |  | 61g-16080128/160 | CY-Imaging | MHHS-Cypress |  | Regulator, Vacuum |  | 151-02125 | 151-02125 | Northwest | MHHS-Cypress | CY-Imaging | Ultrasound 1 | 3/1/17 |  |  |  | REGULATORS, SUCTION | Regulator, Vacuum | REGULATORVACUUM-Genstar Tech-881VR-300-OH-D | REGULATORVACUUM | 881VR-300-OH-D |  |  |  | Genstar Tech | Regulator, Vacuum |  |  | REGULATORVACUUM-Genstar Tech-881VR-300-OH-D |  |  |  | Covered PM Repair - Biomedical | MHHS-Cypress | [8 empty] | REGULATORVACUUM | Regulator, Vacuum | Genstar Tech
NO | YES |  |  |  | 151-02126 | 151-02126 | Gentec Healthcare | 881VR-300-OH-T |  | 61g-16080128/153 | CY-OR | MHHS-Cypress |  | Regulator, Vacuum |  | 151-02126 | 151-02126 | Northwest | MHHS-Cypress | CY-OR | Endoscopy | 3/1/17 |  |  |  | REGULATORS, SUCTION | Regulator, Vacuum | REGULATORVACUUM-Genstar Tech-881VR-300-OH-D | REGULATORVACUUM | 881VR-300-OH-D |  |  |  | Genstar Tech | Regulator, Vacuum |  |  | REGULATORVACUUM-Genstar Tech-881VR-300-OH-D |  |  |  | Covered PM Repair - Biomedical | MHHS-Cypress | [8 empty] | REGULATORVACUUM | Regulator, Vacuum | Genstar Tech
NO | YES |  |  |  | 151-02127 | 151-02127 | Gentec Healthcare | 881VR-300-OH-T |  | 61g-16080128/008 | CY-Central Supply | MHHS-Cypress |  | Regulator, Vacuum |  | 151-02127 | 151-02127 | Northwest | MHHS-Cypress | CY-Central Supply | Preop 14 |  |  |  |  | REGULATORS, SUCTION | Regulator, Vacuum | REGULATORVACUUM-Genstar Tech-881VR-300-OH-D | REGULATORVACUUM | 881VR-300-OH-D |  |  |  | Genstar Tech | Regulator, Vacuum |  |  | REGULATORVACUUM-Genstar Tech-881VR-300-OH-D |  |  |  | Covered PM Repair - Biomedical | MHHS-Cypress | [8 empty] | REGULATORVACUUM | Regulator, Vacuum | Genstar Tech
NO | YES |  |  |  | 151-02130 | 151-02130 | Gentec Healthcare | 881VR-300-OH-T |  | 61g-16080128/186 | CY-Central Supply | MHHS-Cypress |  | Regulator, Vacuum |  | 151-02130 | 151-02130 | Northwest | MHHS-Cypress | CY-Central Supply | CT |  |  |  |  | REGULATORS, SUCTION | Regulator, Vacuum | REGULATORVACUUM-Genstar Tech-881VR-300-OH-D | REGULATORVACUUM | 881VR-300-OH-D |  |  |  | Genstar Tech | Regulator, Vacuum |  |  | REGULATORVACUUM-Genstar Tech-881VR-300-OH-D |  |  |  | Covered PM Repair - Biomedical | MHHS-Cypress | [8 empty] | REGULATORVACUUM | Regulator, Vacuum | Genstar Tech
NO | YES |  |  |  | 151-02131 | 151-02131 | Gentec Healthcare | 881VR-300-OH-T |  | 61g-16080128/095 | CY-Central Supply | MHHS-Cypress |  | Regulator, Vacuum |  | 151-02131 | 151-02131 | Northwest | MHHS-Cypress | CY-Central Supply | Bronchoscopy | 3/1/17 |  |  | Safety inspection only sticker | REGULATORS, SUCTION | Regulator, Vacuum | REGULATORVACUUM-Genstar Tech-881VR-300-OH-D | REGULATORVACUUM | 881VR-300-OH-D |  |  |  | Genstar Tech | Regulator, Vacuum |  |  | REGULATORVACUUM-Genstar Tech-881VR-300-OH-D |  |  |  | Covered PM Repair - Biomedical | MHHS-Cypress | [8 empty] | REGULATORVACUUM | Regulator, Vacuum | Genstar Tech
NO | YES |  |  |  | 151-02132 | 151-02132 | Gentec Healthcare | 881VR-300-OH-T |  | 61g-16080128/091 | CY-Central Supply | MHHS-Cypress |  | Regulator, Vacuum |  | 151-02132 | 151-02132 | Northwest | MHHS-Cypress | CY-Central Supply | Bronchoscopy | 3/1/17 |  |  | One time safety inspection sticker | REGULATORS, SUCTION | Regulator, Vacuum | REGULATORVACUUM-Genstar Tech-881VR-300-OH-D | REGULATORVACUUM | 881VR-300-OH-D |  |  |  | Genstar Tech | Regulator, Vacuum |  |  | REGULATORVACUUM-Genstar Tech-881VR-300-OH-D | 4/10/16 |  |  | Covered PM Repair - Biomedical | MHHS-Cypress | [8 empty] | REGULATORVACUUM | Regulator, Vacuum | Genstar Tech
NO | YES |  |  |  | 151-02133 | 151-02133 | Gentec Healthcare | 881VR-300-OH-T |  | 61g-16080128/090 | CY-Central Supply | MHHS-Cypress |  | Regulator, Vacuum |  | 151-02133 | 151-02133 | Northwest | MHHS-Cypress | CY-Central Supply | S425 |  |  |  |  | REGULATORS, SUCTION | Regulator, Vacuum | REGULATORVACUUM-Genstar Tech-881VR-300-OH-D | REGULATORVACUUM | 881VR-300-OH-D |  |  |  | Genstar Tech | Regulator, Vacuum |  |  | REGULATORVACUUM-Genstar Tech-881VR-300-OH-D | 4/10/16 |  |  | Covered PM Repair - Biomedical | MHHS-Cypress | [8 empty] | REGULATORVACUUM | Regulator, Vacuum | Genstar Tech
NO | YES |  |  |  | 151-02134 | 151-02134 | Gentec Healthcare | 881VR-300-OH-T |  | 61g-16060206/060 | CY-NICU | MHHS-Cypress |  | Regulator, Vacuum |  | 151-02134 | 151-02134 | Northwest | MHHS-Cypress | CY-NICU | NICU 2 |  |  |  |  | REGULATORS, SUCTION | Regulator, Vacuum | REGULATORVACUUM-Genstar Tech-881VR-300-OH-D | REGULATORVACUUM | 881VR-300-OH-D |  |  |  | Genstar Tech | Regulator, Vacuum |  |  | REGULATORVACUUM-Genstar Tech-881VR-300-OH-D | 12/1/13 |  |  | Covered PM Repair - Biomedical | MHHS-Cypress | [8 empty] | REGULATORVACUUM | Regulator, Vacuum | Genstar Tech
NO | YES |  |  |  | 151-02135 | 151-02135 | Gentec Healthcare | 881VR-300-OH-T |  | 61g-16060206/111 | CY-Central Supply | MHHS-Cypress |  | Regulator, Vacuum |  | 151-02135 | 151-02135 | Northwest | MHHS-Cypress | CY-Central Supply | Room 427 | 3/1/17 |  |  | One time safety only. | REGULATORS, SUCTION | Regulator, Vacuum | REGULATORVACUUM-Genstar Tech-881VR-300-OH-D | REGULATORVACUUM | 881VR-300-OH-D |  |  |  | Genstar Tech | Regulator, Vacuum |  |  | REGULATORVACUUM-Genstar Tech-881VR-300-OH-D | 4/10/16 |  |  | Covered PM Repair - Biomedical | MHHS-Cypress | [8 empty] | REGULATORVACUUM | Regulator, Vacuum | Genstar Tech
NO | YES |  |  |  | 151-02136 | 151-02136 | Gentec Healthcare | 881VR-300-OH-T |  | 61g-16060206/059 | CY-Central Supply | MHHS-Cypress |  | Regulator, Vacuum |  | 151-02136 | 151-02136 | Northwest | MHHS-Cypress | CY-Central Supply | Room 425 |  |  |  | One time safety only | REGULATORS, SUCTION | Regulator, Vacuum | REGULATORVACUUM-Genstar Tech-881VR-300-OH-D | REGULATORVACUUM | 881VR-300-OH-D |  |  |  | Genstar Tech | Regulator, Vacuum |  |  | REGULATORVACUUM-Genstar Tech-881VR-300-OH-D |  |  |  | Covered PM Repair - Biomedical | MHHS-Cypress | [8 empty] | REGULATORVACUUM | Regulator, Vacuum | Genstar Tech
NO | YES |  |  |  | 151-02137 | 151-02137 | Gentec Healthcare | 881VR-300-OH-T |  | 61g-16060206/110 | CY-Central Supply | MHHS-Cypress |  | Regulator, Vacuum |  | 151-02137 | 151-02137 | Northwest | MHHS-Cypress | CY-Central Supply | Room S430 |  |  |  |  | REGULATORS, SUCTION | Regulator, Vacuum | REGULATORVACUUM-Genstar Tech-881VR-300-OH-D | REGULATORVACUUM | 881VR-300-OH-D |  |  |  | Genstar Tech | Regulator, Vacuum |  |  | REGULATORVACUUM-Genstar Tech-881VR-300-OH-D |  |  |  | Covered PM Repair - Biomedical | MHHS-Cypress | [8 empty] | REGULATORVACUUM | Regulator, Vacuum | Genstar Tech
NO | YES |  |  |  | 151-02138 | 151-02138 | Gentec Healthcare | 881VR-300-OH-T |  | 61g-16080128/097 | CY-Central Supply | MHHS-Cypress |  | Regulator, Vacuum |  | 151-02138 | 151-02138 | Northwest | MHHS-Cypress | CY-Central Supply | Room S428 |  |  |  |  | REGULATORS, SUCTION | Regulator, Vacuum | REGULATORVACUUM-Genstar Tech-881VR-300-OH-D | REGULATORVACUUM | 881VR-300-OH-D |  |  |  | Genstar Tech | Regulator, Vacuum |  |  | REGULATORVACUUM-Genstar Tech-881VR-300-OH-D |  |  |  | Covered PM Repair - Biomedical | MHHS-Cypress | [8 empty] | REGULATORVACUUM | Regulator, Vacuum | Genstar Tech
NO | YES |  |  |  | 151-02139 | 151-02139 | Gentec Healthcare | 881VR-300-OH-T |  | 61g-16060206/072 | Biomed | MHHS-Cypress |  | Regulator, Vacuum |  | 151-02139 | 151-02139 | Northwest | Memorial Hermann Cypress Hospital | Biomed | Biomed |  |  |  |  | REGULATORS, SUCTION | Regulator, Vacuum | REGULATORVACUUM-Genstar Tech-881VR-300-OH-D | REGULATORVACUUM | 881VR-300-OH-D |  |  |  | Genstar Tech | Regulator, Vacuum |  |  | REGULATORVACUUM-Genstar Tech-881VR-300-OH-D | 12/1/13 |  |  | Covered PM Repair - Biomedical | MHHS-Cypress | [8 empty] | REGULATORVACUUM | Regulator, Vacuum | Genstar Tech
NO | YES |  |  |  | 151-02140 | 151-02140 | Gentec Healthcare | 881VR-300-OH-T |  | 61g-16060206/054 | CY-Central Supply | MHHS-Cypress |  | Regulator, Vacuum |  | 151-02140 | 151-02140 | Northwest | MHHS-Cypress | CY-Central Supply | Room 418 |  |  |  | No pm sticker | REGULATORS, SUCTION | Regulator, Vacuum | REGULATORVACUUM-Genstar Tech-881VR-300-OH-D | REGULATORVACUUM | 881VR-300-OH-D |  |  |  | Genstar Tech | Regulator, Vacuum |  |  | REGULATORVACUUM-Genstar Tech-881VR-300-OH-D | 12/1/13 |  |  | Covered PM Repair - Biomedical | MHHS-Cypress | [8 empty] | REGULATORVACUUM | Regulator, Vacuum | Genstar Tech
NO | YES |  |  |  | 151-02141 | 151-02141 | Gentec Healthcare | 881VR-300-OH-T |  | 61g-16060206/030 | CY-Central Supply | MHHS-Cypress |  | Regulator, Vacuum |  | 151-02141 | 151-02141 | Northwest | MHHS-Cypress | CY-Central Supply | S422 |  |  |  |  | REGULATORS, SUCTION | Regulator, Vacuum | REGULATORVACUUM-Genstar Tech-881VR-300-OH-D | REGULATORVACUUM | 881VR-300-OH-D |  |  |  | Genstar Tech | Regulator, Vacuum |  |  | REGULATORVACUUM-Genstar Tech-881VR-300-OH-D |  |  |  | Covered PM Repair - Biomedical | MHHS-Cypress | [8 empty] | REGULATORVACUUM | Regulator, Vacuum | Genstar Tech
NO | YES |  |  |  | 151-02142 | 151-02142 | Gentec Healthcare | 881VR-300-OH-T |  | 61g-16080128/078 | CY-Central Supply | MHHS-Cypress |  | Regulator, Vacuum |  | 151-02142 | 151-02142 | Northwest | MHHS-Cypress | CY-Central Supply | S424 |  |  |  |  | REGULATORS, SUCTION | Regulator, Vacuum | REGULATORVACUUM-Genstar Tech-881VR-300-OH-D | REGULATORVACUUM | 881VR-300-OH-D |  |  |  | Genstar Tech | Regulator, Vacuum |  |  | REGULATORVACUUM-Genstar Tech-881VR-300-OH-D |  |  |  | Covered PM Repair - Biomedical | MHHS-Cypress | [8 empty] | REGULATORVACUUM | Regulator, Vacuum | Genstar Tech
NO | YES |  |  |  | 151-02143 | 151-02143 | Gentec Healthcare | 881VR-300-OH-T |  | 61g-16060206/146 | CY-Central Supply | MHHS-Cypress |  | Regulator, Vacuum |  | 151-02143 | 151-02143 | Northwest | MHHS-Cypress | CY-Central Supply | S426 |  |  |  |  | REGULATORS, SUCTION | Regulator, Vacuum | REGULATORVACUUM-Genstar Tech-881VR-300-OH-D | REGULATORVACUUM | 881VR-300-OH-D |  |  |  | Genstar Tech | Regulator, Vacuum |  |  | REGULATORVACUUM-Genstar Tech-881VR-300-OH-D |  |  |  | Covered PM Repair - Biomedical | MHHS-Cypress | [8 empty] | REGULATORVACUUM | Regulator, Vacuum | Genstar Tech
NO | YES |  |  |  | 151-02144 | 151-02144 | Gentec Healthcare | 881VR-300-OH-T |  | 61g-16060206/114 | CY-Central Supply | MHHS-Cypress |  | Regulator, Vacuum |  | 151-02144 | 151-02144 | Northwest | MHHS-Cypress | CY-Central Supply | S422 |  |  |  |  | REGULATORS, SUCTION | Regulator, Vacuum | REGULATORVACUUM-Genstar Tech-881VR-300-OH-D | REGULATORVACUUM | 881VR-300-OH-D |  |  |  | Genstar Tech | Regulator, Vacuum |  |  | REGULATORVACUUM-Genstar Tech-881VR-300-OH-D |  |  |  | Covered PM Repair - Biomedical | MHHS-Cypress | [8 empty] | REGULATORVACUUM | Regulator, Vacuum | Genstar Tech
NO | YES |  |  |  | 151-02145 | 151-02145 | Gentec Healthcare | 881VR-300-OH-T |  | 61g-16080128/013 | CY-Respiratory Care Services | MHHS-Cypress |  | Regulator, Vacuum |  | 151-02145 | 151-02145 | Northwest | MHHS-Cypress | CY-Respiratory Care Services | M3 380 storage room |  |  |  |  | REGULATORS, SUCTION | Regulator, Vacuum | REGULATORVACUUM-Genstar Tech-881VR-300-OH-D | REGULATORVACUUM | 881VR-300-OH-D |  |  |  | Genstar Tech | Regulator, Vacuum |  |  | REGULATORVACUUM-Genstar Tech-881VR-300-OH-D |  |  |  | Covered PM Repair - Biomedical | MHHS-Cypress | [8 empty] | REGULATORVACUUM | Regulator, Vacuum | Genstar Tech
NO | YES |  |  |  | 151-02146 | 151-02146 | Gentec Healthcare | 881VR-300-OH-T |  | 61g-16080128/042 | CY-Respiratory Care Services | MHHS-Cypress |  | Regulator, Vacuum |  | 151-02146 | 151-02146 | Northwest | MHHS-Cypress | CY-Respiratory Care Services | M3- 380 Storage Area | 3/1/17 |  |  |  | REGULATORS, SUCTION | Regulator, Vacuum | REGULATORVACUUM-Genstar Tech-881VR-300-OH-D | REGULATORVACUUM | 881VR-300-OH-D |  |  |  | Genstar Tech | Regulator, Vacuum |  |  | REGULATORVACUUM-Genstar Tech-881VR-300-OH-D |  |  |  | Covered PM Repair - Biomedical | MHHS-Cypress | [8 empty] | REGULATORVACUUM | Regulator, Vacuum | Genstar Tech
NO | YES |  |  |  | 151-02147 | 151-02147 | Gentec Healthcare | 881VR-300-OH-T |  | 61g-16060206/048 | CY-Respiratory Care Services | MHHS-Cypress |  | Regulator, Vacuum |  | 151-02147 | 151-02147 | Northwest | MHHS-Cypress | CY-Respiratory Care Services | M3 380 storage room |  |  |  |  | REGULATORS, SUCTION | Regulator, Vacuum | REGULATORVACUUM-Genstar Tech-881VR-300-OH-D | REGULATORVACUUM | 881VR-300-OH-D |  |  |  | Genstar Tech | Regulator, Vacuum |  |  | REGULATORVACUUM-Genstar Tech-881VR-300-OH-D |  |  |  | Covered PM Repair - Biomedical | MHHS-Cypress | [8 empty] | REGULATORVACUUM | Regulator, Vacuum | Genstar Tech
NO | YES |  |  |  | 151-02148 | 151-02148 | Gentec Healthcare | 881VR-300-OH-T |  | 61g-16080128/047 | CY-Central Supply | MHHS-Cypress |  | Regulator, Vacuum |  | 151-02148 | 151-02148 | Northwest | MHHS-Cypress | CY-Central Supply | M3 -380 storage room |  |  |  |  | REGULATORS, SUCTION | Regulator, Vacuum | REGULATORVACUUM-Genstar Tech-881VR-300-OH-D | REGULATORVACUUM | 881VR-300-OH-D |  |  |  | Genstar Tech | Regulator, Vacuum |  |  | REGULATORVACUUM-Genstar Tech-881VR-300-OH-D | 4/10/16 |  |  | Covered PM Repair - Biomedical | MHHS-Cypress | [8 empty] | REGULATORVACUUM | Regulator, Vacuum | Genstar Tech
NO | YES |  |  |  | 151-02149 | 151-02149 | Gentec Healthcare | 881VR-300-OH-T |  | 61g-16080128/003 | CY-Respiratory Care Services | MHHS-Cypress |  | Regulator, Vacuum |  | 151-02149 | 151-02149 | Northwest | MHHS-Cypress | CY-Respiratory Care Services | M3 380 storage room |  |  |  |  | REGULATORS, SUCTION | Regulator, Vacuum | REGULATORVACUUM-Genstar Tech-881VR-300-OH-D | REGULATORVACUUM | 881VR-300-OH-D |  |  |  | Genstar Tech | Regulator, Vacuum |  |  | REGULATORVACUUM-Genstar Tech-881VR-300-OH-D | 7/22/15 |  |  | Covered PM Repair - Biomedical | MHHS-Cypress | [8 empty] | REGULATORVACUUM | Regulator, Vacuum | Genstar Tech
NO | YES |  |  |  | 151-02150 | 151-02150 | Gentec Healthcare | 881VR-300-OH-T |  | 61g-16080128/016 | CY-Central Supply | MHHS-Cypress |  | Regulator, Vacuum |  | 151-02150 | 151-02150 | Northwest | MHHS-Cypress | CY-Central Supply | M3 -380 storage room |  |  |  |  | REGULATORS, SUCTION | Regulator, Vacuum | REGULATORVACUUM-Genstar Tech-881VR-300-OH-D | REGULATORVACUUM | 881VR-300-OH-D |  |  |  | Genstar Tech | Regulator, Vacuum |  |  | REGULATORVACUUM-Genstar Tech-881VR-300-OH-D | 7/22/15 |  |  | Covered PM Repair - Biomedical | MHHS-Cypress | [8 empty] | REGULATORVACUUM | Regulator, Vacuum | Genstar Tech
NO | YES |  |  |  | 151-02151 | 151-02151 | Gentec Healthcare | 881VR-300-OH-T |  | 61g-16060206/033 | CY-Central Supply | MHHS-Cypress |  | Regulator, Vacuum |  | 151-02151 | 151-02151 | Northwest | MHHS-Cypress | CY-Central Supply | M3 380 storage |  |  |  |  | REGULATORS, SUCTION | Regulator, Vacuum | REGULATORVACUUM-Genstar Tech-881VR-300-OH-D | REGULATORVACUUM | 881VR-300-OH-D |  |  |  | Genstar Tech | Regulator, Vacuum |  |  | REGULATORVACUUM-Genstar Tech-881VR-300-OH-D |  |  |  | Covered PM Repair - Biomedical | MHHS-Cypress | [8 empty] | REGULATORVACUUM | Regulator, Vacuum | Genstar Tech
NO | YES |  |  |  | 151-02152 | 151-02152 | Gentec Healthcare | 881VR-300-OH-T |  | 61g-16060206/057 | CY-ER | MHHS-Cypress |  | Regulator, Vacuum |  | 151-02152 | 151-02152 | Northwest | MHHS-Cypress | CY-ER | M1 401 treatment 17 |  |  |  |  | REGULATORS, SUCTION | Regulator, Vacuum | REGULATORVACUUM-Genstar Tech-881VR-300-OH-D | REGULATORVACUUM | 881VR-300-OH-D |  |  |  | Genstar Tech | Regulator, Vacuum |  |  | REGULATORVACUUM-Genstar Tech-881VR-300-OH-D | 12/1/13 |  |  | Covered PM Repair - Biomedical | MHHS-Cypress | [8 empty] | REGULATORVACUUM | Regulator, Vacuum | Genstar Tech
NO | YES |  |  |  | 151-02153 | 151-02153 | Gentec Healthcare | 881VR-300-OH-T |  | 61g-16080128/051 | CY-Respiratory Care Services | MHHS-Cypress |  | Regulator, Vacuum |  | 151-02153 | 151-02153 | Northwest | MHHS-Cypress | CY-Respiratory Care Services | M3 380 storage room |  |  |  |  | REGULATORS, SUCTION | Regulator, Vacuum | REGULATORVACUUM-Genstar Tech-881VR-300-OH-D | REGULATORVACUUM | 881VR-300-OH-D |  |  |  | Genstar Tech | Regulator, Vacuum |  |  | REGULATORVACUUM-Genstar Tech-881VR-300-OH-D |  |  |  | Covered PM Repair - Biomedical | MHHS-Cypress | [8 empty] | REGULATORVACUUM | Regulator, Vacuum | Genstar Tech
NO | YES |  |  |  | 151-02154 | 151-02154 | Gentec Healthcare | 881VR-300-OH-T |  | 61g-16060206/014 | CY-Central Supply | MHHS-Cypress |  | Regulator, Vacuum |  | 151-02154 | 151-02154 | Northwest | MHHS-Cypress | CY-Central Supply | M3 380 storage |  |  |  |  | REGULATORS, SUCTION | Regulator, Vacuum | REGULATORVACUUM-Genstar Tech-881VR-300-OH-D | REGULATORVACUUM | 881VR-300-OH-D |  |  |  | Genstar Tech | Regulator, Vacuum |  |  | REGULATORVACUUM-Genstar Tech-881VR-300-OH-D | 4/10/16 |  |  | Covered PM Repair - Biomedical | MHHS-Cypress | [8 empty] | REGULATORVACUUM | Regulator, Vacuum | Genstar Tech
NO | YES |  |  |  | 151-02155 | 151-02155 | Gentec Healthcare | 881VR-300-OH-T |  | 61g-16080128/024 | CY-Central Supply | MHHS-Cypress |  | Regulator, Vacuum |  | 151-02155 | 151-02155 | Northwest | MHHS-Cypress | CY-Central Supply | M3 -380 storage room |  |  |  |  | REGULATORS, SUCTION | Regulator, Vacuum | REGULATORVACUUM-Genstar Tech-881VR-300-OH-D | REGULATORVACUUM | 881VR-300-OH-D |  |  |  | Genstar Tech | Regulator, Vacuum |  |  | REGULATORVACUUM-Genstar Tech-881VR-300-OH-D |  |  |  | Covered PM Repair - Biomedical | MHHS-Cypress | [8 empty] | REGULATORVACUUM | Regulator, Vacuum | Genstar Tech
NO | YES |  |  |  | 151-02156 | 151-02156 | Gentec Healthcare | 881VR-300-OH-T |  | 61g-16060206/038 | CY-Respiratory Care Services | MHHS-Cypress |  | Regulator, Vacuum |  | 151-02156 | 151-02156 | Northwest | MHHS-Cypress | CY-Respiratory Care Services | Rt work area |  |  |  |  | REGULATORS, SUCTION | Regulator, Vacuum | REGULATORVACUUM-Genstar Tech-881VR-300-OH-D | REGULATORVACUUM | 881VR-300-OH-D |  |  |  | Genstar Tech | Regulator, Vacuum |  |  | REGULATORVACUUM-Genstar Tech-881VR-300-OH-D | 5/11/15 |  |  | Covered PM Repair - Biomedical | MHHS-Cypress | [8 empty] | REGULATORVACUUM | Regulator, Vacuum | Genstar Tech
NO | YES |  |  |  | 151-02157 | 151-02157 | Gentec Healthcare | 881VR-300-OH-T |  | 61g-16080128/182 | CY-Central Supply | MHHS-Cypress |  | Regulator, Vacuum |  | 151-02157 | 151-02157 | Northwest | MHHS-Cypress | CY-Central Supply | C-Section 1 | 3/1/17 |  |  |  | REGULATORS, SUCTION | Regulator, Vacuum | REGULATORVACUUM-Genstar Tech-881VR-300-OH-D | REGULATORVACUUM | 881VR-300-OH-D |  |  |  | Genstar Tech | Regulator, Vacuum |  |  | REGULATORVACUUM-Genstar Tech-881VR-300-OH-D |  |  |  | Covered PM Repair - Biomedical | MHHS-Cypress | [8 empty] | REGULATORVACUUM | Regulator, Vacuum | Genstar Tech
NO | YES |  |  |  | 151-02158 | 151-02158 | Gentec Healthcare | 881VR-300-OH-T |  | 61g-16080128/179 | CY-Central Supply | MHHS-Cypress |  | Regulator, Vacuum |  | 151-02158 | 151-02158 | Northwest | MHHS-Cypress | CY-Central Supply | Nicu 3 |  |  |  | No pm sticker | REGULATORS, SUCTION | Regulator, Vacuum | REGULATORVACUUM-Genstar Tech-881VR-300-OH-D | REGULATORVACUUM | 881VR-300-OH-D |  |  |  | Genstar Tech | Regulator, Vacuum |  |  | REGULATORVACUUM-Genstar Tech-881VR-300-OH-D |  |  |  | Covered PM Repair - Biomedical | MHHS-Cypress | [8 empty] | REGULATORVACUUM | Regulator, Vacuum | Genstar Tech
NO | YES |  |  |  | 151-02159 | 151-02159 | Gentec Healthcare | 881VR-300-OH-T |  | 61g-16080128/171 | CY-Central Supply | MHHS-Cypress |  | Regulator, Vacuum |  | 151-02159 | 151-02159 | Northwest | MHHS-Cypress | CY-Central Supply | NICU 1 |  |  |  |  | REGULATORS, SUCTION | Regulator, Vacuum | REGULATORVACUUM-Genstar Tech-881VR-300-OH-D | REGULATORVACUUM | 881VR-300-OH-D |  |  |  | Genstar Tech | Regulator, Vacuum |  |  | REGULATORVACUUM-Genstar Tech-881VR-300-OH-D | 9/19/13 |  |  | Covered PM Repair - Biomedical | MHHS-Cypress | [8 empty] | REGULATORVACUUM | Regulator, Vacuum | Genstar Tech
NO | YES |  |  |  | 151-02161 | 151-02161 | Gentec Healthcare | 881VR-300-OH-T |  | 61g-16080128/185 | CY-Central Supply | MHHS-Cypress |  | Regulator, Vacuum |  | 151-02161 | 151-02161 | Northwest | MHHS-Cypress | CY-Central Supply | APU2 |  |  |  |  | REGULATORS, SUCTION | Regulator, Vacuum | REGULATORVACUUM-Genstar Tech-881VR-300-OH-D | REGULATORVACUUM | 881VR-300-OH-D |  |  |  | Genstar Tech | Regulator, Vacuum |  |  | REGULATORVACUUM-Genstar Tech-881VR-300-OH-D | 1/11/17 |  |  | Covered PM Repair - Biomedical | MHHS-Cypress | [8 empty] | REGULATORVACUUM | Regulator, Vacuum | Genstar Tech
NO | YES |  |  |  | 151-02162 | 151-02162 | Gentec Healthcare | 881VR-300-OH-T |  | 61g-16080128/145 | CY-Central Supply | MHHS-Cypress |  | Regulator, Vacuum |  | 151-02162 | 151-02162 | Northwest | MHHS-Cypress | CY-Central Supply | Nicu 3 |  |  |  | Could not getnto data plate. No pm sticker | REGULATORS, SUCTION | Regulator, Vacuum | REGULATORVACUUM-Genstar Tech-881VR-300-OH-D | REGULATORVACUUM | 881VR-300-OH-D |  |  |  | Genstar Tech | Regulator, Vacuum |  |  | REGULATORVACUUM-Genstar Tech-881VR-300-OH-D | 1/11/17 |  |  | Covered PM Repair - Biomedical | MHHS-Cypress | [8 empty] | REGULATORVACUUM | Regulator, Vacuum | Genstar Tech
NO | YES |  |  |  | 151-02163 | 151-02163 | Gentec Healthcare | 881VR-300-OH-T |  | 61g-16080128/188 | CY-NICU | MHHS-Cypress |  | Regulator, Vacuum |  | 151-02163 | 151-02163 | Northwest | MHHS-Cypress | CY-NICU | NICU 4 |  |  |  |  | REGULATORS, SUCTION | Regulator, Vacuum | REGULATORVACUUM-Genstar Tech-881VR-300-OH-D | REGULATORVACUUM | 881VR-300-OH-D |  |  |  | Genstar Tech | Regulator, Vacuum |  |  | REGULATORVACUUM-Genstar Tech-881VR-300-OH-D | 11/26/12 |  |  | Covered PM Repair - Biomedical | MHHS-Cypress | [8 empty] | REGULATORVACUUM | Regulator, Vacuum | Genstar Tech
NO | YES |  |  |  | 151-02164 | 151-02164 | Gentec Healthcare | 881VR-300-OH-T |  | 61g-16080128/174 | CY-NICU | MHHS-Cypress |  | Regulator, Vacuum |  | 151-02164 | 151-02164 | Northwest | MHHS-Cypress | CY-NICU | NICU 2 |  |  |  |  | REGULATORS, SUCTION | Regulator, Vacuum | REGULATORVACUUM-Genstar Tech-881VR-300-OH-D | REGULATORVACUUM | 881VR-300-OH-D |  |  |  | Genstar Tech | Regulator, Vacuum |  |  | REGULATORVACUUM-Genstar Tech-881VR-300-OH-D | 11/26/12 |  |  | Covered PM Repair - Biomedical | MHHS-Cypress | [8 empty] | REGULATORVACUUM | Regulator, Vacuum | Genstar Tech
NO | YES |  |  |  | 151-02165 | 151-02165 | Gentec Healthcare | 881VR-300-OH-T |  | 61g-16080128/192 | CY-Post Partum | MHHS-Cypress |  | Regulator, Vacuum |  | 151-02165 | 151-02165 | Northwest | MHHS-Cypress | CY-Post Partum | APU 5 |  |  |  |  | REGULATORS, SUCTION | Regulator, Vacuum | REGULATORVACUUM-Genstar Tech-881VR-300-OH-D | REGULATORVACUUM | 881VR-300-OH-D |  |  |  | Genstar Tech | Regulator, Vacuum |  |  | REGULATORVACUUM-Genstar Tech-881VR-300-OH-D | 1/21/13 |  |  | Covered PM Repair - Biomedical | MHHS-Cypress | [8 empty] | REGULATORVACUUM | Regulator, Vacuum | Genstar Tech
NO | YES |  |  |  | 151-02166 | 151-02166 | Gentec Healthcare | 881VR-300-OH-T |  | 61G-16060206/080 | CY-Central Supply | MHHS-Cypress |  | Regulator, Vacuum |  | 151-02166 | 151-02166 | Northwest | MHHS-Cypress | CY-Central Supply | M3 322 | 3/1/17 |  |  |  | REGULATORS, SUCTION | Regulator, Vacuum | REGULATORVACUUM-Genstar Tech-881VR-300-OH-D | REGULATORVACUUM | 881VR-300-OH-D |  |  |  | Genstar Tech | Regulator, Vacuum |  |  | REGULATORVACUUM-Genstar Tech-881VR-300-OH-D |  |  |  | Covered PM Repair - Biomedical | MHHS-Cypress | [8 empty] | REGULATORVACUUM | Regulator, Vacuum | Genstar Tech
NO | YES |  |  |  | 151-02167 | 151-02167 | Gentec Healthcare | 881VR-300-OH-T |  | 61G-16060206/139 | CY-Central Supply | MHHS-Cypress |  | Regulator, Vacuum |  | 151-02167 | 151-02167 | Northwest | MHHS-Cypress | CY-Central Supply | Pacu | 3/1/17 | 3/1/18 |  |  | REGULATORS, SUCTION | Regulator, Vacuum | REGULATORVACUUM-Genstar Tech-881VR-300-OH-D | REGULATORVACUUM | 881VR-300-OH-D |  |  |  | Genstar Tech | Regulator, Vacuum |  |  | REGULATORVACUUM-Genstar Tech-881VR-300-OH-D |  |  |  | Covered PM Repair - Biomedical | MHHS-Cypress | [8 empty] | REGULATORVACUUM | Regulator, Vacuum | Genstar Tech
NO | YES |  |  |  | 151-02168 | 151-02168 | Gentec Healthcare | 881VR-300-OH-T |  | 61G-16060206/036 | CY-ICU | MHHS-Cypress |  | Regulator, Vacuum |  | 151-02168 | 151-02168 | Northwest | MHHS-Cypress | CY-ICU | Icu 11 | 3/1/17 | 3/1/17 |  |  | REGULATORS, SUCTION | Regulator, Vacuum | REGULATORVACUUM-Genstar Tech-881VR-300-OH-D | REGULATORVACUUM | 881VR-300-OH-D |  |  |  | Genstar Tech | Regulator, Vacuum |  |  | REGULATORVACUUM-Genstar Tech-881VR-300-OH-D |  |  |  | Covered PM Repair - Biomedical | MHHS-Cypress | [8 empty] | REGULATORVACUUM | Regulator, Vacuum | Genstar Tech
NO | YES |  |  |  | 151-02169 | 151-02169 | Gentec Healthcare | 881VR-300-OH-T |  | 61G-16060206/077 | CY-Central Supply | MHHS-Cypress |  | Regulator, Vacuum |  | 151-02169 | 151-02169 | Northwest | MHHS-Cypress | CY-Central Supply | Pacu 21 | 3/1/17 |  |  | Safety inspection only | REGULATORS, SUCTION | Regulator, Vacuum | REGULATORVACUUM-Genstar Tech-881VR-300-OH-D | REGULATORVACUUM | 881VR-300-OH-D |  |  |  | Genstar Tech | Regulator, Vacuum |  |  | REGULATORVACUUM-Genstar Tech-881VR-300-OH-D |  |  |  | Covered PM Repair - Biomedical | MHHS-Cypress | [8 empty] | REGULATORVACUUM | Regulator, Vacuum | Genstar Tech
NO | YES |  |  |  | 151-02170 | 151-02170 | Gentec Healthcare | 881VR-300-OH-T |  | 61G-16060206/056 | CY-Central Supply | MHHS-Cypress |  | Regulator, Vacuum |  | 151-02170 | 151-02170 | Northwest | MHHS-Cypress | CY-Central Supply | M3 322 | 3/1/17 |  |  |  | REGULATORS, SUCTION | Regulator, Vacuum | REGULATORVACUUM-Genstar Tech-881VR-300-OH-D | REGULATORVACUUM | 881VR-300-OH-D |  |  |  | Genstar Tech | Regulator, Vacuum |  |  | REGULATORVACUUM-Genstar Tech-881VR-300-OH-D |  |  |  | Covered PM Repair - Biomedical | MHHS-Cypress | [8 empty] | REGULATORVACUUM | Regulator, Vacuum | Genstar Tech
NO | YES |  |  |  | 151-02171 | 151-02171 | Gentec Healthcare | 881VR-300-OH-T |  | 61G-16060206/115 | CY-Central Supply | MHHS-Cypress |  | Regulator, Vacuum |  | 151-02171 | 151-02171 | Northwest | MHHS-Cypress | CY-Central Supply | Pacu 21 | 3/1/17 |  |  | Safety inspection only | REGULATORS, SUCTION | Regulator, Vacuum | REGULATORVACUUM-Genstar Tech-881VR-300-OH-D | REGULATORVACUUM | 881VR-300-OH-D |  |  |  | Genstar Tech | Regulator, Vacuum |  |  | REGULATORVACUUM-Genstar Tech-881VR-300-OH-D |  |  |  | Covered PM Repair - Biomedical | MHHS-Cypress | [8 empty] | REGULATORVACUUM | Regulator, Vacuum | Genstar Tech
NO | YES |  |  |  | 151-02172 | 151-02172 | Gentec Healthcare | 881VR-300-OH-T |  | 61G-16060206/101 | CY-Central Supply | MHHS-Cypress |  | Regulator, Vacuum |  | 151-02172 | 151-02172 | Northwest | MHHS-Cypress | CY-Central Supply | Pacu 17 | 3/1/17 |  |  | Safety inspection only | REGULATORS, SUCTION | Regulator, Vacuum | REGULATORVACUUM-Genstar Tech-881VR-300-OH-D | REGULATORVACUUM | 881VR-300-OH-D |  |  |  | Genstar Tech | Regulator, Vacuum |  |  | REGULATORVACUUM-Genstar Tech-881VR-300-OH-D |  |  |  | Covered PM Repair - Biomedical | MHHS-Cypress | [8 empty] | REGULATORVACUUM | Regulator, Vacuum | Genstar Tech
NO | YES |  |  |  | 151-02173 | 151-02173 | Gentec Healthcare | 881VR-300-OH-T |  | 61G-16060206/083 | CY-Central Supply | MHHS-Cypress |  | Regulator, Vacuum |  | 151-02173 | 151-02173 | Northwest | MHHS-Cypress | CY-Central Supply | Bay 16 | 3/1/17 |  |  |  | REGULATORS, SUCTION | Regulator, Vacuum | REGULATORVACUUM-Genstar Tech-881VR-300-OH-D | REGULATORVACUUM | 881VR-300-OH-D |  |  |  | Genstar Tech | Regulator, Vacuum |  |  | REGULATORVACUUM-Genstar Tech-881VR-300-OH-D |  |  |  | Covered PM Repair - Biomedical | MHHS-Cypress | [8 empty] | REGULATORVACUUM | Regulator, Vacuum | Genstar Tech
NO | YES |  |  |  | 151-02174 | 151-02174 | Gentec Healthcare | 881VR-300-OH-T |  | 61G-16080128/103 | CY-Central Supply | MHHS-Cypress |  | Regulator, Vacuum |  | 151-02174 | 151-02174 | Northwest | MHHS-Cypress | CY-Central Supply | Bay 11 | 3/1/17 |  |  |  | REGULATORS, SUCTION | Regulator, Vacuum | REGULATORVACUUM-Genstar Tech-881VR-300-OH-D | REGULATORVACUUM | 881VR-300-OH-D |  |  |  | Genstar Tech | Regulator, Vacuum |  |  | REGULATORVACUUM-Genstar Tech-881VR-300-OH-D |  |  |  | Covered PM Repair - Biomedical | MHHS-Cypress | [8 empty] | REGULATORVACUUM | Regulator, Vacuum | Genstar Tech
NO | YES |  |  |  | 151-02175 | 151-02175 | Gentec Healthcare | 881VR-300-OH-T |  | 61G-16080128/126 | CY-Central Supply | MHHS-Cypress |  | Regulator, Vacuum |  | 151-02175 | 151-02175 | Northwest | MHHS-Cypress | CY-Central Supply | RF Room 1 m1:12 | 3/1/17 |  |  |  | REGULATORS, SUCTION | Regulator, Vacuum | REGULATORVACUUM-Genstar Tech-881VR-300-OH-D | REGULATORVACUUM | 881VR-300-OH-D |  |  |  | Genstar Tech | Regulator, Vacuum |  |  | REGULATORVACUUM-Genstar Tech-881VR-300-OH-D |  |  |  | Covered PM Repair - Biomedical | MHHS-Cypress | [8 empty] | REGULATORVACUUM | Regulator, Vacuum | Genstar Tech
NO | YES |  |  |  | 151-02176 | 151-02176 | Gentec Healthcare | 881VR-300-OH-T |  | 61G-16060206/098 | CY-Central Supply | MHHS-Cypress |  | Regulator, Vacuum |  | 151-02176 | 151-02176 | Northwest | MHHS-Cypress | CY-Central Supply | Preop 3 | 3/1/17 |  |  |  | REGULATORS, SUCTION | Regulator, Vacuum | REGULATORVACUUM-Genstar Tech-881VR-300-OH-D | REGULATORVACUUM | 881VR-300-OH-D |  |  |  | Genstar Tech | Regulator, Vacuum |  |  | REGULATORVACUUM-Genstar Tech-881VR-300-OH-D |  |  |  | Covered PM Repair - Biomedical | MHHS-Cypress | [8 empty] | REGULATORVACUUM | Regulator, Vacuum | Genstar Tech
NO | YES |  |  |  | 151-02177 | 151-02177 | Gentec Healthcare | 881VR-300-OH-T |  | 61G-16080128/118 | CY-PACU | MHHS-Cypress |  | Regulator, Vacuum |  | 151-02177 | 151-02177 | Northwest | MHHS-Cypress | CY-PACU | Pacu 20 | 3/1/17 |  |  |  | REGULATORS, SUCTION | Regulator, Vacuum | REGULATORVACUUM-Genstar Tech-881VR-300-OH-D | REGULATORVACUUM | 881VR-300-OH-D |  |  |  | Genstar Tech | Regulator, Vacuum |  |  | REGULATORVACUUM-Genstar Tech-881VR-300-OH-D |  |  |  | Covered PM Repair - Biomedical | MHHS-Cypress | [8 empty] | REGULATORVACUUM | Regulator, Vacuum | Genstar Tech
NO | YES |  |  |  | 151-02182 | 151-02182 | Gentec Healthcare | 881VR-300-OH-T |  | 61G-16060206/108 | CY-Central Supply | MHHS-Cypress |  | Regulator, Vacuum |  | 151-02182 | 151-02182 | Northwest | MHHS-Cypress | CY-Central Supply | Pre op room 12 | 3/1/17 |  |  | Safety inspection only sticker | REGULATORS, SUCTION | Regulator, Vacuum | REGULATORVACUUM-Genstar Tech-881VR-300-OH-D | REGULATORVACUUM | 881VR-300-OH-D |  |  |  | Genstar Tech | Regulator, Vacuum |  |  | REGULATORVACUUM-Genstar Tech-881VR-300-OH-D |  |  |  | Covered PM Repair - Biomedical | MHHS-Cypress | [8 empty] | REGULATORVACUUM | Regulator, Vacuum | Genstar Tech
NO | YES |  |  |  | 151-02183 | 151-02183 | Gentec Healthcare | 881VR-300-OH-T |  | 61G-16060206/138 | CY-PACU | MHHS-Cypress |  | Regulator, Vacuum |  | 151-02183 | 151-02183 | Northwest | MHHS-Cypress | CY-PACU | Pacu 20 | 3/1/17 |  |  |  | REGULATORS, SUCTION | Regulator, Vacuum | REGULATORVACUUM-Genstar Tech-881VR-300-OH-D | REGULATORVACUUM | 881VR-300-OH-D |  |  |  | Genstar Tech | Regulator, Vacuum |  |  | REGULATORVACUUM-Genstar Tech-881VR-300-OH-D |  |  |  | Covered PM Repair - Biomedical | MHHS-Cypress | [8 empty] | REGULATORVACUUM | Regulator, Vacuum | Genstar Tech
NO | YES |  |  |  | 151-02192 | 151-02192 | Gentec Healthcare | 881VR-300-OH-T |  | 61g-16060206/002 | CY-Labor & Delivery | MHHS-Cypress |  | Regulator, Vacuum |  | 151-02192 | 151-02192 | Northwest | MHHS-Cypress | CY-Labor & Delivery | LDR 1 |  |  |  |  | REGULATORS, SUCTION | Regulator, Vacuum | REGULATORVACUUM-Genstar Tech-881VR-300-OH-D | REGULATORVACUUM | 881VR-300-OH-D |  |  |  | Genstar Tech | Regulator, Vacuum |  |  | REGULATORVACUUM-Genstar Tech-881VR-300-OH-D |  |  |  | Covered PM Repair - Biomedical | MHHS-Cypress | [8 empty] | REGULATORVACUUM | Regulator, Vacuum | Genstar Tech
NO | YES |  |  |  | 151-02194 | 151-02194 | Gentec Healthcare | 881VR-300-OH-T |  | 61g-16060206/012 | CY-Central Supply | MHHS-Cypress |  | Regulator, Vacuum |  | 151-02194 | 151-02194 | Northwest | MHHS-Cypress | CY-Central Supply |  | 3/1/17 |  |  |  | REGULATORS, SUCTION | Regulator, Vacuum | REGULATORVACUUM-Genstar Tech-881VR-300-OH-D | REGULATORVACUUM | 881VR-300-OH-D |  |  |  | Genstar Tech | Regulator, Vacuum |  |  | REGULATORVACUUM-Genstar Tech-881VR-300-OH-D |  |  |  | Covered PM Repair - Biomedical | MHHS-Cypress | [8 empty] | REGULATORVACUUM | Regulator, Vacuum | Genstar Tech
NO | YES |  |  |  | 151-02195 | 151-02195 | Gentec Healthcare | 881VR-300-OH-T |  | 61g-16080128/006 | CY-Central Supply | MHHS-Cypress |  | Regulator, Vacuum |  | 151-02195 | 151-02195 | Northwest | MHHS-Cypress | CY-Central Supply |  | 3/1/17 |  |  |  | REGULATORS, SUCTION | Regulator, Vacuum | REGULATORVACUUM-Genstar Tech-881VR-300-OH-D | REGULATORVACUUM | 881VR-300-OH-D |  |  |  | Genstar Tech | Regulator, Vacuum |  |  | REGULATORVACUUM-Genstar Tech-881VR-300-OH-D |  |  |  | Covered PM Repair - Biomedical | MHHS-Cypress | [8 empty] | REGULATORVACUUM | Regulator, Vacuum | Genstar Tech
NO | YES |  |  |  | 151-02197 | 151-02197 | Gentec Healthcare | 881VR-300-OH-T |  | 61g-16080128/038 | CY-Labor & Delivery | MHHS-Cypress |  | Regulator, Vacuum |  | 151-02197 | 151-02197 | Northwest | MHHS-Cypress | CY-Labor & Delivery | LDR 5 |  |  |  |  | REGULATORS, SUCTION | Regulator, Vacuum | REGULATORVACUUM-Genstar Tech-881VR-300-OH-D | REGULATORVACUUM | 881VR-300-OH-D |  |  |  | Genstar Tech | Regulator, Vacuum |  |  | REGULATORVACUUM-Genstar Tech-881VR-300-OH-D |  |  |  | Covered PM Repair - Biomedical | MHHS-Cypress | [8 empty] | REGULATORVACUUM | Regulator, Vacuum | Genstar Tech
NO | YES |  |  |  | 151-02199 | 151-02199 | Gentec Healthcare | 881VR-300-OH-T |  | 61g-16060206/015 | CY-Central Supply | MHHS-Cypress |  | Regulator, Vacuum |  | 151-02199 | 151-02199 | Northwest | MHHS-Cypress | CY-Central Supply | Ldr 7 | 3/1/17 |  |  |  | REGULATORS, SUCTION | Regulator, Vacuum | REGULATORVACUUM-Genstar Tech-881VR-300-OH-D | REGULATORVACUUM | 881VR-300-OH-D |  |  |  | Genstar Tech | Regulator, Vacuum |  |  | REGULATORVACUUM-Genstar Tech-881VR-300-OH-D |  |  |  | Covered PM Repair - Biomedical | MHHS-Cypress | [8 empty] | REGULATORVACUUM | Regulator, Vacuum | Genstar Tech
NO | YES |  |  |  | 151-02200 | 151-02200 | Gentec Healthcare | 881VR-300-OH-T |  | 61g-16060206/025 | CY-Labor & Delivery | MHHS-Cypress |  | Regulator, Vacuum |  | 151-02200 | 151-02200 | Northwest | MHHS-Cypress | CY-Labor & Delivery | LDR 8 | 3/1/17 |  |  |  | REGULATORS, SUCTION | Regulator, Vacuum | REGULATORVACUUM-Genstar Tech-881VR-300-OH-D | REGULATORVACUUM | 881VR-300-OH-D |  |  |  | Genstar Tech | Regulator, Vacuum |  |  | REGULATORVACUUM-Genstar Tech-881VR-300-OH-D |  |  |  | Covered PM Repair - Biomedical | MHHS-Cypress | [8 empty] | REGULATORVACUUM | Regulator, Vacuum | Genstar Tech
NO | YES |  |  |  | 151-02201 | 151-02201 | Gentec Healthcare | 881VR-300-OH-T |  | 61g-16060206/053 | CY-Labor & Delivery | MHHS-Cypress |  | Regulator, Vacuum |  | 151-02201 | 151-02201 | Northwest | MHHS-Cypress | CY-Labor & Delivery | LDR 9 | 3/1/17 |  |  |  | REGULATORS, SUCTION | Regulator, Vacuum | REGULATORVACUUM-Genstar Tech-881VR-300-OH-D | REGULATORVACUUM | 881VR-300-OH-D |  |  |  | Genstar Tech | Regulator, Vacuum |  |  | REGULATORVACUUM-Genstar Tech-881VR-300-OH-D | 6/7/12 |  |  | Covered PM Repair - Biomedical | MHHS-Cypress | [8 empty] | REGULATORVACUUM | Regulator, Vacuum | Genstar Tech
NO | YES |  |  |  | 151-03364 | 151-03364 | Gentec Healthcare | 881VR-300-OH-T |  | NSN | CY-ICU | MHHS-Cypress |  | Regulator, Vacuum |  | 151-03364 | 151-03364 | Northwest | MHHS-Cypress | CY-ICU | ICU 13 | 2/1/16 | 2/1/16 |  |  | REGULATORS, SUCTION | Regulator, Vacuum | REGULATORVACUUM-Genstar Tech-881VR-300-OH-D | REGULATORVACUUM | 881VR-300-OH-D |  |  |  | Genstar Tech | Regulator, Vacuum |  |  | REGULATORVACUUM-Genstar Tech-881VR-300-OH-D |  |  |  | Covered PM Repair - Biomedical | MHHS-Cypress | [8 empty] | REGULATORVACUUM | Regulator, Vacuum | Genstar Tech
NO | YES |  |  |  | 151-03388 | 151-03388 | Gentec Healthcare | 881VR-300-OH-T |  | 61K181001610142 | CY-ICU | MHHS-Cypress |  | Regulator, Vacuum |  | 151-03388 | 151-03388 | Northwest | MHHS-Cypress | CY-ICU | Icu 5 |  |  |  |  | REGULATORS, SUCTION | Regulator, Vacuum | REGULATORVACUUM-Genstar Tech-881VR-300-OH-D | REGULATORVACUUM | 881VR-300-OH-D |  |  |  | Genstar Tech | Regulator, Vacuum |  |  | REGULATORVACUUM-Genstar Tech-881VR-300-OH-D |  |  |  | Covered PM Repair - Biomedical | MHHS-Cypress | [8 empty] | REGULATORVACUUM | Regulator, Vacuum | Genstar Tech
NO | YES |  |  |  | 151-03389 | 151-03389 | Gentec Healthcare | 881VR-300-OH-T |  | 61K181001820032 | CY-ICU | MHHS-Cypress |  | Regulator, Vacuum |  | 151-03389 | 151-03389 | Northwest | MHHS-Cypress | CY-ICU | Icu 5 |  |  |  |  | REGULATORS, SUCTION | Regulator, Vacuum | REGULATORVACUUM-Genstar Tech-881VR-300-OH-D | REGULATORVACUUM | 881VR-300-OH-D |  |  |  | Genstar Tech | Regulator, Vacuum |  |  | REGULATORVACUUM-Genstar Tech-881VR-300-OH-D | 12/6/18 |  |  | Covered PM Repair - Biomedical | MHHS-Cypress | [8 empty] | REGULATORVACUUM | Regulator, Vacuum | Genstar Tech
NO | YES |  |  |  | 151-03390 | 151-03390 | Gentec Healthcare | 881VR-300-OH-T |  | 61K181001820034 | CY-ICU | MHHS-Cypress |  | Regulator, Vacuum |  | 151-03390 | 151-03390 | Northwest | MHHS-Cypress | CY-ICU | Icu 4 |  |  |  |  | REGULATORS, SUCTION | Regulator, Vacuum | REGULATORVACUUM-Genstar Tech-881VR-300-OH-D | REGULATORVACUUM | 881VR-300-OH-D |  |  |  | Genstar Tech | Regulator, Vacuum |  |  | REGULATORVACUUM-Genstar Tech-881VR-300-OH-D |  |  |  | Covered PM Repair - Biomedical | MHHS-Cypress | [8 empty] | REGULATORVACUUM | Regulator, Vacuum | Genstar Tech
NO | YES |  |  |  | 151-03393 | 151-03393 | Gentec Healthcare | 881VR-300-OH-T |  | 61K181001610143 | CY-Central Supply | MHHS-Cypress |  | Regulator, Vacuum |  | 151-03393 | 151-03393 | Northwest | MHHS-Cypress | CY-Central Supply | ICU 18 |  |  |  |  | REGULATORS, SUCTION | Regulator, Vacuum | REGULATORVACUUM-Genstar Tech-881VR-300-OH-D | REGULATORVACUUM | 881VR-300-OH-D |  |  |  | Genstar Tech | Regulator, Vacuum |  |  | REGULATORVACUUM-Genstar Tech-881VR-300-OH-D | 6/7/12 |  |  | Covered PM Repair - Biomedical | MHHS-Cypress | [8 empty] | REGULATORVACUUM | Regulator, Vacuum | Genstar Tech
NO | YES |  |  |  | 151-02810 | 151-02810 | Gentec Healthcare | 881VR-300-OH-T |  | 61K-18070168/075 | CY-COU | MHHS-Cypress |  | Regulator, Vacuum |  | 151-02810 | 151-02810 | Northwest | MHHS-Cypress | CY-COU | CY - cou 7 |  |  |  |  | REGULATORS, SUCTION | Regulator, Vacuum | REGULATORVACUUM-Genstar Tech-881VR-300-OH-D | REGULATORVACUUM | 881VR-300-OH-D |  |  |  | Genstar Tech | Regulator, Vacuum |  |  | REGULATORVACUUM-Genstar Tech-881VR-300-OH-D |  |  |  | Covered PM Repair - Biomedical | MHHS-Cypress | [8 empty] | REGULATORVACUUM | Regulator, Vacuum | Genstar Tech
NO | YES |  |  |  | 151-02811 | 151-02811 | Gentec Healthcare | 881VR-300-OH-T |  | 61K-18070168/034 | CY-COU | MHHS-Cypress |  | Regulator, Vacuum |  | 151-02811 | 151-02811 | Northwest | MHHS-Cypress | CY-COU | CY - cou 10 |  |  |  |  | REGULATORS, SUCTION | Regulator, Vacuum | REGULATORVACUUM-Genstar Tech-881VR-300-OH-D | REGULATORVACUUM | 881VR-300-OH-D |  |  |  | Genstar Tech | Regulator, Vacuum |  |  | REGULATORVACUUM-Genstar Tech-881VR-300-OH-D |  |  |  | Covered PM Repair - Biomedical | MHHS-Cypress | [8 empty] | REGULATORVACUUM | Regulator, Vacuum | Genstar Tech
NO | YES |  |  |  | 151-02812 | 151-02812 | Gentec Healthcare | 881VR-300-OH-T |  | 61K-18070168/032 | CY-COU | MHHS-Cypress |  | Regulator, Vacuum |  | 151-02812 | 151-02812 | Northwest | MHHS-Cypress | CY-COU | COU | 1/1/19 |  |  | No PM req. sticker | REGULATORS, SUCTION | Regulator, Vacuum | REGULATORVACUUM-Genstar Tech-881VR-300-OH-D | REGULATORVACUUM | 881VR-300-OH-D |  |  |  | Genstar Tech | Regulator, Vacuum |  |  | REGULATORVACUUM-Genstar Tech-881VR-300-OH-D |  |  |  | Covered PM Repair - Biomedical | MHHS-Cypress | [8 empty] | REGULATORVACUUM | Regulator, Vacuum | Genstar Tech
NO | YES |  |  |  | 151-02813 | 151-02813 | Gentec Healthcare | 881VR-300-OH-T |  | 61K-18070168/073 | CY-COU | MHHS-Cypress |  | Regulator, Vacuum |  | 151-02813 | 151-02813 | Northwest | MHHS-Cypress | CY-COU | COU | 1/1/19 |  |  |  | REGULATORS, SUCTION | Regulator, Vacuum | REGULATORVACUUM-Genstar Tech-881VR-300-OH-D | REGULATORVACUUM | 881VR-300-OH-D |  |  |  | Genstar Tech | Regulator, Vacuum |  |  | REGULATORVACUUM-Genstar Tech-881VR-300-OH-D |  |  |  | Covered PM Repair - Biomedical | MHHS-Cypress | [8 empty] | REGULATORVACUUM | Regulator, Vacuum | Genstar Tech
NO | YES |  |  |  | 151-02814 | 151-02814 | Gentec Healthcare | 881VR-300-OH-T |  | 61K-18070168/035 | CY-COU | MHHS-Cypress |  | Regulator, Vacuum |  | 151-02814 | 151-02814 | Northwest | MHHS-Cypress | CY-COU | COU-5 |  |  |  | No PM req. sticker | REGULATORS, SUCTION | Regulator, Vacuum | REGULATORVACUUM-Genstar Tech-881VR-300-OH-D | REGULATORVACUUM | 881VR-300-OH-D |  |  |  | Genstar Tech | Regulator, Vacuum |  |  | REGULATORVACUUM-Genstar Tech-881VR-300-OH-D | 4/10/16 |  |  | Covered PM Repair - Biomedical | MHHS-Cypress | [8 empty] | REGULATORVACUUM | Regulator, Vacuum | Genstar Tech
NO | YES |  |  |  | 151-02815 | 151-02815 | Gentec Healthcare | 881VR-300-OH-T |  | 61K-18070168/030 | CY-COU | MHHS-Cypress |  | Regulator, Vacuum |  | 151-02815 | 151-02815 | Northwest | MHHS-Cypress | CY-COU | Cou room 8 |  |  |  | No pm. Could get no pictire, patient sleeping | REGULATORS, SUCTION | Regulator, Vacuum | REGULATORVACUUM-Genstar Tech-881VR-300-OH-D | REGULATORVACUUM | 881VR-300-OH-D |  |  |  | Genstar Tech | Regulator, Vacuum |  |  | REGULATORVACUUM-Genstar Tech-881VR-300-OH-D |  |  |  | Covered PM Repair - Biomedical | MHHS-Cypress | [8 empty] | REGULATORVACUUM | Regulator, Vacuum | Genstar Tech
NO | YES |  |  |  | 151-02816 | 151-02816 | Gentec Healthcare | 881VR-300-OH-T |  | 61K-18070168/025 | CY-COU | MHHS-Cypress |  | Regulator, Vacuum |  | 151-02816 | 151-02816 | Northwest | MHHS-Cypress | CY-COU | COU-2 |  | 2/1/20 |  | No Pm required | REGULATORS, SUCTION | Regulator, Vacuum | REGULATORVACUUM-Genstar Tech-881VR-300-OH-D | REGULATORVACUUM | 881VR-300-OH-D |  |  |  | Genstar Tech | Regulator, Vacuum |  |  | REGULATORVACUUM-Genstar Tech-881VR-300-OH-D |  |  |  | Covered PM Repair - Biomedical | MHHS-Cypress | [8 empty] | REGULATORVACUUM | Regulator, Vacuum | Genstar Tech
NO | YES |  |  |  | 151-02817 | 151-02817 | Gentec Healthcare | 881VR-300-OH-T |  | 61K-18070168/026 | CY-ER | MHHS-Cypress |  | Regulator, Vacuum |  | 151-02817 | 151-02817 | Northwest | MHHS-Cypress | CY-ER | CDU 4 | 1/1/19 |  |  |  | REGULATORS, SUCTION | Regulator, Vacuum | REGULATORVACUUM-Genstar Tech-881VR-300-OH-D | REGULATORVACUUM | 881VR-300-OH-D |  |  |  | Genstar Tech | Regulator, Vacuum |  |  | REGULATORVACUUM-Genstar Tech-881VR-300-OH-D |  |  |  | Covered PM Repair - Biomedical | MHHS-Cypress | [8 empty] | REGULATORVACUUM | Regulator, Vacuum | Genstar Tech
NO | YES |  |  |  | 151-02818 | 151-02818 | Gentec Healthcare | 881VR-300-OH-T |  | 61K-18070168/029 | CY-ER | MHHS-Cypress |  | Regulator, Vacuum |  | 151-02818 | 151-02818 | Northwest | MHHS-Cypress | CY-ER | Trauma 2 |  | 2/1/20 |  |  | REGULATORS, SUCTION | Regulator, Vacuum | REGULATORVACUUM-Genstar Tech-881VR-300-OH-D | REGULATORVACUUM | 881VR-300-OH-D |  |  |  | Genstar Tech | Regulator, Vacuum |  |  | REGULATORVACUUM-Genstar Tech-881VR-300-OH-D |  |  |  | Covered PM Repair - Biomedical | MHHS-Cypress | [8 empty] | REGULATORVACUUM | Regulator, Vacuum | Genstar Tech
NO | YES |  |  |  | 151-02819 | 151-02819 | Gentec Healthcare | 881VR-300-OH-T |  | 61K-18070168/027 | CY-ER | MHHS-Cypress |  | Regulator, Vacuum |  | 151-02819 | 151-02819 | Northwest | MHHS-Cypress | CY-ER | CDU 1 | 1/1/19 |  |  |  | REGULATORS, SUCTION | Regulator, Vacuum | REGULATORVACUUM-Genstar Tech-881VR-300-OH-D | REGULATORVACUUM | 881VR-300-OH-D |  |  |  | Genstar Tech | Regulator, Vacuum |  |  | REGULATORVACUUM-Genstar Tech-881VR-300-OH-D |  |  |  | Covered PM Repair - Biomedical | MHHS-Cypress | [8 empty] | REGULATORVACUUM | Regulator, Vacuum | Genstar Tech
NO | YES |  |  |  | 151-02807 | 151-02807 | Gentec Healthcare | 881VR-300-OH-T |  | 61K-18070168/084 | CY-Endoscopy | MHHS-Cypress |  | Regulator, Vacuum |  | 151-02807 | 151-02807 | Northwest | MHHS-Cypress | CY-Endoscopy | Endo two | 1/1/19 |  |  |  | REGULATORS, SUCTION | Regulator, Vacuum | REGULATORVACUUM-Genstar Tech-881VR-300-OH-D | REGULATORVACUUM | 881VR-300-OH-D |  |  |  | Genstar Tech | Regulator, Vacuum |  |  | REGULATORVACUUM-Genstar Tech-881VR-300-OH-D |  |  |  | Covered PM Repair - Biomedical | MHHS-Cypress | [8 empty] | REGULATORVACUUM | Regulator, Vacuum | Genstar Tech
NO | YES |  |  |  | 151-02808 | 151-02808 | Gentec Healthcare | 881VR-300-OH-T |  | 61K-18070168/078 | CY-Endoscopy | MHHS-Cypress |  | Regulator, Vacuum |  | 151-02808 | 151-02808 | Northwest | MHHS-Cypress | CY-Endoscopy | Scope room |  |  |  | C pic for PMs | REGULATORS, SUCTION | Regulator, Vacuum | REGULATORVACUUM-Genstar Tech-881VR-300-OH-D | REGULATORVACUUM | 881VR-300-OH-D |  |  |  | Genstar Tech | Regulator, Vacuum |  |  | REGULATORVACUUM-Genstar Tech-881VR-300-OH-D |  |  |  | Covered PM Repair - Biomedical | MHHS-Cypress | [8 empty] | REGULATORVACUUM | Regulator, Vacuum | Genstar Tech
NO | YES |  |  |  | 041-19866 | 041-19866 | Gentec Healthcare | 881VR-300-OH-T |  | NSN | CY-ER | MHHS-Cypress |  | Regulator, Vacuum |  | 041-19866 | 041-19866 | Northwest | MHHS-Cypress | CY-ER | Treatment room er |  |  |  | No pm sticker. Missing data plate | REGULATORS, SUCTION | Regulator, Vacuum | REGULATORVACUUM-Genstar Tech-881VR-300-OH-D | REGULATORVACUUM | 881VR-300-OH-D |  |  |  | Genstar Tech | Regulator, Vacuum |  |  | REGULATORVACUUM-Genstar Tech-881VR-300-OH-D |  |  |  | Covered PM Repair - Biomedical | MHHS-Cypress | [8 empty] | REGULATORVACUUM | Regulator, Vacuum | Genstar Tech
NO | YES |  |  |  | 041-19867 | 041-19867 | Gentec Healthcare | 881VR-300-OH-T |  | NSN | CY-ER | MHHS-Cypress |  | Regulator, Vacuum |  | 041-19867 | 041-19867 | Northwest | MHHS-Cypress | CY-ER | ER | 2/1/16 |  |  |  | REGULATORS, SUCTION | Regulator, Vacuum | REGULATORVACUUM-Genstar Tech-881VR-300-OH-D | REGULATORVACUUM | 881VR-300-OH-D |  |  |  | Genstar Tech | Regulator, Vacuum |  |  | REGULATORVACUUM-Genstar Tech-881VR-300-OH-D |  |  |  | Covered PM Repair - Biomedical | MHHS-Cypress | [8 empty] | REGULATORVACUUM | Regulator, Vacuum | Genstar Tech
NO | YES |  |  |  | 041-19868 | 041-19868 | Gentec Healthcare | 881VR-300-OH-T |  | NSN | CY-ER | MHHS-Cypress |  | Regulator, Vacuum |  | 041-19868 | 041-19868 | Northwest | MHHS-Cypress | CY-ER | ER ROOM 16 | 2/1/16 |  |  |  | REGULATORS, SUCTION | Regulator, Vacuum | REGULATORVACUUM-Genstar Tech-881VR-300-OH-D | REGULATORVACUUM | 881VR-300-OH-D |  |  |  | Genstar Tech | Regulator, Vacuum |  |  | REGULATORVACUUM-Genstar Tech-881VR-300-OH-D |  |  |  | Covered PM Repair - Biomedical | MHHS-Cypress | [8 empty] | REGULATORVACUUM | Regulator, Vacuum | Genstar Tech
NO | YES |  |  |  | 041-19903 | 041-19903 | Gentec Healthcare | 881VR-300-OH-T |  | NSN | CY-ER | MHHS-Cypress |  | Regulator, Vacuum |  | 041-19903 | 041-19903 | Northwest | MHHS-Cypress | CY-ER | Er treatmemt room |  |  |  | Could not update serial, had to leave room. | REGULATORS, SUCTION | Regulator, Vacuum | REGULATORVACUUM-Genstar Tech-881VR-300-OH-D | REGULATORVACUUM | 881VR-300-OH-D |  |  |  | Genstar Tech | Regulator, Vacuum |  |  | REGULATORVACUUM-Genstar Tech-881VR-300-OH-D |  |  |  | Covered PM Repair - Biomedical | MHHS-Cypress | [8 empty] | REGULATORVACUUM | Regulator, Vacuum | Genstar Tech
NO | YES |  |  |  | 041-19906 | 041-19906 | Gentec Healthcare | 881VR-300-OH-T |  | NSN | CY-ER | MHHS-Cypress |  | Regulator, Vacuum |  | 041-19906 | 041-19906 | Northwest | MHHS-Cypress | CY-ER | M1 408 Treatment |  |  |  |  | REGULATORS, SUCTION | Regulator, Vacuum | REGULATORVACUUM-Genstar Tech-881VR-300-OH-D | REGULATORVACUUM | 881VR-300-OH-D |  |  |  | Genstar Tech | Regulator, Vacuum |  |  | REGULATORVACUUM-Genstar Tech-881VR-300-OH-D |  |  |  | Covered PM Repair - Biomedical | MHHS-Cypress | [8 empty] | REGULATORVACUUM | Regulator, Vacuum | Genstar Tech
NO | YES |  |  |  | 151-01822 | 151-01822 | Gentec Healthcare | 881VR-300-OH-T |  | 61g-16080128/033 | CY-ER | MHHS-Cypress |  | Regulator, Vacuum |  | 151-01822 | 151-01822 | Northwest | MHHS-Cypress | CY-ER | M1 408 Treatment | 3/1/17 |  |  |  | REGULATORS, SUCTION | Regulator, Vacuum | REGULATORVACUUM-Genstar Tech-881VR-300-OH-D | REGULATORVACUUM | 881VR-300-OH-D |  |  |  | Genstar Tech | Regulator, Vacuum |  |  | REGULATORVACUUM-Genstar Tech-881VR-300-OH-D |  |  |  | Covered PM Repair - Biomedical | MHHS-Cypress | [8 empty] | REGULATORVACUUM | Regulator, Vacuum | Genstar Tech
NO | YES |  |  |  | 151-02429 | 151-02429 | Gentec Healthcare | 881VR-300-OH-T |  | 15080188-031 | CY-ER | MHHS-Cypress |  | Regulator, Vacuum |  | 151-02429 | 151-02429 | Northwest | MHHS-Cypress | CY-ER | Er room 4 |  | 2/1/20 |  | No pm sticker | REGULATORS, SUCTION | Regulator, Vacuum | REGULATORVACUUM-Genstar Tech-881VR-300-OH-D | REGULATORVACUUM | 881VR-300-OH-D |  |  |  | Genstar Tech | Regulator, Vacuum |  |  | REGULATORVACUUM-Genstar Tech-881VR-300-OH-D |  |  |  | Covered PM Repair - Biomedical | MHHS-Cypress | [8 empty] | REGULATORVACUUM | Regulator, Vacuum | Genstar Tech
NO | YES |  |  |  | 151-02430 | 151-02430 | Gentec Healthcare | 881VR-300-OH-T |  | NSN | CY-ER | MHHS-Cypress |  | Regulator, Vacuum |  | 151-02430 | 151-02430 | Northwest | MHHS-Cypress | CY-ER | Er room 4 |  |  |  | Back data plate missing | REGULATORS, SUCTION | Regulator, Vacuum | REGULATORVACUUM-Genstar Tech-881VR-300-OH-D | REGULATORVACUUM | 881VR-300-OH-D |  |  |  | Genstar Tech | Regulator, Vacuum |  |  | REGULATORVACUUM-Genstar Tech-881VR-300-OH-D |  |  |  | Covered PM Repair - Biomedical | MHHS-Cypress | [8 empty] | REGULATORVACUUM | Regulator, Vacuum | Genstar Tech
NO | YES |  |  |  | 151-02432 | 151-02432 | Gentec Healthcare | 881VR-300-OH-T |  | NSN | CY-ER | MHHS-Cypress |  | Regulator, Vacuum |  | 151-02432 | 151-02432 | Northwest | MHHS-Cypress | CY-ER | Trauma 1 | 2/1/16 |  |  |  | REGULATORS, SUCTION | Regulator, Vacuum | REGULATORVACUUM-Genstar Tech-881VR-300-OH-D | REGULATORVACUUM | 881VR-300-OH-D |  |  |  | Genstar Tech | Regulator, Vacuum |  |  | REGULATORVACUUM-Genstar Tech-881VR-300-OH-D | 12/1/16 |  |  | Covered PM Repair - Biomedical | MHHS-Cypress | [8 empty] | REGULATORVACUUM | Regulator, Vacuum | Genstar Tech
NO | YES |  |  |  | 151-02433 | 151-02433 | Gentec Healthcare | 881VR-300-OH-T |  | NSN | CY-ER | MHHS-Cypress |  | Regulator, Vacuum |  | 151-02433 | 151-02433 | Northwest | MHHS-Cypress | CY-ER | Trauma 2 | 2/1/16 |  |  |  | REGULATORS, SUCTION | Regulator, Vacuum | REGULATORVACUUM-Genstar Tech-881VR-300-OH-D | REGULATORVACUUM | 881VR-300-OH-D |  |  |  | Genstar Tech | Regulator, Vacuum |  |  | REGULATORVACUUM-Genstar Tech-881VR-300-OH-D |  |  |  | Covered PM Repair - Biomedical | MHHS-Cypress | [8 empty] | REGULATORVACUUM | Regulator, Vacuum | Genstar Tech
NO | YES |  |  |  | 151-02462 | 151-02462 | Gentec Healthcare | 881VR-300-OH-T |  | NSN | CY-ER | MHHS-Cypress |  | Regulator, Vacuum |  | 151-02462 | 151-02462 | Northwest | MHHS-Cypress | CY-ER | Trauma 2 | 2/1/16 |  |  |  | REGULATORS, SUCTION | Regulator, Vacuum | REGULATORVACUUM-Genstar Tech-881VR-300-OH-D | REGULATORVACUUM | 881VR-300-OH-D |  |  |  | Genstar Tech | Regulator, Vacuum |  |  | REGULATORVACUUM-Genstar Tech-881VR-300-OH-D | 12/1/16 |  |  | Covered PM Repair - Biomedical | MHHS-Cypress | [8 empty] | REGULATORVACUUM | Regulator, Vacuum | Genstar Tech
NO | YES |  |  |  | 151-02463 | 151-02463 | Gentec Healthcare | 881VR-300-OH-T |  | NSN | CY-ER | MHHS-Cypress |  | Regulator, Vacuum |  | 151-02463 | 151-02463 | Northwest | MHHS-Cypress | CY-ER | Trauma three | 2/1/16 |  |  |  | REGULATORS, SUCTION | Regulator, Vacuum | REGULATORVACUUM-Genstar Tech-881VR-300-OH-D | REGULATORVACUUM | 881VR-300-OH-D |  |  |  | Genstar Tech | Regulator, Vacuum |  |  | REGULATORVACUUM-Genstar Tech-881VR-300-OH-D |  |  |  | Covered PM Repair - Biomedical | MHHS-Cypress | [8 empty] | REGULATORVACUUM | Regulator, Vacuum | Genstar Tech
NO | YES |  |  |  | 151-02464 | 151-02464 | Gentec Healthcare | 881VR-300-OH-T |  | NSN | CY-ER | MHHS-Cypress |  | Regulator, Vacuum |  | 151-02464 | 151-02464 | Northwest | MHHS-Cypress | CY-ER | Trauma three | 2/1/16 |  |  |  | REGULATORS, SUCTION | Regulator, Vacuum | REGULATORVACUUM-Genstar Tech-881VR-300-OH-D | REGULATORVACUUM | 881VR-300-OH-D |  |  |  | Genstar Tech | Regulator, Vacuum |  |  | REGULATORVACUUM-Genstar Tech-881VR-300-OH-D |  |  |  | Covered PM Repair - Biomedical | MHHS-Cypress | [8 empty] | REGULATORVACUUM | Regulator, Vacuum | Genstar Tech
NO | YES |  |  |  | 151-02800 | 151-02800 | Gentec Healthcare | 881VR-300-OH-T |  | 61K-18070168/079 | CY-ER | MHHS-Cypress |  | Regulator, Vacuum |  | 151-02800 | 151-02800 | Northwest | MHHS-Cypress | CY-ER | Rm 9 | 1/1/19 |  |  |  | REGULATORS, SUCTION | Regulator, Vacuum | REGULATORVACUUM-Genstar Tech-881VR-300-OH-D | REGULATORVACUUM | 881VR-300-OH-D |  |  |  | Genstar Tech | Regulator, Vacuum |  |  | REGULATORVACUUM-Genstar Tech-881VR-300-OH-D |  |  |  | Covered PM Repair - Biomedical | MHHS-Cypress | [8 empty] | REGULATORVACUUM | Regulator, Vacuum | Genstar Tech
NO | YES |  |  |  | 151-02397 | 151-02397 | Gentec Healthcare | 881VR-300-OH-T |  | 61G-16080128/178 | CY-Labor & Delivery | MHHS-Cypress |  | Regulator, Vacuum |  | 151-02397 | 151-02397 | Northwest | MHHS-Cypress | CY-Labor & Delivery | APU1 | 7/1/17 |  |  |  | REGULATORS, SUCTION | Regulator, Vacuum | REGULATORVACUUM-Genstar Tech-881VR-300-OH-D | REGULATORVACUUM | 881VR-300-OH-D |  |  |  | Genstar Tech | Regulator, Vacuum |  |  | REGULATORVACUUM-Genstar Tech-881VR-300-OH-D |  |  |  | Covered PM Repair - Biomedical | MHHS-Cypress | [8 empty] | REGULATORVACUUM | Regulator, Vacuum | Genstar Tech
NO | YES |  |  |  | 151-02467 | 151-02467 moi | Gentec Healthcare | 881VR-300-OH-T |  | 61G-16080128/093 | CY-Labor & Delivery | MHHS-Cypress |  | Regulator, Vacuum |  | 151-02467 | 151-02467 moi | Northwest | MHHS-Cypress | CY-Labor & Delivery | C-Section 1 |  |  |  |  | REGULATORS, SUCTION | Regulator, Vacuum | REGULATORVACUUM-Genstar Tech-881VR-300-OH-D | REGULATORVACUUM | 881VR-300-OH-D |  |  |  | Genstar Tech | Regulator, Vacuum |  |  | REGULATORVACUUM-Genstar Tech-881VR-300-OH-D |  |  |  | Covered PM Repair - Biomedical | MHHS-Cypress | [8 empty] | REGULATORVACUUM | Regulator, Vacuum | Genstar Tech
NO | YES |  |  |  | 151-02122 | 151-02122 | Gentec Healthcare | 881VR-300-OH-T |  | 61g-16080128/158 | CY-Labor & Delivery | MHHS-Cypress |  | Regulator, Vacuum |  | 151-02122 | 151-02122 | Northwest & Cypress | MHHS-Cypress | CY-Labor & Delivery | [5 empty] | REGULATORS, SUCTION | Regulator, Vacuum | REGULATORVACUUM-Genstar Tech-881VR-300-OH-D | REGULATORVACUUM | 881VR-300-OH-D |  |  |  | Genstar Tech | Regulator, Vacuum |  |  | REGULATORVACUUM-Genstar Tech-881VR-300-OH-D |  |  |  | Covered PM Repair - Biomedical | MHHS-Cypress | [8 empty] | REGULATORVACUUM | Regulator, Vacuum | Genstar Tech
NO | YES |  |  |  | 151-03365 | 151-03365 | Gentec Healthcare | 881VR-300-OH-T |  | 61G-16080128/101 | CY-ICU | MHHS-Cypress |  | Regulator, Vacuum |  | 151-03365 | 151-03365 | Northwest | MHHS-Cypress | CY-ICU | Icu 4 |  |  |  |  | REGULATORS, SUCTION | Regulator, Vacuum | REGULATORVACUUM-Genstar Tech-881VR-300-OH-D | REGULATORVACUUM | 881VR-300-OH-D |  |  |  | Genstar Tech | Regulator, Vacuum |  |  | REGULATORVACUUM-Genstar Tech-881VR-300-OH-D |  |  |  | Covered PM Repair - Biomedical | MHHS-Cypress | [8 empty] | REGULATORVACUUM | Regulator, Vacuum | Genstar Tech
NO | YES |  |  |  | 009-33497 | 009-33497 | Gentec Healthcare | 881VR-300-OH-T |  | 61K-18020146-083 | GH-Clinical Decision Unit (CDU) | MHHS-Greater Heights |  | Regulator, Vacuum |  | 009-33497 | 009-33497 | Central | MHHS-Greater Heights | GH-Clinical Decision Unit (CDU) |  | 7/1/18 |  |  |  | REGULATORS, SUCTION | Regulator, Vacuum | REGULATORVACUUM-Genstar Tech-881VR-300-OH-D | REGULATORVACUUM | 881VR-300-OH-D |  |  |  | Genstar Tech | Regulator, Vacuum |  |  | REGULATORVACUUM-Genstar Tech-881VR-300-OH-D |  |  |  | Covered PM Repair - Biomedical | MHHS-Greater Heights | [8 empty] | REGULATORVACUUM | Regulator, Vacuum | Genstar Tech
NO | YES |  |  |  | 009-33498 | 009-33498 | Gentec Healthcare | 881VR-300-OH-T |  | 61K-18020146-098 | GH-Clinical Decision Unit (CDU) | MHHS-Greater Heights |  | Regulator, Vacuum |  | 009-33498 | 009-33498 | Central | MHHS-Greater Heights | GH-Clinical Decision Unit (CDU) | Rm 2 | 7/1/18 |  |  |  | REGULATORS, SUCTION | Regulator, Vacuum | REGULATORVACUUM-Genstar Tech-881VR-300-OH-D | REGULATORVACUUM | 881VR-300-OH-D |  |  |  | Genstar Tech | Regulator, Vacuum |  |  | REGULATORVACUUM-Genstar Tech-881VR-300-OH-D | 8/23/20 |  |  | Not Covered Vendor Only - Biomedical | MHHS-Greater Heights | [8 empty] | REGULATORVACUUM | Regulator, Vacuum | Genstar Tech
NO | YES |  |  |  | 009-33499 | 009-33499 | Gentec Healthcare | 881VR-300-OH-T |  | 61K-18020146-014 | GH-Clinical Decision Unit (CDU) | MHHS-Greater Heights |  | Regulator, Vacuum |  | 009-33499 | 009-33499 | Central | MHHS-Greater Heights | GH-Clinical Decision Unit (CDU) | [5 empty] | REGULATORS, SUCTION | Regulator, Vacuum | REGULATORVACUUM-Genstar Tech-881VR-300-OH-D | REGULATORVACUUM | 881VR-300-OH-D |  |  |  | Genstar Tech | Regulator, Vacuum |  |  | REGULATORVACUUM-Genstar Tech-881VR-300-OH-D | 8/23/20 |  |  | Not Covered Vendor Only - Biomedical | MHHS-Greater Heights | [8 empty] | REGULATORVACUUM | Regulator, Vacuum | Genstar Tech
NO | YES |  |  |  | 009-33500 | 009-33500 | Gentec Healthcare | 881VR-300-OH-T |  | 61K-18020146-046 | Memorial Hermann Greater Heights Hospital CDU | MHHS-Greater Heights |  | Regulator, Vacuum |  | 009-33500 | 009-33500 | Central | Memorial Hermann Greater Heights Hospital | Memorial Hermann Greater Heights Hospital CDU | CDU 4th floor |  |  |  | No pm sticker found | REGULATORS, SUCTION |  | REGULATORVACUUM-Genstar Tech-881VR-300-OH-D | REGULATORVACUUM | 881VR-300-OH-D |  |  |  | Genstar Tech | Regulator, Vacuum |  |  | REGULATORVACUUM-Genstar Tech-881VR-300-OH-D |  |  |  | Covered PM Repair - Biomedical | MHHS-Greater Heights
NO | YES |  |  |  | 009-33501 | 009-33501 | Gentec Healthcare | 881VR-300-OH-T |  | 61K-18020146-109 | GH-Clinical Decision Unit (CDU) | MHHS-Greater Heights |  | Regulator, Vacuum |  | 009-33501 | 009-33501 | Central | MHHS-Greater Heights | GH-Clinical Decision Unit (CDU) | Room 20 |  |  |  |  | REGULATORS, SUCTION | Regulator, Vacuum | REGULATORVACUUM-Genstar Tech-881VR-300-OH-D | REGULATORVACUUM | 881VR-300-OH-D |  |  |  | Genstar Tech | Regulator, Vacuum |  |  | REGULATORVACUUM-Genstar Tech-881VR-300-OH-D | 6/1/17 |  |  | Covered PM Repair - Biomedical | MHHS-Greater Heights | [8 empty] | REGULATORVACUUM | Regulator, Vacuum | Genstar Tech
NO | YES |  |  |  | 009-33502 | 009-33502 | Gentec Healthcare | 881VR-300-OH-T |  | 61K-18020146-075 | GH-Clinical Decision Unit (CDU) | MHHS-Greater Heights |  | Regulator, Vacuum |  | 009-33502 | 009-33502 | Central | MHHS-Greater Heights | GH-Clinical Decision Unit (CDU) | Rm 6 | 7/1/18 |  |  |  | REGULATORS, SUCTION | Regulator, Vacuum | REGULATORVACUUM-Genstar Tech-881VR-300-OH-D | REGULATORVACUUM | 881VR-300-OH-D |  |  |  | Genstar Tech | Regulator, Vacuum |  |  | REGULATORVACUUM-Genstar Tech-881VR-300-OH-D | 1/1/20 |  |  | Covered PM Repair - Biomedical | MHHS-Greater Heights | [8 empty] | REGULATORVACUUM | Regulator, Vacuum | Genstar Tech
NO | YES |  |  |  | 009-33505 | 009-33505 | Gentec Healthcare | 881VR-300-OH-T |  | 61K-18020146-024 | GH-Clinical Decision Unit (CDU) | MHHS-Greater Heights |  | Regulator, Vacuum |  | 009-33505 | 009-33505 | Central | MHHS-Greater Heights | GH-Clinical Decision Unit (CDU) | Rm 5 |  |  |  |  | REGULATORS, SUCTION | Regulator, Vacuum | REGULATORVACUUM-Genstar Tech-881VR-300-OH-D | REGULATORVACUUM | 881VR-300-OH-D |  |  |  | Genstar Tech | Regulator, Vacuum |  |  | REGULATORVACUUM-Genstar Tech-881VR-300-OH-D |  |  |  | Covered PM Repair - Biomedical | MHHS-Greater Heights | [8 empty] | REGULATORVACUUM | Regulator, Vacuum | Genstar Tech
NO | YES |  |  |  | 009-33506 | 009-33506 | Gentec Healthcare | 881VR-300-OH-T |  | 61K-18020146-017 | GH-Clinical Decision Unit (CDU) | MHHS-Greater Heights |  | Regulator, Vacuum |  | 009-33506 | 009-33506 | Central | MHHS-Greater Heights | GH-Clinical Decision Unit (CDU) | [5 empty] | REGULATORS, SUCTION | Regulator, Vacuum | REGULATORVACUUM-Genstar Tech-881VR-300-OH-D | REGULATORVACUUM | 881VR-300-OH-D |  |  |  | Genstar Tech | Regulator, Vacuum |  |  | REGULATORVACUUM-Genstar Tech-881VR-300-OH-D | 7/5/18 |  |  | Covered PM Repair - Biomedical | MHHS-Greater Heights | [8 empty] | REGULATORVACUUM | Regulator, Vacuum | Genstar Tech
NO | YES |  |  |  | 009-33507 | 009-33507 | Gentec Healthcare | 881VR-300-OH-T |  | 61K-18020146-116 | GH-Clinical Decision Unit (CDU) | MHHS-Greater Heights |  | Regulator, Vacuum |  | 009-33507 | 009-33507 | Central | MHHS-Greater Heights | GH-Clinical Decision Unit (CDU) | Rm 12 | 7/1/18 |  |  |  | REGULATORS, SUCTION | Regulator, Vacuum | REGULATORVACUUM-Genstar Tech-881VR-300-OH-D | REGULATORVACUUM | 881VR-300-OH-D |  |  |  | Genstar Tech | Regulator, Vacuum |  |  | REGULATORVACUUM-Genstar Tech-881VR-300-OH-D | 6/14/20 |  |  | Not Covered Vendor Only - Biomedical | MHHS-Greater Heights | [8 empty] | REGULATORVACUUM | Regulator, Vacuum | Genstar Tech
NO | YES |  |  |  | 009-33508 | 009-33508 | Gentec Healthcare | 881VR-300-OH-T |  | 61K-18020146-105 | GH-Clinical Decision Unit (CDU) | MHHS-Greater Heights |  | Regulator, Vacuum |  | 009-33508 | 009-33508 | Central | MHHS-Greater Heights | GH-Clinical Decision Unit (CDU) | Rm 9 |  |  |  |  | REGULATORS, SUCTION | Regulator, Vacuum | REGULATORVACUUM-Genstar Tech-881VR-300-OH-D | REGULATORVACUUM | 881VR-300-OH-D |  |  |  | Genstar Tech | Regulator, Vacuum |  |  | REGULATORVACUUM-Genstar Tech-881VR-300-OH-D | 8/14/19 |  |  | Covered PM Repair - Biomedical | MHHS-Greater Heights | [8 empty] | REGULATORVACUUM | Regulator, Vacuum | Genstar Tech
NO | YES |  |  |  | 009-33509 | 009-33509 | Gentec Healthcare | 881VR-300-OH-T |  | 61K-18020146-082 | Memorial Hermann Greater Heights Hospital CDU | MHHS-Greater Heights |  | Regulator, Vacuum |  | 009-33509 | 009-33509 | Central | Memorial Hermann Greater Heights Hospital | Memorial Hermann Greater Heights Hospital CDU | CDU 4th floor room cdu 21 |  |  |  | No pm sticker | REGULATORS, SUCTION |  | REGULATORVACUUM-Genstar Tech-881VR-300-OH-D | REGULATORVACUUM | 881VR-300-OH-D |  |  |  | Genstar Tech | Regulator, Vacuum |  |  | REGULATORVACUUM-Genstar Tech-881VR-300-OH-D |  |  |  | Covered PM Repair - Biomedical | MHHS-Greater Heights
NO | YES |  |  |  | 009-33512 | 009-33512 | Gentec Healthcare | 881VR-300-OH-T |  | 61K-18020146-005 | GH-Clinical Decision Unit (CDU) | MHHS-Greater Heights |  | Regulator, Vacuum |  | 009-33512 | 009-33512 | Central | MHHS-Greater Heights | GH-Clinical Decision Unit (CDU) | Rm 17 | 7/1/18 |  |  |  | REGULATORS, SUCTION | Regulator, Vacuum | REGULATORVACUUM-Genstar Tech-881VR-300-OH-D | REGULATORVACUUM | 881VR-300-OH-D |  |  |  | Genstar Tech | Regulator, Vacuum |  |  | REGULATORVACUUM-Genstar Tech-881VR-300-OH-D | 2/13/18 |  |  | Covered PM Repair - Biomedical | MHHS-Greater Heights | [8 empty] | REGULATORVACUUM | Regulator, Vacuum | Genstar Tech
NO | YES |  |  |  | 009-33513 | 009-33513 | Gentec Healthcare | 881VR-300-OH-T |  | 61K-18020146-011 | GH-Clinical Decision Unit (CDU) | MHHS-Greater Heights |  | Regulator, Vacuum |  | 009-33513 | 009-33513 | Central | MHHS-Greater Heights | GH-Clinical Decision Unit (CDU) | Rm 14 | 7/1/18 |  |  |  | REGULATORS, SUCTION | Regulator, Vacuum | REGULATORVACUUM-Genstar Tech-881VR-300-OH-D | REGULATORVACUUM | 881VR-300-OH-D |  |  |  | Genstar Tech | Regulator, Vacuum |  |  | REGULATORVACUUM-Genstar Tech-881VR-300-OH-D |  |  |  | Covered PM Repair - Biomedical | MHHS-Greater Heights | [8 empty] | REGULATORVACUUM | Regulator, Vacuum | Genstar Tech
NO | YES |  |  |  | 009-33514 | 009-33514 | Gentec Healthcare | 881VR-300-OH-T |  | 61K-18020146-023 | GH-Clinical Decision Unit (CDU) | MHHS-Greater Heights |  | Regulator, Vacuum |  | 009-33514 | 009-33514 | Central | MHHS-Greater Heights | GH-Clinical Decision Unit (CDU) | Room 18 |  |  |  |  | REGULATORS, SUCTION | Regulator, Vacuum | REGULATORVACUUM-Genstar Tech-881VR-300-OH-D | REGULATORVACUUM | 881VR-300-OH-D |  |  |  | Genstar Tech | Regulator, Vacuum |  |  | REGULATORVACUUM-Genstar Tech-881VR-300-OH-D |  |  |  | Covered PM Repair - Biomedical | MHHS-Greater Heights | [8 empty] | REGULATORVACUUM | Regulator, Vacuum | Genstar Tech
NO | YES |  |  |  | 009-33515 | 009-33515 | Gentec Healthcare | 881VR-300-OH-T |  | 61K-18020146-031 | GH-Clinical Decision Unit (CDU) | MHHS-Greater Heights |  | Regulator, Vacuum |  | 009-33515 | 009-33515 | Central | MHHS-Greater Heights | GH-Clinical Decision Unit (CDU) |  | 7/1/18 |  |  |  | REGULATORS, SUCTION | Regulator, Vacuum | REGULATORVACUUM-Genstar Tech-881VR-300-OH-D | REGULATORVACUUM | 881VR-300-OH-D |  |  |  | Genstar Tech | Regulator, Vacuum |  |  | REGULATORVACUUM-Genstar Tech-881VR-300-OH-D | 12/21/19 |  |  | Covered PM Repair - Biomedical | MHHS-Greater Heights | [8 empty] | REGULATORVACUUM | Regulator, Vacuum | Genstar Tech
NO | YES |  |  |  | 009-33517 | 009-33517 | Gentec Healthcare | 881VR-300-OH-T |  | 61K-18020146-103 | Memorial Hermann Greater Heights Hospital CDU | MHHS-Greater Heights |  | Regulator, Vacuum |  | 009-33517 | 009-33517 | Central | Memorial Hermann Greater Heights Hospital | Memorial Hermann Greater Heights Hospital CDU | CDU 4th floor room cdu23 |  |  |  | No pm sticket | REGULATORS, SUCTION |  | REGULATORVACUUM-Genstar Tech-881VR-300-OH-D | REGULATORVACUUM | 881VR-300-OH-D |  |  |  | Genstar Tech | Regulator, Vacuum |  |  | REGULATORVACUUM-Genstar Tech-881VR-300-OH-D |  |  |  | Covered PM Repair - Biomedical | MHHS-Greater Heights
NO | YES |  |  |  | 009-33518 | 009-33518 | Gentec Healthcare | 881VR-300-OH-T |  | 61K-18020146-094 | GH-Clinical Decision Unit (CDU) | MHHS-Greater Heights |  | Regulator, Vacuum |  | 009-33518 | 009-33518 | Central | MHHS-Greater Heights | GH-Clinical Decision Unit (CDU) | Room 24 |  |  |  |  | REGULATORS, SUCTION | Regulator, Vacuum | REGULATORVACUUM-Genstar Tech-881VR-300-OH-D | REGULATORVACUUM | 881VR-300-OH-D |  |  |  | Genstar Tech | Regulator, Vacuum |  |  | REGULATORVACUUM-Genstar Tech-881VR-300-OH-D | 8/8/17 |  |  | Covered PM Repair - Biomedical | MHHS-Greater Heights | [8 empty] | REGULATORVACUUM | Regulator, Vacuum | Genstar Tech
NO | YES |  |  |  | 009-33519 | 009-33519 | Gentec Healthcare | 881VR-300-OH-T |  | 61K-18020146-012 | GH-Clinical Decision Unit (CDU) | MHHS-Greater Heights |  | Regulator, Vacuum |  | 009-33519 | 009-33519 | Central | MHHS-Greater Heights | GH-Clinical Decision Unit (CDU) |  | 7/1/18 |  |  |  | REGULATORS, SUCTION | Regulator, Vacuum | REGULATORVACUUM-Genstar Tech-881VR-300-OH-D | REGULATORVACUUM | 881VR-300-OH-D |  |  |  | Genstar Tech | Regulator, Vacuum |  |  | REGULATORVACUUM-Genstar Tech-881VR-300-OH-D | 8/8/17 |  |  | Covered PM Repair - Biomedical | MHHS-Greater Heights | [8 empty] | REGULATORVACUUM | Regulator, Vacuum | Genstar Tech
NO | YES |  |  |  | 009-33520 | 009-33520 | Gentec Healthcare | 881VR-300-OH-T |  | 61K-18020146-030 | GH-Clinical Decision Unit (CDU) | MHHS-Greater Heights |  | Regulator, Vacuum |  | 009-33520 | 009-33520 | Central | MHHS-Greater Heights | GH-Clinical Decision Unit (CDU) | Room 19 |  |  |  |  | REGULATORS, SUCTION | Regulator, Vacuum | REGULATORVACUUM-Genstar Tech-881VR-300-OH-D | REGULATORVACUUM | 881VR-300-OH-D |  |  |  | Genstar Tech | Regulator, Vacuum |  |  | REGULATORVACUUM-Genstar Tech-881VR-300-OH-D | 8/24/17 |  |  | Covered PM Repair - Biomedical | MHHS-Greater Heights | [8 empty] | REGULATORVACUUM | Regulator, Vacuum | Genstar Tech
NO | YES |  |  |  | 133-09147 | 133-09147 | Gentec Healthcare | 881VR-300-OH-T |  | NSN | Katy-ICU | MHHS-Katy |  | Regulator, Vacuum |  | 133-09147 | 133-09147 | Katy | MHHS-Katy | Katy-ICU | ICU 20 |  |  |  |  | REGULATORS, SUCTION | Regulator, Vacuum | REGULATORVACUUM-Genstar Tech-881VR-300-OH-D | REGULATORVACUUM | 881VR-300-OH-D |  |  |  | Genstar Tech | Regulator, Vacuum |  |  | REGULATORVACUUM-Genstar Tech-881VR-300-OH-D | 10/31/17 |  |  | Covered PM Repair - Biomedical | MHHS-Katy | [8 empty] | REGULATORVACUUM | Regulator, Vacuum | Genstar Tech
NO | YES |  |  |  | 133-09148 | 133-09148 | Gentec Healthcare | 881VR-300-OH-T |  | NSN | Katy-OR | MHHS-Katy |  | Regulator, Vacuum |  | 133-09148 | 133-09148 | Katy | MHHS-Katy | Katy-OR | OR - equipment | 3/1/16 |  |  |  | REGULATORS, SUCTION | Regulator, Vacuum | REGULATORVACUUM-Genstar Tech-881VR-300-OH-D | REGULATORVACUUM | 881VR-300-OH-D |  |  |  | Genstar Tech | Regulator, Vacuum |  |  | REGULATORVACUUM-Genstar Tech-881VR-300-OH-D | 10/31/17 |  |  | Covered PM Repair - Biomedical | MHHS-Katy | [8 empty] | REGULATORVACUUM | Regulator, Vacuum | Genstar Tech
NO | YES |  |  |  | 133-09149 | 133-09149 | Gentec Healthcare | 881VR-300-OH-T |  | NSN | Katy-IMU | MHHS-Katy |  | Regulator, Vacuum |  | 133-09149 | 133-09149 | Katy | MHHS-Katy | Katy-IMU | IMU Room 13 |  |  |  |  | REGULATORS, SUCTION | Regulator, Vacuum | REGULATORVACUUM-Genstar Tech-881VR-300-OH-D | REGULATORVACUUM | 881VR-300-OH-D |  |  |  | Genstar Tech | Regulator, Vacuum |  |  | REGULATORVACUUM-Genstar Tech-881VR-300-OH-D | 10/31/17 |  |  | Covered PM Repair - Biomedical | MHHS-Katy | [8 empty] | REGULATORVACUUM | Regulator, Vacuum | Genstar Tech
NO | YES |  |  |  | 133-09150 | 133-09150 | Gentec Healthcare | 881VR-300-OH-T |  | NSN | Katy-IMU | MHHS-Katy |  | Regulator, Vacuum |  | 133-09150 | 133-09150 | Katy | MHHS-Katy | Katy-IMU | Room 17 |  |  |  |  | REGULATORS, SUCTION | Regulator, Vacuum | REGULATORVACUUM-Genstar Tech-881VR-300-OH-D | REGULATORVACUUM | 881VR-300-OH-D |  |  |  | Genstar Tech | Regulator, Vacuum |  |  | REGULATORVACUUM-Genstar Tech-881VR-300-OH-D | 10/31/17 |  |  | Covered PM Repair - Biomedical | MHHS-Katy | [8 empty] | REGULATORVACUUM | Regulator, Vacuum | Genstar Tech
NO | YES |  |  |  | 133-09151 | 133-09151 | Gentec Healthcare | 881VR-300-OH-T |  | NSN | Katy-IMU | MHHS-Katy |  | Regulator, Vacuum |  | 133-09151 | 133-09151 | Katy | MHHS-Katy | Katy-IMU | Room 15 |  |  |  |  | REGULATORS, SUCTION | Regulator, Vacuum | REGULATORVACUUM-Genstar Tech-881VR-300-OH-D | REGULATORVACUUM | 881VR-300-OH-D |  |  |  | Genstar Tech | Regulator, Vacuum |  |  | REGULATORVACUUM-Genstar Tech-881VR-300-OH-D | 10/31/17 |  |  | Covered PM Repair - Biomedical | MHHS-Katy | [8 empty] | REGULATORVACUUM | Regulator, Vacuum | Genstar Tech
NO | YES |  |  |  | 133-09152 | 133-09152 | Gentec Healthcare | 881VR-300-OH-T |  | NSN | Katy-ICU | MHHS-Katy |  | Regulator, Vacuum |  | 133-09152 | 133-09152 | Katy | MHHS-Katy | Katy-ICU | CTU SUPPLY ROOM E4 143 |  |  |  |  | REGULATORS, SUCTION | Regulator, Vacuum | REGULATORVACUUM-Genstar Tech-881VR-300-OH-D | REGULATORVACUUM | 881VR-300-OH-D |  |  |  | Genstar Tech | Regulator, Vacuum |  |  | REGULATORVACUUM-Genstar Tech-881VR-300-OH-D | 10/31/17 |  |  | Covered PM Repair - Biomedical | MHHS-Katy | [8 empty] | REGULATORVACUUM | Regulator, Vacuum | Genstar Tech
NO | YES |  |  |  | 133-09392 | 133-09392 | Gentec Healthcare | 881VR-300-OH-T |  | 133-09392 | KATY - AMBULATORY CARE | MHHS-Katy |  | Regulator, Vacuum |  | 133-09392 | 133-09392 | Katy | Memorial Hermann Katy Hospital | KATY - AMBULATORY CARE | Ambulatory 4 | 12/1/15 |  |  |  | REGULATORS, SUCTION | Regulator, Vacuum | REGULATORVACUUM-Genstar Tech-881VR-300-OH-D | REGULATORVACUUM | 881VR-300-OH-D |  |  |  | Genstar Tech | Regulator, Vacuum |  |  | REGULATORVACUUM-Genstar Tech-881VR-300-OH-D | 10/31/17 |  |  | Covered PM Repair - Biomedical | MHHS-Katy | [8 empty] | REGULATORVACUUM | Regulator, Vacuum | Genstar Tech
NO | YES |  |  |  | 133-09393 | 133-09393 | Gentec Healthcare | 881VR-300-OH-T |  | 133-09393 | KATY - AMBULATORY CARE | MHHS-Katy |  | Regulator, Vacuum |  | 133-09393 | 133-09393 | Katy | Memorial Hermann Katy Hospital | KATY - AMBULATORY CARE | Ambulatory 3 | 12/1/15 |  |  |  | REGULATORS, SUCTION | Regulator, Vacuum | REGULATORVACUUM-Genstar Tech-881VR-300-OH-D | REGULATORVACUUM | 881VR-300-OH-D |  |  |  | Genstar Tech | Regulator, Vacuum |  |  | REGULATORVACUUM-Genstar Tech-881VR-300-OH-D | 10/31/17 |  |  | Covered PM Repair - Biomedical | MHHS-Katy | [8 empty] | REGULATORVACUUM | Regulator, Vacuum | Genstar Tech
NO | YES |  |  |  | 133-09396 | 133-09396 | Gentec Healthcare | 881VR-300-OH-T |  | 133-09396 | KATY - AMBULATORY CARE | MHHS-Katy |  | Regulator, Vacuum |  | 133-09396 | 133-09396 | Katy | Memorial Hermann Katy Hospital | KATY - AMBULATORY CARE | Ambulatory 19 | 12/1/15 |  |  |  | REGULATORS, SUCTION | Regulator, Vacuum | REGULATORVACUUM-Genstar Tech-881VR-300-OH-D | REGULATORVACUUM | 881VR-300-OH-D |  |  |  | Genstar Tech | Regulator, Vacuum |  |  | REGULATORVACUUM-Genstar Tech-881VR-300-OH-D | 10/31/17 |  |  | Covered PM Repair - Biomedical | MHHS-Katy | [8 empty] | REGULATORVACUUM | Regulator, Vacuum | Genstar Tech
NO | YES |  |  |  | 133-09397 | 133-09397 | Gentec Healthcare | 881VR-300-OH-T |  | 133-09397 | KATY - AMBULATORY CARE | MHHS-Katy |  | Regulator, Vacuum |  | 133-09397 | 133-09397 | Katy | Memorial Hermann Katy Hospital | KATY - AMBULATORY CARE | Room 1 | 12/1/15 |  |  |  | REGULATORS, SUCTION | Regulator, Vacuum | REGULATORVACUUM-Genstar Tech-881VR-300-OH-D | REGULATORVACUUM | 881VR-300-OH-D |  |  |  | Genstar Tech | Regulator, Vacuum |  |  | REGULATORVACUUM-Genstar Tech-881VR-300-OH-D | 10/31/17 |  |  | Covered PM Repair - Biomedical | MHHS-Katy | [8 empty] | REGULATORVACUUM | Regulator, Vacuum | Genstar Tech
NO | YES |  |  |  | 133-09398 | 133-09398 | Gentec Healthcare | 881VR-300-OH-T |  | 133-09398 | KATY - AMBULATORY CARE | MHHS-Katy |  | Regulator, Vacuum |  | 133-09398 | 133-09398 | Katy | Memorial Hermann Katy Hospital | KATY - AMBULATORY CARE | Room 2 | 12/1/15 |  |  |  | REGULATORS, SUCTION | Regulator, Vacuum | REGULATORVACUUM-Genstar Tech-881VR-300-OH-D | REGULATORVACUUM | 881VR-300-OH-D |  |  |  | Genstar Tech | Regulator, Vacuum |  |  | REGULATORVACUUM-Genstar Tech-881VR-300-OH-D | 10/31/17 |  |  | Covered PM Repair - Biomedical | MHHS-Katy | [8 empty] | REGULATORVACUUM | Regulator, Vacuum | Genstar Tech
NO | YES |  |  |  | 133-09399 | 133-09399 | Gentec Healthcare | 881VR-300-OH-T |  | 133-09399 | KATY - AMBULATORY CARE | MHHS-Katy |  | Regulator, Vacuum |  | 133-09399 | 133-09399 | Katy | Memorial Hermann Katy Hospital | KATY - AMBULATORY CARE | 2nd floor Ambulatory |  |  |  |  | REGULATORS, SUCTION | Regulator, Vacuum | REGULATORVACUUM-Genstar Tech-881VR-300-OH-D | REGULATORVACUUM | 881VR-300-OH-D |  |  |  | Genstar Tech | Regulator, Vacuum |  |  | REGULATORVACUUM-Genstar Tech-881VR-300-OH-D | 10/31/17 |  |  | Covered PM Repair - Biomedical | MHHS-Katy | [8 empty] | REGULATORVACUUM | Regulator, Vacuum | Genstar Tech
NO | YES |  |  |  | 133-09478 | 133-09478 | Gentec Healthcare | 881VR-300-OH-T |  | 133-09478 | KATY - AMBULATORY CARE | MHHS-Katy |  | Regulator, Vacuum |  | 133-09478 | 133-09478 | Katy | Memorial Hermann Katy Hospital | KATY - AMBULATORY CARE | Ambulatory 24 | 12/1/15 |  |  |  | REGULATORS, SUCTION | Regulator, Vacuum | REGULATORVACUUM-Genstar Tech-881VR-300-OH-D | REGULATORVACUUM | 881VR-300-OH-D |  |  |  | Genstar Tech | Regulator, Vacuum |  |  | REGULATORVACUUM-Genstar Tech-881VR-300-OH-D |  |  |  | Covered PM Repair - Biomedical | MHHS-Katy | [8 empty] | REGULATORVACUUM | Regulator, Vacuum | Genstar Tech
NO | YES |  |  |  | 133-09003 | 133-09003 | Gentec Healthcare | 881VR-300-OH-T |  | NSN | Katy-OR | MHHS-Katy |  | Regulator, Vacuum |  | 133-09003 | 133-09003 | Katy | MHHS-Katy | Katy-OR | Endo 2 | 9/1/16 |  |  | One time safety | REGULATORS, SUCTION | Regulator, Vacuum | REGULATORVACUUM-Genstar Tech-881VR-300-OH-D | REGULATORVACUUM | 881VR-300-OH-D |  |  |  | Genstar Tech | Regulator, Vacuum |  |  | REGULATORVACUUM-Genstar Tech-881VR-300-OH-D |  |  |  | Covered PM Repair - Biomedical | MHHS-Katy | [8 empty] | REGULATORVACUUM | Regulator, Vacuum | Genstar Tech
NO | YES |  |  |  | 133-09004 | 133-09004 | Gentec Healthcare | 881VR-300-OH-T |  | NSN | Katy-OR | MHHS-Katy |  | Regulator, Vacuum |  | 133-09004 | 133-09004 | Katy | MHHS-Katy | Katy-OR | Endo 2 | 9/1/16 |  |  | One time safety | REGULATORS, SUCTION | Regulator, Vacuum | REGULATORVACUUM-Genstar Tech-881VR-300-OH-D | REGULATORVACUUM | 881VR-300-OH-D |  |  |  | Genstar Tech | Regulator, Vacuum |  |  | REGULATORVACUUM-Genstar Tech-881VR-300-OH-D | 4/27/18 |  |  | Covered PM Repair - Biomedical | MHHS-Katy | [8 empty] | REGULATORVACUUM | Regulator, Vacuum | Genstar Tech
NO | YES |  |  |  | 133-09839 | 133-09839 | Gentec Healthcare | 881VR-300-OH-T |  | NSN | Katy-PACU | MHHS-Katy |  | Regulator, Vacuum |  | 133-09839 | 133-09839 | Katy | MHHS-Katy | Katy-PACU | Endoscopy 1 | 9/1/16 |  |  |  | REGULATORS, SUCTION | Regulator, Vacuum | REGULATORVACUUM-Genstar Tech-881VR-300-OH-D | REGULATORVACUUM | 881VR-300-OH-D |  |  |  | Genstar Tech | Regulator, Vacuum |  |  | REGULATORVACUUM-Genstar Tech-881VR-300-OH-D |  |  |  | Covered PM Repair - Biomedical | MHHS-Katy | [8 empty] | REGULATORVACUUM | Regulator, Vacuum | Genstar Tech
NO | YES |  |  |  | 133-10098 | 133-10098 | Gentec Healthcare | 881VR-300-OH-T |  | NSN | Katy-Endoscopy | MHHS-Katy |  | Regulator, Vacuum |  | 133-10098 | 133-10098 | Katy | MHHS-Katy | Katy-Endoscopy |  |  |  |  | No pm needed | REGULATORS, SUCTION | Regulator, Vacuum | REGULATORVACUUM-Genstar Tech-881VR-300-OH-D | REGULATORVACUUM | 881VR-300-OH-D |  |  |  | Genstar Tech | Regulator, Vacuum |  |  | REGULATORVACUUM-Genstar Tech-881VR-300-OH-D | 7/28/17 |  |  | Covered PM Repair - Biomedical | MHHS-Katy | [8 empty] | REGULATORVACUUM | Regulator, Vacuum | Genstar Tech
NO | YES |  |  |  | 133-09663 | 133-09663 | Gentec Healthcare | 881VR-300-OH-T |  | NSN | Katy-ER | MHHS-Katy |  | Regulator, Vacuum |  | 133-09663 | 133-09663 | Katy | MHHS-Katy | Katy-ER | EC 17 | 7/1/16 |  |  |  | REGULATORS, SUCTION | Regulator, Vacuum | REGULATORVACUUM-Genstar Tech-881VR-300-OH-D | REGULATORVACUUM | 881VR-300-OH-D |  |  |  | Genstar Tech | Regulator, Vacuum |  |  | REGULATORVACUUM-Genstar Tech-881VR-300-OH-D | 1/17/18 |  |  | Covered PM Repair - Biomedical | MHHS-Katy | [8 empty] | REGULATORVACUUM | Regulator, Vacuum | Genstar Tech
NO | YES |  |  |  | 133-09665 | 133-09665 | Gentec Healthcare | 881VR-300-OH-T |  | NSN | Katy-ER | MHHS-Katy |  | Regulator, Vacuum |  | 133-09665 | 133-09665 | Katy | MHHS-Katy | Katy-ER | EC 23 | 7/1/16 |  |  |  | REGULATORS, SUCTION | Regulator, Vacuum | REGULATORVACUUM-Genstar Tech-881VR-300-OH-D | REGULATORVACUUM | 881VR-300-OH-D |  |  |  | Genstar Tech | Regulator, Vacuum |  |  | REGULATORVACUUM-Genstar Tech-881VR-300-OH-D |  |  |  | Covered PM Repair - Biomedical | MHHS-Katy | [8 empty] | REGULATORVACUUM | Regulator, Vacuum | Genstar Tech
NO | YES |  |  |  | 133-09666 | 133-09666 | Gentec Healthcare | 881VR-300-OH-T |  | NSN | Katy-ER | MHHS-Katy |  | Regulator, Vacuum |  | 133-09666 | 133-09666 | Katy | MHHS-Katy | Katy-ER | ER |  |  |  | No pm | REGULATORS, SUCTION | Regulator, Vacuum | REGULATORVACUUM-Genstar Tech-881VR-300-OH-D | REGULATORVACUUM | 881VR-300-OH-D |  |  |  | Genstar Tech | Regulator, Vacuum |  |  | REGULATORVACUUM-Genstar Tech-881VR-300-OH-D |  |  |  | Covered PM Repair - Biomedical | MHHS-Katy | [8 empty] | REGULATORVACUUM | Regulator, Vacuum | Genstar Tech
NO | YES |  |  |  | 133-09669 | 133-09669 | Gentec Healthcare | 881VR-300-OH-T |  | NSN | Katy-ER | MHHS-Katy |  | Regulator, Vacuum |  | 133-09669 | 133-09669 | Katy | MHHS-Katy | Katy-ER | ER |  |  |  | No pm | REGULATORS, SUCTION | Regulator, Vacuum | REGULATORVACUUM-Genstar Tech-881VR-300-OH-D | REGULATORVACUUM | 881VR-300-OH-D |  |  |  | Genstar Tech | Regulator, Vacuum |  |  | REGULATORVACUUM-Genstar Tech-881VR-300-OH-D |  |  |  | Covered PM Repair - Biomedical | MHHS-Katy | [8 empty] | REGULATORVACUUM | Regulator, Vacuum | Genstar Tech
NO | YES |  |  |  | 133-09670 | 133-09670 | Gentec Healthcare | 881VR-300-OH-T |  | NSN | Katy-ER | MHHS-Katy |  | Regulator, Vacuum |  | 133-09670 | 133-09670 | Katy | MHHS-Katy | Katy-ER | EC 19 | 7/1/16 |  |  |  | REGULATORS, SUCTION | Regulator, Vacuum | REGULATORVACUUM-Genstar Tech-881VR-300-OH-D | REGULATORVACUUM | 881VR-300-OH-D |  |  |  | Genstar Tech | Regulator, Vacuum |  |  | REGULATORVACUUM-Genstar Tech-881VR-300-OH-D |  |  |  | Covered PM Repair - Biomedical | MHHS-Katy | [8 empty] | REGULATORVACUUM | Regulator, Vacuum | Genstar Tech
NO | YES |  |  |  | 133-09671 | 133-09671 | Gentec Healthcare | 881VR-300-OH-T |  | NSN | Katy-ER | MHHS-Katy |  | Regulator, Vacuum |  | 133-09671 | 133-09671 | Katy | MHHS-Katy | Katy-ER | ER |  |  |  | No pm | REGULATORS, SUCTION | Regulator, Vacuum | REGULATORVACUUM-Genstar Tech-881VR-300-OH-D | REGULATORVACUUM | 881VR-300-OH-D |  |  |  | Genstar Tech | Regulator, Vacuum |  |  | REGULATORVACUUM-Genstar Tech-881VR-300-OH-D |  |  |  | Covered PM Repair - Biomedical | MHHS-Katy | [8 empty] | REGULATORVACUUM | Regulator, Vacuum | Genstar Tech
NO | YES |  |  |  | 133-09376 | 133-09376 | Gentec Healthcare | 881VR-300-OH-T |  | 133-09376 | Katy-ICU | MHHS-Katy |  | Regulator, Vacuum |  | 133-09376 | 133-09376 | Katy | MHHS-Katy | Katy-ICU | ICU 2 | 12/1/15 |  |  |  | REGULATORS, SUCTION | Regulator, Vacuum | REGULATORVACUUM-Genstar Tech-881VR-300-OH-D | REGULATORVACUUM | 881VR-300-OH-D |  |  |  | Genstar Tech | Regulator, Vacuum |  |  | REGULATORVACUUM-Genstar Tech-881VR-300-OH-D | 2/20/16 |  |  | Covered PM Repair - Biomedical | MHHS-Katy | [8 empty] | REGULATORVACUUM | Regulator, Vacuum | Genstar Tech
NO | YES |  |  |  | 133-09448 | 133-09448 | Gentec Healthcare | 881VR-300-OH-T |  | 133-09448 | Katy-ICU | MHHS-Katy |  | Regulator, Vacuum |  | 133-09448 | 133-09448 | Katy | MHHS-Katy | Katy-ICU | ICU Storage |  |  |  |  | REGULATORS, SUCTION | Regulator, Vacuum | REGULATORVACUUM-Genstar Tech-881VR-300-OH-D | REGULATORVACUUM | 881VR-300-OH-D |  |  |  | Genstar Tech | Regulator, Vacuum |  |  | REGULATORVACUUM-Genstar Tech-881VR-300-OH-D |  |  |  | Covered PM Repair - Biomedical | MHHS-Katy | [8 empty] | REGULATORVACUUM | Regulator, Vacuum | Genstar Tech
NO | YES |  |  |  | 133-09449 | 133-09449 | Gentec Healthcare | 881VR-300-OH-T |  | 133-09449 | Katy-ICU | MHHS-Katy |  | Regulator, Vacuum |  | 133-09449 | 133-09449 | Katy | MHHS-Katy | Katy-ICU | ICU 2 | 12/1/15 |  |  |  | REGULATORS, SUCTION | Regulator, Vacuum | REGULATORVACUUM-Genstar Tech-881VR-300-OH-D | REGULATORVACUUM | 881VR-300-OH-D |  |  |  | Genstar Tech | Regulator, Vacuum |  |  | REGULATORVACUUM-Genstar Tech-881VR-300-OH-D |  |  |  | Covered PM Repair - Biomedical | MHHS-Katy | [8 empty] | REGULATORVACUUM | Regulator, Vacuum | Genstar Tech
NO | YES |  |  |  | 133-09450 | 133-09450 | Gentec Healthcare | 881VR-300-OH-T |  | 133-09450 | Katy-ICU | MHHS-Katy |  | Regulator, Vacuum |  | 133-09450 | 133-09450 | Katy | MHHS-Katy | Katy-ICU | ICU 1 | 12/1/15 |  |  |  | REGULATORS, SUCTION | Regulator, Vacuum | REGULATORVACUUM-Genstar Tech-881VR-300-OH-D | REGULATORVACUUM | 881VR-300-OH-D |  |  |  | Genstar Tech | Regulator, Vacuum |  |  | REGULATORVACUUM-Genstar Tech-881VR-300-OH-D |  |  |  | Covered PM Repair - Biomedical | MHHS-Katy | [8 empty] | REGULATORVACUUM | Regulator, Vacuum | Genstar Tech
NO | YES |  |  |  | 133-09451 | 133-09451 | Gentec Healthcare | 881VR-300-OH-T |  | 133-09451 | Katy-ICU | MHHS-Katy |  | Regulator, Vacuum |  | 133-09451 | 133-09451 | Katy | MHHS-Katy | Katy-ICU | ICU 1 | 12/1/15 |  |  |  | REGULATORS, SUCTION | Regulator, Vacuum | REGULATORVACUUM-Genstar Tech-881VR-300-OH-D | REGULATORVACUUM | 881VR-300-OH-D |  |  |  | Genstar Tech | Regulator, Vacuum |  |  | REGULATORVACUUM-Genstar Tech-881VR-300-OH-D |  |  |  | Covered PM Repair - Biomedical | MHHS-Katy | [8 empty] | REGULATORVACUUM | Regulator, Vacuum | Genstar Tech
NO | YES |  |  |  | 133-09456 | 133-09456 | Gentec Healthcare | 881VR-300-OH-T |  | 133-09456 | Katy-ICU | MHHS-Katy |  | Regulator, Vacuum |  | 133-09456 | 133-09456 | Katy | MHHS-Katy | Katy-ICU | ICU Storage |  |  |  |  | REGULATORS, SUCTION | Regulator, Vacuum | REGULATORVACUUM-Genstar Tech-881VR-300-OH-D | REGULATORVACUUM | 881VR-300-OH-D |  |  |  | Genstar Tech | Regulator, Vacuum |  |  | REGULATORVACUUM-Genstar Tech-881VR-300-OH-D |  |  |  | Covered PM Repair - Biomedical | MHHS-Katy | [8 empty] | REGULATORVACUUM | Regulator, Vacuum | Genstar Tech
NO | YES |  |  |  | 133-09457 | 133-09457 | Gentec Healthcare | 881VR-300-OH-T |  | 133-09457 | Katy-ICU | MHHS-Katy |  | Regulator, Vacuum |  | 133-09457 | 133-09457 | Katy | MHHS-Katy | Katy-ICU | ICU 20 | 12/1/15 |  |  |  | REGULATORS, SUCTION | Regulator, Vacuum | REGULATORVACUUM-Genstar Tech-881VR-300-OH-D | REGULATORVACUUM | 881VR-300-OH-D |  |  |  | Genstar Tech | Regulator, Vacuum |  |  | REGULATORVACUUM-Genstar Tech-881VR-300-OH-D |  |  |  | Covered PM Repair - Biomedical | MHHS-Katy | [8 empty] | REGULATORVACUUM | Regulator, Vacuum | Genstar Tech
NO | YES |  |  |  | 133-09458 | 133-09458 | Gentec Healthcare | 881VR-300-OH-T |  | 133-09458 | Katy-ICU | MHHS-Katy |  | Regulator, Vacuum |  | 133-09458 | 133-09458 | Katy | MHHS-Katy | Katy-ICU | ICU |  | 2/1/20 |  | No pm | REGULATORS, SUCTION | Regulator, Vacuum | REGULATORVACUUM-Genstar Tech-881VR-300-OH-D | REGULATORVACUUM | 881VR-300-OH-D |  |  |  | Genstar Tech | Regulator, Vacuum |  |  | REGULATORVACUUM-Genstar Tech-881VR-300-OH-D |  |  |  | Covered PM Repair - Biomedical | MHHS-Katy | [8 empty] | REGULATORVACUUM | Regulator, Vacuum | Genstar Tech
NO | YES |  |  |  | 133-09459 | 133-09459 | Gentec Healthcare | 881VR-300-OH-T |  | 133-09459 | Katy-ICU | MHHS-Katy |  | Regulator, Vacuum |  | 133-09459 | 133-09459 | Katy | MHHS-Katy | Katy-ICU | CTU SUPPLY ROOM E4 143 | 12/1/15 |  |  |  | REGULATORS, SUCTION | Regulator, Vacuum | REGULATORVACUUM-Genstar Tech-881VR-300-OH-D | REGULATORVACUUM | 881VR-300-OH-D |  |  |  | Genstar Tech | Regulator, Vacuum |  |  | REGULATORVACUUM-Genstar Tech-881VR-300-OH-D |  |  |  | Covered PM Repair - Biomedical | MHHS-Katy | [8 empty] | REGULATORVACUUM | Regulator, Vacuum | Genstar Tech
NO | YES |  |  |  | 133-09480 | 133-09480 | Gentec Healthcare | 881VR-300-OH-T |  | 133-09480 | Katy-ICU | MHHS-Katy |  | Regulator, Vacuum |  | 133-09480 | 133-09480 | Katy | MHHS-Katy | Katy-ICU | ICU 3 | 12/1/15 |  |  |  | REGULATORS, SUCTION | Regulator, Vacuum | REGULATORVACUUM-Genstar Tech-881VR-300-OH-D | REGULATORVACUUM | 881VR-300-OH-D |  |  |  | Genstar Tech | Regulator, Vacuum |  |  | REGULATORVACUUM-Genstar Tech-881VR-300-OH-D |  |  |  | Covered PM Repair - Biomedical | MHHS-Katy | [8 empty] | REGULATORVACUUM | Regulator, Vacuum | Genstar Tech
NO | YES |  |  |  | 133-09481 | 133-09481 | Gentec Healthcare | 881VR-300-OH-T |  | 133-09481 | Katy-ICU | MHHS-Katy |  | Regulator, Vacuum |  | 133-09481 | 133-09481 | Katy | MHHS-Katy | Katy-ICU | ICU 9 | 12/1/15 |  |  |  | REGULATORS, SUCTION | Regulator, Vacuum | REGULATORVACUUM-Genstar Tech-881VR-300-OH-D | REGULATORVACUUM | 881VR-300-OH-D |  |  |  | Genstar Tech | Regulator, Vacuum |  |  | REGULATORVACUUM-Genstar Tech-881VR-300-OH-D |  |  |  | Covered PM Repair - Biomedical | MHHS-Katy | [8 empty] | REGULATORVACUUM | Regulator, Vacuum | Genstar Tech
NO | YES |  |  |  | 133-09482 | 133-09482 | Gentec Healthcare | 881VR-300-OH-T |  | 133-09482 | Katy-ICU | MHHS-Katy |  | Regulator, Vacuum |  | 133-09482 | 133-09482 | Katy | MHHS-Katy | Katy-ICU | ICU |  | 2/1/20 |  | No pm | REGULATORS, SUCTION | Regulator, Vacuum | REGULATORVACUUM-Genstar Tech-881VR-300-OH-D | REGULATORVACUUM | 881VR-300-OH-D |  |  |  | Genstar Tech | Regulator, Vacuum |  |  | REGULATORVACUUM-Genstar Tech-881VR-300-OH-D |  |  |  | Covered PM Repair - Biomedical | MHHS-Katy | [8 empty] | REGULATORVACUUM | Regulator, Vacuum | Genstar Tech
NO | YES |  |  |  | 133-09483 | 133-09483 | Gentec Healthcare | 881VR-300-OH-T |  | 133-09483 | Katy-Respiratory | MHHS-Katy |  | Regulator, Vacuum |  | 133-09483 | 133-09483 | Katy | MHHS-Katy | Katy-Respiratory | ICU equipment storage | 12/1/15 |  |  |  | REGULATORS, SUCTION | Regulator, Vacuum | REGULATORVACUUM-Genstar Tech-881VR-300-OH-D | REGULATORVACUUM | 881VR-300-OH-D |  |  |  | Genstar Tech | Regulator, Vacuum |  |  | REGULATORVACUUM-Genstar Tech-881VR-300-OH-D |  |  |  | Covered PM Repair - Biomedical | MHHS-Katy | [8 empty] | REGULATORVACUUM | Regulator, Vacuum | Genstar Tech
NO | YES |  |  |  | 133-09484 | 133-09484 | Gentec Healthcare | 881VR-300-OH-T |  | 133-09484 | Katy-ICU | MHHS-Katy |  | Regulator, Vacuum |  | 133-09484 | 133-09484 | Katy | MHHS-Katy | Katy-ICU | ICU Storage |  |  |  |  | REGULATORS, SUCTION | Regulator, Vacuum | REGULATORVACUUM-Genstar Tech-881VR-300-OH-D | REGULATORVACUUM | 881VR-300-OH-D |  |  |  | Genstar Tech | Regulator, Vacuum |  |  | REGULATORVACUUM-Genstar Tech-881VR-300-OH-D |  |  |  | Covered PM Repair - Biomedical | MHHS-Katy | [8 empty] | REGULATORVACUUM | Regulator, Vacuum | Genstar Tech
NO | YES |  |  |  | 133-09486 | 133-09486 | Gentec Healthcare | 881VR-300-OH-T |  | 133-09486 | Katy-ICU | MHHS-Katy |  | Regulator, Vacuum |  | 133-09486 | 133-09486 | Katy | MHHS-Katy | Katy-ICU | ICU 9 | 12/1/15 |  |  |  | REGULATORS, SUCTION | Regulator, Vacuum | REGULATORVACUUM-Genstar Tech-881VR-300-OH-D | REGULATORVACUUM | 881VR-300-OH-D |  |  |  | Genstar Tech | Regulator, Vacuum |  |  | REGULATORVACUUM-Genstar Tech-881VR-300-OH-D | 1/5/17 |  |  | Covered PM Repair - Biomedical | MHHS-Katy | [8 empty] | REGULATORVACUUM | Regulator, Vacuum | Genstar Tech
NO | YES |  |  |  | 133-09487 | 133-09487 | Gentec Healthcare | 881VR-300-OH-T |  | 133-09487 | Katy-ICU | MHHS-Katy |  | Regulator, Vacuum |  | 133-09487 | 133-09487 | Katy | MHHS-Katy | Katy-ICU | Icu -19 | 12/1/15 |  |  |  | REGULATORS, SUCTION | Regulator, Vacuum | REGULATORVACUUM-Genstar Tech-881VR-300-OH-D | REGULATORVACUUM | 881VR-300-OH-D |  |  |  | Genstar Tech | Regulator, Vacuum |  |  | REGULATORVACUUM-Genstar Tech-881VR-300-OH-D | 1/5/17 |  |  | Covered PM Repair - Biomedical | MHHS-Katy | [8 empty] | REGULATORVACUUM | Regulator, Vacuum | Genstar Tech
NO | YES |  |  |  | 133-09503 | 133-09503 | Gentec Healthcare | 881VR-300-OH-T |  | 133-09503 | Katy-Respiratory | MHHS-Katy |  | Regulator, Vacuum |  | 133-09503 | 133-09503 | Katy | MHHS-Katy | Katy-Respiratory | ICU equipment storage | 12/1/15 |  |  |  | REGULATORS, SUCTION | Regulator, Vacuum | REGULATORVACUUM-Genstar Tech-881VR-300-OH-D | REGULATORVACUUM | 881VR-300-OH-D |  |  |  | Genstar Tech | Regulator, Vacuum |  |  | REGULATORVACUUM-Genstar Tech-881VR-300-OH-D | 5/26/18 |  |  | Covered PM Repair - Biomedical | MHHS-Katy | [8 empty] | REGULATORVACUUM | Regulator, Vacuum | Genstar Tech
NO | YES |  |  |  | 133-09510 | 133-09510 | Gentec Healthcare | 881VR-300-OH-T |  | 133-09510 | Katy-ICU | MHHS-Katy |  | Regulator, Vacuum |  | 133-09510 | 133-09510 | Katy | MHHS-Katy | Katy-ICU | ICU 4 | 12/1/15 |  |  |  | REGULATORS, SUCTION | Regulator, Vacuum | REGULATORVACUUM-Genstar Tech-881VR-300-OH-D | REGULATORVACUUM | 881VR-300-OH-D |  |  |  | Genstar Tech | Regulator, Vacuum |  |  | REGULATORVACUUM-Genstar Tech-881VR-300-OH-D | 10/29/15 |  |  | Covered PM Repair - Biomedical | MHHS-Katy | [8 empty] | REGULATORVACUUM | Regulator, Vacuum | Genstar Tech
NO | YES |  |  |  | 133-09512 | 133-09512 | Gentec Healthcare | 881VR-300-OH-T |  | 133-09512 | Katy-ICU | MHHS-Katy |  | Regulator, Vacuum |  | 133-09512 | 133-09512 | Katy | MHHS-Katy | Katy-ICU | ICU 18 | 12/1/15 |  |  |  | REGULATORS, SUCTION | Regulator, Vacuum | REGULATORVACUUM-Genstar Tech-881VR-300-OH-D | REGULATORVACUUM | 881VR-300-OH-D |  |  |  | Genstar Tech | Regulator, Vacuum |  |  | REGULATORVACUUM-Genstar Tech-881VR-300-OH-D | 10/29/15 |  |  | Covered PM Repair - Biomedical | MHHS-Katy | [8 empty] | REGULATORVACUUM | Regulator, Vacuum | Genstar Tech
NO | YES |  |  |  | 133-09513 | 133-09513 | Gentec Healthcare | 881VR-300-OH-T |  | 133-09513 | Katy-ICU | MHHS-Katy |  | Regulator, Vacuum |  | 133-09513 | 133-09513 | Katy | MHHS-Katy | Katy-ICU | ICU 17 |  |  |  |  | REGULATORS, SUCTION | Regulator, Vacuum | REGULATORVACUUM-Genstar Tech-881VR-300-OH-D | REGULATORVACUUM | 881VR-300-OH-D |  |  |  | Genstar Tech | Regulator, Vacuum |  |  | REGULATORVACUUM-Genstar Tech-881VR-300-OH-D | 7/1/26 |  |  | Not Covered Vendor Only - Biomedical | MHHS-Katy | [8 empty] | REGULATORVACUUM | Regulator, Vacuum | Genstar Tech
NO | YES |  |  |  | 133-09515 | 133-09515 | Gentec Healthcare | 881VR-300-OH-T |  | 133-09515 | Katy-ICU | MHHS-Katy |  | Regulator, Vacuum |  | 133-09515 | 133-09515 | Katy | MHHS-Katy | Katy-ICU | Room 10 |  |  |  |  | REGULATORS, SUCTION | Regulator, Vacuum | REGULATORVACUUM-Genstar Tech-881VR-300-OH-D | REGULATORVACUUM | 881VR-300-OH-D |  |  |  | Genstar Tech | Regulator, Vacuum |  |  | REGULATORVACUUM-Genstar Tech-881VR-300-OH-D | 7/1/21 |  |  | Not Covered Vendor Only - Biomedical | MHHS-Katy | [8 empty] | REGULATORVACUUM | Regulator, Vacuum | Genstar Tech
NO | YES |  |  |  | 133-09517 | 133-09517 | Gentec Healthcare | 881VR-300-OH-T |  | 133-09517 | Katy-ICU | MHHS-Katy |  | Regulator, Vacuum |  | 133-09517 | 133-09517 | Katy | MHHS-Katy | Katy-ICU | ICU 15 | 12/1/15 |  |  |  | REGULATORS, SUCTION | Regulator, Vacuum | REGULATORVACUUM-Genstar Tech-881VR-300-OH-D | REGULATORVACUUM | 881VR-300-OH-D |  |  |  | Genstar Tech | Regulator, Vacuum |  |  | REGULATORVACUUM-Genstar Tech-881VR-300-OH-D | 7/1/21 |  |  | Not Covered Vendor Only - Biomedical | MHHS-Katy | [8 empty] | REGULATORVACUUM | Regulator, Vacuum | Genstar Tech
NO | YES |  |  |  | 133-09518 | 133-09518 | Gentec Healthcare | 881VR-300-OH-T |  | 133-09518 | Katy-ICU | MHHS-Katy |  | Regulator, Vacuum |  | 133-09518 | 133-09518 | Katy | MHHS-Katy | Katy-ICU | ICU Storage |  |  |  |  | REGULATORS, SUCTION | Regulator, Vacuum | REGULATORVACUUM-Genstar Tech-881VR-300-OH-D | REGULATORVACUUM | 881VR-300-OH-D |  |  |  | Genstar Tech | Regulator, Vacuum |  |  | REGULATORVACUUM-Genstar Tech-881VR-300-OH-D | 7/1/21 |  |  | Not Covered Vendor Only - Biomedical | MHHS-Katy | [8 empty] | REGULATORVACUUM | Regulator, Vacuum | Genstar Tech
NO | YES |  |  |  | 133-09520 | 133-09520 | Gentec Healthcare | 881VR-300-OH-T |  | 133-09520 | Katy-ICU | MHHS-Katy |  | Regulator, Vacuum |  | 133-09520 | 133-09520 | Katy | MHHS-Katy | Katy-ICU | ICU 2 | 12/1/15 |  |  |  | REGULATORS, SUCTION | Regulator, Vacuum | REGULATORVACUUM-Genstar Tech-881VR-300-OH-D | REGULATORVACUUM | 881VR-300-OH-D |  |  |  | Genstar Tech | Regulator, Vacuum |  |  | REGULATORVACUUM-Genstar Tech-881VR-300-OH-D | 7/1/21 |  |  | Not Covered Vendor Only - Biomedical | MHHS-Katy | [8 empty] | REGULATORVACUUM | Regulator, Vacuum | Genstar Tech
NO | YES |  |  |  | 133-09522 | 133-09522 | Gentec Healthcare | 881VR-300-OH-T |  | 133-09522 | Katy-ICU | MHHS-Katy |  | Regulator, Vacuum |  | 133-09522 | 133-09522 | Katy | MHHS-Katy | Katy-ICU | ICU 5 | 12/1/15 |  |  |  | REGULATORS, SUCTION | Regulator, Vacuum | REGULATORVACUUM-Genstar Tech-881VR-300-OH-D | REGULATORVACUUM | 881VR-300-OH-D |  |  |  | Genstar Tech | Regulator, Vacuum |  |  | REGULATORVACUUM-Genstar Tech-881VR-300-OH-D | 7/1/21 |  |  | Not Covered Vendor Only - Biomedical | MHHS-Katy | [8 empty] | REGULATORVACUUM | Regulator, Vacuum | Genstar Tech
NO | YES |  |  |  | 133-09523 | 133-09523 | Gentec Healthcare | 881VR-300-OH-T |  | 133-09523 | Katy-ICU | MHHS-Katy |  | Regulator, Vacuum |  | 133-09523 | 133-09523 | Katy | MHHS-Katy | Katy-ICU | ICU 14 | 12/1/15 |  |  |  | REGULATORS, SUCTION | Regulator, Vacuum | REGULATORVACUUM-Genstar Tech-881VR-300-OH-D | REGULATORVACUUM | 881VR-300-OH-D |  |  |  | Genstar Tech | Regulator, Vacuum |  |  | REGULATORVACUUM-Genstar Tech-881VR-300-OH-D | 7/1/21 |  |  | Not Covered Vendor Only - Biomedical | MHHS-Katy | [8 empty] | REGULATORVACUUM | Regulator, Vacuum | Genstar Tech
NO | YES |  |  |  | 133-09371 | 133-09371 | Gentec Healthcare | 881VR-300-OH-T |  | 133-09371 | Katy-IMU | MHHS-Katy |  | Regulator, Vacuum |  | 133-09371 | 133-09371 | Katy | MHHS-Katy | Katy-IMU | IMU Room 9 | 12/1/15 |  |  |  | REGULATORS, SUCTION | Regulator, Vacuum | REGULATORVACUUM-Genstar Tech-881VR-300-OH-D | REGULATORVACUUM | 881VR-300-OH-D |  |  |  | Genstar Tech | Regulator, Vacuum |  |  | REGULATORVACUUM-Genstar Tech-881VR-300-OH-D | 7/1/21 |  |  | Not Covered Vendor Only - Biomedical | MHHS-Katy | [8 empty] | REGULATORVACUUM | Regulator, Vacuum | Genstar Tech
NO | YES |  |  |  | 133-09374 | 133-09374 | Gentec Healthcare | 881VR-300-OH-T |  | 133-09374 | Katy-IMU | MHHS-Katy |  | Regulator, Vacuum |  | 133-09374 | 133-09374 | Katy | MHHS-Katy | Katy-IMU | Room IMU 7 |  |  |  |  | REGULATORS, SUCTION | Regulator, Vacuum | REGULATORVACUUM-Genstar Tech-881VR-300-OH-D | REGULATORVACUUM | 881VR-300-OH-D |  |  |  | Genstar Tech | Regulator, Vacuum |  |  | REGULATORVACUUM-Genstar Tech-881VR-300-OH-D |  |  |  | Covered PM Repair - Biomedical | MHHS-Katy | [8 empty] | REGULATORVACUUM | Regulator, Vacuum | Genstar Tech
NO | YES |  |  |  | 133-09525 | 133-09525 | Gentec Healthcare | 881VR-300-OH-T |  | 133-09525 | Katy-IMU | MHHS-Katy |  | Regulator, Vacuum |  | 133-09525 | 133-09525 | Katy | MHHS-Katy | Katy-IMU | Room 1 |  |  |  |  | REGULATORS, SUCTION | Regulator, Vacuum | REGULATORVACUUM-Genstar Tech-881VR-300-OH-D | REGULATORVACUUM | 881VR-300-OH-D |  |  |  | Genstar Tech | Regulator, Vacuum |  |  | REGULATORVACUUM-Genstar Tech-881VR-300-OH-D | 10/1/15 |  |  | Covered PM Repair - Biomedical | MHHS-Katy | [8 empty] | REGULATORVACUUM | Regulator, Vacuum | Genstar Tech
NO | YES |  |  |  | 133-10422 | 133-10422 | Gentec Healthcare | 881VR-300-OH-T |  | 61K-18070067-264 | Katy-Med/Surg 5th Floor | MHHS-Katy |  | Regulator, Vacuum |  | 133-10422 | 133-10422 | Katy | MHHS-Katy | Katy-Med/Surg 5th Floor | Room 501 | 11/1/18 |  |  |  | REGULATORS, SUCTION | Regulator, Vacuum | REGULATORVACUUM-Genstar Tech-881VR-300-OH-D | REGULATORVACUUM | 881VR-300-OH-D |  |  |  | Genstar Tech | Regulator, Vacuum |  |  | REGULATORVACUUM-Genstar Tech-881VR-300-OH-D | 10/1/15 |  |  | Covered PM Repair - Biomedical | MHHS-Katy | [8 empty] | REGULATORVACUUM | Regulator, Vacuum | Genstar Tech
NO | YES |  |  |  | 133-10423 | 133-10423 | Gentec Healthcare | 881VR-300-OH-T |  | 61K-18070067-299 | Katy-Med/Surg 5th Floor | MHHS-Katy |  | Regulator, Vacuum |  | 133-10423 | 133-10423 | Katy | MHHS-Katy | Katy-Med/Surg 5th Floor |  |  | 2/1/20 |  |  | REGULATORS, SUCTION | Regulator, Vacuum | REGULATORVACUUM-Genstar Tech-881VR-300-OH-D | REGULATORVACUUM | 881VR-300-OH-D |  |  |  | Genstar Tech | Regulator, Vacuum |  |  | REGULATORVACUUM-Genstar Tech-881VR-300-OH-D |  |  |  | Covered PM Repair - Biomedical | MHHS-Katy | [8 empty] | REGULATORVACUUM | Regulator, Vacuum | Genstar Tech
NO | YES |  |  |  | 133-10424 | 133-10424 | Gentec Healthcare | 881VR-300-OH-T |  | 61K-18070067-298 | Katy-Med/Surg 5th Floor | MHHS-Katy |  | Regulator, Vacuum |  | 133-10424 | 133-10424 | Katy | MHHS-Katy | Katy-Med/Surg 5th Floor | [5 empty] | REGULATORS, SUCTION | Regulator, Vacuum | REGULATORVACUUM-Genstar Tech-881VR-300-OH-D | REGULATORVACUUM | 881VR-300-OH-D |  |  |  | Genstar Tech | Regulator, Vacuum |  |  | REGULATORVACUUM-Genstar Tech-881VR-300-OH-D | 10/13/15 |  |  | Covered PM Repair - Biomedical | MHHS-Katy | [8 empty] | REGULATORVACUUM | Regulator, Vacuum | Genstar Tech
NO | YES |  |  |  | 133-10425 | 133-10425 | Gentec Healthcare | 881VR-300-OH-T |  | 61K-18070067-300 | Katy-Med/Surg 5th Floor | MHHS-Katy |  | Regulator, Vacuum |  | 133-10425 | 133-10425 | Katy | MHHS-Katy | Katy-Med/Surg 5th Floor | 5th floor Rm 509 | 11/1/18 |  |  |  | REGULATORS, SUCTION | Regulator, Vacuum | REGULATORVACUUM-Genstar Tech-881VR-300-OH-D | REGULATORVACUUM | 881VR-300-OH-D |  |  |  | Genstar Tech | Regulator, Vacuum |  |  | REGULATORVACUUM-Genstar Tech-881VR-300-OH-D | 10/13/15 |  |  | Covered PM Repair - Biomedical | MHHS-Katy | [8 empty] | REGULATORVACUUM | Regulator, Vacuum | Genstar Tech
NO | YES |  |  |  | 133-10426 | 133-10426 | Gentec Healthcare | 881VR-300-OH-T |  | 61K-18070067-297 | Katy-Med/Surg 5th Floor | MHHS-Katy |  | Regulator, Vacuum |  | 133-10426 | 133-10426 | Katy | MHHS-Katy | Katy-Med/Surg 5th Floor | [5 empty] | REGULATORS, SUCTION | Regulator, Vacuum | REGULATORVACUUM-Genstar Tech-881VR-300-OH-D | REGULATORVACUUM | 881VR-300-OH-D |  |  |  | Genstar Tech | Regulator, Vacuum |  |  | REGULATORVACUUM-Genstar Tech-881VR-300-OH-D |  |  |  | Covered PM Repair - Biomedical | MHHS-Katy | [8 empty] | REGULATORVACUUM | Regulator, Vacuum | Genstar Tech
NO | YES |  |  |  | 133-10427 | 133-10427 | Gentec Healthcare | 881VR-300-OH-T |  | 61K-18070067-262 | Katy-Med/Surg 5th Floor | MHHS-Katy |  | Regulator, Vacuum |  | 133-10427 | 133-10427 | Katy | MHHS-Katy | Katy-Med/Surg 5th Floor | MEDSIRG SUITE 530 |  |  |  |  | REGULATORS, SUCTION | Regulator, Vacuum | REGULATORVACUUM-Genstar Tech-881VR-300-OH-D | REGULATORVACUUM | 881VR-300-OH-D |  |  |  | Genstar Tech | Regulator, Vacuum |  |  | REGULATORVACUUM-Genstar Tech-881VR-300-OH-D | 10/13/15 |  |  | Covered PM Repair - Biomedical | MHHS-Katy | [8 empty] | REGULATORVACUUM | Regulator, Vacuum | Genstar Tech
NO | YES |  |  |  | 133-10428 | 133-10428 | Gentec Healthcare | 881VR-300-OH-T |  | 61K-18070067-296 | Katy-Med/Surg 5th Floor | MHHS-Katy |  | Regulator, Vacuum |  | 133-10428 | 133-10428 | Katy | MHHS-Katy | Katy-Med/Surg 5th Floor | Room 503 | 11/1/18 |  |  |  | REGULATORS, SUCTION | Regulator, Vacuum | REGULATORVACUUM-Genstar Tech-881VR-300-OH-D | REGULATORVACUUM | 881VR-300-OH-D |  |  |  | Genstar Tech | Regulator, Vacuum |  |  | REGULATORVACUUM-Genstar Tech-881VR-300-OH-D | 10/13/15 |  |  | Covered PM Repair - Biomedical | MHHS-Katy | [8 empty] | REGULATORVACUUM | Regulator, Vacuum | Genstar Tech
NO | YES |  |  |  | 133-10429 | 133-10429 | Gentec Healthcare | 881VR-300-OH-T |  | 61K-18070067-263 | Katy-Med/Surg 5th Floor | MHHS-Katy |  | Regulator, Vacuum |  | 133-10429 | 133-10429 | Katy | MHHS-Katy | Katy-Med/Surg 5th Floor | Room 515 | 11/1/18 |  |  | No pm | REGULATORS, SUCTION | Regulator, Vacuum | REGULATORVACUUM-Genstar Tech-881VR-300-OH-D | REGULATORVACUUM | 881VR-300-OH-D |  |  |  | Genstar Tech | Regulator, Vacuum |  |  | REGULATORVACUUM-Genstar Tech-881VR-300-OH-D | 10/13/15 |  |  | Covered PM Repair - Biomedical | MHHS-Katy | [8 empty] | REGULATORVACUUM | Regulator, Vacuum | Genstar Tech
NO | YES |  |  |  | 133-10430 | 133-10430 | Gentec Healthcare | 881VR-300-OH-T |  | 61K-18070067-292 | Katy-Med/Surg 5th Floor | MHHS-Katy |  | Regulator, Vacuum |  | 133-10430 | 133-10430 | Katy | MHHS-Katy | Katy-Med/Surg 5th Floor | 5th floor |  |  |  |  | REGULATORS, SUCTION | Regulator, Vacuum | REGULATORVACUUM-Genstar Tech-881VR-300-OH-D | REGULATORVACUUM | 881VR-300-OH-D |  |  |  | Genstar Tech | Regulator, Vacuum |  |  | REGULATORVACUUM-Genstar Tech-881VR-300-OH-D | 10/13/15 |  |  | Covered PM Repair - Biomedical | MHHS-Katy | [8 empty] | REGULATORVACUUM | Regulator, Vacuum | Genstar Tech
NO | YES |  |  |  | 133-10431 | 133-10431 | Gentec Healthcare | 881VR-300-OH-T |  | 61K-18070067-290 | Katy-Med/Surg 5th Floor | MHHS-Katy |  | Regulator, Vacuum |  | 133-10431 | 133-10431 | Katy | MHHS-Katy | Katy-Med/Surg 5th Floor | Room 521 | 11/1/18 |  |  | One time safety | REGULATORS, SUCTION | Regulator, Vacuum | REGULATORVACUUM-Genstar Tech-881VR-300-OH-D | REGULATORVACUUM | 881VR-300-OH-D |  |  |  | Genstar Tech | Regulator, Vacuum |  |  | REGULATORVACUUM-Genstar Tech-881VR-300-OH-D | 10/13/15 |  |  | Covered PM Repair - Biomedical | MHHS-Katy | [8 empty] | REGULATORVACUUM | Regulator, Vacuum | Genstar Tech
NO | YES |  |  |  | 133-10432 | 133-10432 | Gentec Healthcare | 881VR-300-OH-T |  | 61K-18070067-289 | Katy-Med/Surg 5th Floor | MHHS-Katy |  | Regulator, Vacuum |  | 133-10432 | 133-10432 | Katy | MHHS-Katy | Katy-Med/Surg 5th Floor | MEDSIRG SUITE 530 |  |  |  |  | REGULATORS, SUCTION | Regulator, Vacuum | REGULATORVACUUM-Genstar Tech-881VR-300-OH-D | REGULATORVACUUM | 881VR-300-OH-D |  |  |  | Genstar Tech | Regulator, Vacuum |  |  | REGULATORVACUUM-Genstar Tech-881VR-300-OH-D | 7/20/13 |  |  | Covered PM Repair - Biomedical | MHHS-Katy | [8 empty] | REGULATORVACUUM | Regulator, Vacuum | Genstar Tech
NO | YES |  |  |  | 133-10433 | 133-10433 | Gentec Healthcare | 881VR-300-OH-T |  | 61K-18070067-261 | Katy-Med/Surg 5th Floor | MHHS-Katy |  | Regulator, Vacuum |  | 133-10433 | 133-10433 | Katy | MHHS-Katy | Katy-Med/Surg 5th Floor | Room 527 | 11/1/18 |  |  |  | REGULATORS, SUCTION | Regulator, Vacuum | REGULATORVACUUM-Genstar Tech-881VR-300-OH-D | REGULATORVACUUM | 881VR-300-OH-D |  |  |  | Genstar Tech | Regulator, Vacuum |  |  | REGULATORVACUUM-Genstar Tech-881VR-300-OH-D |  |  |  | Covered PM Repair - Biomedical | MHHS-Katy | [8 empty] | REGULATORVACUUM | Regulator, Vacuum | Genstar Tech
NO | YES |  |  |  | 133-10434 | 133-10434 | Gentec Healthcare | 881VR-300-OH-T |  | 61K-18070067-291 | Katy-Med/Surg 5th Floor | MHHS-Katy |  | Regulator, Vacuum |  | 133-10434 | 133-10434 | Katy | MHHS-Katy | Katy-Med/Surg 5th Floor | Room 526 | 11/1/18 |  |  |  | REGULATORS, SUCTION | Regulator, Vacuum | REGULATORVACUUM-Genstar Tech-881VR-300-OH-D | REGULATORVACUUM | 881VR-300-OH-D |  |  |  | Genstar Tech | Regulator, Vacuum |  |  | REGULATORVACUUM-Genstar Tech-881VR-300-OH-D | 10/10/19 |  |  | Covered PM Repair - Biomedical | MHHS-Katy | [8 empty] | REGULATORVACUUM | Regulator, Vacuum | Genstar Tech
NO | YES |  |  |  | 133-10435 | 133-10435 | Gentec Healthcare | 881VR-300-OH-T |  | 61K-18070067-293 | Katy-Med/Surg 5th Floor | MHHS-Katy |  | Regulator, Vacuum |  | 133-10435 | 133-10435 | Katy | MHHS-Katy | Katy-Med/Surg 5th Floor |  | 11/1/18 |  |  |  | REGULATORS, SUCTION | Regulator, Vacuum | REGULATORVACUUM-Genstar Tech-881VR-300-OH-D | REGULATORVACUUM | 881VR-300-OH-D |  |  |  | Genstar Tech | Regulator, Vacuum |  |  | REGULATORVACUUM-Genstar Tech-881VR-300-OH-D | 10/5/15 |  |  | Covered PM Repair - Biomedical | MHHS-Katy | [8 empty] | REGULATORVACUUM | Regulator, Vacuum | Genstar Tech
NO | YES |  |  |  | 133-10436 | 133-10436 | Gentec Healthcare | 881VR-300-OH-T |  | 61K-18070067-295 | Katy-Med/Surg 5th Floor | MHHS-Katy |  | Regulator, Vacuum |  | 133-10436 | 133-10436 | Katy | MHHS-Katy | Katy-Med/Surg 5th Floor | [5 empty] | REGULATORS, SUCTION | Regulator, Vacuum | REGULATORVACUUM-Genstar Tech-881VR-300-OH-D | REGULATORVACUUM | 881VR-300-OH-D |  |  |  | Genstar Tech | Regulator, Vacuum |  |  | REGULATORVACUUM-Genstar Tech-881VR-300-OH-D | 10/5/15 |  |  | Covered PM Repair - Biomedical | MHHS-Katy | [8 empty] | REGULATORVACUUM | Regulator, Vacuum | Genstar Tech
NO | YES |  |  |  | 133-10437 | 133-10437 | Gentec Healthcare | 881VR-300-OH-T |  | 61K-18070067-294 | Katy-Med/Surg 5th Floor | MHHS-Katy |  | Regulator, Vacuum |  | 133-10437 | 133-10437 | Katy | MHHS-Katy | Katy-Med/Surg 5th Floor |  | 11/1/18 |  |  |  | REGULATORS, SUCTION | Regulator, Vacuum | REGULATORVACUUM-Genstar Tech-881VR-300-OH-D | REGULATORVACUUM | 881VR-300-OH-D |  |  |  | Genstar Tech | Regulator, Vacuum |  |  | REGULATORVACUUM-Genstar Tech-881VR-300-OH-D | 1/19/17 |  |  | Covered PM Repair - Biomedical | MHHS-Katy | [8 empty] | REGULATORVACUUM | Regulator, Vacuum | Genstar Tech
NO | YES |  |  |  | 133-09363 | 133-09363 | Gentec Healthcare | 881VR-300-OH-T |  | NSN | Katy-Med/Surg 7th Floor | MHHS-Katy |  | Regulator, Vacuum |  | 133-09363 | 133-09363 | Katy | MHHS-Katy | Katy-Med/Surg 7th Floor | [5 empty] | REGULATORS, SUCTION | Regulator, Vacuum | REGULATORVACUUM-Genstar Tech-881VR-300-OH-D | REGULATORVACUUM | 881VR-300-OH-D |  |  |  | Genstar Tech | Regulator, Vacuum |  |  | REGULATORVACUUM-Genstar Tech-881VR-300-OH-D | 1/19/17 |  |  | Covered PM Repair - Biomedical | MHHS-Katy | [8 empty] | REGULATORVACUUM | Regulator, Vacuum | Genstar Tech
NO | YES |  |  |  | 133-09967 | 133-09967 | Gentec Healthcare | 881VR-300-OH-T |  | NSN | Katy-Biomedical Services | MHHS-Katy |  | Regulator, Vacuum |  | 133-09967 | 133-09967 | Katy | MHHS-Katy | Katy-Biomedical Services | Room 727 |  |  |  |  | REGULATORS, SUCTION | Regulator, Vacuum | REGULATORVACUUM-Genstar Tech-881VR-300-OH-D | REGULATORVACUUM | 881VR-300-OH-D |  |  |  | Genstar Tech | Regulator, Vacuum |  |  | REGULATORVACUUM-Genstar Tech-881VR-300-OH-D | 10/8/15 |  |  | Covered PM Repair - Biomedical | MHHS-Katy | [8 empty] | REGULATORVACUUM | Regulator, Vacuum | Genstar Tech
NO | YES |  |  |  | 133-09968 | 133-09968 | Gentec Healthcare | 881VR-300-OH-T |  | NSN | Katy-Biomedical Services | MHHS-Katy |  | Regulator, Vacuum |  | 133-09968 | 133-09968 | Katy | MHHS-Katy | Katy-Biomedical Services | Room 722 |  |  |  |  | REGULATORS, SUCTION | Regulator, Vacuum | REGULATORVACUUM-Genstar Tech-881VR-300-OH-D | REGULATORVACUUM | 881VR-300-OH-D |  |  |  | Genstar Tech | Regulator, Vacuum |  |  | REGULATORVACUUM-Genstar Tech-881VR-300-OH-D | 10/8/15 |  |  | Covered PM Repair - Biomedical | MHHS-Katy | [8 empty] | REGULATORVACUUM | Regulator, Vacuum | Genstar Tech
NO | YES |  |  |  | 133-09969 | 133-09969 | Gentec Healthcare | 881VR-300-OH-T |  | NSN | Katy-OR | MHHS-Katy |  | Regulator, Vacuum |  | 133-09969 | 133-09969 | Katy | MHHS-Katy | Katy-OR | Bio med shop |  |  |  | No pm | REGULATORS, SUCTION | Regulator, Vacuum | REGULATORVACUUM-Genstar Tech-881VR-300-OH-D | REGULATORVACUUM | 881VR-300-OH-D |  |  |  | Genstar Tech | Regulator, Vacuum |  |  | REGULATORVACUUM-Genstar Tech-881VR-300-OH-D |  |  |  | Covered PM Repair - Biomedical | MHHS-Katy | [8 empty] | REGULATORVACUUM | Regulator, Vacuum | Genstar Tech
NO | YES |  |  |  | 133-09970 | 133-09970 | Gentec Healthcare | 881VR-300-OH-T |  | NSN | Katy-Med/Surg 7th Floor | MHHS-Katy |  | Regulator, Vacuum |  | 133-09970 | 133-09970 | Katy | MHHS-Katy | Katy-Med/Surg 7th Floor | Room 710 |  |  |  |  | REGULATORS, SUCTION | Regulator, Vacuum | REGULATORVACUUM-Genstar Tech-881VR-300-OH-D | REGULATORVACUUM | 881VR-300-OH-D |  |  |  | Genstar Tech | Regulator, Vacuum |  |  | REGULATORVACUUM-Genstar Tech-881VR-300-OH-D | 5/12/17 |  |  | Covered PM Repair - Biomedical | MHHS-Katy | [8 empty] | REGULATORVACUUM | Regulator, Vacuum | Genstar Tech
NO | YES |  |  |  | 133-09971 | 133-09971 | Gentec Healthcare | 881VR-300-OH-T |  | NSN | Katy-Med/Surg 7th Floor | MHHS-Katy |  | Regulator, Vacuum |  | 133-09971 | 133-09971 | Katy | MHHS-Katy | Katy-Med/Surg 7th Floor | [5 empty] | REGULATORS, SUCTION | Regulator, Vacuum | REGULATORVACUUM-Genstar Tech-881VR-300-OH-D | REGULATORVACUUM | 881VR-300-OH-D |  |  |  | Genstar Tech | Regulator, Vacuum |  |  | REGULATORVACUUM-Genstar Tech-881VR-300-OH-D | 5/12/17 |  |  | Covered PM Repair - Biomedical | MHHS-Katy | [8 empty] | REGULATORVACUUM | Regulator, Vacuum | Genstar Tech
NO | YES |  |  |  | 133-09972 | 133-09972 | Gentec Healthcare | 881VR-300-OH-T |  | NSN | Katy-Med/Surg 7th Floor | MHHS-Katy |  | Regulator, Vacuum |  | 133-09972 | 133-09972 | Katy | MHHS-Katy | Katy-Med/Surg 7th Floor | Room 718 |  |  |  | No pm | REGULATORS, SUCTION | Regulator, Vacuum | REGULATORVACUUM-Genstar Tech-881VR-300-OH-D | REGULATORVACUUM | 881VR-300-OH-D |  |  |  | Genstar Tech | Regulator, Vacuum |  |  | REGULATORVACUUM-Genstar Tech-881VR-300-OH-D | 10/8/15 |  |  | Covered PM Repair - Biomedical | MHHS-Katy | [8 empty] | REGULATORVACUUM | Regulator, Vacuum | Genstar Tech
NO | YES |  |  |  | 133-09973 | 133-09973 | Gentec Healthcare | 881VR-300-OH-T |  | NSN | Katy-Med/Surg 7th Floor | MHHS-Katy |  | Regulator, Vacuum |  | 133-09973 | 133-09973 | Katy | MHHS-Katy | Katy-Med/Surg 7th Floor | [5 empty] | REGULATORS, SUCTION | Regulator, Vacuum | REGULATORVACUUM-Genstar Tech-881VR-300-OH-D | REGULATORVACUUM | 881VR-300-OH-D |  |  |  | Genstar Tech | Regulator, Vacuum |  |  | REGULATORVACUUM-Genstar Tech-881VR-300-OH-D | 10/8/15 |  |  | Covered PM Repair - Biomedical | MHHS-Katy | [8 empty] | REGULATORVACUUM | Regulator, Vacuum | Genstar Tech
NO | YES |  |  |  | 133-09974 | 133-09974 | Gentec Healthcare | 881VR-300-OH-T |  | NSN | Katy-Med/Surg 7th Floor | MHHS-Katy |  | Regulator, Vacuum |  | 133-09974 | 133-09974 | Katy | MHHS-Katy | Katy-Med/Surg 7th Floor | Room 711 |  |  |  | No pm | REGULATORS, SUCTION | Regulator, Vacuum | REGULATORVACUUM-Genstar Tech-881VR-300-OH-D | REGULATORVACUUM | 881VR-300-OH-D |  |  |  | Genstar Tech | Regulator, Vacuum |  |  | REGULATORVACUUM-Genstar Tech-881VR-300-OH-D | 10/16/14 |  |  | Covered PM Repair - Biomedical | MHHS-Katy | [8 empty] | REGULATORVACUUM | Regulator, Vacuum | Genstar Tech
NO | YES |  |  |  | 133-09975 | 133-09975 | Gentec Healthcare | 881VR-300-OH-T |  | 61G-16110178 | Katy-Med/Surg 7th Floor | MHHS-Katy |  | Regulator, Vacuum |  | 133-09975 | 133-09975 | Katy | MHHS-Katy | Katy-Med/Surg 7th Floor | [5 empty] | REGULATORS, SUCTION | Regulator, Vacuum | REGULATORVACUUM-Genstar Tech-881VR-300-OH-D | REGULATORVACUUM | 881VR-300-OH-D |  |  |  | Genstar Tech | Regulator, Vacuum |  |  | REGULATORVACUUM-Genstar Tech-881VR-300-OH-D |  |  |  | Covered PM Repair - Biomedical | MHHS-Katy | [8 empty] | REGULATORVACUUM | Regulator, Vacuum | Genstar Tech
NO | YES |  |  |  | 133-09976 | 133-09976 | Gentec Healthcare | 881VR-300-OH-T |  | NSN | Katy-Med/Surg 7th Floor | MHHS-Katy |  | Regulator, Vacuum |  | 133-09976 | 133-09976 | Katy | MHHS-Katy | Katy-Med/Surg 7th Floor | Room 708 |  |  |  | No pm | REGULATORS, SUCTION | Regulator, Vacuum | REGULATORVACUUM-Genstar Tech-881VR-300-OH-D | REGULATORVACUUM | 881VR-300-OH-D |  |  |  | Genstar Tech | Regulator, Vacuum |  |  | REGULATORVACUUM-Genstar Tech-881VR-300-OH-D |  |  |  | Covered PM Repair - Biomedical | MHHS-Katy | [8 empty] | REGULATORVACUUM | Regulator, Vacuum | Genstar Tech
NO | YES |  |  |  | 133-09977 | 133-09977 | Gentec Healthcare | 881VR-300-OH-T |  | NSN | Katy-Med/Surg 7th Floor | MHHS-Katy |  | Regulator, Vacuum |  | 133-09977 | 133-09977 | Katy | MHHS-Katy | Katy-Med/Surg 7th Floor | Room 726 |  |  |  |  | REGULATORS, SUCTION | Regulator, Vacuum | REGULATORVACUUM-Genstar Tech-881VR-300-OH-D | REGULATORVACUUM | 881VR-300-OH-D |  |  |  | Genstar Tech | Regulator, Vacuum |  |  | REGULATORVACUUM-Genstar Tech-881VR-300-OH-D |  |  |  | Covered PM Repair - Biomedical | MHHS-Katy | [8 empty] | REGULATORVACUUM | Regulator, Vacuum | Genstar Tech
NO | YES |  |  |  | 133-09978 | 133-09978 | Gentec Healthcare | 881VR-300-OH-T |  | NSN | Katy-Med/Surg 7th Floor | MHHS-Katy |  | Regulator, Vacuum |  | 133-09978 | 133-09978 | Katy | MHHS-Katy | Katy-Med/Surg 7th Floor | Room 715 |  |  |  | No pm | REGULATORS, SUCTION | Regulator, Vacuum | REGULATORVACUUM-Genstar Tech-881VR-300-OH-D | REGULATORVACUUM | 881VR-300-OH-D |  |  |  | Genstar Tech | Regulator, Vacuum |  |  | REGULATORVACUUM-Genstar Tech-881VR-300-OH-D |  |  |  | Covered PM Repair - Biomedical | MHHS-Katy | [8 empty] | REGULATORVACUUM | Regulator, Vacuum | Genstar Tech
NO | YES |  |  |  | 133-09979 | 133-09979 | Gentec Healthcare | 881VR-300-OH-T |  | NSN | Katy-Med/Surg 7th Floor | MHHS-Katy |  | Regulator, Vacuum |  | 133-09979 | 133-09979 | Katy | MHHS-Katy | Katy-Med/Surg 7th Floor | [5 empty] | REGULATORS, SUCTION | Regulator, Vacuum | REGULATORVACUUM-Genstar Tech-881VR-300-OH-D | REGULATORVACUUM | 881VR-300-OH-D |  |  |  | Genstar Tech | Regulator, Vacuum |  |  | REGULATORVACUUM-Genstar Tech-881VR-300-OH-D | 12/1/13 |  |  | Covered PM Repair - Biomedical | MHHS-Katy | [8 empty] | REGULATORVACUUM | Regulator, Vacuum | Genstar Tech
NO | YES |  |  |  | 133-09980 | 133-09980 | Gentec Healthcare | 881VR-300-OH-T |  | NSN | Katy-ER | MHHS-Katy |  | Regulator, Vacuum |  | 133-09980 | 133-09980 | Katy | MHHS-Katy | Katy-ER | ER room 12 |  |  |  | One time safety | REGULATORS, SUCTION | Regulator, Vacuum | REGULATORVACUUM-Genstar Tech-881VR-300-OH-D | REGULATORVACUUM | 881VR-300-OH-D |  |  |  | Genstar Tech | Regulator, Vacuum |  |  | REGULATORVACUUM-Genstar Tech-881VR-300-OH-D | 12/1/13 |  |  | Covered PM Repair - Biomedical | MHHS-Katy | [8 empty] | REGULATORVACUUM | Regulator, Vacuum | Genstar Tech
NO | YES |  |  |  | 133-09981 | 133-09981 | Gentec Healthcare | 881VR-300-OH-T |  | NSN | Katy-Med/Surg 7th Floor | MHHS-Katy |  | Regulator, Vacuum |  | 133-09981 | 133-09981 | Katy | MHHS-Katy | Katy-Med/Surg 7th Floor | [5 empty] | REGULATORS, SUCTION | Regulator, Vacuum | REGULATORVACUUM-Genstar Tech-881VR-300-OH-D | REGULATORVACUUM | 881VR-300-OH-D |  |  |  | Genstar Tech | Regulator, Vacuum |  |  | REGULATORVACUUM-Genstar Tech-881VR-300-OH-D | 12/1/13 |  |  | Covered PM Repair - Biomedical | MHHS-Katy | [8 empty] | REGULATORVACUUM | Regulator, Vacuum | Genstar Tech
NO | YES |  |  |  | 133-09982 | 133-09982 | Gentec Healthcare | 881VR-300-OH-T |  | NSN | Katy-Med/Surg 7th Floor | MHHS-Katy |  | Regulator, Vacuum |  | 133-09982 | 133-09982 | Katy | MHHS-Katy | Katy-Med/Surg 7th Floor | [5 empty] | REGULATORS, SUCTION | Regulator, Vacuum | REGULATORVACUUM-Genstar Tech-881VR-300-OH-D | REGULATORVACUUM | 881VR-300-OH-D |  |  |  | Genstar Tech | Regulator, Vacuum |  |  | REGULATORVACUUM-Genstar Tech-881VR-300-OH-D | 12/1/13 |  |  | Covered PM Repair - Biomedical | MHHS-Katy | [8 empty] | REGULATORVACUUM | Regulator, Vacuum | Genstar Tech
NO | YES |  |  |  | 133-09983 | 133-09983 | Gentec Healthcare | 881VR-300-OH-T |  | NSN | Katy-Med/Surg 7th Floor | MHHS-Katy |  | Regulator, Vacuum |  | 133-09983 | 133-09983 | Katy | MHHS-Katy | Katy-Med/Surg 7th Floor | [5 empty] | REGULATORS, SUCTION | Regulator, Vacuum | REGULATORVACUUM-Genstar Tech-881VR-300-OH-D | REGULATORVACUUM | 881VR-300-OH-D |  |  |  | Genstar Tech | Regulator, Vacuum |  |  | REGULATORVACUUM-Genstar Tech-881VR-300-OH-D | 12/1/13 |  |  | Covered PM Repair - Biomedical | MHHS-Katy | [8 empty] | REGULATORVACUUM | Regulator, Vacuum | Genstar Tech
NO | YES |  |  |  | 133-09984 | 133-09984 | Gentec Healthcare | 881VR-300-OH-T |  | NSN | Katy-Med/Surg 7th Floor | MHHS-Katy |  | Regulator, Vacuum |  | 133-09984 | 133-09984 | Katy | MHHS-Katy | Katy-Med/Surg 7th Floor | [5 empty] | REGULATORS, SUCTION | Regulator, Vacuum | REGULATORVACUUM-Genstar Tech-881VR-300-OH-D | REGULATORVACUUM | 881VR-300-OH-D |  |  |  | Genstar Tech | Regulator, Vacuum |  |  | REGULATORVACUUM-Genstar Tech-881VR-300-OH-D | 12/1/13 |  |  | Covered PM Repair - Biomedical | MHHS-Katy | [8 empty] | REGULATORVACUUM | Regulator, Vacuum | Genstar Tech
NO | YES |  |  |  | 133-09985 | 133-09985 | Gentec Healthcare | 881VR-300-OH-T |  | NSN | Katy-Med/Surg 7th Floor | MHHS-Katy |  | Regulator, Vacuum |  | 133-09985 | 133-09985 | Katy | MHHS-Katy | Katy-Med/Surg 7th Floor | [5 empty] | REGULATORS, SUCTION | Regulator, Vacuum | REGULATORVACUUM-Genstar Tech-881VR-300-OH-D | REGULATORVACUUM | 881VR-300-OH-D |  |  |  | Genstar Tech | Regulator, Vacuum |  |  | REGULATORVACUUM-Genstar Tech-881VR-300-OH-D |  |  |  | Covered PM Repair - Biomedical | MHHS-Katy | [8 empty] | REGULATORVACUUM | Regulator, Vacuum | Genstar Tech
NO | YES |  |  |  | 133-09986 | 133-09986 | Gentec Healthcare | 881VR-300-OH-T |  | NSN | Katy-Med/Surg 7th Floor | MHHS-Katy |  | Regulator, Vacuum |  | 133-09986 | 133-09986 | Katy | MHHS-Katy | Katy-Med/Surg 7th Floor | [5 empty] | REGULATORS, SUCTION | Regulator, Vacuum | REGULATORVACUUM-Genstar Tech-881VR-300-OH-D | REGULATORVACUUM | 881VR-300-OH-D |  |  |  | Genstar Tech | Regulator, Vacuum |  |  | REGULATORVACUUM-Genstar Tech-881VR-300-OH-D | 12/1/13 |  |  | Covered PM Repair - Biomedical | MHHS-Katy | [8 empty] | REGULATORVACUUM | Regulator, Vacuum | Genstar Tech
NO | YES |  |  |  | 133-09989 | 133-09989 | Gentec Healthcare | 881VR-300-OH-T |  | NSN | Katy-Med/Surg 7th Floor | MHHS-Katy |  | Regulator, Vacuum |  | 133-09989 | 133-09989 | Katy | MHHS-Katy | Katy-Med/Surg 7th Floor | Room 702 |  |  |  |  | REGULATORS, SUCTION | Regulator, Vacuum | REGULATORVACUUM-Genstar Tech-881VR-300-OH-D | REGULATORVACUUM | 881VR-300-OH-D |  |  |  | Genstar Tech | Regulator, Vacuum |  |  | REGULATORVACUUM-Genstar Tech-881VR-300-OH-D | 12/1/13 |  |  | Covered PM Repair - Biomedical | MHHS-Katy | [8 empty] | REGULATORVACUUM | Regulator, Vacuum | Genstar Tech
NO | YES |  |  |  | 133-09990 | 133-09990 | Gentec Healthcare | 881VR-300-OH-T |  | 61G-16080128/154 | Katy-Med/Surg 7th Floor | MHHS-Katy |  | Regulator, Vacuum |  | 133-09990 | 133-09990 | Katy | MHHS-Katy | Katy-Med/Surg 7th Floor |  |  |  |  | No pm | REGULATORS, SUCTION | Regulator, Vacuum | REGULATORVACUUM-Genstar Tech-881VR-300-OH-D | REGULATORVACUUM | 881VR-300-OH-D |  |  |  | Genstar Tech | Regulator, Vacuum |  |  | REGULATORVACUUM-Genstar Tech-881VR-300-OH-D | 12/1/13 |  |  | Covered PM Repair - Biomedical | MHHS-Katy | [8 empty] | REGULATORVACUUM | Regulator, Vacuum | Genstar Tech
NO | YES |  |  |  | 133-09991 | 133-09991 | Gentec Healthcare | 881VR-300-OH-T |  | NSN | Katy-Med/Surg 7th Floor | MHHS-Katy |  | Regulator, Vacuum |  | 133-09991 | 133-09991 | Katy | MHHS-Katy | Katy-Med/Surg 7th Floor | [5 empty] | REGULATORS, SUCTION | Regulator, Vacuum | REGULATORVACUUM-Genstar Tech-881VR-300-OH-D | REGULATORVACUUM | 881VR-300-OH-D |  |  |  | Genstar Tech | Regulator, Vacuum |  |  | REGULATORVACUUM-Genstar Tech-881VR-300-OH-D |  |  |  | Covered PM Repair - Biomedical | MHHS-Katy | [8 empty] | REGULATORVACUUM | Regulator, Vacuum | Genstar Tech
NO | YES |  |  |  | 133-09992 | 133-09992 | Gentec Healthcare | 881VR-300-OH-T |  | NSN | Katy-Med/Surg 7th Floor | MHHS-Katy |  | Regulator, Vacuum |  | 133-09992 | 133-09992 | Katy | MHHS-Katy | Katy-Med/Surg 7th Floor | Room 729 |  |  |  |  | REGULATORS, SUCTION | Regulator, Vacuum | REGULATORVACUUM-Genstar Tech-881VR-300-OH-D | REGULATORVACUUM | 881VR-300-OH-D |  |  |  | Genstar Tech | Regulator, Vacuum |  |  | REGULATORVACUUM-Genstar Tech-881VR-300-OH-D | 8/6/16 |  |  | Covered PM Repair - Biomedical | MHHS-Katy | [8 empty] | REGULATORVACUUM | Regulator, Vacuum | Genstar Tech
NO | YES |  |  |  | 133-09993 | 133-09993 | Gentec Healthcare | 881VR-300-OH-T |  | 61G-16080128/113 | Katy-Med/Surg 7th Floor | MHHS-Katy |  | Regulator, Vacuum |  | 133-09993 | 133-09993 | Katy | MHHS-Katy | Katy-Med/Surg 7th Floor | [5 empty] | REGULATORS, SUCTION | Regulator, Vacuum | REGULATORVACUUM-Genstar Tech-881VR-300-OH-D | REGULATORVACUUM | 881VR-300-OH-D |  |  |  | Genstar Tech | Regulator, Vacuum |  |  | REGULATORVACUUM-Genstar Tech-881VR-300-OH-D |  |  |  | Covered PM Repair - Biomedical | MHHS-Katy | [8 empty] | REGULATORVACUUM | Regulator, Vacuum | Genstar Tech
NO | YES |  |  |  | 133-09994 | 133-09994 | Gentec Healthcare | 881VR-300-OH-T |  | NSN | Katy-Postpartum-2W | MHHS-Katy |  | Regulator, Vacuum |  | 133-09994 | 133-09994 | Katy | MHHS-Katy | Katy-Postpartum-2W | [5 empty] | REGULATORS, SUCTION | Regulator, Vacuum | REGULATORVACUUM-Genstar Tech-881VR-300-OH-D | REGULATORVACUUM | 881VR-300-OH-D |  |  |  | Genstar Tech | Regulator, Vacuum |  |  | REGULATORVACUUM-Genstar Tech-881VR-300-OH-D |  |  |  | Covered PM Repair - Biomedical | MHHS-Katy | [8 empty] | REGULATORVACUUM | Regulator, Vacuum | Genstar Tech
NO | YES |  |  |  | 133-09995 | 133-09995 | Gentec Healthcare | 881VR-300-OH-T |  | NSN | Katy-Med/Surg 7th Floor | MHHS-Katy |  | Regulator, Vacuum |  | 133-09995 | 133-09995 | Katy | MHHS-Katy | Katy-Med/Surg 7th Floor |  |  |  |  | No pm | REGULATORS, SUCTION | Regulator, Vacuum | REGULATORVACUUM-Genstar Tech-881VR-300-OH-D | REGULATORVACUUM | 881VR-300-OH-D |  |  |  | Genstar Tech | Regulator, Vacuum |  |  | REGULATORVACUUM-Genstar Tech-881VR-300-OH-D | 12/1/13 |  |  | Covered PM Repair - Biomedical | MHHS-Katy | [8 empty] | REGULATORVACUUM | Regulator, Vacuum | Genstar Tech
NO | YES |  |  |  | 133-10071 | 133-10071 | Gentec Healthcare | 881VR-300-OH-T |  | NSN | Katy-Med/Surg 7th Floor | MHHS-Katy |  | Regulator, Vacuum |  | 133-10071 | 133-10071 | Katy | MHHS-Katy | Katy-Med/Surg 7th Floor | Room 7007 | 12/1/17 |  |  |  | REGULATORS, SUCTION | Regulator, Vacuum | REGULATORVACUUM-Genstar Tech-881VR-300-OH-D | REGULATORVACUUM | 881VR-300-OH-D |  |  |  | Genstar Tech | Regulator, Vacuum |  |  | REGULATORVACUUM-Genstar Tech-881VR-300-OH-D | 12/1/13 |  |  | Covered PM Repair - Biomedical | MHHS-Katy | [8 empty] | REGULATORVACUUM | Regulator, Vacuum | Genstar Tech
NO | YES |  |  |  | 133-09359 | 133-09359 | Gentec Healthcare | 881VR-300-OH-T |  | 133-09359 | Katy-Biomedical Services | MHHS-Katy |  | Regulator, Vacuum |  | 133-09359 | 133-09359 | Katy | MHHS-Katy | Katy-Biomedical Services | Room 717 | 12/1/15 |  |  |  | REGULATORS, SUCTION | Regulator, Vacuum | REGULATORVACUUM-Genstar Tech-881VR-300-OH-D | REGULATORVACUUM | 881VR-300-OH-D |  |  |  | Genstar Tech | Regulator, Vacuum |  |  | REGULATORVACUUM-Genstar Tech-881VR-300-OH-D | 1/10/18 |  |  | Covered PM Repair - Biomedical | MHHS-Katy | [8 empty] | REGULATORVACUUM | Regulator, Vacuum | Genstar Tech
NO | YES |  |  |  | 133-09367 | 133-09367 | Gentec Healthcare | 881VR-300-OH-T |  | 133-09367 | Katy-Rapid Admit | MHHS-Katy |  | Regulator, Vacuum |  | 133-09367 | 133-09367 | Katy | MHHS-Katy | Katy-Rapid Admit | Rau room 4 | 12/1/15 |  |  |  | REGULATORS, SUCTION | Regulator, Vacuum | REGULATORVACUUM-Genstar Tech-881VR-300-OH-D | REGULATORVACUUM | 881VR-300-OH-D |  |  |  | Genstar Tech | Regulator, Vacuum |  |  | REGULATORVACUUM-Genstar Tech-881VR-300-OH-D | 2/13/18 |  |  | Covered PM Repair - Biomedical | MHHS-Katy | [8 empty] | REGULATORVACUUM | Regulator, Vacuum | Genstar Tech
NO | YES |  |  |  | 133-09368 | 133-09368 | Gentec Healthcare | 881VR-300-OH-T |  | 133-09368 | Katy-IMU | MHHS-Katy |  | Regulator, Vacuum |  | 133-09368 | 133-09368 | Katy | MHHS-Katy | Katy-IMU | Room 3 |  |  |  |  | REGULATORS, SUCTION | Regulator, Vacuum | REGULATORVACUUM-Genstar Tech-881VR-300-OH-D | REGULATORVACUUM | 881VR-300-OH-D |  |  |  | Genstar Tech | Regulator, Vacuum |  |  | REGULATORVACUUM-Genstar Tech-881VR-300-OH-D | 2/13/18 |  |  | Covered PM Repair - Biomedical | MHHS-Katy | [8 empty] | REGULATORVACUUM | Regulator, Vacuum | Genstar Tech
NO | YES |  |  |  | 133-09377 | 133-09377 | Gentec Healthcare | 881VR-300-OH-T |  | 133-09377 | Katy-Nursery | MHHS-Katy |  | Regulator, Vacuum |  | 133-09377 | 133-09377 | Katy | MHHS-Katy | Katy-Nursery | NICU | 12/1/15 |  |  |  | REGULATORS, SUCTION | Regulator, Vacuum | REGULATORVACUUM-Genstar Tech-881VR-300-OH-D | REGULATORVACUUM | 881VR-300-OH-D |  |  |  | Genstar Tech | Regulator, Vacuum |  |  | REGULATORVACUUM-Genstar Tech-881VR-300-OH-D | 2/7/16 |  |  | Covered PM Repair - Biomedical | MHHS-Katy | [8 empty] | REGULATORVACUUM | Regulator, Vacuum | Genstar Tech
NO | YES |  |  |  | 133-09378 | 133-09378 | Gentec Healthcare | 881VR-300-OH-T |  | 133-09378 | Katy-NICU | MHHS-Katy |  | Regulator, Vacuum |  | 133-09378 | 133-09378 | Katy | MHHS-Katy | Katy-NICU | 305B | 12/1/15 |  |  |  | REGULATORS, SUCTION | Regulator, Vacuum | REGULATORVACUUM-Genstar Tech-881VR-300-OH-D | REGULATORVACUUM | 881VR-300-OH-D |  |  |  | Genstar Tech | Regulator, Vacuum |  |  | REGULATORVACUUM-Genstar Tech-881VR-300-OH-D | 2/7/16 |  |  | Covered PM Repair - Biomedical | MHHS-Katy | [8 empty] | REGULATORVACUUM | Regulator, Vacuum | Genstar Tech
NO | YES |  |  |  | 133-09380 | 133-09380 | Gentec Healthcare | 881VR-300-OH-T |  | 133-09380 | Katy-NICU | MHHS-Katy |  | Regulator, Vacuum |  | 133-09380 | 133-09380 | Katy | MHHS-Katy | Katy-NICU | NICU STORAGE | 12/1/15 |  |  |  | REGULATORS, SUCTION | Regulator, Vacuum | REGULATORVACUUM-Genstar Tech-881VR-300-OH-D | REGULATORVACUUM | 881VR-300-OH-D |  |  |  | Genstar Tech | Regulator, Vacuum |  |  | REGULATORVACUUM-Genstar Tech-881VR-300-OH-D | 2/7/16 |  |  | Covered PM Repair - Biomedical | MHHS-Katy | [8 empty] | REGULATORVACUUM | Regulator, Vacuum | Genstar Tech
NO | YES |  |  |  | 133-09384 | 133-09384 | Gentec Healthcare | 881VR-300-OH-T |  | 133-09384 | Katy-OR | MHHS-Katy |  | Regulator, Vacuum |  | 133-09384 | 133-09384 | Katy | MHHS-Katy | Katy-OR | OR 9 | 12/1/15 |  |  |  | REGULATORS, SUCTION | Regulator, Vacuum | REGULATORVACUUM-Genstar Tech-881VR-300-OH-D | REGULATORVACUUM | 881VR-300-OH-D |  |  |  | Genstar Tech | Regulator, Vacuum |  |  | REGULATORVACUUM-Genstar Tech-881VR-300-OH-D | 10/31/17 |  |  | Covered PM Repair - Biomedical | MHHS-Katy | [8 empty] | REGULATORVACUUM | Regulator, Vacuum | Genstar Tech
NO | YES |  |  |  | 133-09395 | 133-09395 | Gentec Healthcare | 881VR-300-OH-T |  | 133-09395 | Ambatory Care | MHHS-Katy |  | Regulator, Vacuum |  | 133-09395 | 133-09395 | Katy | Memorial Hermann Northeast Hospital | Ambatory Care | Room 5 | 12/1/15 |  |  |  | REGULATORS, SUCTION | Regulator, Vacuum | REGULATORVACUUM-Genstar Tech-881VR-300-OH-D | REGULATORVACUUM | 881VR-300-OH-D |  |  |  | Genstar Tech | Regulator, Vacuum |  |  | REGULATORVACUUM-Genstar Tech-881VR-300-OH-D | 2/7/16 |  |  | Covered PM Repair - Biomedical | MHHS-Katy | [8 empty] | REGULATORVACUUM | Regulator, Vacuum | Genstar Tech
NO | YES |  |  |  | 133-09452 | 133-09452 | Gentec Healthcare | 881VR-300-OH-T |  | 133-09452 | Katy-ICU | MHHS-Katy |  | Regulator, Vacuum |  | 133-09452 | 133-09452 | Katy | MHHS-Katy | Katy-ICU | ICU |  | 2/1/20 |  | No pm | REGULATORS, SUCTION | Regulator, Vacuum | REGULATORVACUUM-Genstar Tech-881VR-300-OH-D | REGULATORVACUUM | 881VR-300-OH-D |  |  |  | Genstar Tech | Regulator, Vacuum |  |  | REGULATORVACUUM-Genstar Tech-881VR-300-OH-D | 2/7/16 |  |  | Covered PM Repair - Biomedical | MHHS-Katy | [8 empty] | REGULATORVACUUM | Regulator, Vacuum | Genstar Tech
NO | YES |  |  |  | 133-09468 | 133-09468 | Gentec Healthcare | 881VR-300-OH-T |  | 133-09468 | Katy-Central Supply | MHHS-Katy |  | Regulator, Vacuum |  | 133-09468 | 133-09468 | Katy | MHHS-Katy | Katy-Central Supply | Pediatrics |  |  |  | No pm | REGULATORS, SUCTION | Regulator, Vacuum | REGULATORVACUUM-Genstar Tech-881VR-300-OH-D | REGULATORVACUUM | 881VR-300-OH-D |  |  |  | Genstar Tech | Regulator, Vacuum |  |  | REGULATORVACUUM-Genstar Tech-881VR-300-OH-D | 2/7/16 |  |  | Covered PM Repair - Biomedical | MHHS-Katy | [8 empty] | REGULATORVACUUM | Regulator, Vacuum | Genstar Tech
NO | YES |  |  |  | 133-09469 | 133-09469 | Gentec Healthcare | 881VR-300-OH-T |  | 133-09469 | KATY - NEW TOWER | MHHS-Katy |  | Regulator, Vacuum |  | 133-09469 | 133-09469 | Katy | Memorial Hermann Katy Hospital | KATY - NEW TOWER | 4th Floor RAU RM 3 | 12/1/15 |  |  |  | REGULATORS, SUCTION | Regulator, Vacuum | REGULATORVACUUM-Genstar Tech-881VR-300-OH-D | REGULATORVACUUM | 881VR-300-OH-D |  |  |  | Genstar Tech | Regulator, Vacuum |  |  | REGULATORVACUUM-Genstar Tech-881VR-300-OH-D | 10/31/17 |  |  | Covered PM Repair - Biomedical | MHHS-Katy | [8 empty] | REGULATORVACUUM | Regulator, Vacuum | Genstar Tech
NO | YES |  |  |  | 133-09470 | 133-09470 | Gentec Healthcare | 881VR-300-OH-T |  | 133-09470 | KATY - ASSET 360 | MHHS-Katy |  | Regulator, Vacuum |  | 133-09470 | 133-09470 | Katy | Memorial Hermann Katy Hospital | KATY - ASSET 360 | Clean equipment room W5:144 | 12/1/15 |  |  |  | REGULATORS, SUCTION | Regulator, Vacuum | REGULATORVACUUM-Genstar Tech-881VR-300-OH-D | REGULATORVACUUM | 881VR-300-OH-D |  |  |  | Genstar Tech | Regulator, Vacuum |  |  | REGULATORVACUUM-Genstar Tech-881VR-300-OH-D | 10/31/17 |  |  | Covered PM Repair - Biomedical | MHHS-Katy | [8 empty] | REGULATORVACUUM | Regulator, Vacuum | Genstar Tech
NO | YES |  |  |  | 133-09479 | 133-09479 | Gentec Healthcare | 881VR-300-OH-T |  | 133-09479 | Katy-Rapid Admit | MHHS-Katy |  | Regulator, Vacuum |  | 133-09479 | 133-09479 | Katy | MHHS-Katy | Katy-Rapid Admit | RAU 5 | 12/1/15 |  |  |  | REGULATORS, SUCTION | Regulator, Vacuum | REGULATORVACUUM-Genstar Tech-881VR-300-OH-D | REGULATORVACUUM | 881VR-300-OH-D |  |  |  | Genstar Tech | Regulator, Vacuum |  |  | REGULATORVACUUM-Genstar Tech-881VR-300-OH-D | 10/31/17 |  |  | Covered PM Repair - Biomedical | MHHS-Katy | [8 empty] | REGULATORVACUUM | Regulator, Vacuum | Genstar Tech
NO | YES |  |  |  | 133-09488 | 133-09488 | Gentec Healthcare | 881VR-300-OH-T |  | 133-09488 | Katy-ICU | MHHS-Katy |  | Regulator, Vacuum |  | 133-09488 | 133-09488 | Katy | MHHS-Katy | Katy-ICU | ICU |  | 2/1/20 |  | No pm | REGULATORS, SUCTION | Regulator, Vacuum | REGULATORVACUUM-Genstar Tech-881VR-300-OH-D | REGULATORVACUUM | 881VR-300-OH-D |  |  |  | Genstar Tech | Regulator, Vacuum |  |  | REGULATORVACUUM-Genstar Tech-881VR-300-OH-D | 10/31/17 |  |  | Covered PM Repair - Biomedical | MHHS-Katy | [8 empty] | REGULATORVACUUM | Regulator, Vacuum | Genstar Tech
NO | YES |  |  |  | 133-09501 | 133-09501 | Gentec Healthcare | 881VR-300-OH-T |  | 133-09501 | Katy-ICU | MHHS-Katy |  | Regulator, Vacuum |  | 133-09501 | 133-09501 | Katy | MHHS-Katy | Katy-ICU | ICU 4 | 12/1/15 |  |  |  | REGULATORS, SUCTION | Regulator, Vacuum | REGULATORVACUUM-Genstar Tech-881VR-300-OH-D | REGULATORVACUUM | 881VR-300-OH-D |  |  |  | Genstar Tech | Regulator, Vacuum |  |  | REGULATORVACUUM-Genstar Tech-881VR-300-OH-D | 10/31/17 |  |  | Covered PM Repair - Biomedical | MHHS-Katy | [8 empty] | REGULATORVACUUM | Regulator, Vacuum | Genstar Tech
NO | YES |  |  |  | 133-09511 | 133-09511 | Gentec Healthcare | 881VR-300-OH-T |  | 133-09511 | Katy-ICU | MHHS-Katy |  | Regulator, Vacuum |  | 133-09511 | 133-09511 | Katy | MHHS-Katy | Katy-ICU | ICU 1 | 12/1/15 |  |  |  | REGULATORS, SUCTION | Regulator, Vacuum | REGULATORVACUUM-Genstar Tech-881VR-300-OH-D | REGULATORVACUUM | 881VR-300-OH-D |  |  |  | Genstar Tech | Regulator, Vacuum |  |  | REGULATORVACUUM-Genstar Tech-881VR-300-OH-D | 10/31/17 |  |  | Covered PM Repair - Biomedical | MHHS-Katy | [8 empty] | REGULATORVACUUM | Regulator, Vacuum | Genstar Tech
NO | YES |  |  |  | 133-09516 | 133-09516 | Gentec Healthcare | 881VR-300-OH-T |  | 133-09516 | Katy-ICU | MHHS-Katy |  | Regulator, Vacuum |  | 133-09516 | 133-09516 | Katy | MHHS-Katy | Katy-ICU | ICU |  | 2/1/20 |  | No pm | REGULATORS, SUCTION | Regulator, Vacuum | REGULATORVACUUM-Genstar Tech-881VR-300-OH-D | REGULATORVACUUM | 881VR-300-OH-D |  |  |  | Genstar Tech | Regulator, Vacuum |  |  | REGULATORVACUUM-Genstar Tech-881VR-300-OH-D | 10/31/17 |  |  | Covered PM Repair - Biomedical | MHHS-Katy | [8 empty] | REGULATORVACUUM | Regulator, Vacuum | Genstar Tech
NO | YES |  |  |  | 133-09519 | 133-09519 | Gentec Healthcare | 881VR-300-OH-T |  | 133-09519 | Katy-ICU | MHHS-Katy |  | Regulator, Vacuum |  | 133-09519 | 133-09519 | Katy | MHHS-Katy | Katy-ICU | Room 6 |  |  |  |  | REGULATORS, SUCTION | Regulator, Vacuum | REGULATORVACUUM-Genstar Tech-881VR-300-OH-D | REGULATORVACUUM | 881VR-300-OH-D |  |  |  | Genstar Tech | Regulator, Vacuum |  |  | REGULATORVACUUM-Genstar Tech-881VR-300-OH-D | 10/31/17 |  |  | Covered PM Repair - Biomedical | MHHS-Katy | [8 empty] | REGULATORVACUUM | Regulator, Vacuum | Genstar Tech
NO | YES |  |  |  | 133-09391 | 133-09391 | Gentec Healthcare | 881VR-300-OH-T |  | 133-09391 | Katy-Ob Special Observation-3E | MHHS-Katy |  | Regulator, Vacuum |  | 133-09391 | 133-09391 | Katy | MHHS-Katy | Katy-Ob Special Observation-3E | E312 | 12/1/15 |  |  |  | REGULATORS, SUCTION | Regulator, Vacuum | REGULATORVACUUM-Genstar Tech-881VR-300-OH-D | REGULATORVACUUM | 881VR-300-OH-D |  |  |  | Genstar Tech | Regulator, Vacuum |  |  | REGULATORVACUUM-Genstar Tech-881VR-300-OH-D | 10/31/17 |  |  | Covered PM Repair - Biomedical | MHHS-Katy | [8 empty] | REGULATORVACUUM | Regulator, Vacuum | Genstar Tech
NO | YES |  |  |  | 133-08291 | 133-08291 | Gentec Healthcare | 881VR-300-OH-T |  | 133-08291 | Katy-Ob Special Observation-3E | MHHS-Katy |  | Regulator, Vacuum |  | 133-08291 | 133-08291 | Katy | MHHS-Katy | Katy-Ob Special Observation-3E | AP 11 | 2/1/16 |  |  |  | REGULATORS, SUCTION | Regulator, Vacuum | REGULATORVACUUM-Genstar Tech-881VR-300-OH-D | REGULATORVACUUM | 881VR-300-OH-D |  |  |  | Genstar Tech | Regulator, Vacuum |  |  | REGULATORVACUUM-Genstar Tech-881VR-300-OH-D | 10/31/17 |  |  | Covered PM Repair - Biomedical | MHHS-Katy | [8 empty] | REGULATORVACUUM | Regulator, Vacuum | Genstar Tech
NO | YES |  |  |  | 133-08292 | 133-08292 | Gentec Healthcare | 881VR-300-OH-T |  | 133-08292 | Katy-Central Supply | MHHS-Katy |  | Regulator, Vacuum |  | 133-08292 | 133-08292 | Katy | MHHS-Katy | Katy-Central Supply | Pediatrics |  |  |  | No pm | REGULATORS, SUCTION | Regulator, Vacuum | REGULATORVACUUM-Genstar Tech-881VR-300-OH-D | REGULATORVACUUM | 881VR-300-OH-D |  |  |  | Genstar Tech | Regulator, Vacuum |  |  | REGULATORVACUUM-Genstar Tech-881VR-300-OH-D | 10/31/17 |  |  | Covered PM Repair - Biomedical | MHHS-Katy | [8 empty] | REGULATORVACUUM | Regulator, Vacuum | Genstar Tech
NO | YES |  |  |  | 133-08293 | 133-08293 | Gentec Healthcare | 881VR-300-OH-T |  | 133-08293 | Katy-Ob Special Observation-3E | MHHS-Katy |  | Regulator, Vacuum |  | 133-08293 | 133-08293 | Katy | MHHS-Katy | Katy-Ob Special Observation-3E | Pediatrics |  |  |  | No pm | REGULATORS, SUCTION | Regulator, Vacuum | REGULATORVACUUM-Genstar Tech-881VR-300-OH-D | REGULATORVACUUM | 881VR-300-OH-D |  |  |  | Genstar Tech | Regulator, Vacuum |  |  | REGULATORVACUUM-Genstar Tech-881VR-300-OH-D | 2/7/16 |  |  | Covered PM Repair - Biomedical | MHHS-Katy | [8 empty] | REGULATORVACUUM | Regulator, Vacuum | Genstar Tech
NO | YES |  |  |  | 133-08363 | 133-08363 | Gentec Healthcare | 881VR-300-OH-T |  | NSN | Katy-Ob Special Observation-3E | MHHS-Katy |  | Regulator, Vacuum |  | 133-08363 | 133-08363 | Katy | MHHS-Katy | Katy-Ob Special Observation-3E | AP 3 | 2/1/16 |  |  |  | REGULATORS, SUCTION | Regulator, Vacuum | REGULATORVACUUM-Genstar Tech-881VR-300-OH-D | REGULATORVACUUM | 881VR-300-OH-D |  |  |  | Genstar Tech | Regulator, Vacuum |  |  | REGULATORVACUUM-Genstar Tech-881VR-300-OH-D | 2/7/16 |  |  | Covered PM Repair - Biomedical | MHHS-Katy | [8 empty] | REGULATORVACUUM | Regulator, Vacuum | Genstar Tech
NO | YES |  |  |  | 133-08364 | 133-08364 | Gentec Healthcare | 881VR-300-OH-T |  | 133-08364 | Katy-Central Supply | MHHS-Katy |  | Regulator, Vacuum |  | 133-08364 | 133-08364 | Katy | MHHS-Katy | Katy-Central Supply | Pediatrics |  |  |  | No pm | REGULATORS, SUCTION | Regulator, Vacuum | REGULATORVACUUM-Genstar Tech-881VR-300-OH-D | REGULATORVACUUM | 881VR-300-OH-D |  |  |  | Genstar Tech | Regulator, Vacuum |  |  | REGULATORVACUUM-Genstar Tech-881VR-300-OH-D | 2/7/16 |  |  | Covered PM Repair - Biomedical | MHHS-Katy | [8 empty] | REGULATORVACUUM | Regulator, Vacuum | Genstar Tech
NO | YES |  |  |  | 133-08367 | 133-08367 | Gentec Healthcare | 881VR-300-OH-T |  | 133-08367 | Katy-Ob Special Observation-3E | MHHS-Katy |  | Regulator, Vacuum |  | 133-08367 | 133-08367 | Katy | MHHS-Katy | Katy-Ob Special Observation-3E | Pediatrics |  |  |  | No pm | REGULATORS, SUCTION | Regulator, Vacuum | REGULATORVACUUM-Genstar Tech-881VR-300-OH-D | REGULATORVACUUM | 881VR-300-OH-D |  |  |  | Genstar Tech | Regulator, Vacuum |  |  | REGULATORVACUUM-Genstar Tech-881VR-300-OH-D | 11/11/14 |  |  | Covered PM Repair - Biomedical | MHHS-Katy | [8 empty] | REGULATORVACUUM | Regulator, Vacuum | Genstar Tech
NO | YES |  |  |  | 133-08368 | 133-08368 | Gentec Healthcare | 881VR-300-OH-T |  | 133-08368 | KATY - OB SPECIAL OBSERVATION - 3E | MHHS-Katy |  | Regulator, Vacuum |  | 133-08368 | 133-08368 | Katy | MHHS-Katy | KATY - OB SPECIAL OBSERVATION - 3E | 3E:211 AP 8 |  |  |  |  | REGULATORS, SUCTION |  | REGULATORVACUUM-Genstar Tech-881VR-300-OH-D | REGULATORVACUUM | 881VR-300-OH-D |  |  |  | Genstar Tech | Regulator, Vacuum |  |  | REGULATORVACUUM-Genstar Tech-881VR-300-OH-D |  |  |  | Covered PM Repair - Biomedical | MHHS-Katy
NO | YES |  |  |  | 133-08369 | 133-08369 | Gentec Healthcare | 881VR-300-OH-T |  | 133-08369 | Katy-Ob Special Observation-3E | MHHS-Katy |  | Regulator, Vacuum |  | 133-08369 | 133-08369 | Katy | MHHS-Katy | Katy-Ob Special Observation-3E | PEDS 3 | 2/1/16 |  |  |  | REGULATORS, SUCTION | Regulator, Vacuum | REGULATORVACUUM-Genstar Tech-881VR-300-OH-D | REGULATORVACUUM | 881VR-300-OH-D |  |  |  | Genstar Tech | Regulator, Vacuum |  |  | REGULATORVACUUM-Genstar Tech-881VR-300-OH-D | 11/11/14 |  |  | Covered PM Repair - Biomedical | MHHS-Katy | [8 empty] | REGULATORVACUUM | Regulator, Vacuum | Genstar Tech
NO | YES |  |  |  | 133-08370 | 133-08370 | Gentec Healthcare | 881VR-300-OH-T |  | 133-08370 | Katy-Ob Special Observation-3E | MHHS-Katy |  | Regulator, Vacuum |  | 133-08370 | 133-08370 | Katy | MHHS-Katy | Katy-Ob Special Observation-3E | PEDS 3 | 2/1/16 |  |  |  | REGULATORS, SUCTION | Regulator, Vacuum | REGULATORVACUUM-Genstar Tech-881VR-300-OH-D | REGULATORVACUUM | 881VR-300-OH-D |  |  |  | Genstar Tech | Regulator, Vacuum |  |  | REGULATORVACUUM-Genstar Tech-881VR-300-OH-D | 4/1/14 |  |  | Covered PM Repair - Biomedical | MHHS-Katy | [8 empty] | REGULATORVACUUM | Regulator, Vacuum | Genstar Tech
NO | YES |  |  |  | 133-08371 | 133-08371 | Gentec Healthcare | 881VR-300-OH-T |  | 133-08371 | Katy-Postpartum-2W | MHHS-Katy |  | Regulator, Vacuum |  | 133-08371 | 133-08371 | Katy | MHHS-Katy | Katy-Postpartum-2W | AP l2 | 2/1/16 |  |  | One time safety | REGULATORS, SUCTION | Regulator, Vacuum | REGULATORVACUUM-Genstar Tech-881VR-300-OH-D | REGULATORVACUUM | 881VR-300-OH-D |  |  |  | Genstar Tech | Regulator, Vacuum |  |  | REGULATORVACUUM-Genstar Tech-881VR-300-OH-D | 7/28/17 |  |  | Covered PM Repair - Biomedical | MHHS-Katy | [8 empty] | REGULATORVACUUM | Regulator, Vacuum | Genstar Tech
NO | YES |  |  |  | 133-08372 | 133-08372 | Gentec Healthcare | 881VR-300-OH-T |  | 133-08372 | Katy-Central Supply | MHHS-Katy |  | Regulator, Vacuum |  | 133-08372 | 133-08372 | Katy | MHHS-Katy | Katy-Central Supply | Pediatrics |  |  |  | No pm | REGULATORS, SUCTION | Regulator, Vacuum | REGULATORVACUUM-Genstar Tech-881VR-300-OH-D | REGULATORVACUUM | 881VR-300-OH-D |  |  |  | Genstar Tech | Regulator, Vacuum |  |  | REGULATORVACUUM-Genstar Tech-881VR-300-OH-D |  |  |  | Covered PM Repair - Biomedical | MHHS-Katy | [8 empty] | REGULATORVACUUM | Regulator, Vacuum | Genstar Tech
NO | YES |  |  |  | 133-08373 | 133-08373 | Gentec Healthcare | 881VR-300-OH-T |  | 133-08373 | Katy-ER | MHHS-Katy |  | Regulator, Vacuum |  | 133-08373 | 133-08373 | Katy | MHHS-Katy | Katy-ER | ER room 14 | 2/1/16 |  |  |  | REGULATORS, SUCTION | Regulator, Vacuum | REGULATORVACUUM-Genstar Tech-881VR-300-OH-D | REGULATORVACUUM | 881VR-300-OH-D |  |  |  | Genstar Tech | Regulator, Vacuum |  |  | REGULATORVACUUM-Genstar Tech-881VR-300-OH-D |  |  |  | Covered PM Repair - Biomedical | MHHS-Katy | [8 empty] | REGULATORVACUUM | Regulator, Vacuum | Genstar Tech
NO | YES |  |  |  | 133-08374 | 133-08374 | Gentec Healthcare | 881VR-300-OH-T |  | 133-08374 | Katy-Ob Special Observation-3E | MHHS-Katy |  | Regulator, Vacuum |  | 133-08374 | 133-08374 | Katy | MHHS-Katy | Katy-Ob Special Observation-3E | Ped 2 |  |  |  |  | REGULATORS, SUCTION | Regulator, Vacuum | REGULATORVACUUM-Genstar Tech-881VR-300-OH-D | REGULATORVACUUM | 881VR-300-OH-D |  |  |  | Genstar Tech | Regulator, Vacuum |  |  | REGULATORVACUUM-Genstar Tech-881VR-300-OH-D |  |  |  | Covered PM Repair - Biomedical | MHHS-Katy | [8 empty] | REGULATORVACUUM | Regulator, Vacuum | Genstar Tech
NO | YES |  |  |  | 133-08375 | 133-08375 | Gentec Healthcare | 881VR-300-OH-T |  | 133-08375 | Katy-Ob Special Observation-3E | MHHS-Katy |  | Regulator, Vacuum |  | 133-08375 | 133-08375 | Katy | MHHS-Katy | Katy-Ob Special Observation-3E | Treatment room | 2/1/16 |  |  |  | REGULATORS, SUCTION | Regulator, Vacuum | REGULATORVACUUM-Genstar Tech-881VR-300-OH-D | REGULATORVACUUM | 881VR-300-OH-D |  |  |  | Genstar Tech | Regulator, Vacuum |  |  | REGULATORVACUUM-Genstar Tech-881VR-300-OH-D | 12/1/13 |  |  | Covered PM Repair - Biomedical | MHHS-Katy | [8 empty] | REGULATORVACUUM | Regulator, Vacuum | Genstar Tech
NO | YES |  |  |  | 133-08376 | 133-08376 | Gentec Healthcare | 881VR-300-OH-T |  | 133-08376 | Katy-Ob Special Observation-3E | MHHS-Katy |  | Regulator, Vacuum |  | 133-08376 | 133-08376 | Katy | MHHS-Katy | Katy-Ob Special Observation-3E | Treatment room | 2/1/16 |  |  |  | REGULATORS, SUCTION | Regulator, Vacuum | REGULATORVACUUM-Genstar Tech-881VR-300-OH-D | REGULATORVACUUM | 881VR-300-OH-D |  |  |  | Genstar Tech | Regulator, Vacuum |  |  | REGULATORVACUUM-Genstar Tech-881VR-300-OH-D | 12/1/13 |  |  | Covered PM Repair - Biomedical | MHHS-Katy | [8 empty] | REGULATORVACUUM | Regulator, Vacuum | Genstar Tech
NO | YES |  |  |  | 133-08378 | 133-08378 | Gentec Healthcare | 881VR-300-OH-T |  | 133-08378 | KATY - OB SPECIAL OBSERVATION - 3E | MHHS-Katy |  | Regulator, Vacuum |  | 133-08378 | 133-08378 | Katy | MHHS-Katy | KATY - OB SPECIAL OBSERVATION - 3E | E3:211 AP 8 |  |  |  |  | REGULATORS, SUCTION |  | REGULATORVACUUM-Genstar Tech-881VR-300-OH-D | REGULATORVACUUM | 881VR-300-OH-D |  |  |  | Genstar Tech | Regulator, Vacuum |  |  | REGULATORVACUUM-Genstar Tech-881VR-300-OH-D |  |  |  | Covered PM Repair - Biomedical | MHHS-Katy
NO | YES |  |  |  | 133-08379 | 133-08379 | Gentec Healthcare | 881VR-300-OH-T |  | 133-08379 | Katy-Central Supply | MHHS-Katy |  | Regulator, Vacuum |  | 133-08379 | 133-08379 | Katy | MHHS-Katy | Katy-Central Supply | Pediatrics |  |  |  | No pm | REGULATORS, SUCTION | Regulator, Vacuum | REGULATORVACUUM-Genstar Tech-881VR-300-OH-D | REGULATORVACUUM | 881VR-300-OH-D |  |  |  | Genstar Tech | Regulator, Vacuum |  |  | REGULATORVACUUM-Genstar Tech-881VR-300-OH-D |  |  |  | Covered PM Repair - Biomedical | MHHS-Katy | [8 empty] | REGULATORVACUUM | Regulator, Vacuum | Genstar Tech
NO | YES |  |  |  | 133-08380 | 133-08380 | Gentec Healthcare | 881VR-300-OH-T |  | NSN | Katy-Ob Special Observation-3E | MHHS-Katy |  | Regulator, Vacuum |  | 133-08380 | 133-08380 | Katy | MHHS-Katy | Katy-Ob Special Observation-3E | AP 11 | 2/1/16 |  |  |  | REGULATORS, SUCTION | Regulator, Vacuum | REGULATORVACUUM-Genstar Tech-881VR-300-OH-D | REGULATORVACUUM | 881VR-300-OH-D |  |  |  | Genstar Tech | Regulator, Vacuum |  |  | REGULATORVACUUM-Genstar Tech-881VR-300-OH-D |  |  |  | Covered PM Repair - Biomedical | MHHS-Katy | [8 empty] | REGULATORVACUUM | Regulator, Vacuum | Genstar Tech
NO | YES |  |  |  | 133-09356 | 133-09356 | Gentec Healthcare | 881VR-300-OH-T |  | 133-09356 | Katy-Postpartum-2W | MHHS-Katy |  | Regulator, Vacuum |  | 133-09356 | 133-09356 | Katy | MHHS-Katy | Katy-Postpartum-2W | AP 6 | 12/1/15 |  |  | One time safety | REGULATORS, SUCTION | Regulator, Vacuum | REGULATORVACUUM-Genstar Tech-881VR-300-OH-D | REGULATORVACUUM | 881VR-300-OH-D |  |  |  | Genstar Tech | Regulator, Vacuum |  |  | REGULATORVACUUM-Genstar Tech-881VR-300-OH-D | 1/14/17 |  |  | Covered PM Repair - Biomedical | MHHS-Katy | [8 empty] | REGULATORVACUUM | Regulator, Vacuum | Genstar Tech
NO | YES |  |  |  | 133-09360 | 133-09360 | Gentec Healthcare | 881VR-300-OH-T |  | 133-09360 | Katy-Postpartum-2W | MHHS-Katy |  | Regulator, Vacuum |  | 133-09360 | 133-09360 | Katy | MHHS-Katy | Katy-Postpartum-2W | AP 6 | 12/1/15 |  |  | One time safety | REGULATORS, SUCTION | Regulator, Vacuum | REGULATORVACUUM-Genstar Tech-881VR-300-OH-D | REGULATORVACUUM | 881VR-300-OH-D |  |  |  | Genstar Tech | Regulator, Vacuum |  |  | REGULATORVACUUM-Genstar Tech-881VR-300-OH-D |  |  |  | Covered PM Repair - Biomedical | MHHS-Katy | [8 empty] | REGULATORVACUUM | Regulator, Vacuum | Genstar Tech
NO | YES |  |  |  | 133-09365 | 133-09365 | Gentec Healthcare | 881VR-300-OH-T |  | 133-09365 | Katy-Central Supply | MHHS-Katy |  | Regulator, Vacuum |  | 133-09365 | 133-09365 | Katy | MHHS-Katy | Katy-Central Supply | Pediatrics |  | 2/1/20 |  | No pm | REGULATORS, SUCTION | Regulator, Vacuum | REGULATORVACUUM-Genstar Tech-881VR-300-OH-D | REGULATORVACUUM | 881VR-300-OH-D |  |  |  | Genstar Tech | Regulator, Vacuum |  |  | REGULATORVACUUM-Genstar Tech-881VR-300-OH-D |  |  |  | Covered PM Repair - Biomedical | MHHS-Katy | [8 empty] | REGULATORVACUUM | Regulator, Vacuum | Genstar Tech
NO | YES |  |  |  | 133-09366 | 133-09366 | Gentec Healthcare | 881VR-300-OH-T |  | 133-09366 | Katy-Ob Special Observation-3E | MHHS-Katy |  | Regulator, Vacuum |  | 133-09366 | 133-09366 | Katy | MHHS-Katy | Katy-Ob Special Observation-3E | Ped 2 |  |  |  |  | REGULATORS, SUCTION | Regulator, Vacuum | REGULATORVACUUM-Genstar Tech-881VR-300-OH-D | REGULATORVACUUM | 881VR-300-OH-D |  |  |  | Genstar Tech | Regulator, Vacuum |  |  | REGULATORVACUUM-Genstar Tech-881VR-300-OH-D |  |  |  | Covered PM Repair - Biomedical | MHHS-Katy | [8 empty] | REGULATORVACUUM | Regulator, Vacuum | Genstar Tech
NO | YES |  |  |  | 133-09381 | 133-09381 | Gentec Healthcare | 881VR-300-OH-T |  | 133-09381 | Katy-Central Supply | MHHS-Katy |  | Regulator, Vacuum |  | 133-09381 | 133-09381 | Katy | MHHS-Katy | Katy-Central Supply | Pediatrics |  |  |  | No pm | REGULATORS, SUCTION | Regulator, Vacuum | REGULATORVACUUM-Genstar Tech-881VR-300-OH-D | REGULATORVACUUM | 881VR-300-OH-D |  |  |  | Genstar Tech | Regulator, Vacuum |  |  | REGULATORVACUUM-Genstar Tech-881VR-300-OH-D |  |  |  | Covered PM Repair - Biomedical | MHHS-Katy | [8 empty] | REGULATORVACUUM | Regulator, Vacuum | Genstar Tech
NO | YES |  |  |  | 133-09383 | 133-09383 | Gentec Healthcare | 881VR-300-OH-T |  | 133-09383 | Katy-Central Supply | MHHS-Katy |  | Regulator, Vacuum |  | 133-09383 | 133-09383 | Katy | MHHS-Katy | Katy-Central Supply | Pediatrics |  |  |  | No pm | REGULATORS, SUCTION | Regulator, Vacuum | REGULATORVACUUM-Genstar Tech-881VR-300-OH-D | REGULATORVACUUM | 881VR-300-OH-D |  |  |  | Genstar Tech | Regulator, Vacuum |  |  | REGULATORVACUUM-Genstar Tech-881VR-300-OH-D |  |  |  | Covered PM Repair - Biomedical | MHHS-Katy | [8 empty] | REGULATORVACUUM | Regulator, Vacuum | Genstar Tech
NO | YES |  |  |  | 133-09386 | 133-09386 | Gentec Healthcare | 881VR-300-OH-T |  | 133-09386 | Katy-Postpartum-2W | MHHS-Katy |  | Regulator, Vacuum |  | 133-09386 | 133-09386 | Katy | MHHS-Katy | Katy-Postpartum-2W | AP 4 | 12/1/15 |  |  | One time safety | REGULATORS, SUCTION | Regulator, Vacuum | REGULATORVACUUM-Genstar Tech-881VR-300-OH-D | REGULATORVACUUM | 881VR-300-OH-D |  |  |  | Genstar Tech | Regulator, Vacuum |  |  | REGULATORVACUUM-Genstar Tech-881VR-300-OH-D |  |  |  | Covered PM Repair - Biomedical | MHHS-Katy | [8 empty] | REGULATORVACUUM | Regulator, Vacuum | Genstar Tech
NO | YES |  |  |  | 133-09388 | 133-09388 | Gentec Healthcare | 881VR-300-OH-T |  | 133-09388 | Katy-Postpartum-2W | MHHS-Katy |  | Regulator, Vacuum |  | 133-09388 | 133-09388 | Katy | MHHS-Katy | Katy-Postpartum-2W | AP 4 | 12/1/15 |  |  | One time safety | REGULATORS, SUCTION | Regulator, Vacuum | REGULATORVACUUM-Genstar Tech-881VR-300-OH-D | REGULATORVACUUM | 881VR-300-OH-D |  |  |  | Genstar Tech | Regulator, Vacuum |  |  | REGULATORVACUUM-Genstar Tech-881VR-300-OH-D |  |  |  | Covered PM Repair - Biomedical | MHHS-Katy | [8 empty] | REGULATORVACUUM | Regulator, Vacuum | Genstar Tech
NO | YES |  |  |  | 133-09472 | 133-09472 | Gentec Healthcare | 881VR-300-OH-T |  | 133-09472 | Katy-Ob Special Observation-3E | MHHS-Katy |  | Regulator, Vacuum |  | 133-09472 | 133-09472 | Katy | MHHS-Katy | Katy-Ob Special Observation-3E | AP 3 | 12/1/15 |  |  |  | REGULATORS, SUCTION | Regulator, Vacuum | REGULATORVACUUM-Genstar Tech-881VR-300-OH-D | REGULATORVACUUM | 881VR-300-OH-D |  |  |  | Genstar Tech | Regulator, Vacuum |  |  | REGULATORVACUUM-Genstar Tech-881VR-300-OH-D |  |  |  | Covered PM Repair - Biomedical | MHHS-Katy | [8 empty] | REGULATORVACUUM | Regulator, Vacuum | Genstar Tech
NO | YES |  |  |  | 133-09473 | 133-09473 | Gentec Healthcare | 881VR-300-OH-T |  | 133-09473 | Katy-Postpartum-2W | MHHS-Katy |  | Regulator, Vacuum |  | 133-09473 | 133-09473 | Katy | MHHS-Katy | Katy-Postpartum-2W | AP 2 | 12/1/15 |  |  | One time safety | REGULATORS, SUCTION | Regulator, Vacuum | REGULATORVACUUM-Genstar Tech-881VR-300-OH-D | REGULATORVACUUM | 881VR-300-OH-D |  |  |  | Genstar Tech | Regulator, Vacuum |  |  | REGULATORVACUUM-Genstar Tech-881VR-300-OH-D |  |  |  | Covered PM Repair - Biomedical | MHHS-Katy | [8 empty] | REGULATORVACUUM | Regulator, Vacuum | Genstar Tech
NO | YES |  |  |  | 133-09474 | 133-09474 | Gentec Healthcare | 881VR-300-OH-T |  | 133-09474 | Katy-Central Supply | MHHS-Katy |  | Regulator, Vacuum |  | 133-09474 | 133-09474 | Katy | MHHS-Katy | Katy-Central Supply | Pediatrics |  |  |  | No pm | REGULATORS, SUCTION | Regulator, Vacuum | REGULATORVACUUM-Genstar Tech-881VR-300-OH-D | REGULATORVACUUM | 881VR-300-OH-D |  |  |  | Genstar Tech | Regulator, Vacuum |  |  | REGULATORVACUUM-Genstar Tech-881VR-300-OH-D |  |  |  | Covered PM Repair - Biomedical | MHHS-Katy | [8 empty] | REGULATORVACUUM | Regulator, Vacuum | Genstar Tech
NO | YES |  |  |  | 133-09475 | 133-09475 | Gentec Healthcare | 881VR-300-OH-T |  | 133-09475 | Katy-Central Supply | MHHS-Katy |  | Regulator, Vacuum |  | 133-09475 | 133-09475 | Katy | MHHS-Katy | Katy-Central Supply | Pediatrics |  |  |  | No pm | REGULATORS, SUCTION | Regulator, Vacuum | REGULATORVACUUM-Genstar Tech-881VR-300-OH-D | REGULATORVACUUM | 881VR-300-OH-D |  |  |  | Genstar Tech | Regulator, Vacuum |  |  | REGULATORVACUUM-Genstar Tech-881VR-300-OH-D |  |  |  | Covered PM Repair - Biomedical | MHHS-Katy | [8 empty] | REGULATORVACUUM | Regulator, Vacuum | Genstar Tech
NO | YES |  |  |  | 133-07332 | 133-07332 | Gentec Healthcare | 881VR-300-OH-T |  | NSN | Katy-OR | MHHS-Katy |  | Regulator, Vacuum |  | 133-07332 | 133-07332 | Katy | MHHS-Katy | Katy-OR | Sterile Core | 2/1/17 |  |  |  | REGULATORS, SUCTION | Regulator, Vacuum | REGULATORVACUUM-Genstar Tech-881VR-300-OH-D | REGULATORVACUUM | 881VR-300-OH-D |  |  |  | Genstar Tech | Regulator, Vacuum |  |  | REGULATORVACUUM-Genstar Tech-881VR-300-OH-D | 12/3/16 |  |  | Covered PM Repair - Biomedical | MHHS-Katy | [8 empty] | REGULATORVACUUM | Regulator, Vacuum | Genstar Tech
NO | YES |  |  |  | 133-09699 | 133-09699 | Gentec Healthcare | 881VR-300-OH-T |  | 16030099-005 | Katy-Postpartum-2W | MHHS-Katy |  | Regulator, Vacuum |  | 133-09699 | 133-09699 | Katy | MHHS-Katy | Katy-Postpartum-2W | LDR 2 | 7/1/16 |  |  |  | REGULATORS, SUCTION | Regulator, Vacuum | REGULATORVACUUM-Genstar Tech-881VR-300-OH-D | REGULATORVACUUM | 881VR-300-OH-D |  |  |  | Genstar Tech | Regulator, Vacuum |  |  | REGULATORVACUUM-Genstar Tech-881VR-300-OH-D | 2/24/17 |  |  | Covered PM Repair - Biomedical | MHHS-Katy | [8 empty] | REGULATORVACUUM | Regulator, Vacuum | Genstar Tech
NO | YES |  |  |  | 133-10496 | 133-10496 | Gentec Healthcare | 881VR-300-OH-T |  | NSN | Katy-Labor & Delivery OR | MHHS-Katy |  | Regulator, Vacuum |  | 133-10496 | 133-10496 | Katy | MHHS-Katy | Katy-Labor & Delivery OR | Csection or 2 | 3/1/19 |  |  |  | REGULATORS, SUCTION | Regulator, Vacuum | REGULATORVACUUM-Genstar Tech-881VR-300-OH-D | REGULATORVACUUM | 881VR-300-OH-D |  |  |  | Genstar Tech | Regulator, Vacuum |  |  | REGULATORVACUUM-Genstar Tech-881VR-300-OH-D | 2/24/17 |  |  | Covered PM Repair - Biomedical | MHHS-Katy | [8 empty] | REGULATORVACUUM | Regulator, Vacuum | Genstar Tech
NO | YES |  |  |  | 133-10497 | 133-1049 | Gentec Healthcare | 881VR-300-OH-T |  | NSN | Katy-Postpartum-2W | MHHS-Katy |  | Regulator, Vacuum |  | 133-10497 | 133-1049 | Katy | MHHS-Katy | Katy-Postpartum-2W | C-Section 1 |  | 2/1/20 |  |  | REGULATORS, SUCTION | Regulator, Vacuum | REGULATORVACUUM-Genstar Tech-881VR-300-OH-D | REGULATORVACUUM | 881VR-300-OH-D |  |  |  | Genstar Tech | Regulator, Vacuum |  |  | REGULATORVACUUM-Genstar Tech-881VR-300-OH-D |  |  |  | Covered PM Repair - Biomedical | MHHS-Katy | [8 empty] | REGULATORVACUUM | Regulator, Vacuum | Genstar Tech
NO | YES |  |  |  | 133-31028 | 133-31028 | Gentec Healthcare | 881VR-300-OH-T |  | NSN | Katy-PACU | MHHS-Katy |  | Regulator, Vacuum |  | 133-31028 | 133-31028 | Katy | MHHS-Katy | Katy-PACU | Endoscopy 1 |  |  |  |  | REGULATORS, SUCTION | Regulator, Vacuum | REGULATORVACUUM-Genstar Tech-881VR-300-OH-D | REGULATORVACUUM | 881VR-300-OH-D |  |  |  | Genstar Tech | Regulator, Vacuum |  |  | REGULATORVACUUM-Genstar Tech-881VR-300-OH-D |  |  |  | Covered PM Repair - Biomedical | MHHS-Katy | [8 empty] | REGULATORVACUUM | Regulator, Vacuum | Genstar Tech
NO | YES |  |  |  | 133-09133 | 133-09133 | Gentec Healthcare | 881VR-300-OH-T |  | NSN | Katy-Rapid Admit | MHHS-Katy |  | Regulator, Vacuum |  | 133-09133 | 133-09133 | Katy | MHHS-Katy | Katy-Rapid Admit | Rau room 12 |  |  |  |  | REGULATORS, SUCTION | Regulator, Vacuum | REGULATORVACUUM-Genstar Tech-881VR-300-OH-D | REGULATORVACUUM | 881VR-300-OH-D |  |  |  | Genstar Tech | Regulator, Vacuum |  |  | REGULATORVACUUM-Genstar Tech-881VR-300-OH-D |  |  |  | Covered PM Repair - Biomedical | MHHS-Katy | [8 empty] | REGULATORVACUUM | Regulator, Vacuum | Genstar Tech
NO | YES |  |  |  | 133-09134 | 133-09134 | Gentec Healthcare | 881VR-300-OH-T |  | NSN | Katy-Rapid Admit | MHHS-Katy |  | Regulator, Vacuum |  | 133-09134 | 133-09134 | Katy | MHHS-Katy | Katy-Rapid Admit | RAU 1 |  |  |  |  | REGULATORS, SUCTION | Regulator, Vacuum | REGULATORVACUUM-Genstar Tech-881VR-300-OH-D | REGULATORVACUUM | 881VR-300-OH-D |  |  |  | Genstar Tech | Regulator, Vacuum |  |  | REGULATORVACUUM-Genstar Tech-881VR-300-OH-D |  |  |  | Covered PM Repair - Biomedical | MHHS-Katy | [8 empty] | REGULATORVACUUM | Regulator, Vacuum | Genstar Tech
NO | YES |  |  |  | 133-09135 | 133-09135 | Gentec Healthcare | 881VR-300-OH-T |  | NSN | Katy-Med/Surg 5th Floor | MHHS-Katy |  | Regulator, Vacuum |  | 133-09135 | 133-09135 | Katy | MHHS-Katy | Katy-Med/Surg 5th Floor | RAU 7 |  |  |  | No pm | REGULATORS, SUCTION | Regulator, Vacuum | REGULATORVACUUM-Genstar Tech-881VR-300-OH-D | REGULATORVACUUM | 881VR-300-OH-D |  |  |  | Genstar Tech | Regulator, Vacuum |  |  | REGULATORVACUUM-Genstar Tech-881VR-300-OH-D |  |  |  | Covered PM Repair - Biomedical | MHHS-Katy | [8 empty] | REGULATORVACUUM | Regulator, Vacuum | Genstar Tech
NO | YES |  |  |  | 133-09136 | 133-09136 | Gentec Healthcare | 881VR-300-OH-T |  | NSN | Katy-Rapid Admit | MHHS-Katy |  | Regulator, Vacuum |  | 133-09136 | 133-09136 | Katy | MHHS-Katy | Katy-Rapid Admit | Rau room 9 | 3/1/16 |  |  |  | REGULATORS, SUCTION | Regulator, Vacuum | REGULATORVACUUM-Genstar Tech-881VR-300-OH-D | REGULATORVACUUM | 881VR-300-OH-D |  |  |  | Genstar Tech | Regulator, Vacuum |  |  | REGULATORVACUUM-Genstar Tech-881VR-300-OH-D | 12/1/13 |  |  | Covered PM Repair - Biomedical | MHHS-Katy | [8 empty] | REGULATORVACUUM | Regulator, Vacuum | Genstar Tech
NO | YES |  |  |  | 133-09137 | 133-09137 | Gentec Healthcare | 881VR-300-OH-T |  | NSN | Katy-Rapid Admit | MHHS-Katy |  | Regulator, Vacuum |  | 133-09137 | 133-09137 | Katy | MHHS-Katy | Katy-Rapid Admit | [5 empty] | REGULATORS, SUCTION | Regulator, Vacuum | REGULATORVACUUM-Genstar Tech-881VR-300-OH-D | REGULATORVACUUM | 881VR-300-OH-D |  |  |  | Genstar Tech | Regulator, Vacuum |  |  | REGULATORVACUUM-Genstar Tech-881VR-300-OH-D | 12/1/13 |  |  | Covered PM Repair - Biomedical | MHHS-Katy | [8 empty] | REGULATORVACUUM | Regulator, Vacuum | Genstar Tech
NO | YES |  |  |  | 133-09138 | 133-09138 | Gentec Healthcare | 881VR-300-OH-T |  | NSN | Katy-Rapid Admit | MHHS-Katy |  | Regulator, Vacuum |  | 133-09138 | 133-09138 | Katy | MHHS-Katy | Katy-Rapid Admit | Rau room 12 |  |  |  |  | REGULATORS, SUCTION | Regulator, Vacuum | REGULATORVACUUM-Genstar Tech-881VR-300-OH-D | REGULATORVACUUM | 881VR-300-OH-D |  |  |  | Genstar Tech | Regulator, Vacuum |  |  | REGULATORVACUUM-Genstar Tech-881VR-300-OH-D | 8/19/14 |  |  | Covered PM Repair - Biomedical | MHHS-Katy | [8 empty] | REGULATORVACUUM | Regulator, Vacuum | Genstar Tech
NO | YES |  |  |  | 041-19427 | 041-19427 | Gentec Healthcare | 881VR-300-OH-T |  | NA | MEMORIAL CITY - Orthopedic Surgery | MHHS-Mem City |  | Regulator, Vacuum |  | 041-19427 | 041-19427 | West | Memorial Hermann Memorial City Medical Center | MEMORIAL CITY - Orthopedic Surgery | Memorial City - Orthopedic Surgery MH11 500 OR 1 |  |  |  | 1 time pm sticker | REGULATORS, SUCTION |  | REGULATORVACUUM-Genstar Tech-881VR-300-OH-D | REGULATORVACUUM | 881VR-300-OH-D |  |  |  | Genstar Tech | Regulator, Vacuum |  |  | REGULATORVACUUM-Genstar Tech-881VR-300-OH-D |  |  |  | Covered PM Repair - Biomedical | MHHS-Mem City
NO | YES |  |  |  | 041-19428 | 041-19428 | Gentec Healthcare | 881VR-300-OH-T |  |  | MEMORIAL CITY - MHT - JHC JoInt Center | MHHS-Mem City |  | Regulator, Vacuum |  | 041-19428 | 041-19428 | West | West | MEMORIAL CITY - MHT - JHC JoInt Center | MH8:106 Room 8M35 Joint Center |  |  |  |  | REGULATORS, SUCTION |  | REGULATORVACUUM-Genstar Tech-881VR-300-OH-D | REGULATORVACUUM | 881VR-300-OH-D |  |  |  | Genstar Tech | Regulator, Vacuum |  |  | REGULATORVACUUM-Genstar Tech-881VR-300-OH-D |  |  |  | Covered PM Repair - Biomedical | MHHS-Mem City
NO | YES |  |  |  | 041-19429 | 041-19429 | Gentec Healthcare | 881VR-300-OH-T |  | NA | MEMORIAL CITY - Center of advanced orthopedics | MHHS-Mem City |  | Regulator, Vacuum |  | 041-19429 | 041-19429 | West | Memorial City - Memorial Hermann Hospital | MEMORIAL CITY - Center of advanced orthopedics | MH8 105 RM 8M36 |  |  |  | One time inspection sticker | REGULATORS, SUCTION |  | REGULATORVACUUM-Genstar Tech-881VR-300-OH-D | REGULATORVACUUM | 881VR-300-OH-D |  |  |  | Genstar Tech | Regulator, Vacuum |  |  | REGULATORVACUUM-Genstar Tech-881VR-300-OH-D |  |  |  | Covered PM Repair - Biomedical | MHHS-Mem City
NO | YES |  |  |  | 041-19430 | 041-19430 | Gentec Healthcare | 881VR-300-OH-T |  | NA | MEMORIAL CITY - MHT - JHC JoInt Center | MHHS-Mem City |  | Regulator, Vacuum |  | 041-19430 | 041-19430 | West | West | MEMORIAL CITY - MHT - JHC JoInt Center | MH8:106 Room 8M35 Joint Center |  |  |  |  | REGULATORS, SUCTION |  | REGULATORVACUUM-Genstar Tech-881VR-300-OH-D | REGULATORVACUUM | 881VR-300-OH-D |  |  |  | Genstar Tech | Regulator, Vacuum |  |  | REGULATORVACUUM-Genstar Tech-881VR-300-OH-D |  |  |  | Covered PM Repair - Biomedical | MHHS-Mem City
NO | YES |  |  |  | 041-19431 | 041-19431 | Gentec Healthcare | 881VR-300-OH-T |  | NA | MEMORIAL CITY - MHT - JHC PACU | MHHS-Mem City |  | Regulator, Vacuum |  | 041-19431 | 041-19431 | West | West | MEMORIAL CITY - MHT - JHC PACU | MH8:101 Room 8M40 |  |  |  |  | REGULATORS, SUCTION |  | REGULATORVACUUM-Genstar Tech-881VR-300-OH-D | REGULATORVACUUM | 881VR-300-OH-D |  |  |  | Genstar Tech | Regulator, Vacuum |  |  | REGULATORVACUUM-Genstar Tech-881VR-300-OH-D |  |  |  | Covered PM Repair - Biomedical | MHHS-Mem City
NO | YES |  |  |  | 041-19432 | 041-19432 | Gentec Healthcare | 881VR-300-OH-T |  | NA | MEMORIAL CITY - MHT - JHC JoInt Center | MHHS-Mem City |  | Regulator, Vacuum |  | 041-19432 | 041-19432 | West | West | MEMORIAL CITY - MHT - JHC JoInt Center | MH8:106 Room 8M34 Joint Center |  |  |  |  | REGULATORS, SUCTION |  | REGULATORVACUUM-Genstar Tech-881VR-300-OH-D | REGULATORVACUUM | 881VR-300-OH-D |  |  |  | Genstar Tech | Regulator, Vacuum |  |  | REGULATORVACUUM-Genstar Tech-881VR-300-OH-D |  |  |  | Covered PM Repair - Biomedical | MHHS-Mem City
NO | YES |  |  |  | 041-19433 | 041-19433 | Gentec Healthcare | 881VR-300-OH-T |  | NA | MEMORIAL CITY - MHT - JHC PACU | MHHS-Mem City |  | Regulator, Vacuum |  | 041-19433 | 041-19433 | West | West | MEMORIAL CITY - MHT - JHC PACU | MH8:101 Room 8M38 |  |  |  |  | REGULATORS, SUCTION |  | REGULATORVACUUM-Genstar Tech-881VR-300-OH-D | REGULATORVACUUM | 881VR-300-OH-D |  |  |  | Genstar Tech | Regulator, Vacuum |  |  | REGULATORVACUUM-Genstar Tech-881VR-300-OH-D |  |  |  | Covered PM Repair - Biomedical | MHHS-Mem City
NO | YES | Serial Number Cnf |  |  | 041-19435 | 041-19435 | Gentec Healthcare | 881VR-300-OH-T |  | CNF | MEMORIAL CITY - MHT - JHC Recovery | MHHS-Mem City |  | Regulator, Vacuum |  | 041-19435 | 041-19435 | West | Memorial Hermann Memorial City Medical Center | MEMORIAL CITY - MHT - JHC Recovery | MH11 Recovery Bay 2 |  |  |  |  | REGULATORS, SUCTION |  | REGULATORVACUUM-Genstar Tech-881VR-300-OH-D | REGULATORVACUUM | 881VR-300-OH-D |  |  |  | Genstar Tech | Regulator, Vacuum |  |  | REGULATORVACUUM-Genstar Tech-881VR-300-OH-D |  |  |  | Covered PM Repair - Biomedical | MHHS-Mem City
NO | YES | Serial Number Cnf |  |  | 041-19436 | 041-19436 | Gentec Healthcare | 881VR-300-OH-T |  | CNF | MEMORIAL CITY - MHT - JHC Recovery | MHHS-Mem City |  | Regulator, Vacuum |  | 041-19436 | 041-19436 | West | Memorial Hermann Memorial City Medical Center | MEMORIAL CITY - MHT - JHC Recovery | MH11 Recovery RM 1 |  |  |  |  | REGULATORS, SUCTION |  | REGULATORVACUUM-Genstar Tech-881VR-300-OH-D | REGULATORVACUUM | 881VR-300-OH-D |  |  |  | Genstar Tech | Regulator, Vacuum |  |  | REGULATORVACUUM-Genstar Tech-881VR-300-OH-D |  |  |  | Covered PM Repair - Biomedical | MHHS-Mem City
NO | YES |  |  |  | 041-19437 | 041-19437 | Gentec Healthcare | 881VR-300-OH-T |  | NA | MEMORIAL CITY | MHHS-Mem City |  | Regulator, Vacuum |  | 041-19437 | 041-19437 | West | Memorial Hermann Memorial City Medical Center | MEMORIAL CITY | MEMORIAL CITY |  |  |  |  | REGULATORS, SUCTION |  | REGULATORVACUUM-Genstar Tech-881VR-300-OH-D | REGULATORVACUUM | 881VR-300-OH-D |  |  |  | Genstar Tech | Regulator, Vacuum |  |  | REGULATORVACUUM-Genstar Tech-881VR-300-OH-D |  |  |  | Covered PM Repair - Biomedical | MHHS-Mem City
NO | YES |  |  |  | 041-19438 | 041-19438 | Gentec Healthcare | 881VR-300-OH-T |  | NA | MEMORIAL CITY - MHT JHC FLOOR 8 | MHHS-Mem City |  | Regulator, Vacuum |  | 041-19438 | 041-19438 | West | Memorial Hermann Memorial City Medical Center | MEMORIAL CITY - MHT JHC FLOOR 8 | MEMORIAL CITY - MHT - JHC FLOOR 8 |  |  |  |  | REGULATORS, SUCTION |  | REGULATORVACUUM-Genstar Tech-881VR-300-OH-D | REGULATORVACUUM | 881VR-300-OH-D |  |  |  | Genstar Tech | Regulator, Vacuum |  |  | REGULATORVACUUM-Genstar Tech-881VR-300-OH-D |  |  |  | Covered PM Repair - Biomedical | MHHS-Mem City
NO | YES |  |  |  | 041-19440 | 041-19440 | Gentec Healthcare | 881VR-300-OH-T |  | NA | MEMORIAL CITY - Center of advanced orthopedics | MHHS-Mem City |  | Regulator, Vacuum |  | 041-19440 | 041-19440 | West | Memorial City - Memorial Hermann Hospital | MEMORIAL CITY - Center of advanced orthopedics | MH8 113 Rm 8M28 |  |  |  | One time inspection | REGULATORS, SUCTION |  | REGULATORVACUUM-Genstar Tech-881VR-300-OH-D | REGULATORVACUUM | 881VR-300-OH-D |  |  |  | Genstar Tech | Regulator, Vacuum |  |  | REGULATORVACUUM-Genstar Tech-881VR-300-OH-D |  |  |  | Covered PM Repair - Biomedical | MHHS-Mem City
NO | YES |  |  |  | 041-19441 | 041-19441 | Gentec Healthcare | 881VR-300-OH-T |  | NA | MEMORIAL CITY - MHT - JHC PACU | MHHS-Mem City |  | Regulator, Vacuum |  | 041-19441 | 041-19441 | West | West | MEMORIAL CITY - MHT - JHC PACU | MH8:101 Room 8M38 |  |  |  |  | REGULATORS, SUCTION |  | REGULATORVACUUM-Genstar Tech-881VR-300-OH-D | REGULATORVACUUM | 881VR-300-OH-D |  |  |  | Genstar Tech | Regulator, Vacuum |  |  | REGULATORVACUUM-Genstar Tech-881VR-300-OH-D |  |  |  | Covered PM Repair - Biomedical | MHHS-Mem City
NO | YES |  |  |  | 041-19442 | 041-19442 | Gentec Healthcare | 881VR-300-OH-T |  | NA | MEMORIAL CITY | MHHS-Mem City |  | Regulator, Vacuum |  | 041-19442 | 041-19442 | West | Memorial Hermann Memorial City Medical Center | MEMORIAL CITY | MEMORIAL CITY |  |  |  |  | REGULATORS, SUCTION |  | REGULATORVACUUM-Genstar Tech-881VR-300-OH-D | REGULATORVACUUM | 881VR-300-OH-D |  |  |  | Genstar Tech | Regulator, Vacuum |  |  | REGULATORVACUUM-Genstar Tech-881VR-300-OH-D |  |  |  | Covered PM Repair - Biomedical | MHHS-Mem City
NO | YES |  |  |  | 041-19443 | 041-19443 | Gentec Healthcare | 881VR-300-OH-T |  | 15010035-027 | MEMORIAL CITY - MHT - JHC OR | MHHS-Mem City |  | Regulator, Vacuum |  | 041-19443 | 041-19443 | West | Memorial Hermann - Memorial City | MEMORIAL CITY - MHT - JHC OR | MH11 OR Room 3 |  |  |  |  | REGULATORS, SUCTION |  | REGULATORVACUUM-Genstar Tech-881VR-300-OH-D | REGULATORVACUUM | 881VR-300-OH-D |  |  |  | Genstar Tech | Regulator, Vacuum |  |  | REGULATORVACUUM-Genstar Tech-881VR-300-OH-D |  |  |  | Covered PM Repair - Biomedical | MHHS-Mem City
NO | YES |  |  |  | 041-19444 | 041-19444 | Gentec Healthcare | 881VR-300-OH-T |  | NA | MEMORIAL CITY - MHT - JHC RECOVER | MHHS-Mem City |  | Regulator, Vacuum |  | 041-19444 | 041-19444 | West | Memorial Hermann Memorial City Medical Center | MEMORIAL CITY - MHT - JHC RECOVER | MEMORIAL CITY - MHT - JHC RECOVER |  |  |  |  | REGULATORS, SUCTION |  | REGULATORVACUUM-Genstar Tech-881VR-300-OH-D | REGULATORVACUUM | 881VR-300-OH-D |  |  |  | Genstar Tech | Regulator, Vacuum |  |  | REGULATORVACUUM-Genstar Tech-881VR-300-OH-D |  |  |  | Covered PM Repair - Biomedical | MHHS-Mem City
NO | YES |  |  |  | 041-19445 | 041-19445 | Gentec Healthcare | 881VR-300-OH-T |  | NA | Memorial City - Orthopedics center | MHHS-Mem City |  | Regulator, Vacuum |  | 041-19445 | 041-19445 | West | Memorial Hermann Memorial City Medical Center | Memorial City - Orthopedics center | Memorial City - Orthopedics center MH8 109 Room 8M32 |  |  |  | 1 time pm sticker | REGULATORS, SUCTION |  | REGULATORVACUUM-Genstar Tech-881VR-300-OH-D | REGULATORVACUUM | 881VR-300-OH-D |  |  |  | Genstar Tech | Regulator, Vacuum |  |  | REGULATORVACUUM-Genstar Tech-881VR-300-OH-D |  |  |  | Covered PM Repair - Biomedical | MHHS-Mem City
NO | YES |  |  |  | 041-19446 | 041-19446 | Gentec Healthcare | 881VR-300-OH-T |  | 15010035-015 | MEMORIAL CITY - MHT -JHC INPATIENT UNIT | MHHS-Mem City |  | Regulator, Vacuum |  | 041-19446 | 041-19446 | West | Memorial Hermann - Memorial City | MEMORIAL CITY - MHT -JHC INPATIENT UNIT | MH8 115 Room 8M26 |  |  |  |  | REGULATORS, SUCTION |  | REGULATORVACUUM-Genstar Tech-881VR-300-OH-D | REGULATORVACUUM | 881VR-300-OH-D |  |  |  | Genstar Tech | Regulator, Vacuum |  |  | REGULATORVACUUM-Genstar Tech-881VR-300-OH-D |  |  |  | Not Covered Vendor Only - Biomedical | MHHS-Mem City
NO | YES |  |  |  | 041-19447 | 041-19447 | Gentec Healthcare | 881VR-300-OH-T |  | 15010035-006 | MEMORIAL CITY - MHT -JHC INPATIENT UNIT | MHHS-Mem City |  | Regulator, Vacuum |  | 041-19447 | 041-19447 | West | Memorial Hermann - Memorial City | MEMORIAL CITY - MHT -JHC INPATIENT UNIT | MH8 115 Room 8M26 |  |  |  |  | REGULATORS, SUCTION |  | REGULATORVACUUM-Genstar Tech-881VR-300-OH-D | REGULATORVACUUM | 881VR-300-OH-D |  |  |  | Genstar Tech | Regulator, Vacuum |  |  | REGULATORVACUUM-Genstar Tech-881VR-300-OH-D |  |  |  | Covered PM Repair - Biomedical | MHHS-Mem City
NO | YES |  |  |  | 041-19448 | 041-19448 | Gentec Healthcare | 881VR-300-OH-T |  | NA | MEMORIAL CITY - Center of advanced orthopedics | MHHS-Mem City |  | Regulator, Vacuum |  | 041-19448 | 041-19448 | West | Memorial City - Memorial Hermann Hospital | MEMORIAL CITY - Center of advanced orthopedics | MH8 105 RM 8M36 |  |  |  | One time inspection sticker | REGULATORS, SUCTION |  | REGULATORVACUUM-Genstar Tech-881VR-300-OH-D | REGULATORVACUUM | 881VR-300-OH-D |  |  |  | Genstar Tech | Regulator, Vacuum |  |  | REGULATORVACUUM-Genstar Tech-881VR-300-OH-D |  |  |  | Covered PM Repair - Biomedical | MHHS-Mem City
NO | YES |  |  |  | 041-19449 | 041-19449 | Gentec Healthcare | 881VR-300-OH-T |  | NA | MEMORIAL CITY - MHT - JHC RECOVER | MHHS-Mem City |  | Regulator, Vacuum |  | 041-19449 | 041-19449 | West | Memorial Hermann Memorial City Medical Center | MEMORIAL CITY - MHT - JHC RECOVER | MEMORIAL CITY - MHT - JHC RECOVER |  |  |  |  | REGULATORS, SUCTION |  | REGULATORVACUUM-Genstar Tech-881VR-300-OH-D | REGULATORVACUUM | 881VR-300-OH-D |  |  |  | Genstar Tech | Regulator, Vacuum |  |  | REGULATORVACUUM-Genstar Tech-881VR-300-OH-D |  |  |  | Covered PM Repair - Biomedical | MHHS-Mem City
NO | YES |  |  |  | 041-19450 | 041-19450 | Gentec Healthcare | 881VR-300-OH-T |  | NA | MEMORIAL CITY - MHT JHC FLOOR 8 | MHHS-Mem City |  | Regulator, Vacuum |  | 041-19450 | 041-19450 | West | Memorial Hermann Memorial City Medical Center | MEMORIAL CITY - MHT JHC FLOOR 8 | MEMORIAL CITY - MHT - JHC FLOOR 8 |  |  |  |  | REGULATORS, SUCTION |  | REGULATORVACUUM-Genstar Tech-881VR-300-OH-D | REGULATORVACUUM | 881VR-300-OH-D |  |  |  | Genstar Tech | Regulator, Vacuum |  |  | REGULATORVACUUM-Genstar Tech-881VR-300-OH-D |  |  |  | Covered PM Repair - Biomedical | MHHS-Mem City
NO | YES |  |  |  | 041-19451 | 041-19451 | Gentec Healthcare | 881VR-300-OH-T |  | NA | Memorial City - Orthopedics center | MHHS-Mem City |  | Regulator, Vacuum |  | 041-19451 | 041-19451 | West | Memorial Hermann Memorial City Medical Center | Memorial City - Orthopedics center | Memorial City - Orthopedics center MH8 109 Room 8M32 |  |  |  | 1 time pm sticker | REGULATORS, SUCTION |  | REGULATORVACUUM-Genstar Tech-881VR-300-OH-D | REGULATORVACUUM | 881VR-300-OH-D |  |  |  | Genstar Tech | Regulator, Vacuum |  |  | REGULATORVACUUM-Genstar Tech-881VR-300-OH-D |  |  |  | Covered PM Repair - Biomedical | MHHS-Mem City
NO | YES |  |  |  | 041-19452 | 041-19452 | Gentec Healthcare | 881VR-300-OH-T |  | NA | MEMORIAL CITY - MHT - JHC RECOVER | MHHS-Mem City |  | Regulator, Vacuum |  | 041-19452 | 041-19452 | West | Memorial Hermann Memorial City Medical Center | MEMORIAL CITY - MHT - JHC RECOVER | MEMORIAL CITY - MHT - JHC RECOVER |  |  |  |  | REGULATORS, SUCTION |  | REGULATORVACUUM-Genstar Tech-881VR-300-OH-D | REGULATORVACUUM | 881VR-300-OH-D |  |  |  | Genstar Tech | Regulator, Vacuum |  |  | REGULATORVACUUM-Genstar Tech-881VR-300-OH-D |  |  |  | Covered PM Repair - Biomedical | MHHS-Mem City
NO | YES |  |  |  | 041-19453 | 041-19453 | Gentec Healthcare | 881VR-300-OH-T |  | NA | MEMORIAL CITY - MHT - JHC RECOVER | MHHS-Mem City |  | Regulator, Vacuum |  | 041-19453 | 041-19453 | West | Memorial Hermann Memorial City Medical Center | MEMORIAL CITY - MHT - JHC RECOVER | MEMORIAL CITY - MHT - JHC PO |  |  |  |  | REGULATORS, SUCTION |  | REGULATORVACUUM-Genstar Tech-881VR-300-OH-D | REGULATORVACUUM | 881VR-300-OH-D |  |  |  | Genstar Tech | Regulator, Vacuum |  |  | REGULATORVACUUM-Genstar Tech-881VR-300-OH-D |  |  |  | Covered PM Repair Labor Only - Biomedica | MHHS-Mem City
NO | YES |  |  |  | 041-19454 | 041-19454 | Gentec Healthcare | 881VR-300-OH-T |  | NA | MEMORIAL CITY - MHT - JHC OR | MHHS-Mem City |  | Regulator, Vacuum |  | 041-19454 | 041-19454 | West | Memorial Hermann Memorial City Medical Center | MEMORIAL CITY - MHT - JHC OR | MEMORIAL CITY - MHT - JHC OR |  |  |  |  | REGULATORS, SUCTION |  | REGULATORVACUUM-Genstar Tech-881VR-300-OH-D | REGULATORVACUUM | 881VR-300-OH-D |  |  |  | Genstar Tech | Regulator, Vacuum |  |  | REGULATORVACUUM-Genstar Tech-881VR-300-OH-D |  |  |  | Covered PM Repair - Biomedical | MHHS-Mem City
NO | YES |  |  |  | 041-19455 | 041-19455 | Gentec Healthcare | 881VR-300-OH-T |  | NA | MEMORIAL CITY - MHT - JHC PRE-OP | MHHS-Mem City |  | Regulator, Vacuum |  | 041-19455 | 041-19455 | West | Memorial Hermann Memorial City Medical Center | MEMORIAL CITY - MHT - JHC PRE-OP | MEMORIAL CITY - MHT - JHC RECOVER |  |  |  |  | REGULATORS, SUCTION |  | REGULATORVACUUM-Genstar Tech-881VR-300-OH-D | REGULATORVACUUM | 881VR-300-OH-D |  |  |  | Genstar Tech | Regulator, Vacuum |  |  | REGULATORVACUUM-Genstar Tech-881VR-300-OH-D |  |  |  | Covered PM Repair - Biomedical | MHHS-Mem City
NO | YES |  |  |  | 041-19456 | 041-19456 | Gentec Healthcare | 881VR-300-OH-T |  | NA | Memorial City - Surgery Dept. - Ortho | MHHS-Mem City |  | Regulator, Vacuum |  | 041-19456 | 041-19456 | West | Memorial Hermann - Memorial City | Memorial City - Surgery Dept. - Ortho | 11th Floor OR Room 5 |  |  |  |  | REGULATORS, SUCTION |  | REGULATORVACUUM-Genstar Tech-881VR-300-OH-D | REGULATORVACUUM | 881VR-300-OH-D |  |  |  | Genstar Tech | Regulator, Vacuum |  |  | REGULATORVACUUM-Genstar Tech-881VR-300-OH-D |  |  |  | Covered PM Repair - Biomedical | MHHS-Mem City
NO | YES |  |  |  | 041-19459 | 041-19459 | Gentec Healthcare | 881VR-300-OH-T |  | NA | MEMORIAL CITY - MHT- JHC PRE OP | MHHS-Mem City |  | Regulator, Vacuum |  | 041-19459 | 041-19459 | West | West | MEMORIAL CITY - MHT- JHC PRE OP | PRE OP 14 |  |  |  |  | REGULATORS, SUCTION |  | REGULATORVACUUM-Genstar Tech-881VR-300-OH-D | REGULATORVACUUM | 881VR-300-OH-D |  |  |  | Genstar Tech | Regulator, Vacuum |  |  | REGULATORVACUUM-Genstar Tech-881VR-300-OH-D |  |  |  | Covered PM Repair - Biomedical | MHHS-Mem City
NO | YES |  |  |  | 041-19460 | 041-19460 | Gentec Healthcare | 881VR-300-OH-T |  | NA | MEMORIAL CITY - MHT - JHC RECOVER | MHHS-Mem City |  | Regulator, Vacuum |  | 041-19460 | 041-19460 | West | Memorial Hermann Memorial City Medical Center | MEMORIAL CITY - MHT - JHC RECOVER | MEMORIAL CITY - MHT - JHC PO |  |  |  |  | REGULATORS, SUCTION |  | REGULATORVACUUM-Genstar Tech-881VR-300-OH-D | REGULATORVACUUM | 881VR-300-OH-D |  |  |  | Genstar Tech | Regulator, Vacuum |  |  | REGULATORVACUUM-Genstar Tech-881VR-300-OH-D |  |  |  | Covered PM Repair - Biomedical | MHHS-Mem City
NO | YES |  |  |  | 041-19461 | 041-19461 | Gentec Healthcare | 881VR-300-OH-T |  | NA | MEMORIAL CITY - MHT - JHC PRE-OP | MHHS-Mem City |  | Regulator, Vacuum |  | 041-19461 | 041-19461 | West | Memorial Hermann Memorial City Medical Center | MEMORIAL CITY - MHT - JHC PRE-OP | MEMORIAL CITY - MHT - JHC RECOVER |  |  |  |  | REGULATORS, SUCTION |  | REGULATORVACUUM-Genstar Tech-881VR-300-OH-D | REGULATORVACUUM | 881VR-300-OH-D |  |  |  | Genstar Tech | Regulator, Vacuum |  |  | REGULATORVACUUM-Genstar Tech-881VR-300-OH-D |  |  |  | Covered PM Repair - Biomedical | MHHS-Mem City
NO | YES |  |  |  | 041-19462 | 041-19462 | Gentec Healthcare | 881VR-300-OH-T |  | NA | MEMORIAL CITY - MHT - JHC PRE-OP | MHHS-Mem City |  | Regulator, Vacuum |  | 041-19462 | 041-19462 | West | Memorial Hermann Memorial City Medical Center | MEMORIAL CITY - MHT - JHC PRE-OP | MEMORIAL CITY - MHT - JHC RECOVER |  |  |  |  | REGULATORS, SUCTION |  | REGULATORVACUUM-Genstar Tech-881VR-300-OH-D | REGULATORVACUUM | 881VR-300-OH-D |  |  |  | Genstar Tech | Regulator, Vacuum |  |  | REGULATORVACUUM-Genstar Tech-881VR-300-OH-D |  |  |  | Covered PM Repair - Biomedical | MHHS-Mem City
NO | YES |  |  |  | 041-19463 | 041-19463 | Gentec Healthcare | 881VR-300-OH-T |  | NA | MEMORIAL CITY - MHT- JHC PRE OP | MHHS-Mem City |  | Regulator, Vacuum |  | 041-19463 | 041-19463 | West | West | MEMORIAL CITY - MHT- JHC PRE OP | PRE OP 11 |  |  |  |  | REGULATORS, SUCTION |  | REGULATORVACUUM-Genstar Tech-881VR-300-OH-D | REGULATORVACUUM | 881VR-300-OH-D |  |  |  | Genstar Tech | Regulator, Vacuum |  |  | REGULATORVACUUM-Genstar Tech-881VR-300-OH-D |  |  |  | Covered PM Repair - Biomedical | MHHS-Mem City
NO | YES |  |  |  | 041-19464 | 041-19464 | Gentec Healthcare | 881VR-300-OH-T |  | NA | MEMORIAL CITY - MHT - JHC PRE-OP | MHHS-Mem City |  | Regulator, Vacuum |  | 041-19464 | 041-19464 | West | Memorial Hermann Memorial City Medical Center | MEMORIAL CITY - MHT - JHC PRE-OP | MEMORIAL CITY - MHT - JHC RECOVER |  |  |  |  | REGULATORS, SUCTION |  | REGULATORVACUUM-Genstar Tech-881VR-300-OH-D | REGULATORVACUUM | 881VR-300-OH-D |  |  |  | Genstar Tech | Regulator, Vacuum |  |  | REGULATORVACUUM-Genstar Tech-881VR-300-OH-D |  |  |  | Not Covered Vendor Only - Biomedical | MHHS-Mem City
NO | YES |  |  |  | 041-19466 | 041-19466 | Gentec Healthcare | 881VR-300-OH-T |  | NA | MEMORIAL CITY - MHT - JHC RECOVER | MHHS-Mem City |  | Regulator, Vacuum |  | 041-19466 | 041-19466 | West | Memorial Hermann Memorial City Medical Center | MEMORIAL CITY - MHT - JHC RECOVER | MEMORIAL CITY - MHT - JHC RECOVER |  |  |  |  | REGULATORS, SUCTION |  | REGULATORVACUUM-Genstar Tech-881VR-300-OH-D | REGULATORVACUUM | 881VR-300-OH-D |  |  |  | Genstar Tech | Regulator, Vacuum |  |  | REGULATORVACUUM-Genstar Tech-881VR-300-OH-D |  |  |  | Covered PM Repair - Biomedical | MHHS-Mem City
NO | YES |  |  |  | 041-19468 | 041-19468 | Gentec Healthcare | 881VR-300-OH-T |  | NA | MEMORIAL CITY - MHT JHC FLOOR 8 | MHHS-Mem City |  | Regulator, Vacuum |  | 041-19468 | 041-19468 | West | Memorial Hermann Memorial City Medical Center | MEMORIAL CITY - MHT JHC FLOOR 8 | MEMORIAL CITY - MHT - JHC FLOOR 8 |  |  |  |  | REGULATORS, SUCTION |  | REGULATORVACUUM-Genstar Tech-881VR-300-OH-D | REGULATORVACUUM | 881VR-300-OH-D |  |  |  | Genstar Tech | Regulator, Vacuum |  |  | REGULATORVACUUM-Genstar Tech-881VR-300-OH-D |  |  |  | Covered PM Repair - Biomedical | MHHS-Mem City
NO | YES |  |  |  | 041-19469 | 041-19469 | Gentec Healthcare | 881VR-300-OH-T |  | NA | MEMORIAL CITY - MHT- JHC PRE OP | MHHS-Mem City |  | Regulator, Vacuum |  | 041-19469 | 041-19469 | West | West | MEMORIAL CITY - MHT- JHC PRE OP | PRE OP 10 |  |  |  |  | REGULATORS, SUCTION |  | REGULATORVACUUM-Genstar Tech-881VR-300-OH-D | REGULATORVACUUM | 881VR-300-OH-D |  |  |  | Genstar Tech | Regulator, Vacuum |  |  | REGULATORVACUUM-Genstar Tech-881VR-300-OH-D |  |  |  | Covered PM Repair - Biomedical | MHHS-Mem City
NO | YES |  |  |  | 041-19470 | 041-19470 | Gentec Healthcare | 881VR-300-OH-T |  | NA | MEMORIAL CITY | MHHS-Mem City |  | Regulator, Vacuum |  | 041-19470 | 041-19470 | West | Memorial Hermann Memorial City Medical Center | MEMORIAL CITY | MEMORIAL CITY |  |  |  |  | REGULATORS, SUCTION |  | REGULATORVACUUM-Genstar Tech-881VR-300-OH-D | REGULATORVACUUM | 881VR-300-OH-D |  |  |  | Genstar Tech | Regulator, Vacuum |  |  | REGULATORVACUUM-Genstar Tech-881VR-300-OH-D |  |  |  | Covered PM Repair - Biomedical | MHHS-Mem City
NO | YES |  |  |  | 041-19471 | 041-19471 | Gentec Healthcare | 881VR-300-OH-T |  | NA | MEMORIAL CITY - MHT - JHC JoInt Center | MHHS-Mem City |  | Regulator, Vacuum |  | 041-19471 | 041-19471 | West | West | MEMORIAL CITY - MHT - JHC JoInt Center | MH8:106 Room 8M34 Joint Center |  |  |  |  | REGULATORS, SUCTION |  | REGULATORVACUUM-Genstar Tech-881VR-300-OH-D | REGULATORVACUUM | 881VR-300-OH-D |  |  |  | Genstar Tech | Regulator, Vacuum |  |  | REGULATORVACUUM-Genstar Tech-881VR-300-OH-D |  |  |  | Covered PM Repair - Biomedical | MHHS-Mem City
NO | YES |  |  |  | 041-19472 | 041-19472 | Gentec Healthcare | 881VR-300-OH-T |  | NA | MEMORIAL CITY | MHHS-Mem City |  | Regulator, Vacuum |  | 041-19472 | 041-19472 | West | Memorial Hermann Memorial City Medical Center | MEMORIAL CITY | MEMORIAL CITY |  |  |  |  | REGULATORS, SUCTION |  | REGULATORVACUUM-Genstar Tech-881VR-300-OH-D | REGULATORVACUUM | 881VR-300-OH-D |  |  |  | Genstar Tech | Regulator, Vacuum |  |  | REGULATORVACUUM-Genstar Tech-881VR-300-OH-D |  |  |  | Covered PM Repair - Biomedical | MHHS-Mem City
NO | YES |  |  |  | 041-19473 | 041-19473 | Gentec Healthcare | 881VR-300-OH-T |  | NA | MEMORIAL CITY - MHT - JHC PACU | MHHS-Mem City |  | Regulator, Vacuum |  | 041-19473 | 041-19473 | West | West | MEMORIAL CITY - MHT - JHC PACU | MH8:101 Room 8M40 |  |  |  |  | REGULATORS, SUCTION |  | REGULATORVACUUM-Genstar Tech-881VR-300-OH-D | REGULATORVACUUM | 881VR-300-OH-D |  |  |  | Genstar Tech | Regulator, Vacuum |  |  | REGULATORVACUUM-Genstar Tech-881VR-300-OH-D |  |  |  | Covered PM Repair - Biomedical | MHHS-Mem City
NO | YES |  |  |  | 041-19474 | 041-19474 | Gentec Healthcare | 881VR-300-OH-T |  | NA | MEMORIAL CITY - MHT JHC FLOOR 8 | MHHS-Mem City |  | Regulator, Vacuum |  | 041-19474 | 041-19474 | West | Memorial Hermann Memorial City Medical Center | MEMORIAL CITY - MHT JHC FLOOR 8 | MEMORIAL CITY - MHT - JHC FLOOR 8 |  |  |  |  | REGULATORS, SUCTION |  | REGULATORVACUUM-Genstar Tech-881VR-300-OH-D | REGULATORVACUUM | 881VR-300-OH-D |  |  |  | Genstar Tech | Regulator, Vacuum |  |  | REGULATORVACUUM-Genstar Tech-881VR-300-OH-D |  |  |  | Covered PM Repair - Biomedical | MHHS-Mem City
NO | YES |  |  |  | 041-19475 | 041-19475 | Gentec Healthcare | 881VR-300-OH-T |  | NA | Memorial City - Orthopedics center | MHHS-Mem City |  | Regulator, Vacuum |  | 041-19475 | 041-19475 | West | Memorial Hermann Memorial City Medical Center | Memorial City - Orthopedics center | Memorial City - Orthopedics center MH8 108 Room 8M33 |  |  |  | 1 time pm sticker | REGULATORS, SUCTION |  | REGULATORVACUUM-Genstar Tech-881VR-300-OH-D | REGULATORVACUUM | 881VR-300-OH-D |  |  |  | Genstar Tech | Regulator, Vacuum |  |  | REGULATORVACUUM-Genstar Tech-881VR-300-OH-D |  |  |  | Covered PM Repair - Biomedical | MHHS-Mem City
NO | YES |  |  |  | 041-19476 | 041-19476 | Gentec Healthcare | 881VR-300-OH-T |  | NA | Memorial City - Orthopedics center | MHHS-Mem City |  | Regulator, Vacuum |  | 041-19476 | 041-19476 | West | Memorial Hermann Memorial City Medical Center | Memorial City - Orthopedics center | Memorial City - Orthopedics center MH8 108 Room 8M33 |  |  |  | 1 time pm sticker | REGULATORS, SUCTION |  | REGULATORVACUUM-Genstar Tech-881VR-300-OH-D | REGULATORVACUUM | 881VR-300-OH-D |  |  |  | Genstar Tech | Regulator, Vacuum |  |  | REGULATORVACUUM-Genstar Tech-881VR-300-OH-D |  |  |  | Covered PM Repair - Biomedical | MHHS-Mem City
NO | YES |  |  |  | 041-19477 | 041-19477 | Gentec Healthcare | 881VR-300-OH-T |  | NA | MEMORIAL CITY - MHT - JHC RECOVER | MHHS-Mem City |  | Regulator, Vacuum |  | 041-19477 | 041-19477 | West | Memorial Hermann Memorial City Medical Center | MEMORIAL CITY - MHT - JHC RECOVER | MEMORIAL CITY - MHT - JHC RECOVER |  |  |  |  | REGULATORS, SUCTION |  | REGULATORVACUUM-Genstar Tech-881VR-300-OH-D | REGULATORVACUUM | 881VR-300-OH-D |  |  |  | Genstar Tech | Regulator, Vacuum |  |  | REGULATORVACUUM-Genstar Tech-881VR-300-OH-D |  |  |  | Covered PM Repair - Biomedical | MHHS-Mem City
NO | YES |  |  |  | 041-19478 | 041-19478 | Gentec Healthcare | 881VR-300-OH-T |  | 61G14080037 | MEMORIAL CITY - MHT - JHC Recovery | MHHS-Mem City |  | Regulator, Vacuum |  | 041-19478 | 041-19478 | West | Memorial Hermann Memorial City Medical Center | MEMORIAL CITY - MHT - JHC Recovery | MH11 Recovery Bay 4 |  |  |  |  | REGULATORS, SUCTION |  | REGULATORVACUUM-Genstar Tech-881VR-300-OH-D | REGULATORVACUUM | 881VR-300-OH-D |  |  |  | Genstar Tech | Regulator, Vacuum |  |  | REGULATORVACUUM-Genstar Tech-881VR-300-OH-D |  |  |  | Covered PM Repair - Biomedical | MHHS-Mem City
NO | YES |  |  |  | 041-19479 | 041-19479 | Gentec Healthcare | 881VR-300-OH-T |  | NA | MEMORIAL CITY - MHT - JHC RECOVER | MHHS-Mem City |  | Regulator, Vacuum |  | 041-19479 | 041-19479 | West | Memorial Hermann Memorial City Medical Center | MEMORIAL CITY - MHT - JHC RECOVER | MEMORIAL CITY - MHT - JHC PO |  |  |  |  | REGULATORS, SUCTION |  | REGULATORVACUUM-Genstar Tech-881VR-300-OH-D | REGULATORVACUUM | 881VR-300-OH-D |  |  |  | Genstar Tech | Regulator, Vacuum |  |  | REGULATORVACUUM-Genstar Tech-881VR-300-OH-D |  |  |  | Covered PM Repair - Biomedical | MHHS-Mem City
NO | YES |  |  |  | 041-19480 | 041-19480 | Gentec Healthcare | 881VR-300-OH-T |  | NA | MEMORIAL CITY - MHT - JHC PACU | MHHS-Mem City |  | Regulator, Vacuum |  | 041-19480 | 041-19480 | West | West | MEMORIAL CITY - MHT - JHC PACU | MH8:101 Room 8M39 |  |  |  |  | REGULATORS, SUCTION |  | REGULATORVACUUM-Genstar Tech-881VR-300-OH-D | REGULATORVACUUM | 881VR-300-OH-D |  |  |  | Genstar Tech | Regulator, Vacuum |  |  | REGULATORVACUUM-Genstar Tech-881VR-300-OH-D |  |  |  | Covered PM Repair - Biomedical | MHHS-Mem City
NO | YES |  |  |  | 041-19481 | 041-19481 | Gentec Healthcare | 881VR-300-OH-T |  | 15010035-005 | MEMORIAL CITY - MHT -JHC INPATIENT UNIT | MHHS-Mem City |  | Regulator, Vacuum |  | 041-19481 | 041-19481 | West | Memorial Hermann - Memorial City | MEMORIAL CITY - MHT -JHC INPATIENT UNIT | MH8 110 Room 8M31 |  |  |  |  | REGULATORS, SUCTION |  | REGULATORVACUUM-Genstar Tech-881VR-300-OH-D | REGULATORVACUUM | 881VR-300-OH-D |  |  |  | Genstar Tech | Regulator, Vacuum |  |  | REGULATORVACUUM-Genstar Tech-881VR-300-OH-D |  |  |  | Covered PM Repair - Biomedical | MHHS-Mem City
NO | YES |  |  |  | 041-19482 | 041-19482 | Gentec Healthcare | 881VR-300-OH-T |  | NA | MEMORIAL CITY - MHT JHC FLOOR 8 | MHHS-Mem City |  | Regulator, Vacuum |  | 041-19482 | 041-19482 | West | Memorial Hermann Memorial City Medical Center | MEMORIAL CITY - MHT JHC FLOOR 8 | MEMORIAL CITY - MHT - JHC FLOOR 8 |  |  |  |  | REGULATORS, SUCTION |  | REGULATORVACUUM-Genstar Tech-881VR-300-OH-D | REGULATORVACUUM | 881VR-300-OH-D |  |  |  | Genstar Tech | Regulator, Vacuum |  |  | REGULATORVACUUM-Genstar Tech-881VR-300-OH-D |  |  |  | Covered PM Repair - Biomedical | MHHS-Mem City
NO | YES | Serial Number Cnf |  |  | 041-19484 | 041-19484 | Gentec Healthcare | 881VR-300-OH-T |  | CNF | MEMORIAL CITY - MHT - JHC Recovery | MHHS-Mem City |  | Regulator, Vacuum |  | 041-19484 | 041-19484 | West | Memorial Hermann Memorial City Medical Center | MEMORIAL CITY - MHT - JHC Recovery | MH11 Recovery Stage 2 Bay 1 |  |  |  |  | REGULATORS, SUCTION |  | REGULATORVACUUM-Genstar Tech-881VR-300-OH-D | REGULATORVACUUM | 881VR-300-OH-D |  |  |  | Genstar Tech | Regulator, Vacuum |  |  | REGULATORVACUUM-Genstar Tech-881VR-300-OH-D |  |  |  | Covered PM Repair - Biomedical | MHHS-Mem City
NO | YES |  |  |  | 041-19486 | 041-19486 | Gentec Healthcare | 881VR-300-OH-T |  | NA | MEMORIAL CITY | MHHS-Mem City |  | Regulator, Vacuum |  | 041-19486 | 041-19486 | West | Memorial Hermann Memorial City Medical Center | MEMORIAL CITY | MEMORIAL CITY |  |  |  |  | REGULATORS, SUCTION |  | REGULATORVACUUM-Genstar Tech-881VR-300-OH-D | REGULATORVACUUM | 881VR-300-OH-D |  |  |  | Genstar Tech | Regulator, Vacuum |  |  | REGULATORVACUUM-Genstar Tech-881VR-300-OH-D |  |  |  | Covered PM Repair - Biomedical | MHHS-Mem City
NO | YES |  |  |  | 041-19488 | 041-19488 | Gentec Healthcare | 881VR-300-OH-T |  | NA | MEMORIAL CITY - Center of advanced orthopedics | MHHS-Mem City |  | Regulator, Vacuum |  | 041-19488 | 041-19488 | West | Memorial City - Memorial Hermann Hospital | MEMORIAL CITY - Center of advanced orthopedics | MH8 113 Rm 8M28 |  |  |  | One time inspection | REGULATORS, SUCTION |  | REGULATORVACUUM-Genstar Tech-881VR-300-OH-D | REGULATORVACUUM | 881VR-300-OH-D |  |  |  | Genstar Tech | Regulator, Vacuum |  |  | REGULATORVACUUM-Genstar Tech-881VR-300-OH-D |  |  |  | Covered PM Repair - Biomedical | MHHS-Mem City
NO | YES |  |  |  | 041-19489 | 041-19489 | Gentec Healthcare | 881VR-300-OH-T |  | NA | MEMORIAL CITY | MHHS-Mem City |  | Regulator, Vacuum |  | 041-19489 | 041-19489 | West | Memorial Hermann Memorial City Medical Center | MEMORIAL CITY | MEMORIAL CITY |  |  |  |  | REGULATORS, SUCTION |  | REGULATORVACUUM-Genstar Tech-881VR-300-OH-D | REGULATORVACUUM | 881VR-300-OH-D |  |  |  | Genstar Tech | Regulator, Vacuum |  |  | REGULATORVACUUM-Genstar Tech-881VR-300-OH-D |  |  |  | Covered PM Repair - Biomedical | MHHS-Mem City
NO | YES |  |  |  | 041-19490 | 041-19490 | Gentec Healthcare | 881VR-300-OH-T |  | NA | MEMORIAL CITY - MHT - JHC PACU | MHHS-Mem City |  | Regulator, Vacuum |  | 041-19490 | 041-19490 | West | West | MEMORIAL CITY - MHT - JHC PACU | MH11:504 OR4 |  |  |  |  | REGULATORS, SUCTION |  | REGULATORVACUUM-Genstar Tech-881VR-300-OH-D | REGULATORVACUUM | 881VR-300-OH-D |  |  |  | Genstar Tech | Regulator, Vacuum |  |  | REGULATORVACUUM-Genstar Tech-881VR-300-OH-D |  |  |  | Covered PM Repair - Biomedical | MHHS-Mem City
NO | YES |  |  |  | 041-19491 | 041-19491 | Gentec Healthcare | 881VR-300-OH-T |  | NA | Memorial City - Orthopetic Surgery OR 5 | MHHS-Mem City |  | Regulator, Vacuum |  | 041-19491 | 041-19491 | West | Memorial Hermann Memorial City Medical Center | Memorial City - Orthopetic Surgery OR 5 | Memorial City - Orthopetic Surgery OR 5 |  |  |  | 1 time pm sticker | REGULATORS, SUCTION |  | REGULATORVACUUM-Genstar Tech-881VR-300-OH-D | REGULATORVACUUM | 881VR-300-OH-D |  |  |  | Genstar Tech | Regulator, Vacuum |  |  | REGULATORVACUUM-Genstar Tech-881VR-300-OH-D |  |  |  | Covered PM Repair - Biomedical | MHHS-Mem City
NO | YES |  |  |  | 041-19493 | 041-19493 | Gentec Healthcare | 881VR-300-OH-T |  | 61G-14080037 | MEMORIAL CITY - Ortho OR | MHHS-Mem City |  | Regulator, Vacuum |  | 041-19493 | 041-19493 | West | Memorial Hermann - Memorial City | MEMORIAL CITY - Ortho OR | 11th Floor OR Room 8 |  |  |  |  | REGULATORS, SUCTION |  | REGULATORVACUUM-Genstar Tech-881VR-300-OH-D | REGULATORVACUUM | 881VR-300-OH-D |  |  |  | Genstar Tech | Regulator, Vacuum |  |  | REGULATORVACUUM-Genstar Tech-881VR-300-OH-D |  |  |  | Covered PM Repair - Biomedical | MHHS-Mem City
NO | YES |  |  |  | 041-19494 | 041-19494 | Gentec Healthcare | 881VR-300-OH-T |  | NA | MEMORIAL CITY - MHT - JHC OR | MHHS-Mem City |  | Regulator, Vacuum |  | 041-19494 | 041-19494 | West | Memorial Hermann - Memorial City | MEMORIAL CITY - MHT - JHC OR | 11th Floor OR 8 |  |  |  |  | REGULATORS, SUCTION |  | REGULATORVACUUM-Genstar Tech-881VR-300-OH-D | REGULATORVACUUM | 881VR-300-OH-D |  |  |  | Genstar Tech | Regulator, Vacuum |  |  | REGULATORVACUUM-Genstar Tech-881VR-300-OH-D |  |  |  | Covered PM Repair - Biomedical | MHHS-Mem City
NO | YES |  |  |  | 041-19496 | 041-19496 | Gentec Healthcare | 881VR-300-OH-T |  | NA | MEMORIAL CITY - MHT - JHC RECOVER | MHHS-Mem City |  | Regulator, Vacuum |  | 041-19496 | 041-19496 | West | Memorial Hermann Memorial City Medical Center | MEMORIAL CITY - MHT - JHC RECOVER | MEMORIAL CITY - MHT - JHC RECOVER |  |  |  |  | REGULATORS, SUCTION |  | REGULATORVACUUM-Genstar Tech-881VR-300-OH-D | REGULATORVACUUM | 881VR-300-OH-D |  |  |  | Genstar Tech | Regulator, Vacuum |  |  | REGULATORVACUUM-Genstar Tech-881VR-300-OH-D |  |  |  | Covered PM Repair - Biomedical | MHHS-Mem City
NO | YES |  |  |  | 041-19497 | 041-19497 | Gentec Healthcare | 881VR-300-OH-T |  | NA | MEMORIAL CITY - MHT - JHC OR | MHHS-Mem City |  | Regulator, Vacuum |  | 041-19497 | 041-19497 | West | Memorial Hermann Memorial City Medical Center | MEMORIAL CITY - MHT - JHC OR | MEMORIAL CITY - MHT - JHC OR |  |  |  |  | REGULATORS, SUCTION |  | REGULATORVACUUM-Genstar Tech-881VR-300-OH-D | REGULATORVACUUM | 881VR-300-OH-D |  |  |  | Genstar Tech | Regulator, Vacuum |  |  | REGULATORVACUUM-Genstar Tech-881VR-300-OH-D |  |  |  | Covered PM Repair - Biomedical | MHHS-Mem City
NO | YES |  |  |  | 041-19501 | 041-19501 | Gentec Healthcare | 881VR-300-OH-T |  | NA | MEMORIAL CITY - MHT - JHC RECOVER | MHHS-Mem City |  | Regulator, Vacuum |  | 041-19501 | 041-19501 | West | Memorial Hermann Memorial City Medical Center | MEMORIAL CITY - MHT - JHC RECOVER | MEMORIAL CITY - MHT - JHC RECOVER |  |  |  |  | REGULATORS, SUCTION |  | REGULATORVACUUM-Genstar Tech-881VR-300-OH-D | REGULATORVACUUM | 881VR-300-OH-D |  |  |  | Genstar Tech | Regulator, Vacuum |  |  | REGULATORVACUUM-Genstar Tech-881VR-300-OH-D |  |  |  | Covered PM Repair - Biomedical | MHHS-Mem City
NO | YES |  |  |  | 041-19502 | 041-19502 | Gentec Healthcare | 881VR-300-OH-T |  | NA | MEMORIAL CITY - MHT - JHC RECOVER | MHHS-Mem City |  | Regulator, Vacuum |  | 041-19502 | 041-19502 | West | Memorial Hermann Memorial City Medical Center | MEMORIAL CITY - MHT - JHC RECOVER | MEMORIAL CITY - MHT - JHC PO |  |  |  |  | REGULATORS, SUCTION |  | REGULATORVACUUM-Genstar Tech-881VR-300-OH-D | REGULATORVACUUM | 881VR-300-OH-D |  |  |  | Genstar Tech | Regulator, Vacuum |  |  | REGULATORVACUUM-Genstar Tech-881VR-300-OH-D |  |  |  | Covered PM Repair - Biomedical | MHHS-Mem City
NO | YES |  |  |  | 041-19503 | 041-19503 | Gentec Healthcare | 881VR-300-OH-T |  | NA | MEMORIAL CITY - MHT - JHC RECOVER | MHHS-Mem City |  | Regulator, Vacuum |  | 041-19503 | 041-19503 | West | Memorial Hermann Memorial City Medical Center | MEMORIAL CITY - MHT - JHC RECOVER | MEMORIAL CITY - MHT - JHC PO |  |  |  |  | REGULATORS, SUCTION |  | REGULATORVACUUM-Genstar Tech-881VR-300-OH-D | REGULATORVACUUM | 881VR-300-OH-D |  |  |  | Genstar Tech | Regulator, Vacuum |  |  | REGULATORVACUUM-Genstar Tech-881VR-300-OH-D |  |  |  | Covered PM Repair - Biomedical | MHHS-Mem City
NO | YES |  |  |  | 041-19504 | 041-19504 | Gentec Healthcare | 881VR-300-OH-T |  | NA | MEMORIAL CITY - MHT - JHC RECOVER | MHHS-Mem City |  | Regulator, Vacuum |  | 041-19504 | 041-19504 | West | Memorial Hermann Memorial City Medical Center | MEMORIAL CITY - MHT - JHC RECOVER | MEMORIAL CITY - MHT - JHC RECOVER |  |  |  |  | REGULATORS, SUCTION |  | REGULATORVACUUM-Genstar Tech-881VR-300-OH-D | REGULATORVACUUM | 881VR-300-OH-D |  |  |  | Genstar Tech | Regulator, Vacuum |  |  | REGULATORVACUUM-Genstar Tech-881VR-300-OH-D |  |  |  | Covered PM Repair - Biomedical | MHHS-Mem City
NO | YES |  |  |  | 041-19505 | 041-19505 | Gentec Healthcare | 881VR-300-OH-T |  | 61G-140800037 | MEMORIAL CITY - MHT - JHC Recovery | MHHS-Mem City |  | Regulator, Vacuum |  | 041-19505 | 041-19505 | West | Memorial Hermann Memorial City Medical Center | MEMORIAL CITY - MHT - JHC Recovery | MH11 Recovery Bay 4 |  |  |  |  | REGULATORS, SUCTION |  | REGULATORVACUUM-Genstar Tech-881VR-300-OH-D | REGULATORVACUUM | 881VR-300-OH-D |  |  |  | Genstar Tech | Regulator, Vacuum |  |  | REGULATORVACUUM-Genstar Tech-881VR-300-OH-D |  |  |  | Covered PM Repair - Biomedical | MHHS-Mem City
NO | YES |  |  |  | 041-19506 | 041-19506 | Gentec Healthcare | 881VR-300-OH-T |  | NA | MEMORIAL CITY - MHT - JHC RECOVER | MHHS-Mem City |  | Regulator, Vacuum |  | 041-19506 | 041-19506 | West | Memorial Hermann Memorial City Medical Center | MEMORIAL CITY - MHT - JHC RECOVER | MEMORIAL CITY - MHT - JHC RECOVER |  |  |  |  | REGULATORS, SUCTION |  | REGULATORVACUUM-Genstar Tech-881VR-300-OH-D | REGULATORVACUUM | 881VR-300-OH-D |  |  |  | Genstar Tech | Regulator, Vacuum |  |  | REGULATORVACUUM-Genstar Tech-881VR-300-OH-D |  |  |  | Covered PM Repair - Biomedical | MHHS-Mem City
NO | YES | Serial Number Cnf |  |  | 041-19507 | 041-19507 | Gentec Healthcare | 881VR-300-OH-T |  | CNF | MEMORIAL CITY - MHT - JHC Recovery | MHHS-Mem City |  | Regulator, Vacuum |  | 041-19507 | 041-19507 | West | Memorial Hermann Memorial City Medical Center | MEMORIAL CITY - MHT - JHC Recovery | MH11 Recovery Bay 2 |  |  |  |  | REGULATORS, SUCTION |  | REGULATORVACUUM-Genstar Tech-881VR-300-OH-D | REGULATORVACUUM | 881VR-300-OH-D |  |  |  | Genstar Tech | Regulator, Vacuum |  |  | REGULATORVACUUM-Genstar Tech-881VR-300-OH-D |  |  |  | Covered PM Repair - Biomedical | MHHS-Mem City
NO | YES |  |  |  | 041-19508 | 041-19508 | Gentec Healthcare | 881VR-300-OH-T |  | NA | MEMORIAL CITY - MHT - JHC PACU | MHHS-Mem City |  | Regulator, Vacuum |  | 041-19508 | 041-19508 | West | West | MEMORIAL CITY - MHT - JHC PACU | MH11:507 OR7 |  |  |  |  | REGULATORS, SUCTION |  | REGULATORVACUUM-Genstar Tech-881VR-300-OH-D | REGULATORVACUUM | 881VR-300-OH-D |  |  |  | Genstar Tech | Regulator, Vacuum |  |  | REGULATORVACUUM-Genstar Tech-881VR-300-OH-D |  |  |  | Covered PM Repair - Biomedical | MHHS-Mem City
NO | YES |  |  |  | 041-19509 | 041-19509 | Gentec Healthcare | 881VR-300-OH-T |  | NA | MEMORIAL CITY - MHT - JHC RECOVER | MHHS-Mem City |  | Regulator, Vacuum |  | 041-19509 | 041-19509 | West | Memorial Hermann Memorial City Medical Center | MEMORIAL CITY - MHT - JHC RECOVER | MEMORIAL CITY - MHT - JHC PO |  |  |  |  | REGULATORS, SUCTION |  | REGULATORVACUUM-Genstar Tech-881VR-300-OH-D | REGULATORVACUUM | 881VR-300-OH-D |  |  |  | Genstar Tech | Regulator, Vacuum |  |  | REGULATORVACUUM-Genstar Tech-881VR-300-OH-D |  |  |  | Covered PM Repair - Biomedical | MHHS-Mem City
NO | YES |  |  |  | 041-19511 | 041-19511 | Gentec Healthcare | 881VR-300-OH-T |  | NA | MEMORIAL CITY - MHT- JHC PRE OP | MHHS-Mem City |  | Regulator, Vacuum |  | 041-19511 | 041-19511 | West | West | MEMORIAL CITY - MHT- JHC PRE OP | PRE OP 6 |  |  |  |  | REGULATORS, SUCTION |  | REGULATORVACUUM-Genstar Tech-881VR-300-OH-D | REGULATORVACUUM | 881VR-300-OH-D |  |  |  | Genstar Tech | Regulator, Vacuum |  |  | REGULATORVACUUM-Genstar Tech-881VR-300-OH-D |  |  |  | Covered PM Repair - Biomedical | MHHS-Mem City
NO | YES |  |  |  | 041-19512 | 041-19512 | Gentec Healthcare | 881VR-300-OH-T |  | NA | MEMORIAL CITY - MHT- JHC PRE OP | MHHS-Mem City |  | Regulator, Vacuum |  | 041-19512 | 041-19512 | West | West | MEMORIAL CITY - MHT- JHC PRE OP | PRE OP 12 |  |  |  |  | REGULATORS, SUCTION |  | REGULATORVACUUM-Genstar Tech-881VR-300-OH-D | REGULATORVACUUM | 881VR-300-OH-D |  |  |  | Genstar Tech | Regulator, Vacuum |  |  | REGULATORVACUUM-Genstar Tech-881VR-300-OH-D |  |  |  | Covered PM Repair - Biomedical | MHHS-Mem City
NO | YES |  |  |  | 041-19513 | 041-19513 | Gentec Healthcare | 881VR-300-OH-T |  | NA | MEMORIAL CITY - MHT- JHC PRE OP | MHHS-Mem City |  | Regulator, Vacuum |  | 041-19513 | 041-19513 | West | West | MEMORIAL CITY - MHT- JHC PRE OP | PRE OP 13 |  |  |  |  | REGULATORS, SUCTION |  | REGULATORVACUUM-Genstar Tech-881VR-300-OH-D | REGULATORVACUUM | 881VR-300-OH-D |  |  |  | Genstar Tech | Regulator, Vacuum |  |  | REGULATORVACUUM-Genstar Tech-881VR-300-OH-D |  |  |  | Covered PM Repair - Biomedical | MHHS-Mem City
NO | YES |  |  |  | 041-19514 | 041-19514 | Gentec Healthcare | 881VR-300-OH-T |  | NA | MEMORIAL CITY - MHT- JHC PRE OP | MHHS-Mem City |  | Regulator, Vacuum |  | 041-19514 | 041-19514 | West | West | MEMORIAL CITY - MHT- JHC PRE OP | PRE OP 4 |  |  |  |  | REGULATORS, SUCTION |  | REGULATORVACUUM-Genstar Tech-881VR-300-OH-D | REGULATORVACUUM | 881VR-300-OH-D |  |  |  | Genstar Tech | Regulator, Vacuum |  |  | REGULATORVACUUM-Genstar Tech-881VR-300-OH-D |  |  |  | Covered PM Repair - Biomedical | MHHS-Mem City
NO | YES | Serial Number Cnf |  |  | 041-19515 | 041-19515 | Gentec Healthcare | 881VR-300-OH-T |  | CNF | MEMORIAL CITY - MHT - JHC Recovery | MHHS-Mem City |  | Regulator, Vacuum |  | 041-19515 | 041-19515 | West | Memorial Hermann Memorial City Medical Center | MEMORIAL CITY - MHT - JHC Recovery | MH11 Recovery RM 1 |  |  |  |  | REGULATORS, SUCTION |  | REGULATORVACUUM-Genstar Tech-881VR-300-OH-D | REGULATORVACUUM | 881VR-300-OH-D |  |  |  | Genstar Tech | Regulator, Vacuum |  |  | REGULATORVACUUM-Genstar Tech-881VR-300-OH-D |  |  |  | Covered PM Repair - Biomedical | MHHS-Mem City
NO | YES |  |  |  | 041-19516 | 041-19516 | Gentec Healthcare | 881VR-300-OH-T |  | NA | MEMORIAL CITY - MHT - JHC PACU | MHHS-Mem City |  | Regulator, Vacuum |  | 041-19516 | 041-19516 | West | West | MEMORIAL CITY - MHT - JHC PACU | MH11:504 OR4 |  |  |  |  | REGULATORS, SUCTION |  | REGULATORVACUUM-Genstar Tech-881VR-300-OH-D | REGULATORVACUUM | 881VR-300-OH-D |  |  |  | Genstar Tech | Regulator, Vacuum |  |  | REGULATORVACUUM-Genstar Tech-881VR-300-OH-D |  |  |  | Covered PM Repair - Biomedical | MHHS-Mem City
NO | YES |  |  |  | 041-19517 | 041-19517 | Gentec Healthcare | 881VR-300-OH-T |  | NA | MEMORIAL CITY - MHT - JHC RECOVER | MHHS-Mem City |  | Regulator, Vacuum |  | 041-19517 | 041-19517 | West | Memorial Hermann Memorial City Medical Center | MEMORIAL CITY - MHT - JHC RECOVER | MEMORIAL CITY - MHT - JHC PO |  |  |  |  | REGULATORS, SUCTION |  | REGULATORVACUUM-Genstar Tech-881VR-300-OH-D | REGULATORVACUUM | 881VR-300-OH-D |  |  |  | Genstar Tech | Regulator, Vacuum |  |  | REGULATORVACUUM-Genstar Tech-881VR-300-OH-D |  |  |  | Covered PM Repair - Biomedical | MHHS-Mem City
NO | YES |  |  |  | 041-19520 | 041-19520 | Gentec Healthcare | 881VR-300-OH-T |  | NA | MEMORIAL CITY - MHT - JHC RECOVER | MHHS-Mem City |  | Regulator, Vacuum |  | 041-19520 | 041-19520 | West | Memorial Hermann Memorial City Medical Center | MEMORIAL CITY - MHT - JHC RECOVER | MEMORIAL CITY - MHT - JHC PO |  |  |  |  | REGULATORS, SUCTION |  | REGULATORVACUUM-Genstar Tech-881VR-300-OH-D | REGULATORVACUUM | 881VR-300-OH-D |  |  |  | Genstar Tech | Regulator, Vacuum |  |  | REGULATORVACUUM-Genstar Tech-881VR-300-OH-D |  |  |  | Covered PM Repair - Biomedical | MHHS-Mem City
NO | YES |  |  |  | 041-19521 | 041-19521 | Gentec Healthcare | 881VR-300-OH-T |  | NA | MEMORIAL CITY - MHT - JHC PRE-OP | MHHS-Mem City |  | Regulator, Vacuum |  | 041-19521 | 041-19521 | West | Memorial Hermann Memorial City Medical Center | MEMORIAL CITY - MHT - JHC PRE-OP | MEMORIAL CITY - MHT - JHC RECOVER |  |  |  |  | REGULATORS, SUCTION |  | REGULATORVACUUM-Genstar Tech-881VR-300-OH-D | REGULATORVACUUM | 881VR-300-OH-D |  |  |  | Genstar Tech | Regulator, Vacuum |  |  | REGULATORVACUUM-Genstar Tech-881VR-300-OH-D |  |  |  | Covered PM Repair - Biomedical | MHHS-Mem City
NO | YES |  |  |  | 041-19522 | 041-19522 | Gentec Healthcare | 881VR-300-OH-T |  | NA | Memorial City - Pre-OP | MHHS-Mem City |  | Regulator, Vacuum |  | 041-19522 | 041-19522 | West | Memorial Hermann Memorial City Medical Center | Memorial City - Pre-OP | Memorial City - Pre-OP Bay 9 |  |  |  | 1 time pm sticker | REGULATORS, SUCTION |  | REGULATORVACUUM-Genstar Tech-881VR-300-OH-D | REGULATORVACUUM | 881VR-300-OH-D |  |  |  | Genstar Tech | Regulator, Vacuum |  |  | REGULATORVACUUM-Genstar Tech-881VR-300-OH-D |  |  |  | Covered PM Repair - Biomedical | MHHS-Mem City
NO | YES |  |  |  | 041-19523 | 041-19523 | Gentec Healthcare | 881VR-300-OH-T |  | NA | MEMORIAL CITY - MHT - JHC RECOVER | MHHS-Mem City |  | Regulator, Vacuum |  | 041-19523 | 041-19523 | West | Memorial Hermann Memorial City Medical Center | MEMORIAL CITY - MHT - JHC RECOVER | MEMORIAL CITY - MHT - JHC RECOVER |  |  |  |  | REGULATORS, SUCTION |  | REGULATORVACUUM-Genstar Tech-881VR-300-OH-D | REGULATORVACUUM | 881VR-300-OH-D |  |  |  | Genstar Tech | Regulator, Vacuum |  |  | REGULATORVACUUM-Genstar Tech-881VR-300-OH-D |  |  |  | Covered PM Repair - Biomedical | MHHS-Mem City
NO | YES |  |  |  | 041-19524 | 041-19524 | Gentec Healthcare | 881VR-300-OH-T |  | NA | MEMORIAL CITY - MHT - JHC PRE-OP | MHHS-Mem City |  | Regulator, Vacuum |  | 041-19524 | 041-19524 | West | Memorial Hermann Memorial City Medical Center | MEMORIAL CITY - MHT - JHC PRE-OP | MEMORIAL CITY - MHT - JHC RECOVER |  |  |  |  | REGULATORS, SUCTION |  | REGULATORVACUUM-Genstar Tech-881VR-300-OH-D | REGULATORVACUUM | 881VR-300-OH-D |  |  |  | Genstar Tech | Regulator, Vacuum |  |  | REGULATORVACUUM-Genstar Tech-881VR-300-OH-D |  |  |  | Covered PM Repair - Biomedical | MHHS-Mem City
NO | YES |  |  |  | 041-19525 | 041-19525 | Gentec Healthcare | 881VR-300-OH-T |  | NA | MEMORIAL CITY - MHT - JHC OR | MHHS-Mem City |  | Regulator, Vacuum |  | 041-19525 | 041-19525 | West | Memorial Hermann Memorial City Medical Center | MEMORIAL CITY - MHT - JHC OR | MEMORIAL CITY - MHT - JHC OR |  |  |  |  | REGULATORS, SUCTION |  | REGULATORVACUUM-Genstar Tech-881VR-300-OH-D | REGULATORVACUUM | 881VR-300-OH-D |  |  |  | Genstar Tech | Regulator, Vacuum |  |  | REGULATORVACUUM-Genstar Tech-881VR-300-OH-D |  |  |  | Covered PM Repair - Biomedical | MHHS-Mem City
NO | YES |  |  |  | 041-19526 | 041-19526 | Gentec Healthcare | 881VR-300-OH-T |  | NA | MEMORIAL CITY - MHT - JHC RECOVER | MHHS-Mem City |  | Regulator, Vacuum |  | 041-19526 | 041-19526 | West | Memorial Hermann Memorial City Medical Center | MEMORIAL CITY - MHT - JHC RECOVER | MEMORIAL CITY - MHT - JHC RECOVER |  |  |  |  | REGULATORS, SUCTION |  | REGULATORVACUUM-Genstar Tech-881VR-300-OH-D | REGULATORVACUUM | 881VR-300-OH-D |  |  |  | Genstar Tech | Regulator, Vacuum |  |  | REGULATORVACUUM-Genstar Tech-881VR-300-OH-D |  |  |  | Covered PM Repair - Biomedical | MHHS-Mem City
NO | YES |  |  |  | 041-19527 | 041-19527 | Gentec Healthcare | 881VR-300-OH-T |  | NA | MEMORIAL CITY - MHT - JHC RECOVER | MHHS-Mem City |  | Regulator, Vacuum |  | 041-19527 | 041-19527 | West | Memorial Hermann Memorial City Medical Center | MEMORIAL CITY - MHT - JHC RECOVER | MEMORIAL CITY - MHT - JHC RECOVER |  |  |  |  | REGULATORS, SUCTION |  | REGULATORVACUUM-Genstar Tech-881VR-300-OH-D | REGULATORVACUUM | 881VR-300-OH-D |  |  |  | Genstar Tech | Regulator, Vacuum |  |  | REGULATORVACUUM-Genstar Tech-881VR-300-OH-D |  |  |  | Covered PM Repair - Biomedical | MHHS-Mem City
NO | YES |  |  |  | 041-19528 | 041-19528 | Gentec Healthcare | 881VR-300-OH-T |  | 61G-14120468 | MEMORIAL CITY - MHT -JHC INPATIENT UNIT | MHHS-Mem City |  | Regulator, Vacuum |  | 041-19528 | 041-19528 | West | Memorial Hermann - Memorial City | MEMORIAL CITY - MHT -JHC INPATIENT UNIT | MH8 110 Room 8M31 |  |  |  |  | REGULATORS, SUCTION |  | REGULATORVACUUM-Genstar Tech-881VR-300-OH-D | REGULATORVACUUM | 881VR-300-OH-D |  |  |  | Genstar Tech | Regulator, Vacuum |  |  | REGULATORVACUUM-Genstar Tech-881VR-300-OH-D |  |  |  | Covered PM Repair - Biomedical | MHHS-Mem City
NO | YES |  |  |  | 041-19529 | 041-19529 | Gentec Healthcare | 881VR-300-OH-T |  | NA | MEMORIAL CITY - MHT - JHC PACU | MHHS-Mem City |  | Regulator, Vacuum |  | 041-19529 | 041-19529 | West | West | MEMORIAL CITY - MHT - JHC PACU | MH8:101 Room 8M39 |  |  |  |  | REGULATORS, SUCTION |  | REGULATORVACUUM-Genstar Tech-881VR-300-OH-D | REGULATORVACUUM | 881VR-300-OH-D |  |  |  | Genstar Tech | Regulator, Vacuum |  |  | REGULATORVACUUM-Genstar Tech-881VR-300-OH-D |  |  |  | Covered PM Repair - Biomedical | MHHS-Mem City
NO | YES |  |  |  |  | 099-02296 | Gentec Healthcare | 881VR-300-OH-T |  | 61G-B30148 | NE-Radiology | MHHS-Northeast |  | Regulator, Vacuum |  |  | 099-02296 | Katy | MHHS-Northeast | NE-Radiology | Nursing office | 3/1/17 | 2/1/20 |  |  | REGULATORS, SUCTION | Regulator, Vacuum | REGULATORVACUUM-Genstar Tech-881VR-300-OH-D | REGULATORVACUUM | 881VR-300-OH-D |  |  |  | Genstar Tech | Regulator, Vacuum |  |  | REGULATORVACUUM-Genstar Tech-881VR-300-OH-D | 12/3/13 |  |  | Covered PM Repair - Biomedical | MHHS-Northeast | [8 empty] | REGULATORVACUUM | Regulator, Vacuum | Genstar Tech
NO | YES |  |  |  |  | 099-01145 | Gentec Healthcare | 881VR-300-OH-T |  | 099-01145 | NE-Radiology | MHHS-Northeast |  | Regulator, Vacuum |  |  | 099-01145 | Katy | MHHS-Northeast | NE-Radiology | X-Ray Control Room |  |  |  |  | REGULATORS, SUCTION | Regulator, Vacuum | REGULATORVACUUM-Genstar Tech-881VR-300-OH-D | REGULATORVACUUM | 881VR-300-OH-D |  |  |  | Genstar Tech | Regulator, Vacuum |  |  | REGULATORVACUUM-Genstar Tech-881VR-300-OH-D |  |  |  | Covered PM Repair - Biomedical | MHHS-Northeast | [8 empty] | REGULATORVACUUM | Regulator, Vacuum | Genstar Tech
NO | YES | [5 empty] | Gentec Healthcare | 881VR-300-OH-T |  | 61G-B303320 | Memorial Hermann - Humble - Radiology | MHHS-Northeast |  | Regulator, Vacuum |  |  |  | Katy | Memorial Hermann Northeast Hospital | Memorial Hermann - Humble - Radiology | CT Room 2 |  |  |  | 1 time pm sticker | REGULATORS, SUCTION |  | REGULATORVACUUM-Genstar Tech-881VR-300-OH-D | REGULATORVACUUM | 881VR-300-OH-D |  |  |  | Genstar Tech | Regulator, Vacuum |  |  | REGULATORVACUUM-Genstar Tech-881VR-300-OH-D |  |  |  | Covered PM Repair - Biomedical | MHHS-Northeast
NO | YES |  |  |  |  | 099-02895 | Gentec Healthcare | 881VR-300-OH-T |  |  | NE-5 South West | MHHS-Northeast |  | Regulator, Vacuum |  |  | 099-02895 | Katy | MHHS-Northeast | NE-5 South West | SW5 - 13 | 4/1/11 | 2/1/20 |  |  | REGULATORS, SUCTION | Regulator, Vacuum | REGULATORVACUUM-Genstar Tech-881VR-300-OH-D | REGULATORVACUUM | 881VR-300-OH-D |  |  |  | Genstar Tech | Regulator, Vacuum |  |  | REGULATORVACUUM-Genstar Tech-881VR-300-OH-D | 1/3/16 |  |  | Covered PM Repair - Biomedical | MHHS-Northeast | [8 empty] | REGULATORVACUUM | Regulator, Vacuum | Genstar Tech
NO | YES |  |  |  | 142-05056 | 142-05056 | Gentec Healthcare | 881VR-300-OH-T |  | 142-05056 | NE-Radiology | MHHS-Northeast |  | Regulator, Vacuum |  | 142-05056 | 142-05056 | Katy | MHHS-Northeast | NE-Radiology | X-Ray Storage | 3/1/17 |  |  |  | REGULATORS, SUCTION | Regulator, Vacuum | REGULATORVACUUM-Genstar Tech-881VR-300-OH-D | REGULATORVACUUM | 881VR-300-OH-D |  |  |  | Genstar Tech | Regulator, Vacuum |  |  | REGULATORVACUUM-Genstar Tech-881VR-300-OH-D | 1/3/16 |  |  | Covered PM Repair - Biomedical | MHHS-Northeast | [8 empty] | REGULATORVACUUM | Regulator, Vacuum | Genstar Tech
NO | YES |  |  |  | 041-19905 | 041-19905 | Gentec Healthcare | 881VR-300-OH-T |  | LOT# 15090006-078 | IMAGING CENTER-CYPRESS - | MHHS-OPID |  | Regulator, Vacuum |  | 041-19905 | 041-19905 | Northwest | Cypress- Memorial Hermann Cypress Hospital | IMAGING CENTER-CYPRESS - | XRAY |  |  |  |  | REGULATORS, SUCTION |  | REGULATORVACUUM-Genstar Tech-881VR-300-OH-D | REGULATORVACUUM | 881VR-300-OH-D |  |  |  | Genstar Tech | Regulator, Vacuum |  |  | REGULATORVACUUM-Genstar Tech-881VR-300-OH-D |  |  |  | Covered PM Repair - Biomedical | MHHS-OPID
NO | YES |  |  |  | 009-10652 | 009-10652 | Gentec Healthcare | 881VR-300-OH-T |  | 61G-170100083 | OPID-(GH)-Greater Heights CCC-439 | MHHS-OPID |  | Regulator, Vacuum |  | 009-10652 | 009-10652 | Central | MHHS-Others | OPID-(GH)-Greater Heights CCC-439 | CT Room | 10/1/17 |  |  |  | REGULATORS, SUCTION | Regulator, Vacuum | REGULATORVACUUM-Genstar Tech-881VR-300-OH-D | REGULATORVACUUM | 881VR-300-OH-D |  |  |  | Genstar Tech | Regulator, Vacuum |  |  | REGULATORVACUUM-Genstar Tech-881VR-300-OH-D |  |  |  | Covered PM Repair - Biomedical | MHHS-OPID | [8 empty] | REGULATORVACUUM | Regulator, Vacuum | Genstar Tech
NO | YES |  |  |  | 013-37850 | 013-37850 | Gentec Healthcare | 881VR-300-OH-T |  |  | SW-ER | MHHS-Southwest |  | Regulator, Vacuum |  | 013-37850 | 013-37850 | Southwest | MHHS-Southwest | SW-ER | Storage room floor 1 section B |  |  |  | No PM sticker | REGULATORS, SUCTION | Regulator, Vacuum | REGULATORVACUUM-Genstar Tech-881VR-300-OH-D | REGULATORVACUUM | 881VR-300-OH-D |  |  |  | Genstar Tech | Regulator, Vacuum |  |  | REGULATORVACUUM-Genstar Tech-881VR-300-OH-D | 12/3/16 |  |  | Covered PM Repair - Biomedical | MHHS-Southwest | [8 empty] | REGULATORVACUUM | Regulator, Vacuum | Genstar Tech
YES | YES |  |  |  | 151-04694 | 151-04694 | Gentec Healthcare | 881VR-300-OH-T |  | 61G-17010083/262 | CY - CARDIAC CATH LAB |  |  |  |  | 151-04694 | 151-04694 | Northwest | Memorial Hermann Cypress Hospital | CY - CARDIAC CATH LAB | Cardiac imaging |  | 2/1/20 |  | No PM sticker |  | Regulator, Vacuum | REGULATORVACUUM-Genstar Tech-881VR-300-OH-D | [23 empty] | REGULATORVACUUM | Regulator, Vacuum | Genstar Tech
YES | YES |  |  |  | 151-04605 | 151-04605 | Gentec Healthcare | 881VR-300-OH-T |  | 61G-16080128/177 | CY - CARDIAC CATH LAB |  |  |  |  | 151-04605 | 151-04605 | Northwest | Memorial Hermann Cypress Hospital | CY - CARDIAC CATH LAB | CVR 5 | [5 empty] | Regulator, Vacuum | REGULATORVACUUM-Genstar Tech-881VR-300-OH-D | [23 empty] | REGULATORVACUUM | Regulator, Vacuum | Genstar Tech
YES | YES |  |  |  | 151-03654 | 151-03654 | Gentec Healthcare | 881VR-300-OH-T |  | 61G-16080128/002 | CY - OBED |  |  |  |  | 151-03654 | 151-03654 | Northwest | OB ED | CY - OBED | Bay 2 | [5 empty] | Regulator, Vacuum | REGULATORVACUUM-Genstar Tech-881VR-300-OH-D | [23 empty] | REGULATORVACUUM | Regulator, Vacuum | Genstar Tech
YES | YES |  |  |  | 151-05224 | 151-05224 | Gentec healthcare | 881VR-300-OH-T |  | 61G-16080128/096 | [5 empty] | 151-05224 | 151-05224 | Northwest | Memorial Hermann Cypress Hospital |  | Ob Ed | [5 empty] | Regulator, Vacuum | REGULATORVACUUM-Genstar Tech-881VR-300-OH-D | [23 empty] | REGULATORVACUUM | Regulator, Vacuum | Genstar Tech
YES | YES |  |  |  | 151-03656 | 151-03656 | Gentec Healthcare | 881VR-300-OH-T |  | 61G-16060206/049 | CY - OBED |  |  |  |  | 151-03656 | 151-03656 | Northwest | OB ED | CY - OBED | Bay 3 | [5 empty] | Regulator, Vacuum | REGULATORVACUUM-Genstar Tech-881VR-300-OH-D | [23 empty] | REGULATORVACUUM | Regulator, Vacuum | Genstar Tech
NO | YES |  |  |  | 151-01814 | 151-01814 | Gentec Healthcare | 881VR-300-OH-T |  | Snf | CY-Maternal Fetal Medicine Clinic |  |  |  |  | 151-01814 | 151-01814 | Cypress | MHHS-Cypress | CY-Maternal Fetal Medicine Clinic | Room 1 | 2/1/20 |  |  |  |  | Regulator, Vacuum | REGULATORVACUUM-Genstar Tech-881VR-300-OH-D | [23 empty] | REGULATORVACUUM | Regulator, Vacuum | Genstar Tech
YES | YES |  |  |  | 099-04767 | 099-04767 | Gentec Healthcare | 881VR-300-OH-T |  | 61k19040149070 | Er |  |  |  |  | 099-04767 | 099-04767 | Pearland | Memorial Hermann Pearland Hospital | Er | ER19 | [5 empty] | Regulator, Vacuum | REGULATORVACUUM-Genstar Tech-881VR-300-OH-D | [23 empty] | REGULATORVACUUM | Regulator, Vacuum | Genstar Tech
YES | YES |  |  |  | 099-04768 | 099-04768 | Gentec Healthcare | 881VR-300-OH-T |  | 61k19040149064 | Er |  |  |  |  | 099-04768 | 099-04768 | Pearland | Memorial Hermann Pearland Hospital | Er | ER C1 100.1 | [5 empty] | Regulator, Vacuum | REGULATORVACUUM-Genstar Tech-881VR-300-OH-D | [23 empty] | REGULATORVACUUM | Regulator, Vacuum | Genstar Tech
YES | YES |  |  |  | 099-04772 | 099-04772 | Gentec Healthcare | 881VR-300-OH-T |  | 61k19040149069 | Er |  |  |  |  | 099-04772 | 099-04772 | Pearland | Memorial Hermann Pearland Hospital | Er | ER 21 | [5 empty] | Regulator, Vacuum | REGULATORVACUUM-Genstar Tech-881VR-300-OH-D | [23 empty] | REGULATORVACUUM | Regulator, Vacuum | Genstar Tech
YES | YES |  |  |  | 099-04776 | 099-04776 | Gentec Healthcare | 881VR-300-OH-T |  | 61k19040149061 | Er |  |  |  |  | 099-04776 | 099-04776 | Pearland | Memorial Hermann Pearland Hospital | Er | ER 22 | [5 empty] | Regulator, Vacuum | REGULATORVACUUM-Genstar Tech-881VR-300-OH-D | [23 empty] | REGULATORVACUUM | Regulator, Vacuum | Genstar Tech
YES | YES |  |  |  | 099-04780 | 099-04780 | Gentec Healthcare | 881VR-300-OH-T |  | 61k19040149081 | Surgery center |  |  |  |  | 099-04780 | 099-04780 | Pearland | Memorial Hermann Pearland Hospital | Surgery center | Cdu 1 |  |  |  | No pm |  | Regulator, Vacuum | REGULATORVACUUM-Genstar Tech-881VR-300-OH-D | [23 empty] | REGULATORVACUUM | Regulator, Vacuum | Genstar Tech
YES | YES | Serial Number 881VR-300-OH-T |  |  | 133-08850 | 133-08850 | Gentec Healthcare | 881VR-300-OH-T |  | 881VR-300-OH-T | KATY - PACU |  |  |  |  | 133-08850 | 133-08850 | Katy | Memorial Hermann Katy Hospital | KATY - PACU | Bay 10 | 5/1/15 |  |  |  |  | Regulator, Vacuum | REGULATORVACUUM-Genstar Tech-881VR-300-OH-D | [23 empty] | REGULATORVACUUM | Regulator, Vacuum | Genstar Tech
YES | YES | Serial Number 881VR-300-OH-T |  |  | 133-08976 | 133-08976 | Gentec Healthcare | 881VR-300-OH-T |  | 881VR-300-OH-T | KATY - PACU |  |  |  |  | 133-08976 | 133-08976 | Katy | Memorial Hermann Katy Hospital | KATY - PACU | Bay 10 | 5/1/15 |  |  |  |  | Regulator, Vacuum | REGULATORVACUUM-Genstar Tech-881VR-300-OH-D | [23 empty] | REGULATORVACUUM | Regulator, Vacuum | Genstar Tech
YES | YES | Serial Number 881VR-300-OH-T |  |  | 133-08844 | 133-08844 | Gentec Healthcare | 881VR-300-OH-T |  | 881VR-300-OH-T | KATY - PACU |  |  |  |  | 133-08844 | 133-08844 | Katy | Memorial Hermann Katy Hospital | KATY - PACU | Bay 12 | 5/1/15 |  |  |  |  | Regulator, Vacuum | REGULATORVACUUM-Genstar Tech-881VR-300-OH-D | [23 empty] | REGULATORVACUUM | Regulator, Vacuum | Genstar Tech
YES | YES | Serial Number 881VR-300-OH-T |  |  | 133-08978 | 133-08978 | Gentec Healthcare | 881VR-300-OH-T |  | 881VR-300-OH-T | KATY - PACU |  |  |  |  | 133-08978 | 133-08978 | Katy | Memorial Hermann Katy Hospital | KATY - PACU | Bay 12 | 5/1/15 |  |  |  |  | Regulator, Vacuum | REGULATORVACUUM-Genstar Tech-881VR-300-OH-D | [23 empty] | REGULATORVACUUM | Regulator, Vacuum | Genstar Tech
YES | YES | Serial Number 881VR-300-OH-T |  |  | 133-08846 | 133-08846 | Gentec Healthcare | 881VR-300-OH-T |  | 881VR-300-OH-T | KATY - PACU |  |  |  |  | 133-08846 | 133-08846 | Katy | Memorial Hermann Katy Hospital | KATY - PACU | Bay 24 | 5/1/15 |  |  |  |  | Regulator, Vacuum | REGULATORVACUUM-Genstar Tech-881VR-300-OH-D | [23 empty] | REGULATORVACUUM | Regulator, Vacuum | Genstar Tech
YES | YES |  |  |  | 099-03034 | 099-03034 | Gentec Healthcare | 881VR-300-OH-T |  |  | KATY - OR |  |  |  |  | 099-03034 | 099-03034 | Katy | Memorial Hermann Katy Hospital | KATY - OR | OR - Equipment | 6/1/13 |  |  |  |  | Regulator, Vacuum | REGULATORVACUUM-Genstar Tech-881VR-300-OH-D | [23 empty] | REGULATORVACUUM | Regulator, Vacuum | Genstar Tech
YES | YES | Serial Number 61G-14120289(B1) |  |  | 133-08971 | 133-08971 | Gentec Healthcare | 881VR-300-OH-T |  | 61G-14120289(B1) | KATY - OR |  |  |  |  | 133-08971 | 133-08971 | Katy | Memorial Hermann Katy Hospital | KATY - OR | Bronchoscopy |  |  |  | No pm |  | Regulator, Vacuum | REGULATORVACUUM-Genstar Tech-881VR-300-OH-D | [23 empty] | REGULATORVACUUM | Regulator, Vacuum | Genstar Tech
YES | YES |  |  |  | 099-03663 | 099-03663 | Gentec Healthcare | 881VR-300-OH-T |  | 61G-16040023/015 | 6th floor |  |  |  |  | 099-03663 | 099-03663 | Katy | Memorial Hermann Katy Hospital | 6th floor | [6 empty] | Regulator, Vacuum | REGULATORVACUUM-Genstar Tech-881VR-300-OH-D | [23 empty] | REGULATORVACUUM | Regulator, Vacuum | Genstar Tech
YES | YES | Serial Number Cnf |  |  | 099-03795 | 099-03795 | Gentec Healthcare | 881VR-300-OH-T |  | Cnf | Med surg |  |  |  |  | 099-03795 | 099-03795 | Katy | Memorial Hermann Katy Hospital | Med surg | Room 627 |  |  |  | Could not get serial |  | Regulator, Vacuum | REGULATORVACUUM-Genstar Tech-881VR-300-OH-D | [23 empty] | REGULATORVACUUM | Regulator, Vacuum | Genstar Tech
YES | YES |  |  |  | 133-31066 | 133-31066 | Gentec Healthcare | 881VR-300-OH-T |  | 16030099-066 | Med surg |  |  |  |  | 133-31066 | 133-31066 | Katy | Memorial Hermann Katy Hospital | Med surg | Room 703 |  |  |  | No pm |  | Regulator, Vacuum | REGULATORVACUUM-Genstar Tech-881VR-300-OH-D | [23 empty] | REGULATORVACUUM | Regulator, Vacuum | Genstar Tech
YES | YES | Serial Number Cnf |  |  | 133-09140 | 133-09140 | Gentec Healthcare | 881VR-300-OH-T |  | CNF | KATY - RAPID ADMIT |  |  |  |  | 133-09140 | 133-09140 | Katy | Memorial Hermann Katy Hospital | KATY - RAPID ADMIT | RAU 11 | [5 empty] | Regulator, Vacuum | REGULATORVACUUM-Genstar Tech-881VR-300-OH-D | [23 empty] | REGULATORVACUUM | Regulator, Vacuum | Genstar Tech
YES | YES |  |  |  | 133-09139 | 133-09139 | Gentec Healthcare | 881VR-300-OH-T |  | Nsn | KATY - RAPID ADMIT |  |  |  |  | 133-09139 | 133-09139 | Katy | Memorial Hermann Katy Hospital | KATY - RAPID ADMIT | Rau room 9 | 5/1/16 |  |  |  |  | Regulator, Vacuum | REGULATORVACUUM-Genstar Tech-881VR-300-OH-D | [23 empty] | REGULATORVACUUM | Regulator, Vacuum | Genstar Tech
YES | YES |  |  |  | 133-09163 | 133-09163 | Gentec Healthcare | 881VR-300-OH-T |  |  | KATY - L |  |  |  |  | 133-09163 | 133-09163 | Katy | Memorial Hermann Katy Hospital | KATY - L | L | [5 empty] | Regulator, Vacuum | REGULATORVACUUM-Genstar Tech-881VR-300-OH-D | [23 empty] | REGULATORVACUUM | Regulator, Vacuum | Genstar Tech
YES | YES |  |  |  | 133-08352 | 133-08352 | Gentec Healthcare | 881VR-300-OH-T |  | Nsn | KATY - L |  |  |  |  | 133-08352 | 133-08352 | Katy | Memorial Hermann Katy Hospital | KATY - L | Ldr 9 | 6/1/16 |  |  |  |  | Regulator, Vacuum | REGULATORVACUUM-Genstar Tech-881VR-300-OH-D | [23 empty] | REGULATORVACUUM | Regulator, Vacuum | Genstar Tech
YES | YES |  |  |  | 099-03820 | 099-03820 | Gentec Healthcare | 881VR-300-OH-T |  | 61-G-16060206/090 | KATY - Cath Lab |  |  |  |  | 099-03820 | 099-03820 | Katy | Memorial Hermann Katy Hospital | KATY - Cath Lab | Cathblab 5 | [5 empty] | Regulator, Vacuum | REGULATORVACUUM-Genstar Tech-881VR-300-OH-D | [23 empty] | REGULATORVACUUM | Regulator, Vacuum | Genstar Tech
YES | YES |  |  |  | 099-03821 | 099-03821 | Gentec Healthcare | 881VR-300-OH-T |  | 61G-16060206/148 | KATY - Cath Lab |  |  |  |  | 099-03821 | 099-03821 | Katy | Memorial Hermann Katy Hospital | KATY - Cath Lab | Cathblab 3 | [5 empty] | Regulator, Vacuum | REGULATORVACUUM-Genstar Tech-881VR-300-OH-D | [23 empty] | REGULATORVACUUM | Regulator, Vacuum | Genstar Tech
YES | YES |  |  |  | 009-10520 | 009-10520 | Gentec Healthcare | 881VR-300-OH-T |  | 61G-17010083/308 | 1st floor |  |  |  |  | 009-10520 | 009-10520 | Katy | Katy | 1st floor | ER |  |  |  | No pm |  | Regulator, Vacuum | REGULATORVACUUM-Genstar Tech-881VR-300-OH-D | [23 empty] | REGULATORVACUUM | Regulator, Vacuum | Genstar Tech
YES | YES |  |  |  | 009-10524 | 009-10524 | Gentec Healthcare | 881VR-300-OH-T |  | 61-G-17010083/306 | 1st floor |  |  |  |  | 009-10524 | 009-10524 | Katy | Katy | 1st floor | ER |  |  |  | No pm |  | Regulator, Vacuum | REGULATORVACUUM-Genstar Tech-881VR-300-OH-D | [23 empty] | REGULATORVACUUM | Regulator, Vacuum | Genstar Tech
YES | YES |  |  |  | 009-10522 | 009-10522 | Gentec Healthcare | 881VR-300-OH-T |  | 61G-17010083/199 | 1st floor |  |  |  |  | 009-10522 | 009-10522 | Katy | Katy | 1st floor | ER |  |  |  | No pm |  | Regulator, Vacuum | REGULATORVACUUM-Genstar Tech-881VR-300-OH-D | [23 empty] | REGULATORVACUUM | Regulator, Vacuum | Genstar Tech
YES | YES |  |  |  | 009-10529 | 009-10529 | Gentec Healthcare | 881VR-300-OH-T |  | 61G-17010083/290 | 1st floor |  |  |  |  | 009-10529 | 009-10529 | Katy | Katy | 1st floor | ER |  |  |  | No pm |  | Regulator, Vacuum | REGULATORVACUUM-Genstar Tech-881VR-300-OH-D | [23 empty] | REGULATORVACUUM | Regulator, Vacuum | Genstar Tech
YES | YES |  |  |  | 099-00184 | 099-00184 | Gentec Healthcare | 881VR-300-OH-T |  | 61G-15060001 | NE - OR HOLDING |  |  |  |  | 099-00184 | 099-00184 | Southwest |  | NE - OR HOLDING | OR HOLDING |  |  |  | No pm |  | Regulator, Vacuum | REGULATORVACUUM-Genstar Tech-881VR-300-OH-D | [23 empty] | REGULATORVACUUM | Regulator, Vacuum | Genstar Tech
YES | YES |  |  |  | 142-05178 | 142-05178 | Gentec Healthcare | 881VR-300-OH-T |  | 61G-B30148 | NE - OR HOLDING |  |  |  |  | 142-05178 | 142-05178 | northeast | Daysurgery | NE - OR HOLDING | OR HOLDING |  |  |  | No pm |  | Regulator, Vacuum | REGULATORVACUUM-Genstar Tech-881VR-300-OH-D | [23 empty] | REGULATORVACUUM | Regulator, Vacuum | Genstar Tech
YES | YES | Serial Number 61G-B30320 |  |  | 142-05033 | 142-05033 | Gentec Healthcare | 881VR-300-OH-T |  | 61G-B30320 | NE - OR HOLDING |  |  |  |  | 142-05033 | 142-05033 | northeast | Daysurgery | NE - OR HOLDING | OR HOLDING |  |  |  | No pm |  | Regulator, Vacuum | REGULATORVACUUM-Genstar Tech-881VR-300-OH-D | [23 empty] | REGULATORVACUUM | Regulator, Vacuum | Genstar Tech
YES | YES |  |  |  | 099-00275 | 099-00275 | Gentec Healthcare | 881VR-300-OH-T |  | 15040059-040 | NE - RESPIRATORY |  |  |  |  | 099-00275 | 099-00275 | northeast |  | NE - RESPIRATORY |  | 2/1/20 |  |  | No pm |  | Regulator, Vacuum | REGULATORVACUUM-Genstar Tech-881VR-300-OH-D | [23 empty] | REGULATORVACUUM | Regulator, Vacuum | Genstar Tech
YES | YES |  |  |  | 142-05199 | 142-05199 | Gentec Healthcare | 881VR-300-OH-T |  | 61G-B30148 | NE - 3 WEST TOWER |  |  |  |  | 142-05199 | 142-05199 | northeast |  | NE - 3 WEST TOWER | ER |  |  |  | No pm |  | Regulator, Vacuum | REGULATORVACUUM-Genstar Tech-881VR-300-OH-D | [23 empty] | REGULATORVACUUM | Regulator, Vacuum | Genstar Tech
YES | YES |  |  |  | 142-05003 | 142-05003 | Gentec Healthcare | 881VR-300-OH-T |  | 61G-B30148 | NE - ER |  |  |  |  | 142-05003 | 142-05003 | northeast |  | NE - ER |  | 2/1/20 |  |  | No pm |  | Regulator, Vacuum | REGULATORVACUUM-Genstar Tech-881VR-300-OH-D | [23 empty] | REGULATORVACUUM | Regulator, Vacuum | Genstar Tech
YES | YES | Serial Number 61G-B30320 |  |  | 142-05139 | 142-05139 | Gentec Healthcare | 881VR-300-OH-T |  | 61G-B30320 | NE - ER |  |  |  |  | 142-05139 | 142-05139 | northeast |  | NE - ER |  |  |  |  | No pm |  | Regulator, Vacuum | REGULATORVACUUM-Genstar Tech-881VR-300-OH-D | [23 empty] | REGULATORVACUUM | Regulator, Vacuum | Genstar Tech
YES | YES | Serial Number 61G-B30320 |  |  | 142-05063 | 142-05063 | Gentec Healthcare | 881VR-300-OH-T |  | 61G-B30320 | NE - ER |  |  |  |  | 142-05063 | 142-05063 | northeast |  | NE - ER |  |  |  |  | No pm |  | Regulator, Vacuum | REGULATORVACUUM-Genstar Tech-881VR-300-OH-D | [23 empty] | REGULATORVACUUM | Regulator, Vacuum | Genstar Tech
YES | YES | Serial Number 61G-B30320 |  |  | 142-05062 | 142-05062 | Gentec Healthcare | 881VR-300-OH-T |  | 61G-B30320 | NE - ER |  |  |  |  | 142-05062 | 142-05062 | northeast |  | NE - ER |  |  |  |  | No pm |  | Regulator, Vacuum | REGULATORVACUUM-Genstar Tech-881VR-300-OH-D | [23 empty] | REGULATORVACUUM | Regulator, Vacuum | Genstar Tech
YES | YES | Serial Number Cnf |  |  | 099-00177 | 099-00177 | Gentec Healthcare | 881VR-300-OH-T |  | Cnf | Decision Unit |  |  |  |  | 099-00177 | 099-00177 | northeast |  | Decision Unit | Decision Unit |  |  |  | No pm |  | Regulator, Vacuum | REGULATORVACUUM-Genstar Tech-881VR-300-OH-D | [23 empty] | REGULATORVACUUM | Regulator, Vacuum | Genstar Tech
YES | YES | Serial Number Cnf |  |  | 142-05152 | 142-05152 | Gentec Healthcare | 881VR-300-OH-T |  | Cnf | Decision Unit |  |  |  |  | 142-05152 | 142-05152 | northeast |  | Decision Unit | Decision Unit |  |  |  | No pm |  | Regulator, Vacuum | REGULATORVACUUM-Genstar Tech-881VR-300-OH-D | [23 empty] | REGULATORVACUUM | Regulator, Vacuum | Genstar Tech
YES | YES | Serial Number Cnf |  |  | 099-00174 | 099-00174 | Gentec Healthcare | 881VR-300-OH-T |  | Cnf | Decision Unit |  |  |  |  | 099-00174 | 099-00174 | northeast |  | Decision Unit | Decision Unit |  |  |  | No pm |  | Regulator, Vacuum | REGULATORVACUUM-Genstar Tech-881VR-300-OH-D | [23 empty] | REGULATORVACUUM | Regulator, Vacuum | Genstar Tech
YES | YES | Serial Number Cnf |  |  | 099-00172 | 099-00172 | Gentec Healthcare | 881VR-300-OH-T |  | Cnf | Decision Unit |  |  |  |  | 099-00172 | 099-00172 | northeast |  | Decision Unit | Decision Unit |  |  |  | No pm |  | Regulator, Vacuum | REGULATORVACUUM-Genstar Tech-881VR-300-OH-D | [23 empty] | REGULATORVACUUM | Regulator, Vacuum | Genstar Tech
YES | YES | Serial Number Cnf |  |  | 099-02023 | 099-02023 | Gentec Healthcare | 881VR-300-OH-T |  | Cnf | Decision Unit |  |  |  |  | 099-02023 | 099-02023 | northeast |  | Decision Unit | Decision Unit |  |  |  | No pm |  | Regulator, Vacuum | REGULATORVACUUM-Genstar Tech-881VR-300-OH-D | [23 empty] | REGULATORVACUUM | Regulator, Vacuum | Genstar Tech
YES | YES | Serial Number Cnf |  |  | 142-05157 | 142-05157 | Gentec Healthcare | 881VR-300-OH-T |  | Cnf | NE - CLINICAL DECISION UNIT |  |  |  |  | 142-05157 | 142-05157 | northeast |  | NE - CLINICAL DECISION UNIT |  | 2/1/20 |  |  | No pm |  | Regulator, Vacuum | REGULATORVACUUM-Genstar Tech-881VR-300-OH-D | [23 empty] | REGULATORVACUUM | Regulator, Vacuum | Genstar Tech
YES | YES | Serial Number Cnf |  |  | 099-02013 | 099-02013 | Gentec Healthcare | 881VR-300-OH-T |  | Cnf | NE - CLINICAL DECISION UNIT |  |  |  |  | 099-02013 | 099-02013 | northeast |  | NE - CLINICAL DECISION UNIT |  |  |  |  | No pm |  | Regulator, Vacuum | REGULATORVACUUM-Genstar Tech-881VR-300-OH-D | [23 empty] | REGULATORVACUUM | Regulator, Vacuum | Genstar Tech
YES | YES | Serial Number Cnf |  |  | 142-05126 | 142-05126 | Gentec Healthcare | 881VR-300-OH-T |  | Cnf | NE - CLINICAL DECISION UNIT |  |  |  |  | 142-05126 | 142-05126 | northeast |  | NE - CLINICAL DECISION UNIT |  |  |  |  | No pm |  | Regulator, Vacuum | REGULATORVACUUM-Genstar Tech-881VR-300-OH-D | [23 empty] | REGULATORVACUUM | Regulator, Vacuum | Genstar Tech
YES | YES | Serial Number Cnf |  |  | 142-05143 | 142-05143 | Gentec Healthcare | 881VR-300-OH-T |  | Cnf | NE - CLINICAL DECISION UNIT |  |  |  |  | 142-05143 | 142-05143 | northeast |  | NE - CLINICAL DECISION UNIT |  |  |  |  | No pm |  | Regulator, Vacuum | REGULATORVACUUM-Genstar Tech-881VR-300-OH-D | [23 empty] | REGULATORVACUUM | Regulator, Vacuum | Genstar Tech
YES | YES | Serial Number Cnf |  |  | 099-02008 | 099-02008 | Gentec Healthcare | 881VR-300-OH-T |  | Cnf | NE - CLINICAL DECISION UNIT |  |  |  |  | 099-02008 | 099-02008 | northeast |  | NE - CLINICAL DECISION UNIT |  |  |  |  | No pm |  | Regulator, Vacuum | REGULATORVACUUM-Genstar Tech-881VR-300-OH-D | [23 empty] | REGULATORVACUUM | Regulator, Vacuum | Genstar Tech
YES | YES | Serial Number Cnf |  |  | 099-02007 | 099-02007 | Gentec Healthcare | 881VR-300-OH-T |  | Cnf | NE - CLINICAL DECISION UNIT |  |  |  |  | 099-02007 | 099-02007 | northeast |  | NE - CLINICAL DECISION UNIT |  | 2/1/20 |  |  | No pm |  | Regulator, Vacuum | REGULATORVACUUM-Genstar Tech-881VR-300-OH-D | [23 empty] | REGULATORVACUUM | Regulator, Vacuum | Genstar Tech
YES | YES | Serial Number Cnf |  |  | 099-02002 | 099-02002 | Gentec Healthcare | 881VR-300-OH-T |  | Cnf | NE - CLINICAL DECISION UNIT |  |  |  |  | 099-02002 | 099-02002 | northeast |  | NE - CLINICAL DECISION UNIT |  |  |  |  | No pm |  | Regulator, Vacuum | REGULATORVACUUM-Genstar Tech-881VR-300-OH-D | [23 empty] | REGULATORVACUUM | Regulator, Vacuum | Genstar Tech
YES | YES | Serial Number Cnf |  |  | 142-05154 | 142-05154 | Gentec Healthcare | 881VR-300-OH-T |  | Cnf | NE - TELEMETRY |  |  |  |  | 142-05154 | 142-05154 | northeast |  | NE - TELEMETRY |  |  |  |  | No pm |  | Regulator, Vacuum | REGULATORVACUUM-Genstar Tech-881VR-300-OH-D | [23 empty] | REGULATORVACUUM | Regulator, Vacuum | Genstar Tech
YES | YES | Serial Number Cnf |  |  | 099-02001 | 099-02001 | Gentec Healthcare | 881VR-300-OH-T |  | Cnf | NE - TELEMETRY |  |  |  |  | 099-02001 | 099-02001 | northeast |  | NE - TELEMETRY |  | 2/1/20 |  |  | No pm |  | Regulator, Vacuum | REGULATORVACUUM-Genstar Tech-881VR-300-OH-D | [23 empty] | REGULATORVACUUM | Regulator, Vacuum | Genstar Tech
YES | YES | Serial Number Cnf |  |  | 099-01324 | 099-01324 | Gentec Healthcare | 881VR-300-OH-T |  | Cnf | NE - ER |  |  |  |  | 099-01324 | 099-01324 | NorthEast | Humble | NE - ER |  |  | 2/1/20 |  | No pm |  | Regulator, Vacuum | REGULATORVACUUM-Genstar Tech-881VR-300-OH-D | [23 empty] | REGULATORVACUUM | Regulator, Vacuum | Genstar Tech
YES | YES | Serial Number Cnf |  |  | 099-01323 | 099-01323 | Gentec Healthcare | 881VR-300-OH-T |  | Cnf | NE - ER |  |  |  |  | 099-01323 | 099-01323 | northeast |  | NE - ER |  |  |  |  | No pm |  | Regulator, Vacuum | REGULATORVACUUM-Genstar Tech-881VR-300-OH-D | [23 empty] | REGULATORVACUUM | Regulator, Vacuum | Genstar Tech
YES | YES | Serial Number Cnf |  |  | 099-01319 | 099-01319 | Gentec Healthcare | 881VR-300-OH-T |  | Cnf | NE - ER |  |  |  |  | 099-01319 | 099-01319 | northeast |  | NE - ER |  |  |  |  | No pm |  | Regulator, Vacuum | REGULATORVACUUM-Genstar Tech-881VR-300-OH-D | [23 empty] | REGULATORVACUUM | Regulator, Vacuum | Genstar Tech
YES | YES | Serial Number Cnf |  |  | 099-01316 | 099-01316 | Gentec Healthcare | 881VR-300-OH-T |  | Cnf | NE - ER |  |  |  |  | 099-01316 | 099-01316 | northeast |  | NE - ER |  |  |  |  | No pm |  | Regulator, Vacuum | REGULATORVACUUM-Genstar Tech-881VR-300-OH-D | [23 empty] | REGULATORVACUUM | Regulator, Vacuum | Genstar Tech
YES | YES | Serial Number Cnf |  |  | 099-01315 | 099-01315 | Gentec Healthcare | 881VR-300-OH-T |  | Cnf | NE - ER |  |  |  |  | 099-01315 | 099-01315 | northeast |  | NE - ER |  | 2/1/20 |  |  | No pm |  | Regulator, Vacuum | REGULATORVACUUM-Genstar Tech-881VR-300-OH-D | [23 empty] | REGULATORVACUUM | Regulator, Vacuum | Genstar Tech
YES | YES | Serial Number Cnf |  |  | 099-01314 | 099-01314 | Gentec Healthcare | 881VR-300-OH-T |  | Cnf | NE - ER |  |  |  |  | 099-01314 | 099-01314 | northeast |  | NE - ER |  |  |  |  | No pm |  | Regulator, Vacuum | REGULATORVACUUM-Genstar Tech-881VR-300-OH-D | [23 empty] | REGULATORVACUUM | Regulator, Vacuum | Genstar Tech
YES | YES | Serial Number Cnf |  |  | 099-01308 | 099-01308 | Gentec Healthcare | 881VR-300-OH-T |  | Cnf | NE - ENDOSCOPY |  |  |  |  | 099-01308 | 099-01308 | northeast |  | NE - ENDOSCOPY |  |  |  |  | No pm |  | Regulator, Vacuum | REGULATORVACUUM-Genstar Tech-881VR-300-OH-D | [23 empty] | REGULATORVACUUM | Regulator, Vacuum | Genstar Tech
YES | YES | Serial Number Cnf |  |  | 099-01307 | 099-01307 | Gentec Healthcare | 881VR-300-OH-T |  | Cnf | NE - ENDOSCOPY |  |  |  |  | 099-01307 | 099-01307 | northeast |  | NE - ENDOSCOPY |  |  |  |  | No pm |  | Regulator, Vacuum | REGULATORVACUUM-Genstar Tech-881VR-300-OH-D | [23 empty] | REGULATORVACUUM | Regulator, Vacuum | Genstar Tech
YES | YES | Serial Number Cnf |  |  | 099-01306 | 099-01306 | Gentec Healthcare | 881VR-300-OH-T |  | Cnf | NE - ICU |  |  |  |  | 099-01306 | 099-01306 | northeast |  | NE - ICU |  |  |  |  | No pm |  | Regulator, Vacuum | REGULATORVACUUM-Genstar Tech-881VR-300-OH-D | [23 empty] | REGULATORVACUUM | Regulator, Vacuum | Genstar Tech
YES | YES | Serial Number 61G-15070023 |  |  | 099-01228 | 099-01228 | Gentec Healthcare | 881VR-300-OH-T |  | 61G-15070023 | Radiology |  |  |  |  | 099-01228 | 099-01228 | Katy | Memorial Hermann Northeast Hospital | Radiology | Stress lab | 2/1/20 |  |  |  |  | Regulator, Vacuum | REGULATORVACUUM-Genstar Tech-881VR-300-OH-D | [23 empty] | REGULATORVACUUM | Regulator, Vacuum | Genstar Tech
YES | YES |  |  |  | 099-02292 | 099-02292 | Gentec Healthcare | 881VR-300-OH-T |  | 14100011-010 | NE - ENDOSCOPY |  |  |  |  | 099-02292 | 099-02292 | Katy | Memorial Hermann Northeast Hospital | NE - ENDOSCOPY | Cardio Pulmonary | 2/1/20 |  |  |  |  | Regulator, Vacuum | REGULATORVACUUM-Genstar Tech-881VR-300-OH-D | [23 empty] | REGULATORVACUUM | Regulator, Vacuum | Genstar Tech
YES | YES | Serial Number 61G-14040265 |  |  | 099-02291 | 099-02291 | Gentec Healthcare | 881VR-300-OH-T |  | 61G-14040265 | NE - ENDOSCOPY |  |  |  |  | 099-02291 | 099-02291 | Katy | Memorial Hermann Northeast Hospital | NE - ENDOSCOPY | Cardio Pulmonary | 2/1/20 |  |  |  |  | Regulator, Vacuum | REGULATORVACUUM-Genstar Tech-881VR-300-OH-D | [23 empty] | REGULATORVACUUM | Regulator, Vacuum | Genstar Tech
YES | YES |  |  |  | 099-00027 | 099-00027 | Gentec Healthcare | 881VR-300-OH-T |  | 15040059-085 | NE - ENDOSCOPY |  |  |  |  | 099-00027 | 099-00027 | Katy | Memorial Hermann Northeast Hospital | NE - ENDOSCOPY | Cardio Pulmonary | 2/1/20 |  |  |  |  | Regulator, Vacuum | REGULATORVACUUM-Genstar Tech-881VR-300-OH-D | [23 empty] | REGULATORVACUUM | Regulator, Vacuum | Genstar Tech
YES | YES |  |  |  | 099-01290 | 099-01290 | Gentec Healthcare | 881VR-300-OH-T |  | No pm | 4 West |  |  |  |  | 099-01290 | 099-01290 | northeast |  | 4 West | MedSurge | [5 empty] | Regulator, Vacuum | REGULATORVACUUM-Genstar Tech-881VR-300-OH-D | [23 empty] | REGULATORVACUUM | Regulator, Vacuum | Genstar Tech
YES | YES | Serial Number Cnf |  |  | 099-01259 | 099-01259 | Gentec Healthcare | 881VR-300-OH-T |  | CNF | MedSurg 4th floor |  |  |  |  | 099-01259 | 099-01259 | Katy | Memorial Hermann Northeast Hospital | MedSurg 4th floor | Room 4 | 2/1/20 | 2/1/20 |  |  |  | Regulator, Vacuum | REGULATORVACUUM-Genstar Tech-881VR-300-OH-D | [23 empty] | REGULATORVACUUM | Regulator, Vacuum | Genstar Tech
YES | YES | Serial Number Cnf |  |  | 099-01271 | 099-01271 | Gentec Healthcare | 881VR-300-OH-T |  | CNF | MedSurg 4th floor |  |  |  |  | 099-01271 | 099-01271 | Katy | Memorial Hermann Northeast Hospital | MedSurg 4th floor | Room 4 | 2/1/20 |  |  |  |  | Regulator, Vacuum | REGULATORVACUUM-Genstar Tech-881VR-300-OH-D | [23 empty] | REGULATORVACUUM | Regulator, Vacuum | Genstar Tech
YES | YES | Serial Number Cnf |  |  | 099-01116 | 099-01116 | Gentec Healthcare | 881VR-300-OH-T |  | Cnf | NE - 4 WEST TOWER |  |  |  |  | 099-01116 | 099-01116 | northeast |  | NE - 4 WEST TOWER |  |  |  |  | No pm |  | Regulator, Vacuum | REGULATORVACUUM-Genstar Tech-881VR-300-OH-D | [23 empty] | REGULATORVACUUM | Regulator, Vacuum | Genstar Tech
YES | YES | Serial Number Cnf |  |  | 099-01113 | 099-01113 | Gentec Healthcare | 881VR-300-OH-T |  | Cnf | NE - 4 WEST TOWER |  |  |  |  | 099-01113 | 099-01113 | northeast |  | NE - 4 WEST TOWER |  |  |  |  | No pm |  | Regulator, Vacuum | REGULATORVACUUM-Genstar Tech-881VR-300-OH-D | [23 empty] | REGULATORVACUUM | Regulator, Vacuum | Genstar Tech
YES | YES | Serial Number Cnf |  |  | 099-01260 | 099-01260 | Gentec Healthcare | 881VR-300-OH-T |  | CNF | MedSurg 4th floor |  |  |  |  | 099-01260 | 099-01260 | Katy | Memorial Hermann Northeast Hospital | MedSurg 4th floor | Room 17 | 2/1/20 | 2/1/20 |  |  |  | Regulator, Vacuum | REGULATORVACUUM-Genstar Tech-881VR-300-OH-D | [23 empty] | REGULATORVACUUM | Regulator, Vacuum | Genstar Tech
YES | YES | Serial Number Cnf |  |  | 099-01110 | 099-01110 | Gentec Healthcare | 881VR-300-OH-T |  | Cnf | NE - 4 WEST TOWER |  |  |  |  | 099-01110 | 099-01110 | northeast |  | NE - 4 WEST TOWER |  | 2/1/20 |  |  | No pm |  | Regulator, Vacuum | REGULATORVACUUM-Genstar Tech-881VR-300-OH-D | [23 empty] | REGULATORVACUUM | Regulator, Vacuum | Genstar Tech
YES | YES | Serial Number Cnf |  |  | 099-01262 | 099-01262 | Gentec Healthcare | 881VR-300-OH-T |  | CNF | MedSurg 4th floor |  |  |  |  | 099-01262 | 099-01262 | Katy | Memorial Hermann Northeast Hospital | MedSurg 4th floor | 4 west hall | 2/1/20 |  |  |  |  | Regulator, Vacuum | REGULATORVACUUM-Genstar Tech-881VR-300-OH-D | [23 empty] | REGULATORVACUUM | Regulator, Vacuum | Genstar Tech
YES | YES | Serial Number Cnf |  |  | 099-01296 | 099-01296 | Gentec Healthcare | 881VR-300-OH-T |  | Cnf | NE - 4 WEST TOWER |  |  |  |  | 099-01296 | 099-01296 | northeast |  | NE - 4 WEST TOWER |  | 2/1/20 |  |  | No pm |  | Regulator, Vacuum | REGULATORVACUUM-Genstar Tech-881VR-300-OH-D | [23 empty] | REGULATORVACUUM | Regulator, Vacuum | Genstar Tech
YES | YES | Serial Number Cnf |  |  | 099-01264 | 099-01264 | Gentec Healthcare | 881VR-300-OH-T |  | CNF | MedSurg 4th floor |  |  |  |  | 099-01264 | 099-01264 | Katy | Memorial Hermann Northeast Hospital | MedSurg 4th floor | Room 28 | 2/1/20 |  |  |  |  | Regulator, Vacuum | REGULATORVACUUM-Genstar Tech-881VR-300-OH-D | [23 empty] | REGULATORVACUUM | Regulator, Vacuum | Genstar Tech
YES | YES | Serial Number Cnf |  |  | 099-01298 | 099-01298 | Gentec Healthcare | 881VR-300-OH-T |  | Cnf | NE - TELEMETRY |  |  |  |  | 099-01298 | 099-01298 | northeast |  | NE - TELEMETRY |  | 2/1/20 |  |  | No pm |  | Regulator, Vacuum | REGULATORVACUUM-Genstar Tech-881VR-300-OH-D | [23 empty] | REGULATORVACUUM | Regulator, Vacuum | Genstar Tech
YES | YES | Serial Number Cnf |  |  | 099-01276 | 099-01276 | Gentec Healthcare | 881VR-300-OH-T |  | Cnf | NE - 3 WEST TOWER |  |  |  |  | 099-01276 | 099-01276 | northeast |  | NE - 3 WEST TOWER |  | 2/1/20 |  |  | No pm |  | Regulator, Vacuum | REGULATORVACUUM-Genstar Tech-881VR-300-OH-D | [23 empty] | REGULATORVACUUM | Regulator, Vacuum | Genstar Tech
YES | YES | Serial Number Cnf |  |  | 099-01540 | 099-01540 | Gentec Healthcare | 881VR-300-OH-T |  | CNF | MedSurg 3 west |  |  |  |  | 099-01540 | 099-01540 | Katy | Memorial Hermann Northeast Hospital | MedSurg 3 west | Room 9 | 2/1/20 | 2/1/20 |  |  |  | Regulator, Vacuum | REGULATORVACUUM-Genstar Tech-881VR-300-OH-D | [23 empty] | REGULATORVACUUM | Regulator, Vacuum | Genstar Tech
YES | YES | Serial Number Cnf |  |  | 099-01279 | 099-01279 | Gentec Healthcare | 881VR-300-OH-T |  | Cnf | NE - 3 WEST TOWER |  |  |  |  | 099-01279 | 099-01279 | northeast |  | NE - 3 WEST TOWER |  |  |  |  | No pm |  | Regulator, Vacuum | REGULATORVACUUM-Genstar Tech-881VR-300-OH-D | [23 empty] | REGULATORVACUUM | Regulator, Vacuum | Genstar Tech
YES | YES | Serial Number Cnf |  |  | 099-01558 | 099-01558 | Gentec Healthcare | 881VR-300-OH-T |  | CNF | MedSurg 3 west |  |  |  |  | 099-01558 | 099-01558 | Katy | Memorial Hermann Northeast Hospital | MedSurg 3 west | Room 17 | 2/1/23 | 2/1/20 |  |  |  | Regulator, Vacuum | REGULATORVACUUM-Genstar Tech-881VR-300-OH-D | [23 empty] | REGULATORVACUUM | Regulator, Vacuum | Genstar Tech
YES | YES | Serial Number Cnf |  |  | 099-01281 | 099-01281 | Gentec Healthcare | 881VR-300-OH-T |  | Cnf | NE - 3 WEST TOWER |  |  |  |  | 099-01281 | 099-01281 | northeast |  | NE - 3 WEST TOWER |  |  |  |  | No pm |  | Regulator, Vacuum | REGULATORVACUUM-Genstar Tech-881VR-300-OH-D | [23 empty] | REGULATORVACUUM | Regulator, Vacuum | Genstar Tech
YES | YES | Serial Number Cnf |  |  | 099-01543 | 099-01543 | Gentec Healthcare | 881VR-300-OH-T |  | CNF | MedSurg 3 west |  |  |  |  | 099-01543 | 099-01543 | Katy | Memorial Hermann Northeast Hospital | MedSurg 3 west | Room 17 | 2/1/20 |  |  |  |  | Regulator, Vacuum | REGULATORVACUUM-Genstar Tech-881VR-300-OH-D | [23 empty] | REGULATORVACUUM | Regulator, Vacuum | Genstar Tech
YES | YES | Serial Number Cnf |  |  | 099-01283 | 099-01283 | Gentec Healthcare | 881VR-300-OH-T |  | Cnf | NE - 3 WEST TOWER |  |  |  |  | 099-01283 | 099-01283 | northeast |  | NE - 3 WEST TOWER |  |  |  |  | No pm |  | Regulator, Vacuum | REGULATORVACUUM-Genstar Tech-881VR-300-OH-D | [23 empty] | REGULATORVACUUM | Regulator, Vacuum | Genstar Tech
YES | YES | Serial Number Cnf |  |  | 099-01523 | 099-01523 | Gentec Healthcare | 881VR-300-OH-T |  | CNF | MedSurg 3 west |  |  |  |  | 099-01523 | 099-01523 | Katy | Memorial Hermann Northeast Hospital | MedSurg 3 west | Room 24 | [5 empty] | Regulator, Vacuum | REGULATORVACUUM-Genstar Tech-881VR-300-OH-D | [23 empty] | REGULATORVACUUM | Regulator, Vacuum | Genstar Tech
YES | YES | Serial Number Cnf |  |  | 099-01287 | 099-01287 | Gentec Healthcare | 881VR-300-OH-T |  | Cnf | NE - 3 WEST TOWER |  |  |  |  | 099-01287 | 099-01287 | northeast |  | NE - 3 WEST TOWER |  | 2/1/20 |  |  | No pm |  | Regulator, Vacuum | REGULATORVACUUM-Genstar Tech-881VR-300-OH-D | [23 empty] | REGULATORVACUUM | Regulator, Vacuum | Genstar Tech
YES | YES | Serial Number Cnf |  |  | 099-01525 | 099-01525 | Gentec Healthcare | 881VR-300-OH-T |  | CNF | MedSurg 3 west |  |  |  |  | 099-01525 | 099-01525 | Katy | Memorial Hermann Northeast Hospital | MedSurg 3 west | Room 24 | 2/1/20 | 2/1/20 |  |  |  | Regulator, Vacuum | REGULATORVACUUM-Genstar Tech-881VR-300-OH-D | [23 empty] | REGULATORVACUUM | Regulator, Vacuum | Genstar Tech
YES | YES | Serial Number Cnf |  |  | 099-01559 | 099-01559 | Gentec Healthcare | 881VR-300-OH-T |  | CNF | MedSurg 3 west |  |  |  |  | 099-01559 | 099-01559 | Katy | Memorial Hermann Northeast Hospital | MedSurg 3 west | Room 30 | 2/1/20 |  |  |  |  | Regulator, Vacuum | REGULATORVACUUM-Genstar Tech-881VR-300-OH-D | [23 empty] | REGULATORVACUUM | Regulator, Vacuum | Genstar Tech
YES | YES | Serial Number Cnf |  |  | 099-01561 | 099-01561 | Gentec Healthcare | 881VR-300-OH-T |  | CNF | MedSurg 3 west |  |  |  |  | 099-01561 | 099-01561 | Katy | Memorial Hermann Northeast Hospital | MedSurg 3 west | Room 30 | 2/1/20 |  |  |  |  | Regulator, Vacuum | REGULATORVACUUM-Genstar Tech-881VR-300-OH-D | [23 empty] | REGULATORVACUUM | Regulator, Vacuum | Genstar Tech
YES | YES | Serial Number Cnf |  |  | 099-01526 | 099-01526 | Gentec Healthcare | 881VR-300-OH-T |  | CNF | MedSurg Floor 2 |  |  |  |  | 099-01526 | 099-01526 | Katy | Memorial Hermann Northeast Hospital | MedSurg Floor 2 | Room 3 | [5 empty] | Regulator, Vacuum | REGULATORVACUUM-Genstar Tech-881VR-300-OH-D | [23 empty] | REGULATORVACUUM | Regulator, Vacuum | Genstar Tech
YES | YES | Serial Number Cnf |  |  | 099-01576 | 099-01576 | Gentec Healthcare | 881VR-300-OH-T |  | CNF | MedSurg Floor 2 |  |  |  |  | 099-01576 | 099-01576 | Katy | Memorial Hermann Northeast Hospital | MedSurg Floor 2 | Room 3 | 2/1/20 |  |  |  |  | Regulator, Vacuum | REGULATORVACUUM-Genstar Tech-881VR-300-OH-D | [23 empty] | REGULATORVACUUM | Regulator, Vacuum | Genstar Tech
YES | YES | Serial Number Cnf |  |  | 099-01575 | 099-01575 | Gentec Healthcare | 881VR-300-OH-T |  | CNF | MedSurg Floor 2 |  |  |  |  | 099-01575 | 099-01575 | Katy | Memorial Hermann Northeast Hospital | MedSurg Floor 2 | Room 7 | 2/1/20 |  |  |  |  | Regulator, Vacuum | REGULATORVACUUM-Genstar Tech-881VR-300-OH-D | [23 empty] | REGULATORVACUUM | Regulator, Vacuum | Genstar Tech
YES | YES | Serial Number Cnf |  |  | 099-01574 | 099-01574 | Gentec Healthcare | 881VR-300-OH-T |  | CNF | MedSurg Floor 2 |  |  |  |  | 099-01574 | 099-01574 | Katy | Memorial Hermann Northeast Hospital | MedSurg Floor 2 | Room 7 | [5 empty] | Regulator, Vacuum | REGULATORVACUUM-Genstar Tech-881VR-300-OH-D | [23 empty] | REGULATORVACUUM | Regulator, Vacuum | Genstar Tech
YES | YES | Serial Number Cnf |  |  | 099-01564 | 099-01564 | Gentec Healthcare | 881VR-300-OH-T |  | CNF | MedSurg Floor 2 |  |  |  |  | 099-01564 | 099-01564 | Katy | Memorial Hermann Northeast Hospital | MedSurg Floor 2 | Room 13 | 2/1/20 |  |  |  |  | Regulator, Vacuum | REGULATORVACUUM-Genstar Tech-881VR-300-OH-D | [23 empty] | REGULATORVACUUM | Regulator, Vacuum | Genstar Tech
YES | YES | Serial Number Cnf |  |  | 099-01572 | 099-01572 | Gentec Healthcare | 881VR-300-OH-T |  | CNF | MedSurg Floor 2 |  |  |  |  | 099-01572 | 099-01572 | Katy | Memorial Hermann Northeast Hospital | MedSurg Floor 2 | Room 13 | 2/1/20 |  |  |  |  | Regulator, Vacuum | REGULATORVACUUM-Genstar Tech-881VR-300-OH-D | [23 empty] | REGULATORVACUUM | Regulator, Vacuum | Genstar Tech
YES | YES | Serial Number Cnf |  |  | 099-01464 | 099-01464 | Gentec Healthcare | 881VR-300-OH-T |  | Cnf | NE - 3 WEST TOWER |  |  |  |  | 099-01464 | 099-01464 | northeast |  | NE - 3 WEST TOWER |  | 2/1/20 |  |  | No pm |  | Regulator, Vacuum | REGULATORVACUUM-Genstar Tech-881VR-300-OH-D | [23 empty] | REGULATORVACUUM | Regulator, Vacuum | Genstar Tech
YES | YES | Serial Number Cnf |  |  | 099-01466 | 099-01466 | Gentec Healthcare | 881VR-300-OH-T |  | Cnf | NE - 3 WEST TOWER |  |  |  |  | 099-01466 | 099-01466 | northeast |  | NE - 3 WEST TOWER |  |  |  |  | No pm |  | Regulator, Vacuum | REGULATORVACUUM-Genstar Tech-881VR-300-OH-D | [23 empty] | REGULATORVACUUM | Regulator, Vacuum | Genstar Tech
YES | YES | Serial Number Cnf |  |  | 099-01565 | 099-01565 | Gentec Healthcare | 881VR-300-OH-T |  | CNF | MedSurg Floor 2 |  |  |  |  | 099-01565 | 099-01565 | Katy | Memorial Hermann Northeast Hospital | MedSurg Floor 2 | Room 17 | 2/1/20 |  |  |  |  | Regulator, Vacuum | REGULATORVACUUM-Genstar Tech-881VR-300-OH-D | [23 empty] | REGULATORVACUUM | Regulator, Vacuum | Genstar Tech
YES | YES | Serial Number Cnf |  |  | 099-01566 | 099-01566 | Gentec Healthcare | 881VR-300-OH-T |  | CNF | MedSurg Floor 2 |  |  |  |  | 099-01566 | 099-01566 | Katy | Memorial Hermann Northeast Hospital | MedSurg Floor 2 | Room 17 | 2/1/20 |  |  |  |  | Regulator, Vacuum | REGULATORVACUUM-Genstar Tech-881VR-300-OH-D | [23 empty] | REGULATORVACUUM | Regulator, Vacuum | Genstar Tech
YES | YES | Serial Number Cnf |  |  | 099-01468 | 099-01468 | Gentec Healthcare | 881VR-300-OH-T |  | Cnf | NE - 3 WEST TOWER |  |  |  |  | 099-01468 | 099-01468 | northeast |  | NE - 3 WEST TOWER |  | 2/1/20 |  |  | No pm |  | Regulator, Vacuum | REGULATORVACUUM-Genstar Tech-881VR-300-OH-D | [23 empty] | REGULATORVACUUM | Regulator, Vacuum | Genstar Tech
YES | YES | Serial Number Cnf |  |  | 099-01470 | 099-01470 | Gentec Healthcare | 881VR-300-OH-T |  | Cnf | NE - 3 WEST TOWER |  |  |  |  | 099-01470 | 099-01470 | northeast |  | NE - 3 WEST TOWER |  | 2/1/20 |  |  | No pm |  | Regulator, Vacuum | REGULATORVACUUM-Genstar Tech-881VR-300-OH-D | [23 empty] | REGULATORVACUUM | Regulator, Vacuum | Genstar Tech
YES | YES | Serial Number Cnf |  |  | 099-01472 | 099-01472 | Gentec Healthcare | 881VR-300-OH-T |  | Cnf | NE - 3 WEST TOWER |  |  |  |  | 099-01472 | 099-01472 | northeast |  | NE - 3 WEST TOWER |  |  |  |  | No pm |  | Regulator, Vacuum | REGULATORVACUUM-Genstar Tech-881VR-300-OH-D | [23 empty] | REGULATORVACUUM | Regulator, Vacuum | Genstar Tech
YES | YES | Serial Number Cnf |  |  | 099-01570 | 099-01570 | Gentec Healthcare | 881VR-300-OH-T |  | CNF | MedSurg Floor 2 |  |  |  |  | 099-01570 | 099-01570 | Katy | Memorial Hermann Northeast Hospital | MedSurg Floor 2 | Room 226 | [5 empty] | Regulator, Vacuum | REGULATORVACUUM-Genstar Tech-881VR-300-OH-D | [23 empty] | REGULATORVACUUM | Regulator, Vacuum | Genstar Tech
YES | YES | Serial Number Cnf |  |  | 099-01568 | 099-01568 | Gentec Healthcare | 881VR-300-OH-T |  | CNF | MedSurg Floor 2 |  |  |  |  | 099-01568 | 099-01568 | NorthEast | Memorial Hermann Northeast Hospital | MedSurg Floor 2 | Room 226 | 2/1/20 |  |  |  |  | Regulator, Vacuum | REGULATORVACUUM-Genstar Tech-881VR-300-OH-D | [23 empty] | REGULATORVACUUM | Regulator, Vacuum | Genstar Tech
YES | YES | Serial Number Cnf |  |  | 099-01473 | 099-01473 | Gentec Healthcare | 881VR-300-OH-T |  | Cnf | NE - 3 WEST TOWER |  |  |  |  | 099-01473 | 099-01473 | northeast |  | NE - 3 WEST TOWER |  | 2/1/20 |  |  | No pm |  | Regulator, Vacuum | REGULATORVACUUM-Genstar Tech-881VR-300-OH-D | [23 empty] | REGULATORVACUUM | Regulator, Vacuum | Genstar Tech
YES | YES | Serial Number Cnf |  |  | 099-01474 | 099-01474 | Gentec Healthcare | 881VR-300-OH-T |  | Cnf | NE - 3 WEST TOWER |  |  |  |  | 099-01474 | 099-01474 | northeast |  | NE - 3 WEST TOWER |  | 2/1/20 |  |  | No pm |  | Regulator, Vacuum | REGULATORVACUUM-Genstar Tech-881VR-300-OH-D | [23 empty] | REGULATORVACUUM | Regulator, Vacuum | Genstar Tech
YES | YES | Serial Number Cnf |  |  | 099-01476 | 099-01476 | Gentec Healthcare | 881VR-300-OH-T |  | Cnf | NE - 3 WEST TOWER |  |  |  |  | 099-01476 | 099-01476 | northeast |  | NE - 3 WEST TOWER |  |  |  |  | No pm |  | Regulator, Vacuum | REGULATORVACUUM-Genstar Tech-881VR-300-OH-D | [23 empty] | REGULATORVACUUM | Regulator, Vacuum | Genstar Tech
YES | YES | Serial Number Cnf |  |  | 099-01531 | 099-01531 | Gentec Healthcare | 881VR-300-OH-T |  | CNF | Med Surg 2nd floor |  |  |  |  | 099-01531 | 099-01531 | Katy | Memorial Hermann Northeast Hospital | Med Surg 2nd floor | Room 216 | 2/1/20 |  |  |  |  | Regulator, Vacuum | REGULATORVACUUM-Genstar Tech-881VR-300-OH-D | [23 empty] | REGULATORVACUUM | Regulator, Vacuum | Genstar Tech
YES | YES | Serial Number Cnf |  |  | 099-01487 | 099-01487 | Gentec Healthcare | 881VR-300-OH-T |  | Cnf | NE - CLINICAL DECISION UNIT |  |  |  |  | 099-01487 | 099-01487 | northeast |  | NE - CLINICAL DECISION UNIT |  | 2/1/20 |  |  | No pm |  | Regulator, Vacuum | REGULATORVACUUM-Genstar Tech-881VR-300-OH-D | [23 empty] | REGULATORVACUUM | Regulator, Vacuum | Genstar Tech
YES | YES | Serial Number Cnf |  |  | 099-01489 | 099-01489 | Gentec Healthcare | 881VR-300-OH-T |  | Cnf | NE - TELEMETRY |  |  |  |  | 099-01489 | 099-01489 | northeast |  | NE - TELEMETRY |  |  |  |  | No pm |  | Regulator, Vacuum | REGULATORVACUUM-Genstar Tech-881VR-300-OH-D | [23 empty] | REGULATORVACUUM | Regulator, Vacuum | Genstar Tech
YES | YES | Serial Number Cnf |  |  | 099-02871 | 099-02871 | Gentec Healthcare | 881VR-300-OH-T |  | CNF | Med Surg 2nd floor |  |  |  |  | 099-02871 | 099-02871 | Katy | Memorial Hermann Northeast Hospital | Med Surg 2nd floor | Room 223 | 2/1/20 |  |  |  |  | Regulator, Vacuum | REGULATORVACUUM-Genstar Tech-881VR-300-OH-D | [23 empty] | REGULATORVACUUM | Regulator, Vacuum | Genstar Tech
YES | YES | Serial Number Cnf |  |  | 099-01491 | 099-01491 | Gentec Healthcare | 881VR-300-OH-T |  | Cnf | 2nd floor |  |  |  |  | 099-01491 | 099-01491 | northeast |  | 2nd floor | Medsurge |  |  |  | No pm |  | Regulator, Vacuum | REGULATORVACUUM-Genstar Tech-881VR-300-OH-D | [23 empty] | REGULATORVACUUM | Regulator, Vacuum | Genstar Tech
YES | YES | Serial Number Cnf |  |  | 099-01494 | 099-01494 | Gentec Healthcare | 881VR-300-OH-T |  | Cnf | NE - HEMODIALYSIS |  |  |  |  | 099-01494 | 099-01494 | northeast |  | NE - HEMODIALYSIS |  | 2/1/20 |  |  | No pm |  | Regulator, Vacuum | REGULATORVACUUM-Genstar Tech-881VR-300-OH-D | [23 empty] | REGULATORVACUUM | Regulator, Vacuum | Genstar Tech
YES | YES | Serial Number 61g-14070042 |  |  | 099-01501 | 099-01501 | Gentec Healthcare | 881VR-300-OH-T |  | 61G-14070042 | NE - HEMODIALYSIS |  |  |  |  | 099-01501 | 099-01501 | northeast |  | NE - HEMODIALYSIS |  |  |  |  | No pm |  | Regulator, Vacuum | REGULATORVACUUM-Genstar Tech-881VR-300-OH-D | [23 empty] | REGULATORVACUUM | Regulator, Vacuum | Genstar Tech
YES | YES |  |  |  | 099-01697 | 099-01697 | Gentec Healthcare | 881VR-300-OH-T |  | 010868825000208521PSAY09407 | SC CCC - (NE) - EMERGENCY ROOM |  |  |  |  | 099-01697 | 099-01697 | northeast |  | SC CCC - (NE) - EMERGENCY ROOM |  |  |  |  | No pm |  | Regulator, Vacuum | REGULATORVACUUM-Genstar Tech-881VR-300-OH-D | [23 empty] | REGULATORVACUUM | Regulator, Vacuum | Genstar Tech
YES | YES |  |  |  | 142-05116 | 142-05116 | Gentec Healthcare | 881VR-300-OH-T |  | 61G-B30148 | Med Surg |  |  |  |  | 142-05116 | 142-05116 | Katy | Memorial Hermann Northeast Hospital | Med Surg | Room 501 | 2/1/20 |  |  |  |  | Regulator, Vacuum | REGULATORVACUUM-Genstar Tech-881VR-300-OH-D | [23 empty] | REGULATORVACUUM | Regulator, Vacuum | Genstar Tech
YES | YES |  |  |  | 142-05028 | 142-05028 | Gentec Healthcare | 881VR-300-OH-T |  |  | Southwest 5 |  |  |  |  | 142-05028 | 142-05028 | Katy | Memorial Hermann Northeast Hospital | Southwest 5 | [6 empty] | Regulator, Vacuum | REGULATORVACUUM-Genstar Tech-881VR-300-OH-D | [23 empty] | REGULATORVACUUM | Regulator, Vacuum | Genstar Tech
YES | YES |  |  |  | 099-00621 | 099-00621 | Gentec Healthcare | 881VR-300-OH-T |  |  | Southwest 5 |  |  |  |  | 099-00621 | 099-00621 | Katy | Memorial Hermann Northeast Hospital | Southwest 5 | [6 empty] | Regulator, Vacuum | REGULATORVACUUM-Genstar Tech-881VR-300-OH-D | [23 empty] | REGULATORVACUUM | Regulator, Vacuum | Genstar Tech
YES | YES |  |  |  | 142-05203 | 142-05203 | Gentec Healthcare | 881VR-300-OH-T |  |  | Southwest 5 |  |  |  |  | 142-05203 | 142-05203 | Katy | Memorial Hermann Northeast Hospital | Southwest 5 | [6 empty] | Regulator, Vacuum | REGULATORVACUUM-Genstar Tech-881VR-300-OH-D | [23 empty] | REGULATORVACUUM | Regulator, Vacuum | Genstar Tech
YES | YES |  |  |  | 099-00625 | 099-00625 | Gentec Healthcare | 881VR-300-OH-T |  |  | Southwest 5 |  |  |  |  | 099-00625 | 099-00625 | Katy | Memorial Hermann Northeast Hospital | Southwest 5 | [6 empty] | Regulator, Vacuum | REGULATORVACUUM-Genstar Tech-881VR-300-OH-D | [23 empty] | REGULATORVACUUM | Regulator, Vacuum | Genstar Tech
YES | YES | Serial Number 61G-B30320 |  |  | 142-05135 | 142-05135 | Gentec Healthcare | 881VR-300-OH-T |  | 61G-B30320 | Med Surg 5th floor |  |  |  |  | 142-05135 | 142-05135 | Katy | Memorial Hermann Northeast Hospital | Med Surg 5th floor | Room 530 | 2/1/20 |  |  |  |  | Regulator, Vacuum | REGULATORVACUUM-Genstar Tech-881VR-300-OH-D | [23 empty] | REGULATORVACUUM | Regulator, Vacuum | Genstar Tech
YES | YES |  |  |  | 099-00648 | 099-00648 | Gentec Healthcare | 881VR-300-OH-T |  |  | Southwest 5 |  |  |  |  | 099-00648 | 099-00648 | Katy | Memorial Hermann Northeast Hospital | Southwest 5 | [6 empty] | Regulator, Vacuum | REGULATORVACUUM-Genstar Tech-881VR-300-OH-D | [23 empty] | REGULATORVACUUM | Regulator, Vacuum | Genstar Tech
YES | YES | Serial Number 61G-B30320 |  |  | 099-02308 | 099-02308 | Gentec Healthcare | 881VR-300-OH-T |  | 61G-B30320 | Med Surg 5th floor |  |  |  |  | 099-02308 | 099-02308 | Katy | Memorial Hermann Northeast Hospital | Med Surg 5th floor | Clean utility | 2/1/20 | 2/1/20 |  |  |  | Regulator, Vacuum | REGULATORVACUUM-Genstar Tech-881VR-300-OH-D | [23 empty] | REGULATORVACUUM | Regulator, Vacuum | Genstar Tech
YES | YES | Serial Number Cnf |  |  | 099-04284 | 099-04284 | Gentec Healthcare | 881VR-300-OH-T |  | CNF | IMCU 4th floor |  |  |  |  | 099-04284 | 099-04284 | Katy | Memorial Hermann Northeast Hospital | IMCU 4th floor | Room 4015 | [5 empty] | Regulator, Vacuum | REGULATORVACUUM-Genstar Tech-881VR-300-OH-D | [23 empty] | REGULATORVACUUM | Regulator, Vacuum | Genstar Tech
YES | YES |  |  |  | 099-00649 | 099-00649 | Gentec Healthcare | 881VR-300-OH-T |  |  | NE - 4th IMCU |  |  |  |  | 099-00649 | 099-00649 | Katy | Memorial Hermann Northeast Hospital | NE - 4th IMCU | Nurses Station | [5 empty] | Regulator, Vacuum | REGULATORVACUUM-Genstar Tech-881VR-300-OH-D | [23 empty] | REGULATORVACUUM | Regulator, Vacuum | Genstar Tech
YES | YES | Serial Number Cnf |  |  | 099-04286 | 099-04286 | Gentec Healthcare | 881VR-300-OH-T |  | CNF | IMCU 4th floor |  |  |  |  | 099-04286 | 099-04286 | Katy | Memorial Hermann Northeast Hospital | IMCU 4th floor | Room 4015 | 2/1/20 | 2/1/20 |  |  |  | Regulator, Vacuum | REGULATORVACUUM-Genstar Tech-881VR-300-OH-D | [23 empty] | REGULATORVACUUM | Regulator, Vacuum | Genstar Tech
YES | YES | Serial Number Cnf |  |  | 099-02309 | 099-02309 | Gentec Healthcare | 881VR-300-OH-T |  | CNF | IMCU 4th floor |  |  |  |  | 099-02309 | 099-02309 | Katy | Memorial Hermann Northeast Hospital | IMCU 4th floor | Room 4014 | 2/1/20 |  |  |  |  | Regulator, Vacuum | REGULATORVACUUM-Genstar Tech-881VR-300-OH-D | [23 empty] | REGULATORVACUUM | Regulator, Vacuum | Genstar Tech
YES | YES | Serial Number Cnf |  |  | 099-02310 | 099-02310 | Gentec Healthcare | 881VR-300-OH-T |  | CNF | IMCU 4th floor |  |  |  |  | 099-02310 | 099-02310 | Katy | Memorial Hermann Northeast Hospital | IMCU 4th floor | Room 4014 | 2/1/20 |  |  |  |  | Regulator, Vacuum | REGULATORVACUUM-Genstar Tech-881VR-300-OH-D | [23 empty] | REGULATORVACUUM | Regulator, Vacuum | Genstar Tech
YES | YES | Serial Number Cnf |  |  | 099-02311 | 099-02311 | Gentec Healthcare | 881VR-300-OH-T |  | CNF | IMCU 4th floor |  |  |  |  | 099-02311 | 099-02311 | Katy | Memorial Hermann Northeast Hospital | IMCU 4th floor | Room 4014 | 2/1/20 |  |  |  |  | Regulator, Vacuum | REGULATORVACUUM-Genstar Tech-881VR-300-OH-D | [23 empty] | REGULATORVACUUM | Regulator, Vacuum | Genstar Tech
YES | YES |  |  |  | 099-00655 | 099-00655 | Gentec Healthcare | 881VR-300-OH-T |  |  | NE - 4th IMCU |  |  |  |  | 099-00655 | 099-00655 | Katy | Memorial Hermann Northeast Hospital | NE - 4th IMCU | [6 empty] | Regulator, Vacuum | REGULATORVACUUM-Genstar Tech-881VR-300-OH-D | [23 empty] | REGULATORVACUUM | Regulator, Vacuum | Genstar Tech
YES | YES |  |  |  | 099-00658 | 099-00658 | Gentec Healthcare | 881VR-300-OH-T |  |  | NE - 4th IMCU |  |  |  |  | 099-00658 | 099-00658 | Katy | Memorial Hermann Northeast Hospital | NE - 4th IMCU | [6 empty] | Regulator, Vacuum | REGULATORVACUUM-Genstar Tech-881VR-300-OH-D | [23 empty] | REGULATORVACUUM | Regulator, Vacuum | Genstar Tech
YES | YES |  |  |  | 099-00662 | 099-00662 | Gentec Healthcare | 881VR-300-OH-T |  |  | NE - IMU2 |  |  |  |  | 099-00662 | 099-00662 | Katy | Memorial Hermann Northeast Hospital | NE - IMU2 | [6 empty] | Regulator, Vacuum | REGULATORVACUUM-Genstar Tech-881VR-300-OH-D | [23 empty] | REGULATORVACUUM | Regulator, Vacuum | Genstar Tech
YES | YES |  |  |  | 099-00663 | 099-00663 | Gentec Healthcare | 881VR-300-OH-T |  |  | NE - IMU2 |  |  |  |  | 099-00663 | 099-00663 | Katy | Memorial Hermann Northeast Hospital | NE - IMU2 | [6 empty] | Regulator, Vacuum | REGULATORVACUUM-Genstar Tech-881VR-300-OH-D | [23 empty] | REGULATORVACUUM | Regulator, Vacuum | Genstar Tech
YES | YES | Serial Number Cnf |  |  | 099-00546 | 099-00546 | Gentec Healthcare | 881VR-300-OH-T |  | CNF | NE - IMU2 |  |  |  |  | 099-00546 | 099-00546 | Katy | Memorial Hermann Northeast Hospital | NE - IMU2 | Room 4021 | 2/1/20 | 2/1/20 |  |  |  | Regulator, Vacuum | REGULATORVACUUM-Genstar Tech-881VR-300-OH-D | [23 empty] | REGULATORVACUUM | Regulator, Vacuum | Genstar Tech
YES | YES | Serial Number Cnf |  |  | 099-00547 | 099-00547 | Gentec Healthcare | 881VR-300-OH-T |  | CNF | NE - IMU2 |  |  |  |  | 099-00547 | 099-00547 | Katy | Memorial Hermann Northeast Hospital | NE - IMU2 | Room 4021 | [5 empty] | Regulator, Vacuum | REGULATORVACUUM-Genstar Tech-881VR-300-OH-D | [23 empty] | REGULATORVACUUM | Regulator, Vacuum | Genstar Tech
YES | YES | Serial Number Cnf |  |  | 099-00548 | 099-00548 | Gentec Healthcare | 881VR-300-OH-T |  | CNF | NE - IMU2 |  |  |  |  | 099-00548 | 099-00548 | Katy | Memorial Hermann Northeast Hospital | NE - IMU2 | Room 4021 | 2/1/20 | 2/1/20 |  |  |  | Regulator, Vacuum | REGULATORVACUUM-Genstar Tech-881VR-300-OH-D | [23 empty] | REGULATORVACUUM | Regulator, Vacuum | Genstar Tech
YES | YES |  |  |  | 099-00976 | 099-00976 | Gentec Healthcare | 881VR-300-OH-T |  |  | NE - ICU -4th |  |  |  |  | 099-00976 | 099-00976 | Katy | Memorial Hermann Northeast Hospital | NE - ICU -4th | [6 empty] | Regulator, Vacuum | REGULATORVACUUM-Genstar Tech-881VR-300-OH-D | [23 empty] | REGULATORVACUUM | Regulator, Vacuum | Genstar Tech
YES | YES |  |  |  | 099-00975 | 099-00975 | Gentec Healthcare | 881VR-300-OH-T |  |  | NE - ICU -4th |  |  |  |  | 099-00975 | 099-00975 | Katy | Memorial Hermann Northeast Hospital | NE - ICU -4th | [6 empty] | Regulator, Vacuum | REGULATORVACUUM-Genstar Tech-881VR-300-OH-D | [23 empty] | REGULATORVACUUM | Regulator, Vacuum | Genstar Tech
YES | YES | Serial Number Cnf |  |  | 099-00549 | 099-00549 | Gentec Healthcare | 881VR-300-OH-T |  | CNF | ICU |  |  |  |  | 099-00549 | 099-00549 | Katy | Memorial Hermann Northeast Hospital | ICU | Room 4025 | [5 empty] | Regulator, Vacuum | REGULATORVACUUM-Genstar Tech-881VR-300-OH-D | [23 empty] | REGULATORVACUUM | Regulator, Vacuum | Genstar Tech
YES | YES | Serial Number Cnf |  |  | 099-00550 | 099-00550 | Gentec Healthcare | 881VR-300-OH-T |  | CNF | ICU |  |  |  |  | 099-00550 | 099-00550 | Katy | Memorial Hermann Northeast Hospital | ICU | Room 4025 | 2/1/20 | 2/1/20 |  |  |  | Regulator, Vacuum | REGULATORVACUUM-Genstar Tech-881VR-300-OH-D | [23 empty] | REGULATORVACUUM | Regulator, Vacuum | Genstar Tech
YES | YES | Serial Number Cnf |  |  | 099-00551 | 099-00551 | Gentec Healthcare | 881VR-300-OH-T |  | CNF | ICU |  |  |  |  | 099-00551 | 099-00551 | Katy | Memorial Hermann Northeast Hospital | ICU | Room 4025 | 2/1/20 |  |  |  |  | Regulator, Vacuum | REGULATORVACUUM-Genstar Tech-881VR-300-OH-D | [23 empty] | REGULATORVACUUM | Regulator, Vacuum | Genstar Tech
YES | YES |  |  |  | 099-00628 | 099-00628 | Gentec Healthcare | 881VR-300-OH-T |  |  | 2nd Floor Mother and Baby |  |  |  |  | 099-00628 | 099-00628 | Katy | Memorial Hermann Northeast Hospital | 2nd Floor Mother and Baby | [6 empty] | Regulator, Vacuum | REGULATORVACUUM-Genstar Tech-881VR-300-OH-D | [23 empty] | REGULATORVACUUM | Regulator, Vacuum | Genstar Tech
YES | YES | Serial Number Cnf |  |  | 099-00825 | 099-00825 | Gentec Healthcare | 881VR-300-OH-T |  | CNF | LND |  |  |  |  | 099-00825 | 099-00825 | Katy | Memorial Hermann Northeast Hospital | LND | Room 2025 | 2/1/20 | 2/1/20 |  |  |  | Regulator, Vacuum | REGULATORVACUUM-Genstar Tech-881VR-300-OH-D | [23 empty] | REGULATORVACUUM | Regulator, Vacuum | Genstar Tech
YES | YES |  |  |  | 099-00640 | 099-00640 | Gentec Healthcare | 881VR-300-OH-T |  |  | NE - LABOR |  |  |  |  | 099-00640 | 099-00640 | Katy | Memorial Hermann Northeast Hospital | NE - LABOR | Recovery Room | [5 empty] | Regulator, Vacuum | REGULATORVACUUM-Genstar Tech-881VR-300-OH-D | [23 empty] | REGULATORVACUUM | Regulator, Vacuum | Genstar Tech
YES | YES |  |  |  | 142-05020 | 142-05020 | Gentec Healthcare | 881VR-300-OH-T |  |  | NE - LABOR |  |  |  |  | 142-05020 | 142-05020 | Katy | Memorial Hermann Northeast Hospital | NE - LABOR | Recovery Room | [5 empty] | Regulator, Vacuum | REGULATORVACUUM-Genstar Tech-881VR-300-OH-D | [23 empty] | REGULATORVACUUM | Regulator, Vacuum | Genstar Tech
YES | YES |  |  |  | 099-00646 | 099-00646 | Gentec Healthcare | 881VR-300-OH-T |  |  | NE - LABOR |  |  |  |  | 099-00646 | 099-00646 | Katy | Memorial Hermann Northeast Hospital | NE - LABOR | Suite 2020 | [5 empty] | Regulator, Vacuum | REGULATORVACUUM-Genstar Tech-881VR-300-OH-D | [23 empty] | REGULATORVACUUM | Regulator, Vacuum | Genstar Tech
YES | YES |  |  |  | 099-00700 | 099-00700 | Gentec Healthcare | 881VR-300-OH-T |  |  | NE - 2nd - NICU |  |  |  |  | 099-00700 | 099-00700 | Katy | Memorial Hermann Northeast Hospital | NE - 2nd - NICU | [6 empty] | Regulator, Vacuum | REGULATORVACUUM-Genstar Tech-881VR-300-OH-D | [23 empty] | REGULATORVACUUM | Regulator, Vacuum | Genstar Tech
YES | YES |  |  |  | 099-02395 | 099-02395 | Gentec Healthcare | 881VR-300-OH-T |  |  | NE - 2nd - NICU |  |  |  |  | 099-02395 | 099-02395 | Katy | Memorial Hermann Northeast Hospital | NE - 2nd - NICU | [6 empty] | Regulator, Vacuum | REGULATORVACUUM-Genstar Tech-881VR-300-OH-D | [23 empty] | REGULATORVACUUM | Regulator, Vacuum | Genstar Tech
YES | YES |  |  |  | 099-02398 | 099-02398 | Gentec Healthcare | 881VR-300-OH-T |  |  | NE - NICU |  |  |  |  | 099-02398 | 099-02398 | Katy | Memorial Hermann Northeast Hospital | NE - NICU | [6 empty] | Regulator, Vacuum | REGULATORVACUUM-Genstar Tech-881VR-300-OH-D | [23 empty] | REGULATORVACUUM | Regulator, Vacuum | Genstar Tech
YES | YES | Serial Number 61G-14040265 |  |  | 142-09296 | 142-09296 | Gentec Healthcare | 881VR-300-OH-T |  | 61G-14040265 | NE - CENTRAL SUPPLY |  |  |  |  | 142-09296 | 142-09296 | Katy | Memorial Hermann Northeast Hospital | NE - CENTRAL SUPPLY | Central Suppy | 2/1/20 |  |  |  |  | Regulator, Vacuum | REGULATORVACUUM-Genstar Tech-881VR-300-OH-D | [23 empty] | REGULATORVACUUM | Regulator, Vacuum | Genstar Tech
YES | YES | Serial Number 61G-14040265 |  |  | 142-08891 | 142-08891 | Gentec Healthcare | 881VR-300-OH-T |  | 61G-14040265 | NE - CENTRAL SUPPLY |  |  |  |  | 142-08891 | 142-08891 | Katy | Memorial Hermann Northeast Hospital | NE - CENTRAL SUPPLY | Central Suppy | [5 empty] | Regulator, Vacuum | REGULATORVACUUM-Genstar Tech-881VR-300-OH-D | [23 empty] | REGULATORVACUUM | Regulator, Vacuum | Genstar Tech
YES | YES |  |  |  | 142-08892 | 142-08892 | Gentec Healthcare | 881VR-300-OH-T |  | 617-18040086-094 | NE - CENTRAL SUPPLY |  |  |  |  | 142-08892 | 142-08892 | Katy | Memorial Hermann Northeast Hospital | NE - CENTRAL SUPPLY | Central Suppy | 2/1/20 | 2/1/20 |  |  |  | Regulator, Vacuum | REGULATORVACUUM-Genstar Tech-881VR-300-OH-D | [23 empty] | REGULATORVACUUM | Regulator, Vacuum | Genstar Tech
YES | YES |  |  |  | 142-08893 | 142-08893 | Gentec Healthcare | 881VR-300-OH-T |  | 617-18040086-055 | NE - CENTRAL SUPPLY |  |  |  |  | 142-08893 | 142-08893 | Katy | Memorial Hermann Northeast Hospital | NE - CENTRAL SUPPLY | Central Suppy | [5 empty] | Regulator, Vacuum | REGULATORVACUUM-Genstar Tech-881VR-300-OH-D | [23 empty] | REGULATORVACUUM | Regulator, Vacuum | Genstar Tech
YES | YES |  |  |  | 142-08875 | 142-08875 | Gentec Healthcare | 881VR-300-OH-T |  | 15040059-018 | ICU |  |  |  |  | 142-08875 | 142-08875 | Katy | Memorial Hermann Northeast Hospital | ICU | Room 4032 | [5 empty] | Regulator, Vacuum | REGULATORVACUUM-Genstar Tech-881VR-300-OH-D | [23 empty] | REGULATORVACUUM | Regulator, Vacuum | Genstar Tech
YES | YES |  |  |  | 142-09049 | 142-09049 | Gentec Healthcare | 881VR-300-OH-T |  | 61G-16050268/098 | SUGAR LAND |  |  |  |  | 142-09049 | 142-09049 | Sugar Land | Memorial Hermann Sugar Land Hospital | SUGAR LAND | In Biomed Shop | [5 empty] | Regulator, Vacuum | REGULATORVACUUM-Genstar Tech-881VR-300-OH-D | [23 empty] | REGULATORVACUUM | Regulator, Vacuum | Genstar Tech
YES | YES |  |  |  | 142-09050 | 142-09050 | Gentec Healthcare | 881VR-300-OH-T |  | 61G-16050268/074 | SUGAR LAND |  |  |  |  | 142-09050 | 142-09050 | Sugar Land | Memorial Hermann Sugar Land Hospital | SUGAR LAND | In Biomed Shop | [5 empty] | Regulator, Vacuum | REGULATORVACUUM-Genstar Tech-881VR-300-OH-D | [23 empty] | REGULATORVACUUM | Regulator, Vacuum | Genstar Tech
YES | YES |  |  |  | 129-07208 | 129-07208 | Gentec Healthcare | 881VR-300-OH-T |  | 61G-16050268/083 | SUGAR LAND |  |  |  |  | 129-07208 | 129-07208 | Sugar Land | Memorial Hermann Sugar Land Hospital | SUGAR LAND | In Biomed Shop | [5 empty] | Regulator, Vacuum | REGULATORVACUUM-Genstar Tech-881VR-300-OH-D | [23 empty] | REGULATORVACUUM | Regulator, Vacuum | Genstar Tech
YES | YES |  |  |  | 129-07253 | 129-07253 | Gentec Healthcare | 881VR-300-OH-T |  | 61G-16050268/066 | SUGAR LAND - MED/SURG - EAST 4TH |  |  |  |  | 129-07253 | 129-07253 | Sugar Land | Memorial Hermann Sugar Land Hospital | SUGAR LAND - MED/SURG - EAST 4TH | E425 | [5 empty] | Regulator, Vacuum | REGULATORVACUUM-Genstar Tech-881VR-300-OH-D | [23 empty] | REGULATORVACUUM | Regulator, Vacuum | Genstar Tech
YES | YES |  |  |  | 129-07252 | 129-07252 | Gentec Healthcare | 881VR-300-OH-T |  | 61G-16050268/013 | SUGAR LAND - MED/SURG - EAST 4TH |  |  |  |  | 129-07252 | 129-07252 | Sugar Land | Memorial Hermann Sugar Land Hospital | SUGAR LAND - MED/SURG - EAST 4TH | E425 | [5 empty] | Regulator, Vacuum | REGULATORVACUUM-Genstar Tech-881VR-300-OH-D | [23 empty] | REGULATORVACUUM | Regulator, Vacuum | Genstar Tech
YES | YES |  |  |  | 129-07161 | 129-07161 | Gentec Healthcare | 881VR-300-OH-T |  | 61G-16050268/027 | SUGAR LAND - MED/SURG - EAST 4TH |  |  |  |  | 129-07161 | 129-07161 | Sugar Land | Memorial Hermann Sugar Land Hospital | SUGAR LAND - MED/SURG - EAST 4TH | E420 | [5 empty] | Regulator, Vacuum | REGULATORVACUUM-Genstar Tech-881VR-300-OH-D | [23 empty] | REGULATORVACUUM | Regulator, Vacuum | Genstar Tech
YES | YES |  |  |  | 129-07160 | 129-07160 | Gentec Healthcare | 881VR-300-OH-T |  |  | 4th |  |  |  |  | 129-07160 | 129-07160 | Sugar Land | Memorial Hermann Sugar Land Hospital | 4th | E405 | [5 empty] | Regulator, Vacuum | REGULATORVACUUM-Genstar Tech-881VR-300-OH-D | [23 empty] | REGULATORVACUUM | Regulator, Vacuum | Genstar Tech
YES | YES |  |  |  | 129-31748 | 129-31748 | Gentec Healthcare | 881VR-300-OH-T |  | 61G-16050168/016 | SUGAR LAND - IMU |  |  |  |  | 129-31748 | 129-31748 | Sugar Land | Memorial Hermann Sugar Land Hospital | SUGAR LAND - IMU | E330 | [5 empty] | Regulator, Vacuum | REGULATORVACUUM-Genstar Tech-881VR-300-OH-D | [23 empty] | REGULATORVACUUM | Regulator, Vacuum | Genstar Tech
YES | YES |  |  |  | 129-07211 | 129-07211 | Gentec Healthcare | 881VR-300-OH-T |  |  | SUGAR LAND - IMU |  |  |  |  | 129-07211 | 129-07211 | Sugar Land | Memorial Hermann Sugar Land Hospital | SUGAR LAND - IMU | E320 | [5 empty] | Regulator, Vacuum | REGULATORVACUUM-Genstar Tech-881VR-300-OH-D | [23 empty] | REGULATORVACUUM | Regulator, Vacuum | Genstar Tech
YES | YES |  |  |  | 099-08235 | 099-08235 | Gentec Healthcare | 881VR-300-OH-T |  |  | Sourh Tower 6 |  |  |  |  | 099-08235 | 099-08235 | Central | Memorial Hermann Hospital | Sourh Tower 6 | Room 600 | [6 empty] | REGULATORVACUUM-Genstar Tech-881VR-300-OH-D
YES | YES |  |  |  | 099-08240 | 099-08240 | Gentec Healthcare | 881VR-300-OH-T |  |  | Sourh Tower 6 |  |  |  |  | 099-08240 | 099-08240 | Central | Memorial Hermann Hospital | Sourh Tower 6 | Room 604B | [6 empty] | REGULATORVACUUM-Genstar Tech-881VR-300-OH-D
YES | YES |  |  |  | 099-08249 | 099-08249 | Gentec Healthcare | 881VR-300-OH-T |  |  | Sourh Tower 6 |  |  |  |  | 099-08249 | 099-08249 | Central | Memorial Hermann Hospital | Sourh Tower 6 | Room 616A | [6 empty] | REGULATORVACUUM-Genstar Tech-881VR-300-OH-D
YES | YES |  |  |  | 099-08271 | 099-08271 | Gentec Healthcare | 881VR-300-OH-T |  |  | 6th Floor |  |  |  |  | 099-08271 | 099-08271 | Central | Memorial Hermann Hospital greater heights | 6th Floor | Room 609 | [6 empty] | REGULATORVACUUM-Genstar Tech-881VR-300-OH-D
NO | YES | Serial Number Cnf |  |  | 041-19500 | 041-19500 | Gentec Healthcare | 881VR-300-OH-T |  | CNF | Memorial City- JHC PACU |  |  |  |  | 041-19500 | 041-19500 | West | Memorial Hermann Memorial City Medical Center | Memorial City- JHC PACU | Recovery Stage 2 bay 2 |  |  |  |  | REGULATORS, SUCTION
YES | YES | Serial Number Cnf |  |  | 099-03352 | 099-03352 | Gentec Healthcare | 881VR-300-OH-T |  | CNF | SW - ER |  |  |  |  | 099-03352 | 099-03352 | Southwest | Memorial Hermann Southwest Hospital Emergency Center | SW - ER | ER TRAUMA RM 5 |  |  |  |  | REGULATORS, SUCTION
NO | NO |  |  |  | 151-01504 |  | Gentec Healthcare | 881VR-300-OH-T |  | 61G-16080128/009 | CY - CENTRAL SUPPLY | MHHS-Cypress |  | Regulator, Vacuum |  | 151-01504 |  | Northwest & Cypress |  | CY - CENTRAL SUPPLY | [5 empty] | REGULATORS, SUCTION |  | REGULATORVACUUM-Genstar Tech-881VR-300-OH-D | REGULATORVACUUM | 881VR-300-OH-D |  |  |  | Genstar Tech | Regulator, Vacuum |  |  | REGULATORVACUUM-Genstar Tech-881VR-300-OH-D |  |  |  | Covered PM Repair - Biomedical | MHHS-Cypress
NO | NO |  |  |  | 151-01505 |  | Gentec Healthcare | 881VR-300-OH-T |  | 61G-16080128/053 | CY - CENTRAL SUPPLY | MHHS-Cypress |  | Regulator, Vacuum |  | 151-01505 |  | Northwest & Cypress |  | CY - CENTRAL SUPPLY | [5 empty] | REGULATORS, SUCTION |  | REGULATORVACUUM-Genstar Tech-881VR-300-OH-D | REGULATORVACUUM | 881VR-300-OH-D |  |  |  | Genstar Tech | Regulator, Vacuum |  |  | REGULATORVACUUM-Genstar Tech-881VR-300-OH-D |  |  |  | Covered PM Repair - Biomedical | MHHS-Cypress
NO | NO |  |  |  | 151-01507 |  | Gentec Healthcare | 881VR-300-OH-T |  | 61G-16080128/058 | CY - CENTRAL SUPPLY | MHHS-Cypress |  | Regulator, Vacuum |  | 151-01507 |  | Northwest & Cypress |  | CY - CENTRAL SUPPLY | [5 empty] | REGULATORS, SUCTION |  | REGULATORVACUUM-Genstar Tech-881VR-300-OH-D | REGULATORVACUUM | 881VR-300-OH-D |  |  |  | Genstar Tech | Regulator, Vacuum |  |  | REGULATORVACUUM-Genstar Tech-881VR-300-OH-D |  |  |  | Covered PM Repair - Biomedical | MHHS-Cypress
NO | NO |  |  |  | 151-01508 |  | Gentec Healthcare | 881VR-300-OH-T |  | 61G-16080128/061 | CY - CENTRAL SUPPLY | MHHS-Cypress |  | Regulator, Vacuum |  | 151-01508 |  | Northwest & Cypress |  | CY - CENTRAL SUPPLY | [5 empty] | REGULATORS, SUCTION |  | REGULATORVACUUM-Genstar Tech-881VR-300-OH-D | REGULATORVACUUM | 881VR-300-OH-D |  |  |  | Genstar Tech | Regulator, Vacuum |  |  | REGULATORVACUUM-Genstar Tech-881VR-300-OH-D |  |  |  | Covered PM Repair - Biomedical | MHHS-Cypress
NO | NO |  |  |  | 151-01509 |  | Gentec Healthcare | 881VR-300-OH-T |  | 61G-16080128/039 | CY - CENTRAL SUPPLY | MHHS-Cypress |  | Regulator, Vacuum |  | 151-01509 |  | Northwest & Cypress |  | CY - CENTRAL SUPPLY | [5 empty] | REGULATORS, SUCTION |  | REGULATORVACUUM-Genstar Tech-881VR-300-OH-D | REGULATORVACUUM | 881VR-300-OH-D |  |  |  | Genstar Tech | Regulator, Vacuum |  |  | REGULATORVACUUM-Genstar Tech-881VR-300-OH-D |  |  |  | Covered PM Repair - Biomedical | MHHS-Cypress
NO | NO |  |  |  | 151-01511 |  | Gentec Healthcare | 881VR-300-OH-T |  | 61G-16080128/014 | CY - CENTRAL SUPPLY | MHHS-Cypress |  | Regulator, Vacuum |  | 151-01511 |  | Northwest & Cypress |  | CY - CENTRAL SUPPLY | [5 empty] | REGULATORS, SUCTION |  | REGULATORVACUUM-Genstar Tech-881VR-300-OH-D | REGULATORVACUUM | 881VR-300-OH-D |  |  |  | Genstar Tech | Regulator, Vacuum |  |  | REGULATORVACUUM-Genstar Tech-881VR-300-OH-D |  |  |  | Covered PM Repair - Biomedical | MHHS-Cypress
NO | NO |  |  |  | 151-01514 |  | Gentec Healthcare | 881VR-300-OH-T |  | 61G-16080128/068 | CY - CENTRAL SUPPLY | MHHS-Cypress |  | Regulator, Vacuum |  | 151-01514 |  | Northwest & Cypress |  | CY - CENTRAL SUPPLY | [5 empty] | REGULATORS, SUCTION |  | REGULATORVACUUM-Genstar Tech-881VR-300-OH-D | REGULATORVACUUM | 881VR-300-OH-D |  |  |  | Genstar Tech | Regulator, Vacuum |  |  | REGULATORVACUUM-Genstar Tech-881VR-300-OH-D |  |  |  | Covered PM Repair - Biomedical | MHHS-Cypress
NO | NO |  |  |  | 151-01517 |  | Gentec Healthcare | 881VR-300-OH-T |  | 61G-16080128/079 | CY - CENTRAL SUPPLY | MHHS-Cypress |  | Regulator, Vacuum |  | 151-01517 |  | Northwest & Cypress |  | CY - CENTRAL SUPPLY | [5 empty] | REGULATORS, SUCTION |  | REGULATORVACUUM-Genstar Tech-881VR-300-OH-D | REGULATORVACUUM | 881VR-300-OH-D |  |  |  | Genstar Tech | Regulator, Vacuum |  |  | REGULATORVACUUM-Genstar Tech-881VR-300-OH-D |  |  |  | Covered PM Repair - Biomedical | MHHS-Cypress
NO | NO |  |  |  | 151-01518 |  | Gentec Healthcare | 881VR-300-OH-T |  | 61G-16080128/147 | CY - CENTRAL SUPPLY | MHHS-Cypress |  | Regulator, Vacuum |  | 151-01518 |  | Northwest & Cypress |  | CY - CENTRAL SUPPLY | [5 empty] | REGULATORS, SUCTION |  | REGULATORVACUUM-Genstar Tech-881VR-300-OH-D | REGULATORVACUUM | 881VR-300-OH-D |  |  |  | Genstar Tech | Regulator, Vacuum |  |  | REGULATORVACUUM-Genstar Tech-881VR-300-OH-D |  |  |  | Covered PM Repair - Biomedical | MHHS-Cypress
NO | NO |  |  |  | 151-01573 |  | Gentec Healthcare | 881VR-300-OH-T |  | 61G-16080128/144 | CY - CENTRAL SUPPLY | MHHS-Cypress |  | Regulator, Vacuum |  | 151-01573 |  | Northwest & Cypress |  | CY - CENTRAL SUPPLY | [5 empty] | REGULATORS, SUCTION |  | REGULATORVACUUM-Genstar Tech-881VR-300-OH-D | REGULATORVACUUM | 881VR-300-OH-D |  |  |  | Genstar Tech | Regulator, Vacuum |  |  | REGULATORVACUUM-Genstar Tech-881VR-300-OH-D |  |  |  | Covered PM Repair - Biomedical | MHHS-Cypress
NO | NO |  |  |  | 151-01575 |  | Gentec Healthcare | 881VR-300-OH-T |  | 61G-16080128/015 | CY - CENTRAL SUPPLY | MHHS-Cypress |  | Regulator, Vacuum |  | 151-01575 |  | Northwest & Cypress |  | CY - CENTRAL SUPPLY | [5 empty] | REGULATORS, SUCTION |  | REGULATORVACUUM-Genstar Tech-881VR-300-OH-D | REGULATORVACUUM | 881VR-300-OH-D |  |  |  | Genstar Tech | Regulator, Vacuum |  |  | REGULATORVACUUM-Genstar Tech-881VR-300-OH-D |  |  |  | Covered PM Repair - Biomedical | MHHS-Cypress
NO | NO |  |  |  | 151-01577 |  | Gentec Healthcare | 881VR-300-OH-T |  | 61G-16080128/080 | CY - CENTRAL SUPPLY | MHHS-Cypress |  | Regulator, Vacuum |  | 151-01577 |  | Northwest & Cypress |  | CY - CENTRAL SUPPLY | [5 empty] | REGULATORS, SUCTION |  | REGULATORVACUUM-Genstar Tech-881VR-300-OH-D | REGULATORVACUUM | 881VR-300-OH-D |  |  |  | Genstar Tech | Regulator, Vacuum |  |  | REGULATORVACUUM-Genstar Tech-881VR-300-OH-D |  |  |  | Covered PM Repair - Biomedical | MHHS-Cypress
NO | NO |  |  |  | 151-01578 |  | Gentec Healthcare | 881VR-300-OH-T |  | 61G-16080128/067 | CY - CENTRAL SUPPLY | MHHS-Cypress |  | Regulator, Vacuum |  | 151-01578 |  | Northwest & Cypress |  | CY - CENTRAL SUPPLY | [5 empty] | REGULATORS, SUCTION |  | REGULATORVACUUM-Genstar Tech-881VR-300-OH-D | REGULATORVACUUM | 881VR-300-OH-D |  |  |  | Genstar Tech | Regulator, Vacuum |  |  | REGULATORVACUUM-Genstar Tech-881VR-300-OH-D |  |  |  | Covered PM Repair - Biomedical | MHHS-Cypress
NO | NO |  |  |  | 151-01580 |  | Gentec Healthcare | 881VR-300-OH-T |  | 61G-16080128/105 | CY - CENTRAL SUPPLY | MHHS-Cypress |  | Regulator, Vacuum |  | 151-01580 |  | Northwest & Cypress |  | CY - CENTRAL SUPPLY | [5 empty] | REGULATORS, SUCTION |  | REGULATORVACUUM-Genstar Tech-881VR-300-OH-D | REGULATORVACUUM | 881VR-300-OH-D |  |  |  | Genstar Tech | Regulator, Vacuum |  |  | REGULATORVACUUM-Genstar Tech-881VR-300-OH-D |  |  |  | Covered PM Repair - Biomedical | MHHS-Cypress
NO | NO |  |  |  | 151-01581 |  | Gentec Healthcare | 881VR-300-OH-T |  | 61G-16080128/057 | CY - CENTRAL SUPPLY | MHHS-Cypress |  | Regulator, Vacuum |  | 151-01581 |  | Northwest & Cypress |  | CY - CENTRAL SUPPLY | [5 empty] | REGULATORS, SUCTION |  | REGULATORVACUUM-Genstar Tech-881VR-300-OH-D | REGULATORVACUUM | 881VR-300-OH-D |  |  |  | Genstar Tech | Regulator, Vacuum |  |  | REGULATORVACUUM-Genstar Tech-881VR-300-OH-D |  |  |  | Covered PM Repair - Biomedical | MHHS-Cypress
NO | NO |  |  |  | 151-01582 |  | Gentec Healthcare | 881VR-300-OH-T |  | 61G-16080128/017 | CY - CENTRAL SUPPLY | MHHS-Cypress |  | Regulator, Vacuum |  | 151-01582 |  | Northwest & Cypress |  | CY - CENTRAL SUPPLY | [5 empty] | REGULATORS, SUCTION |  | REGULATORVACUUM-Genstar Tech-881VR-300-OH-D | REGULATORVACUUM | 881VR-300-OH-D |  |  |  | Genstar Tech | Regulator, Vacuum |  |  | REGULATORVACUUM-Genstar Tech-881VR-300-OH-D |  |  |  | Covered PM Repair - Biomedical | MHHS-Cypress
NO | NO |  |  |  | 151-01584 |  | Gentec Healthcare | 881VR-300-OH-T |  | 61G-16080128/054 | CY - CENTRAL SUPPLY | MHHS-Cypress |  | Regulator, Vacuum |  | 151-01584 |  | Northwest & Cypress |  | CY - CENTRAL SUPPLY | [5 empty] | REGULATORS, SUCTION |  | REGULATORVACUUM-Genstar Tech-881VR-300-OH-D | REGULATORVACUUM | 881VR-300-OH-D |  |  |  | Genstar Tech | Regulator, Vacuum |  |  | REGULATORVACUUM-Genstar Tech-881VR-300-OH-D |  |  |  | Covered PM Repair - Biomedical | MHHS-Cypress
NO | NO |  |  |  | 151-01586 |  | Gentec Healthcare | 881VR-300-OH-T |  | 61G-16080128/100 | CY - CENTRAL SUPPLY | MHHS-Cypress |  | Regulator, Vacuum |  | 151-01586 |  | Northwest & Cypress |  | CY - CENTRAL SUPPLY | [5 empty] | REGULATORS, SUCTION |  | REGULATORVACUUM-Genstar Tech-881VR-300-OH-D | REGULATORVACUUM | 881VR-300-OH-D |  |  |  | Genstar Tech | Regulator, Vacuum |  |  | REGULATORVACUUM-Genstar Tech-881VR-300-OH-D |  |  |  | Covered PM Repair - Biomedical | MHHS-Cypress
NO | NO |  |  |  | 151-01621 |  | Gentec Healthcare | 881VR-300-OH-T |  | 61G-16080128/175 | CY - CENTRAL SUPPLY | MHHS-Cypress |  | Regulator, Vacuum |  | 151-01621 |  | Northwest & Cypress |  | CY - CENTRAL SUPPLY | [5 empty] | REGULATORS, SUCTION |  | REGULATORVACUUM-Genstar Tech-881VR-300-OH-D | REGULATORVACUUM | 881VR-300-OH-D |  |  |  | Genstar Tech | Regulator, Vacuum |  |  | REGULATORVACUUM-Genstar Tech-881VR-300-OH-D |  |  |  | Not Covered Vendor Only - Lab Ana/Anes | MHHS-Cypress
NO | NO |  |  |  | 151-01792 |  | Gentec Healthcare | 881VR-300-OH-T |  | 61g-16080128/072 | CY - CENTRAL SUPPLY | MHHS-Cypress |  | Regulator, Vacuum |  | 151-01792 |  | Northwest & Cypress |  | CY - CENTRAL SUPPLY | [5 empty] | REGULATORS, SUCTION |  | REGULATORVACUUM-Genstar Tech-881VR-300-OH-D | REGULATORVACUUM | 881VR-300-OH-D |  |  |  | Genstar Tech | Regulator, Vacuum |  |  | REGULATORVACUUM-Genstar Tech-881VR-300-OH-D |  |  |  | Covered PM Repair - Biomedical | MHHS-Cypress
NO | NO |  |  |  | 151-01795 |  | Gentec Healthcare | 881VR-300-OH-T |  | 61g-16080128/052 | CY - CENTRAL SUPPLY | MHHS-Cypress |  | Regulator, Vacuum |  | 151-01795 |  | Northwest & Cypress |  | CY - CENTRAL SUPPLY | [5 empty] | REGULATORS, SUCTION |  | REGULATORVACUUM-Genstar Tech-881VR-300-OH-D | REGULATORVACUUM | 881VR-300-OH-D |  |  |  | Genstar Tech | Regulator, Vacuum |  |  | REGULATORVACUUM-Genstar Tech-881VR-300-OH-D |  |  |  | Covered PM Repair - Biomedical | MHHS-Cypress
NO | NO |  |  |  | 151-01799 |  | Gentec Healthcare | 881VR-300-OH-T |  | 61g-16080128/028 | CY - CENTRAL SUPPLY | MHHS-Cypress |  | Regulator, Vacuum |  | 151-01799 |  | Northwest & Cypress |  | CY - CENTRAL SUPPLY | [5 empty] | REGULATORS, SUCTION |  | REGULATORVACUUM-Genstar Tech-881VR-300-OH-D | REGULATORVACUUM | 881VR-300-OH-D |  |  |  | Genstar Tech | Regulator, Vacuum |  |  | REGULATORVACUUM-Genstar Tech-881VR-300-OH-D |  |  |  | Covered PM Repair - Biomedical | MHHS-Cypress
NO | NO |  |  |  | 151-01806 |  | Gentec Healthcare | 881VR-300-OH-T |  | 61g-16060206/100 | CY - CENTRAL SUPPLY | MHHS-Cypress |  | Regulator, Vacuum |  | 151-01806 |  | Northwest & Cypress |  | CY - CENTRAL SUPPLY | [5 empty] | REGULATORS, SUCTION |  | REGULATORVACUUM-Genstar Tech-881VR-300-OH-D | REGULATORVACUUM | 881VR-300-OH-D |  |  |  | Genstar Tech | Regulator, Vacuum |  |  | REGULATORVACUUM-Genstar Tech-881VR-300-OH-D |  |  |  | Covered PM Repair - Biomedical | MHHS-Cypress
NO | NO |  |  |  | 151-01808 |  | Gentec Healthcare | 881VR-300-OH-T |  | 61g-16060206/020 | CY - CENTRAL SUPPLY | MHHS-Cypress |  | Regulator, Vacuum |  | 151-01808 |  | Northwest & Cypress |  | CY - CENTRAL SUPPLY | [5 empty] | REGULATORS, SUCTION |  | REGULATORVACUUM-Genstar Tech-881VR-300-OH-D | REGULATORVACUUM | 881VR-300-OH-D |  |  |  | Genstar Tech | Regulator, Vacuum |  |  | REGULATORVACUUM-Genstar Tech-881VR-300-OH-D |  |  |  | Covered PM Repair - Biomedical | MHHS-Cypress
NO | NO |  |  |  | 151-01811 |  | Gentec Healthcare | 881VR-300-OH-T |  | N/A | CY - CENTRAL SUPPLY | MHHS-Cypress |  | Regulator, Vacuum |  | 151-01811 |  | Northwest & Cypress |  | CY - CENTRAL SUPPLY | [5 empty] | REGULATORS, SUCTION |  | REGULATORVACUUM-Genstar Tech-881VR-300-OH-D | REGULATORVACUUM | 881VR-300-OH-D |  |  |  | Genstar Tech | Regulator, Vacuum |  |  | REGULATORVACUUM-Genstar Tech-881VR-300-OH-D |  |  |  | Covered PM Repair - Biomedical | MHHS-Cypress
NO | NO |  |  |  | 151-02079 |  | Gentec Healthcare | 881VR-300-OH-T |  | 61g-16060206/073 | CY - CENTRAL SUPPLY | MHHS-Cypress |  | Regulator, Vacuum |  | 151-02079 |  | Northwest & Cypress |  | CY - CENTRAL SUPPLY | [5 empty] | REGULATORS, SUCTION |  | REGULATORVACUUM-Genstar Tech-881VR-300-OH-D | REGULATORVACUUM | 881VR-300-OH-D |  |  |  | Genstar Tech | Regulator, Vacuum |  |  | REGULATORVACUUM-Genstar Tech-881VR-300-OH-D |  |  |  | Covered PM Repair - Biomedical | MHHS-Cypress
NO | NO |  |  |  | 151-02088 |  | Gentec Healthcare | 881VR-300-OH-T |  | 61g-16080128/148 | CY - CENTRAL SUPPLY | MHHS-Cypress |  | Regulator, Vacuum |  | 151-02088 |  | Northwest & Cypress |  | CY - CENTRAL SUPPLY | [5 empty] | REGULATORS, SUCTION |  | REGULATORVACUUM-Genstar Tech-881VR-300-OH-D | REGULATORVACUUM | 881VR-300-OH-D |  |  |  | Genstar Tech | Regulator, Vacuum |  |  | REGULATORVACUUM-Genstar Tech-881VR-300-OH-D |  |  |  | Covered PM Repair - Biomedical | MHHS-Cypress
NO | NO |  |  |  | 151-02090 |  | Gentec Healthcare | 881VR-300-OH-T |  | 61g-16060206/136 | CY - CENTRAL SUPPLY | MHHS-Cypress |  | Regulator, Vacuum |  | 151-02090 |  | Northwest & Cypress |  | CY - CENTRAL SUPPLY | [5 empty] | REGULATORS, SUCTION |  | REGULATORVACUUM-Genstar Tech-881VR-300-OH-D | REGULATORVACUUM | 881VR-300-OH-D |  |  |  | Genstar Tech | Regulator, Vacuum |  |  | REGULATORVACUUM-Genstar Tech-881VR-300-OH-D |  |  |  | Covered PM Repair - Biomedical | MHHS-Cypress
NO | NO |  |  |  | 151-02121 |  | Gentec Healthcare | 881VR-300-OH-T |  | 61g-16080128/156 | CY - CENTRAL SUPPLY | MHHS-Cypress |  | Regulator, Vacuum |  | 151-02121 |  | Northwest & Cypress |  | CY - CENTRAL SUPPLY | [5 empty] | REGULATORS, SUCTION |  | REGULATORVACUUM-Genstar Tech-881VR-300-OH-D | REGULATORVACUUM | 881VR-300-OH-D |  |  |  | Genstar Tech | Regulator, Vacuum |  |  | REGULATORVACUUM-Genstar Tech-881VR-300-OH-D |  |  |  | Covered PM Repair - Biomedical | MHHS-Cypress
NO | NO |  |  |  | 151-02124 |  | Gentec Healthcare | 881VR-300-OH-T |  | 61g-16080128/150 | CY - CENTRAL SUPPLY | MHHS-Cypress |  | Regulator, Vacuum |  | 151-02124 |  | Northwest & Cypress |  | CY - CENTRAL SUPPLY | [5 empty] | REGULATORS, SUCTION |  | REGULATORVACUUM-Genstar Tech-881VR-300-OH-D | REGULATORVACUUM | 881VR-300-OH-D |  |  |  | Genstar Tech | Regulator, Vacuum |  |  | REGULATORVACUUM-Genstar Tech-881VR-300-OH-D |  |  |  | Covered PM Repair - Biomedical | MHHS-Cypress
NO | NO |  |  |  | 151-02128 |  | Gentec Healthcare | 881VR-300-OH-T |  | 61g-16080128/173 | CY - CENTRAL SUPPLY | MHHS-Cypress |  | Regulator, Vacuum |  | 151-02128 |  | Northwest & Cypress |  | CY - CENTRAL SUPPLY | [5 empty] | REGULATORS, SUCTION |  | REGULATORVACUUM-Genstar Tech-881VR-300-OH-D | REGULATORVACUUM | 881VR-300-OH-D |  |  |  | Genstar Tech | Regulator, Vacuum |  |  | REGULATORVACUUM-Genstar Tech-881VR-300-OH-D |  |  |  | Covered PM Repair - Biomedical | MHHS-Cypress
NO | NO |  |  |  | 151-02129 |  | Gentec Healthcare | 881VR-300-OH-T |  | 61g-16080128/152 | CY - CENTRAL SUPPLY | MHHS-Cypress |  | Regulator, Vacuum |  | 151-02129 |  | Northwest & Cypress |  | CY - CENTRAL SUPPLY | [5 empty] | REGULATORS, SUCTION |  | REGULATORVACUUM-Genstar Tech-881VR-300-OH-D | REGULATORVACUUM | 881VR-300-OH-D |  |  |  | Genstar Tech | Regulator, Vacuum |  |  | REGULATORVACUUM-Genstar Tech-881VR-300-OH-D |  |  |  | Covered PM Repair - Biomedical | MHHS-Cypress
NO | NO |  |  |  | 151-02160 |  | Gentec Healthcare | 881VR-300-OH-T |  | 61g-16080128/191 | CY - CENTRAL SUPPLY | MHHS-Cypress |  | Regulator, Vacuum |  | 151-02160 |  | Northwest & Cypress |  | CY - CENTRAL SUPPLY | [5 empty] | REGULATORS, SUCTION |  | REGULATORVACUUM-Genstar Tech-881VR-300-OH-D | REGULATORVACUUM | 881VR-300-OH-D |  |  |  | Genstar Tech | Regulator, Vacuum |  |  | REGULATORVACUUM-Genstar Tech-881VR-300-OH-D |  |  |  | Covered PM Repair - Biomedical | MHHS-Cypress
NO | NO |  |  |  | 151-02193 |  | Gentec Healthcare | 881VR-300-OH-T |  | 61g-16060206/016 | CY - CENTRAL SUPPLY | MHHS-Cypress |  | Regulator, Vacuum |  | 151-02193 |  | Northwest & Cypress |  | CY - CENTRAL SUPPLY | [5 empty] | REGULATORS, SUCTION |  | REGULATORVACUUM-Genstar Tech-881VR-300-OH-D | REGULATORVACUUM | 881VR-300-OH-D |  |  |  | Genstar Tech | Regulator, Vacuum |  |  | REGULATORVACUUM-Genstar Tech-881VR-300-OH-D |  |  |  | Covered PM Repair - Biomedical | MHHS-Cypress
NO | NO |  |  |  | 151-02196 |  | Gentec Healthcare | 881VR-300-OH-T |  | 61g-16060206/018 | CY - CENTRAL SUPPLY | MHHS-Cypress |  | Regulator, Vacuum |  | 151-02196 |  | Northwest & Cypress |  | CY - CENTRAL SUPPLY | [5 empty] | REGULATORS, SUCTION |  | REGULATORVACUUM-Genstar Tech-881VR-300-OH-D | REGULATORVACUUM | 881VR-300-OH-D |  |  |  | Genstar Tech | Regulator, Vacuum |  |  | REGULATORVACUUM-Genstar Tech-881VR-300-OH-D |  |  |  | Covered PM Repair - Biomedical | MHHS-Cypress
NO | NO |  |  |  | 151-02198 |  | Gentec Healthcare | 881VR-300-OH-T |  | 61g-16060206/018 | CY - CENTRAL SUPPLY | MHHS-Cypress |  | Regulator, Vacuum |  | 151-02198 |  | Northwest & Cypress |  | CY - CENTRAL SUPPLY | [5 empty] | REGULATORS, SUCTION |  | REGULATORVACUUM-Genstar Tech-881VR-300-OH-D | REGULATORVACUUM | 881VR-300-OH-D |  |  |  | Genstar Tech | Regulator, Vacuum |  |  | REGULATORVACUUM-Genstar Tech-881VR-300-OH-D |  |  |  | Covered PM Repair - Respiratory/Steriliz | MHHS-Cypress
NO | NO |  |  |  | 151-02202 |  | Gentec Healthcare | 881VR-300-OH-T |  | 61g-16080128/073 | CY - CENTRAL SUPPLY | MHHS-Cypress |  | Regulator, Vacuum |  | 151-02202 |  | Northwest & Cypress |  | CY - CENTRAL SUPPLY | [5 empty] | REGULATORS, SUCTION |  | REGULATORVACUUM-Genstar Tech-881VR-300-OH-D | REGULATORVACUUM | 881VR-300-OH-D |  |  |  | Genstar Tech | Regulator, Vacuum |  |  | REGULATORVACUUM-Genstar Tech-881VR-300-OH-D |  |  |  | Covered PM Repair - Biomedical | MHHS-Cypress
NO | NO |  |  |  | 151-03391 |  | Gentec Healthcare | 881VR-300-OH-T |  | 61K181001610138 | CY - CENTRAL SUPPLY | MHHS-Cypress |  | Regulator, Vacuum |  | 151-03391 |  | Northwest & Cypress |  | CY - CENTRAL SUPPLY | [5 empty] | REGULATORS, SUCTION |  | REGULATORVACUUM-Genstar Tech-881VR-300-OH-D | REGULATORVACUUM | 881VR-300-OH-D |  |  |  | Genstar Tech | Regulator, Vacuum |  |  | REGULATORVACUUM-Genstar Tech-881VR-300-OH-D |  |  |  | Covered PM Repair - Biomedical | MHHS-Cypress
NO | NO |  |  |  | 151-03392 |  | Gentec Healthcare | 881VR-300-OH-T |  | 61K181001820035 | CY - CENTRAL SUPPLY | MHHS-Cypress |  | Regulator, Vacuum |  | 151-03392 |  | Northwest & Cypress |  | CY - CENTRAL SUPPLY | [5 empty] | REGULATORS, SUCTION |  | REGULATORVACUUM-Genstar Tech-881VR-300-OH-D | REGULATORVACUUM | 881VR-300-OH-D |  |  |  | Genstar Tech | Regulator, Vacuum |  |  | REGULATORVACUUM-Genstar Tech-881VR-300-OH-D |  |  |  | Covered PM Repair - Biomedical | MHHS-Cypress
NO | NO |  |  |  | 151-02806 |  | Gentec Healthcare | 881VR-300-OH-T |  | 61K-18070168/077 | CY - ENDOSCOPY | MHHS-Cypress |  | Regulator, Vacuum |  | 151-02806 |  | Northwest & Cypress |  | CY - ENDOSCOPY | [5 empty] | REGULATORS, SUCTION |  | REGULATORVACUUM-Genstar Tech-881VR-300-OH-D | REGULATORVACUUM | 881VR-300-OH-D |  |  |  | Genstar Tech | Regulator, Vacuum |  |  | REGULATORVACUUM-Genstar Tech-881VR-300-OH-D |  |  |  | Covered PM Repair - Biomedical | MHHS-Cypress
NO | NO |  |  |  | 041-19904 |  | Gentec Healthcare | 881VR-300-OH-T |  | N/A | CY - ER | MHHS-Cypress |  | Regulator, Vacuum |  | 041-19904 |  | Northwest & Cypress |  | CY - ER | [5 empty] | REGULATORS, SUCTION |  | REGULATORVACUUM-Genstar Tech-881VR-300-OH-D | REGULATORVACUUM | 881VR-300-OH-D |  |  |  | Genstar Tech | Regulator, Vacuum |  |  | REGULATORVACUUM-Genstar Tech-881VR-300-OH-D |  |  |  | Covered PM Repair - Biomedical | MHHS-Cypress
NO | NO |  |  |  | 151-02458 |  | Gentec Healthcare | 881VR-300-OH-T |  | N/A | CY - ER | MHHS-Cypress |  | Regulator, Vacuum |  | 151-02458 |  | Northwest & Cypress |  | CY - ER | [5 empty] | REGULATORS, SUCTION |  | REGULATORVACUUM-Genstar Tech-881VR-300-OH-D | REGULATORVACUUM | 881VR-300-OH-D |  |  |  | Genstar Tech | Regulator, Vacuum |  |  | REGULATORVACUUM-Genstar Tech-881VR-300-OH-D |  |  |  | Covered PM Repair - Biomedical | MHHS-Cypress
NO | NO |  |  |  | 009-33503 |  | Gentec Healthcare | 881VR-300-OH-T |  | 61K-18020146-087 | GH - CLINICAL DECISION UNIT (CDU) | MHHS-Greater Heights |  | Regulator, Vacuum |  | 009-33503 |  | Central & Greater Heights |  | GH - CLINICAL DECISION UNIT (CDU) | [5 empty] | REGULATORS, SUCTION |  | REGULATORVACUUM-Genstar Tech-881VR-300-OH-D | REGULATORVACUUM | 881VR-300-OH-D |  |  |  | Genstar Tech | Regulator, Vacuum |  |  | REGULATORVACUUM-Genstar Tech-881VR-300-OH-D |  |  |  | Covered PM Repair - Biomedical | MHHS-Greater Heights
NO | NO |  |  |  | 009-33504 |  | Gentec Healthcare | 881VR-300-OH-T |  | 61K-18020146-020 | GH - CLINICAL DECISION UNIT (CDU) | MHHS-Greater Heights |  | Regulator, Vacuum |  | 009-33504 |  | Central & Greater Heights |  | GH - CLINICAL DECISION UNIT (CDU) | [5 empty] | REGULATORS, SUCTION |  | REGULATORVACUUM-Genstar Tech-881VR-300-OH-D | REGULATORVACUUM | 881VR-300-OH-D |  |  |  | Genstar Tech | Regulator, Vacuum |  |  | REGULATORVACUUM-Genstar Tech-881VR-300-OH-D |  |  |  | Covered PM Repair - Biomedical | MHHS-Greater Heights
NO | NO |  |  |  | 009-33510 |  | Gentec Healthcare | 881VR-300-OH-T |  | 61K-18020146-101 | GH - CLINICAL DECISION UNIT (CDU) | MHHS-Greater Heights |  | Regulator, Vacuum |  | 009-33510 |  | Central & Greater Heights |  | GH - CLINICAL DECISION UNIT (CDU) | [5 empty] | REGULATORS, SUCTION |  | REGULATORVACUUM-Genstar Tech-881VR-300-OH-D | REGULATORVACUUM | 881VR-300-OH-D |  |  |  | Genstar Tech | Regulator, Vacuum |  |  | REGULATORVACUUM-Genstar Tech-881VR-300-OH-D |  |  |  | Not Covered Vendor Only - Biomedical | MHHS-Greater Heights
NO | NO |  |  |  | 009-33511 |  | Gentec Healthcare | 881VR-300-OH-T |  | 61K-18020146-035 | GH - CLINICAL DECISION UNIT (CDU) | MHHS-Greater Heights |  | Regulator, Vacuum |  | 009-33511 |  | Central & Greater Heights |  | GH - CLINICAL DECISION UNIT (CDU) | [5 empty] | REGULATORS, SUCTION |  | REGULATORVACUUM-Genstar Tech-881VR-300-OH-D | REGULATORVACUUM | 881VR-300-OH-D |  |  |  | Genstar Tech | Regulator, Vacuum |  |  | REGULATORVACUUM-Genstar Tech-881VR-300-OH-D |  |  |  | Covered PM Repair - Biomedical | MHHS-Greater Heights
NO | NO |  |  |  | 009-34625 |  | Gentec Healthcare | 881VR-300-OH-T |  | 61K-18120218-204 | GH - GENERAL SURGERY 3 SOUTH | MHHS-Greater Heights |  | Regulator, Vacuum |  | 009-34625 |  | Central & Greater Heights |  | GH - GENERAL SURGERY 3 SOUTH | [5 empty] | REGULATORS, SUCTION |  | REGULATORVACUUM-Genstar Tech-881VR-300-OH-D | REGULATORVACUUM | 881VR-300-OH-D |  |  |  | Genstar Tech | Regulator, Vacuum |  |  | REGULATORVACUUM-Genstar Tech-881VR-300-OH-D |  |  |  | Covered PM Repair - Biomedical | MHHS-Greater Heights
NO | NO |  |  |  | 009-34626 |  | Gentec Healthcare | 881VR-300-OH-T |  | 61K-18120218-228 | GH - GENERAL SURGERY 3 SOUTH | MHHS-Greater Heights |  | Regulator, Vacuum |  | 009-34626 |  | Central & Greater Heights |  | GH - GENERAL SURGERY 3 SOUTH | [5 empty] | REGULATORS, SUCTION |  | REGULATORVACUUM-Genstar Tech-881VR-300-OH-D | REGULATORVACUUM | 881VR-300-OH-D |  |  |  | Genstar Tech | Regulator, Vacuum |  |  | REGULATORVACUUM-Genstar Tech-881VR-300-OH-D |  |  |  | Covered PM Repair - Biomedical | MHHS-Greater Heights
NO | NO |  |  |  | 133-09361 |  | Gentec Healthcare | 881VR-300-OH-T |  | 133-09361 | KATY - CT | MHHS-Katy |  | Regulator, Vacuum |  | 133-09361 |  | Katy |  | KATY - CT | [5 empty] | REGULATORS, SUCTION |  | REGULATORVACUUM-Genstar Tech-881VR-300-OH-D | REGULATORVACUUM | 881VR-300-OH-D |  |  |  | Genstar Tech | Regulator, Vacuum |  |  | REGULATORVACUUM-Genstar Tech-881VR-300-OH-D |  |  |  | Covered PM Repair - Biomedical | MHHS-Katy
NO | NO |  |  |  | 133-09840 |  | Gentec Healthcare | 881VR-300-OH-T |  | NONE | KATY - ENDOSCOPY | MHHS-Katy |  | Regulator, Vacuum |  | 133-09840 |  | Katy |  | KATY - ENDOSCOPY | [5 empty] | REGULATORS, SUCTION |  | REGULATORVACUUM-Genstar Tech-881VR-300-OH-D | REGULATORVACUUM | 881VR-300-OH-D |  |  |  | Genstar Tech | Regulator, Vacuum |  |  | REGULATORVACUUM-Genstar Tech-881VR-300-OH-D |  |  |  | Covered PM Repair - Biomedical | MHHS-Katy
NO | NO |  |  |  | 133-09662 |  | Gentec Healthcare | 881VR-300-OH-T |  | NONE | KATY - ER | MHHS-Katy |  | Regulator, Vacuum |  | 133-09662 |  | Katy |  | KATY - ER | [5 empty] | REGULATORS, SUCTION |  | REGULATORVACUUM-Genstar Tech-881VR-300-OH-D | REGULATORVACUUM | 881VR-300-OH-D |  |  |  | Genstar Tech | Regulator, Vacuum |  |  | REGULATORVACUUM-Genstar Tech-881VR-300-OH-D |  |  |  | Covered PM Repair - Biomedical | MHHS-Katy
NO | NO |  |  |  | 133-09664 |  | Gentec Healthcare | 881VR-300-OH-T |  | NONE | KATY - ER | MHHS-Katy |  | Regulator, Vacuum |  | 133-09664 |  | Katy |  | KATY - ER | [5 empty] | REGULATORS, SUCTION |  | REGULATORVACUUM-Genstar Tech-881VR-300-OH-D | REGULATORVACUUM | 881VR-300-OH-D |  |  |  | Genstar Tech | Regulator, Vacuum |  |  | REGULATORVACUUM-Genstar Tech-881VR-300-OH-D |  |  |  | Covered PM Repair - Biomedical | MHHS-Katy
NO | NO |  |  |  | 133-09667 |  | Gentec Healthcare | 881VR-300-OH-T |  | NONE | KATY - ER | MHHS-Katy |  | Regulator, Vacuum |  | 133-09667 |  | Katy |  | KATY - ER | [5 empty] | REGULATORS, SUCTION |  | REGULATORVACUUM-Genstar Tech-881VR-300-OH-D | REGULATORVACUUM | 881VR-300-OH-D |  |  |  | Genstar Tech | Regulator, Vacuum |  |  | REGULATORVACUUM-Genstar Tech-881VR-300-OH-D |  |  |  | Covered PM Repair - Biomedical | MHHS-Katy
NO | NO |  |  |  | 133-09668 |  | Gentec Healthcare | 881VR-300-OH-T |  | NONE | KATY - ER | MHHS-Katy |  | Regulator, Vacuum |  | 133-09668 |  | Katy |  | KATY - ER | [5 empty] | REGULATORS, SUCTION |  | REGULATORVACUUM-Genstar Tech-881VR-300-OH-D | REGULATORVACUUM | 881VR-300-OH-D |  |  |  | Genstar Tech | Regulator, Vacuum |  |  | REGULATORVACUUM-Genstar Tech-881VR-300-OH-D |  |  |  | Covered PM Repair - Biomedical | MHHS-Katy
NO | NO |  |  |  | 133-09453 |  | Gentec Healthcare | 881VR-300-OH-T |  | 133-09453 | KATY - ICU | MHHS-Katy |  | Regulator, Vacuum |  | 133-09453 |  | Katy |  | KATY - ICU | [5 empty] | REGULATORS, SUCTION |  | REGULATORVACUUM-Genstar Tech-881VR-300-OH-D | REGULATORVACUUM | 881VR-300-OH-D |  |  |  | Genstar Tech | Regulator, Vacuum |  |  | REGULATORVACUUM-Genstar Tech-881VR-300-OH-D |  |  |  | Covered PM Repair - Biomedical | MHHS-Katy
NO | NO |  |  |  | 133-09455 |  | Gentec Healthcare | 881VR-300-OH-T |  | 133-09455 | KATY - ICU | MHHS-Katy |  | Regulator, Vacuum |  | 133-09455 |  | Katy |  | KATY - ICU | [5 empty] | REGULATORS, SUCTION |  | REGULATORVACUUM-Genstar Tech-881VR-300-OH-D | REGULATORVACUUM | 881VR-300-OH-D |  |  |  | Genstar Tech | Regulator, Vacuum |  |  | REGULATORVACUUM-Genstar Tech-881VR-300-OH-D |  |  |  | Covered PM Repair - Biomedical | MHHS-Katy
NO | NO |  |  |  | 133-09485 |  | Gentec Healthcare | 881VR-300-OH-T |  | 133-09485 | KATY - ICU | MHHS-Katy |  | Regulator, Vacuum |  | 133-09485 |  | Katy |  | KATY - ICU | [5 empty] | REGULATORS, SUCTION |  | REGULATORVACUUM-Genstar Tech-881VR-300-OH-D | REGULATORVACUUM | 881VR-300-OH-D |  |  |  | Genstar Tech | Regulator, Vacuum |  |  | REGULATORVACUUM-Genstar Tech-881VR-300-OH-D |  |  |  | Covered PM Repair - Biomedical | MHHS-Katy
NO | NO |  |  |  | 133-09502 |  | Gentec Healthcare | 881VR-300-OH-T |  | 133-09502 | KATY - ICU | MHHS-Katy |  | Regulator, Vacuum |  | 133-09502 |  | Katy |  | KATY - ICU | [5 empty] | REGULATORS, SUCTION |  | REGULATORVACUUM-Genstar Tech-881VR-300-OH-D | REGULATORVACUUM | 881VR-300-OH-D |  |  |  | Genstar Tech | Regulator, Vacuum |  |  | REGULATORVACUUM-Genstar Tech-881VR-300-OH-D |  |  |  | Covered PM Repair - Biomedical | MHHS-Katy
NO | NO |  |  |  | 133-09514 |  | Gentec Healthcare | 881VR-300-OH-T |  | 133-09514 | KATY - ICU | MHHS-Katy |  | Regulator, Vacuum |  | 133-09514 |  | Katy |  | KATY - ICU | [5 empty] | REGULATORS, SUCTION |  | REGULATORVACUUM-Genstar Tech-881VR-300-OH-D | REGULATORVACUUM | 881VR-300-OH-D |  |  |  | Genstar Tech | Regulator, Vacuum |  |  | REGULATORVACUUM-Genstar Tech-881VR-300-OH-D |  |  |  | Not Covered Vendor Only - Biomedical | MHHS-Katy
NO | NO |  |  |  | 133-09521 |  | Gentec Healthcare | 881VR-300-OH-T |  | 133-09521 | KATY - ICU | MHHS-Katy |  | Regulator, Vacuum |  | 133-09521 |  | Katy |  | KATY - ICU | [5 empty] | REGULATORS, SUCTION |  | REGULATORVACUUM-Genstar Tech-881VR-300-OH-D | REGULATORVACUUM | 881VR-300-OH-D |  |  |  | Genstar Tech | Regulator, Vacuum |  |  | REGULATORVACUUM-Genstar Tech-881VR-300-OH-D |  |  |  | Not Covered Vendor Only - Biomedical | MHHS-Katy
NO | NO |  |  |  | 133-09524 |  | Gentec Healthcare | 881VR-300-OH-T |  | 133-09524 | KATY - ICU | MHHS-Katy |  | Regulator, Vacuum |  | 133-09524 |  | Katy |  | KATY - ICU | [5 empty] | REGULATORS, SUCTION |  | REGULATORVACUUM-Genstar Tech-881VR-300-OH-D | REGULATORVACUUM | 881VR-300-OH-D |  |  |  | Genstar Tech | Regulator, Vacuum |  |  | REGULATORVACUUM-Genstar Tech-881VR-300-OH-D |  |  |  | Not Covered Vendor Only - Biomedical | MHHS-Katy
NO | NO |  |  |  | 133-09370 |  | Gentec Healthcare | 881VR-300-OH-T |  | 133-09370 | KATY - IMU | MHHS-Katy |  | Regulator, Vacuum |  | 133-09370 |  | Katy |  | KATY - IMU | [5 empty] | REGULATORS, SUCTION |  | REGULATORVACUUM-Genstar Tech-881VR-300-OH-D | REGULATORVACUUM | 881VR-300-OH-D |  |  |  | Genstar Tech | Regulator, Vacuum |  |  | REGULATORVACUUM-Genstar Tech-881VR-300-OH-D |  |  |  | Not Covered Vendor Only - Biomedical | MHHS-Katy
NO | NO |  |  |  | 133-09357 |  | Gentec Healthcare | 881VR-300-OH-T |  | 133-09357 | KATY - NEW TOWER | MHHS-Katy |  | Regulator, Vacuum |  | 133-09357 |  | Katy |  | KATY - NEW TOWER | [5 empty] | REGULATORS, SUCTION |  | REGULATORVACUUM-Genstar Tech-881VR-300-OH-D | REGULATORVACUUM | 881VR-300-OH-D |  |  |  | Genstar Tech | Regulator, Vacuum |  |  | REGULATORVACUUM-Genstar Tech-881VR-300-OH-D |  |  |  | Covered PM Repair - Biomedical | MHHS-Katy
NO | NO |  |  |  | 133-09358 |  | Gentec Healthcare | 881VR-300-OH-T |  | 133-09358 | KATY - NEW TOWER | MHHS-Katy |  | Regulator, Vacuum |  | 133-09358 |  | Katy |  | KATY - NEW TOWER | [5 empty] | REGULATORS, SUCTION |  | REGULATORVACUUM-Genstar Tech-881VR-300-OH-D | REGULATORVACUUM | 881VR-300-OH-D |  |  |  | Genstar Tech | Regulator, Vacuum |  |  | REGULATORVACUUM-Genstar Tech-881VR-300-OH-D |  |  |  | Covered PM Repair - Biomedical | MHHS-Katy
NO | NO |  |  |  | 133-09364 |  | Gentec Healthcare | 881VR-300-OH-T |  | 133-09364 | KATY - NEW TOWER | MHHS-Katy |  | Regulator, Vacuum |  | 133-09364 |  | Katy |  | KATY - NEW TOWER | [5 empty] | REGULATORS, SUCTION |  | REGULATORVACUUM-Genstar Tech-881VR-300-OH-D | REGULATORVACUUM | 881VR-300-OH-D |  |  |  | Genstar Tech | Regulator, Vacuum |  |  | REGULATORVACUUM-Genstar Tech-881VR-300-OH-D |  |  |  | Covered PM Repair - Biomedical | MHHS-Katy
NO | NO |  |  |  | 133-09373 |  | Gentec Healthcare | 881VR-300-OH-T |  | 133-09373 | KATY - NEW TOWER | MHHS-Katy |  | Regulator, Vacuum |  | 133-09373 |  | Katy |  | KATY - NEW TOWER | [5 empty] | REGULATORS, SUCTION |  | REGULATORVACUUM-Genstar Tech-881VR-300-OH-D | REGULATORVACUUM | 881VR-300-OH-D |  |  |  | Genstar Tech | Regulator, Vacuum |  |  | REGULATORVACUUM-Genstar Tech-881VR-300-OH-D |  |  |  | Covered PM Repair - Biomedical | MHHS-Katy
NO | NO |  |  |  | 133-09382 |  | Gentec Healthcare | 881VR-300-OH-T |  | 133-09382 | KATY - NEW TOWER | MHHS-Katy |  | Regulator, Vacuum |  | 133-09382 |  | Katy |  | KATY - NEW TOWER | [5 empty] | REGULATORS, SUCTION |  | REGULATORVACUUM-Genstar Tech-881VR-300-OH-D | REGULATORVACUUM | 881VR-300-OH-D |  |  |  | Genstar Tech | Regulator, Vacuum |  |  | REGULATORVACUUM-Genstar Tech-881VR-300-OH-D |  |  |  | Covered PM Repair - Biomedical | MHHS-Katy
NO | NO |  |  |  | 133-09387 |  | Gentec Healthcare | 881VR-300-OH-T |  | 133-09387 | KATY - NEW TOWER | MHHS-Katy |  | Regulator, Vacuum |  | 133-09387 |  | Katy |  | KATY - NEW TOWER | [5 empty] | REGULATORS, SUCTION |  | REGULATORVACUUM-Genstar Tech-881VR-300-OH-D | REGULATORVACUUM | 881VR-300-OH-D |  |  |  | Genstar Tech | Regulator, Vacuum |  |  | REGULATORVACUUM-Genstar Tech-881VR-300-OH-D |  |  |  | Covered PM Repair - Biomedical | MHHS-Katy
NO | NO |  |  |  | 133-09390 |  | Gentec Healthcare | 881VR-300-OH-T |  | 133-09390 | KATY - NEW TOWER | MHHS-Katy |  | Regulator, Vacuum |  | 133-09390 |  | Katy |  | KATY - NEW TOWER | [5 empty] | REGULATORS, SUCTION |  | REGULATORVACUUM-Genstar Tech-881VR-300-OH-D | REGULATORVACUUM | 881VR-300-OH-D |  |  |  | Genstar Tech | Regulator, Vacuum |  |  | REGULATORVACUUM-Genstar Tech-881VR-300-OH-D |  |  |  | Covered PM Repair - Biomedical | MHHS-Katy
NO | NO |  |  |  | 133-09454 |  | Gentec Healthcare | 881VR-300-OH-T |  | 133-09454 | KATY - NEW TOWER | MHHS-Katy |  | Regulator, Vacuum |  | 133-09454 |  | Katy |  | KATY - NEW TOWER | [5 empty] | REGULATORS, SUCTION |  | REGULATORVACUUM-Genstar Tech-881VR-300-OH-D | REGULATORVACUUM | 881VR-300-OH-D |  |  |  | Genstar Tech | Regulator, Vacuum |  |  | REGULATORVACUUM-Genstar Tech-881VR-300-OH-D |  |  |  | Covered PM Repair - Biomedical | MHHS-Katy
NO | NO |  |  |  | 133-09476 |  | Gentec Healthcare | 881VR-300-OH-T |  | 133-09476 | KATY - NEW TOWER | MHHS-Katy |  | Regulator, Vacuum |  | 133-09476 |  | Katy |  | KATY - NEW TOWER | [5 empty] | REGULATORS, SUCTION |  | REGULATORVACUUM-Genstar Tech-881VR-300-OH-D | REGULATORVACUUM | 881VR-300-OH-D |  |  |  | Genstar Tech | Regulator, Vacuum |  |  | REGULATORVACUUM-Genstar Tech-881VR-300-OH-D |  |  |  | Covered PM Repair - Biomedical | MHHS-Katy
NO | NO |  |  |  | 133-09477 |  | Gentec Healthcare | 881VR-300-OH-T |  | 133-09477 | KATY - NEW TOWER | MHHS-Katy |  | Regulator, Vacuum |  | 133-09477 |  | Katy |  | KATY - NEW TOWER | [5 empty] | REGULATORS, SUCTION |  | REGULATORVACUUM-Genstar Tech-881VR-300-OH-D | REGULATORVACUUM | 881VR-300-OH-D |  |  |  | Genstar Tech | Regulator, Vacuum |  |  | REGULATORVACUUM-Genstar Tech-881VR-300-OH-D |  |  |  | Covered PM Repair - Biomedical | MHHS-Katy
NO | NO |  |  |  | 133-09379 |  | Gentec Healthcare | 881VR-300-OH-T |  | 133-09379 | KATY - NICU | MHHS-Katy |  | Regulator, Vacuum |  | 133-09379 |  | Katy |  | KATY - NICU | [5 empty] | REGULATORS, SUCTION |  | REGULATORVACUUM-Genstar Tech-881VR-300-OH-D | REGULATORVACUUM | 881VR-300-OH-D |  |  |  | Genstar Tech | Regulator, Vacuum |  |  | REGULATORVACUUM-Genstar Tech-881VR-300-OH-D |  |  |  | Covered PM Repair - Biomedical | MHHS-Katy
NO | NO |  |  |  | 133-08365 |  | Gentec Healthcare | 881VR-300-OH-T |  | 133-08365 | KATY - OB SPECIAL OBSERVATION - 3E | MHHS-Katy |  | Regulator, Vacuum |  | 133-08365 |  | Katy |  | KATY - OB SPECIAL OBSERVATION - 3E | [5 empty] | REGULATORS, SUCTION |  | REGULATORVACUUM-Genstar Tech-881VR-300-OH-D | REGULATORVACUUM | 881VR-300-OH-D |  |  |  | Genstar Tech | Regulator, Vacuum |  |  | REGULATORVACUUM-Genstar Tech-881VR-300-OH-D |  |  |  | Covered PM Repair - Biomedical | MHHS-Katy
NO | NO |  |  |  | 133-08366 |  | Gentec Healthcare | 881VR-300-OH-T |  | 133-08366 | KATY - OB SPECIAL OBSERVATION - 3E | MHHS-Katy |  | Regulator, Vacuum |  | 133-08366 |  | Katy |  | KATY - OB SPECIAL OBSERVATION - 3E | [5 empty] | REGULATORS, SUCTION |  | REGULATORVACUUM-Genstar Tech-881VR-300-OH-D | REGULATORVACUUM | 881VR-300-OH-D |  |  |  | Genstar Tech | Regulator, Vacuum |  |  | REGULATORVACUUM-Genstar Tech-881VR-300-OH-D |  |  |  | Covered PM Repair - Biomedical | MHHS-Katy
NO | NO |  |  |  | 133-08377 |  | Gentec Healthcare | 881VR-300-OH-T |  | 133-08377 | KATY - OB SPECIAL OBSERVATION - 3E | MHHS-Katy |  | Regulator, Vacuum |  | 133-08377 |  | Katy |  | KATY - OB SPECIAL OBSERVATION - 3E | [5 empty] | REGULATORS, SUCTION |  | REGULATORVACUUM-Genstar Tech-881VR-300-OH-D | REGULATORVACUUM | 881VR-300-OH-D |  |  |  | Genstar Tech | Regulator, Vacuum |  |  | REGULATORVACUUM-Genstar Tech-881VR-300-OH-D |  |  |  | Covered PM Repair - Biomedical | MHHS-Katy
NO | NO |  |  |  | 133-09369 |  | Gentec Healthcare | 881VR-300-OH-T |  | 133-09369 | KATY - OR | MHHS-Katy |  | Regulator, Vacuum |  | 133-09369 |  | Katy |  | KATY - OR | [5 empty] | REGULATORS, SUCTION |  | REGULATORVACUUM-Genstar Tech-881VR-300-OH-D | REGULATORVACUUM | 881VR-300-OH-D |  |  |  | Genstar Tech | Regulator, Vacuum |  |  | REGULATORVACUUM-Genstar Tech-881VR-300-OH-D |  |  |  | Covered PM Repair - Biomedical | MHHS-Katy
NO | NO |  |  |  | 133-09362 |  | Gentec Healthcare | 881VR-300-OH-T |  | 133-09362 | KATY - POSTPARTUM - 2W | MHHS-Katy |  | Regulator, Vacuum |  | 133-09362 |  | Katy |  | KATY - POSTPARTUM - 2W | [5 empty] | REGULATORS, SUCTION |  | REGULATORVACUUM-Genstar Tech-881VR-300-OH-D | REGULATORVACUUM | 881VR-300-OH-D |  |  |  | Genstar Tech | Regulator, Vacuum |  |  | REGULATORVACUUM-Genstar Tech-881VR-300-OH-D |  |  |  | Covered PM Repair - Biomedical | MHHS-Katy
NO | NO |  |  |  | 041-19434 |  | Gentec Healthcare | 881VR-300-OH-T |  | NA | MEMORIAL CITY - MHT - JHC PACU | MHHS-Mem City |  | Regulator, Vacuum |  | 041-19434 |  | West & Memorial City |  | MEMORIAL CITY - MHT - JHC PACU | [5 empty] | REGULATORS, SUCTION |  | REGULATORVACUUM-Genstar Tech-881VR-300-OH-D | REGULATORVACUUM | 881VR-300-OH-D |  |  |  | Genstar Tech | Regulator, Vacuum |  |  | REGULATORVACUUM-Genstar Tech-881VR-300-OH-D |  |  |  | Covered PM Repair - Biomedical | MHHS-Mem City
NO | NO |  |  |  | 041-19458 |  | Gentec Healthcare | 881VR-300-OH-T |  | NA | MEMORIAL CITY - MHT - JHC PACU | MHHS-Mem City |  | Regulator, Vacuum |  | 041-19458 |  | West & Memorial City |  | MEMORIAL CITY - MHT - JHC PACU | [5 empty] | REGULATORS, SUCTION |  | REGULATORVACUUM-Genstar Tech-881VR-300-OH-D | REGULATORVACUUM | 881VR-300-OH-D |  |  |  | Genstar Tech | Regulator, Vacuum |  |  | REGULATORVACUUM-Genstar Tech-881VR-300-OH-D |  |  |  | Covered PM Repair - Biomedical | MHHS-Mem City
NO | NO |  |  |  | 041-19465 |  | Gentec Healthcare | 881VR-300-OH-T |  | NA | MEMORIAL CITY - MHT - JHC PACU | MHHS-Mem City |  | Regulator, Vacuum |  | 041-19465 |  | West & Memorial City |  | MEMORIAL CITY - MHT - JHC PACU | [5 empty] | REGULATORS, SUCTION |  | REGULATORVACUUM-Genstar Tech-881VR-300-OH-D | REGULATORVACUUM | 881VR-300-OH-D |  |  |  | Genstar Tech | Regulator, Vacuum |  |  | REGULATORVACUUM-Genstar Tech-881VR-300-OH-D |  |  |  | Covered PM Repair - Biomedical | MHHS-Mem City
NO | NO |  |  |  | 041-19467 |  | Gentec Healthcare | 881VR-300-OH-T |  | NA | MEMORIAL CITY - MHT - JHC PACU | MHHS-Mem City |  | Regulator, Vacuum |  | 041-19467 |  | West & Memorial City |  | MEMORIAL CITY - MHT - JHC PACU | [5 empty] | REGULATORS, SUCTION |  | REGULATORVACUUM-Genstar Tech-881VR-300-OH-D | REGULATORVACUUM | 881VR-300-OH-D |  |  |  | Genstar Tech | Regulator, Vacuum |  |  | REGULATORVACUUM-Genstar Tech-881VR-300-OH-D |  |  |  | Covered PM Repair - Biomedical | MHHS-Mem City
NO | NO |  |  |  | 041-19485 |  | Gentec Healthcare | 881VR-300-OH-T |  | NA | MEMORIAL CITY - MHT - JHC PACU | MHHS-Mem City |  | Regulator, Vacuum |  | 041-19485 |  | West & Memorial City |  | MEMORIAL CITY - MHT - JHC PACU | [5 empty] | REGULATORS, SUCTION |  | REGULATORVACUUM-Genstar Tech-881VR-300-OH-D | REGULATORVACUUM | 881VR-300-OH-D |  |  |  | Genstar Tech | Regulator, Vacuum |  |  | REGULATORVACUUM-Genstar Tech-881VR-300-OH-D |  |  |  | Covered PM Repair - Biomedical | MHHS-Mem City
NO | NO |  |  |  | 041-19487 |  | Gentec Healthcare | 881VR-300-OH-T |  | NA | MEMORIAL CITY - MHT - JHC PACU | MHHS-Mem City |  | Regulator, Vacuum |  | 041-19487 |  | West & Memorial City |  | MEMORIAL CITY - MHT - JHC PACU | [5 empty] | REGULATORS, SUCTION |  | REGULATORVACUUM-Genstar Tech-881VR-300-OH-D | REGULATORVACUUM | 881VR-300-OH-D |  |  |  | Genstar Tech | Regulator, Vacuum |  |  | REGULATORVACUUM-Genstar Tech-881VR-300-OH-D |  |  |  | Covered PM Repair - Biomedical | MHHS-Mem City
NO | NO |  |  |  | 041-19495 |  | Gentec Healthcare | 881VR-300-OH-T |  | NA | MEMORIAL CITY - MHT - JHC PACU | MHHS-Mem City |  | Regulator, Vacuum |  | 041-19495 |  | West & Memorial City |  | MEMORIAL CITY - MHT - JHC PACU | [5 empty] | REGULATORS, SUCTION |  | REGULATORVACUUM-Genstar Tech-881VR-300-OH-D | REGULATORVACUUM | 881VR-300-OH-D |  |  |  | Genstar Tech | Regulator, Vacuum |  |  | REGULATORVACUUM-Genstar Tech-881VR-300-OH-D |  |  |  | Covered PM Repair - Biomedical | MHHS-Mem City
NO | NO |  |  |  | 041-19498 |  | Gentec Healthcare | 881VR-300-OH-T |  | NA | MEMORIAL CITY - MHT - JHC PACU | MHHS-Mem City |  | Regulator, Vacuum |  | 041-19498 |  | West & Memorial City |  | MEMORIAL CITY - MHT - JHC PACU | [5 empty] | REGULATORS, SUCTION |  | REGULATORVACUUM-Genstar Tech-881VR-300-OH-D | REGULATORVACUUM | 881VR-300-OH-D |  |  |  | Genstar Tech | Regulator, Vacuum |  |  | REGULATORVACUUM-Genstar Tech-881VR-300-OH-D |  |  |  | Covered PM Repair - Biomedical | MHHS-Mem City
NO | NO |  |  |  | 041-19499 |  | Gentec Healthcare | 881VR-300-OH-T |  | NA | MEMORIAL CITY - MHT - JHC PACU | MHHS-Mem City |  | Regulator, Vacuum |  | 041-19499 |  | West & Memorial City |  | MEMORIAL CITY - MHT - JHC PACU | [5 empty] | REGULATORS, SUCTION |  | REGULATORVACUUM-Genstar Tech-881VR-300-OH-D | REGULATORVACUUM | 881VR-300-OH-D |  |  |  | Genstar Tech | Regulator, Vacuum |  |  | REGULATORVACUUM-Genstar Tech-881VR-300-OH-D |  |  |  | Covered PM Repair - Biomedical | MHHS-Mem City
NO | NO |  |  |  | 041-19510 |  | Gentec Healthcare | 881VR-300-OH-T |  | NA | MEMORIAL CITY - MHT - JHC PACU | MHHS-Mem City |  | Regulator, Vacuum |  | 041-19510 |  | West & Memorial City |  | MEMORIAL CITY - MHT - JHC PACU | [5 empty] | REGULATORS, SUCTION |  | REGULATORVACUUM-Genstar Tech-881VR-300-OH-D | REGULATORVACUUM | 881VR-300-OH-D |  |  |  | Genstar Tech | Regulator, Vacuum |  |  | REGULATORVACUUM-Genstar Tech-881VR-300-OH-D |  |  |  | Covered PM Repair - Biomedical | MHHS-Mem City
NO | NO |  |  |  | 041-19518 |  | Gentec Healthcare | 881VR-300-OH-T |  | NA | MEMORIAL CITY - MHT - JHC PACU | MHHS-Mem City |  | Regulator, Vacuum |  | 041-19518 |  | West & Memorial City |  | MEMORIAL CITY - MHT - JHC PACU | [5 empty] | REGULATORS, SUCTION |  | REGULATORVACUUM-Genstar Tech-881VR-300-OH-D | REGULATORVACUUM | 881VR-300-OH-D |  |  |  | Genstar Tech | Regulator, Vacuum |  |  | REGULATORVACUUM-Genstar Tech-881VR-300-OH-D |  |  |  | Covered PM Repair - Biomedical | MHHS-Mem City
NO | NO |  |  |  | 041-19519 |  | Gentec Healthcare | 881VR-300-OH-T |  | NA | MEMORIAL CITY - MHT - JHC PACU | MHHS-Mem City |  | Regulator, Vacuum |  | 041-19519 |  | West & Memorial City |  | MEMORIAL CITY - MHT - JHC PACU | [5 empty] | REGULATORS, SUCTION |  | REGULATORVACUUM-Genstar Tech-881VR-300-OH-D | REGULATORVACUUM | 881VR-300-OH-D |  |  |  | Genstar Tech | Regulator, Vacuum |  |  | REGULATORVACUUM-Genstar Tech-881VR-300-OH-D |  |  |  | Covered PM Repair - Biomedical | MHHS-Mem City
NO | NO |  |  |  | 041-19530 |  | Gentec Healthcare | 881VR-300-OH-T |  | NA | MEMORIAL CITY - MHT - JHC PACU | MHHS-Mem City |  | Regulator, Vacuum |  | 041-19530 |  | West & Memorial City |  | MEMORIAL CITY - MHT - JHC PACU | [5 empty] | REGULATORS, SUCTION |  | REGULATORVACUUM-Genstar Tech-881VR-300-OH-D | REGULATORVACUUM | 881VR-300-OH-D |  |  |  | Genstar Tech | Regulator, Vacuum |  |  | REGULATORVACUUM-Genstar Tech-881VR-300-OH-D |  |  |  | Covered PM Repair - Biomedical | MHHS-Mem City
NO | NO | [5 empty] | Gentec Healthcare | 881VR-300-OH-T |  |  | NE - CENTRAL SUPPLY | MHHS-Northeast |  | Regulator, Vacuum |  |  |  | Katy |  | NE - CENTRAL SUPPLY | [5 empty] | REGULATORS, SUCTION |  | REGULATORVACUUM-Genstar Tech-881VR-300-OH-D | REGULATORVACUUM | 881VR-300-OH-D |  |  |  | Genstar Tech | Regulator, Vacuum |  |  | REGULATORVACUUM-Genstar Tech-881VR-300-OH-D |  |  |  | Covered PM Repair - Biomedical | MHHS-Northeast
NO | NO | [5 empty] | Gentec Healthcare | 881VR-300-OH-T |  |  | NE - CENTRAL SUPPLY | MHHS-Northeast |  | Regulator, Vacuum |  |  |  | Katy |  | NE - CENTRAL SUPPLY | [5 empty] | REGULATORS, SUCTION |  | REGULATORVACUUM-Genstar Tech-881VR-300-OH-D | REGULATORVACUUM | 881VR-300-OH-D |  |  |  | Genstar Tech | Regulator, Vacuum |  |  | REGULATORVACUUM-Genstar Tech-881VR-300-OH-D |  |  |  | Covered PM Repair - Biomedical | MHHS-Northeast
NO | NO | [5 empty] | Gentec Healthcare | 881VR-300-OH-T |  |  | NE - CENTRAL SUPPLY | MHHS-Northeast |  | Regulator, Vacuum |  |  |  | Katy |  | NE - CENTRAL SUPPLY | [5 empty] | REGULATORS, SUCTION |  | REGULATORVACUUM-Genstar Tech-881VR-300-OH-D | REGULATORVACUUM | 881VR-300-OH-D |  |  |  | Genstar Tech | Regulator, Vacuum |  |  | REGULATORVACUUM-Genstar Tech-881VR-300-OH-D |  |  |  | Covered PM Repair - Biomedical | MHHS-Northeast
NO | NO | [5 empty] | Gentec Healthcare | 881VR-300-OH-T |  |  | NE - CENTRAL SUPPLY | MHHS-Northeast |  | Regulator, Vacuum |  |  |  | Katy |  | NE - CENTRAL SUPPLY | [5 empty] | REGULATORS, SUCTION |  | REGULATORVACUUM-Genstar Tech-881VR-300-OH-D | REGULATORVACUUM | 881VR-300-OH-D |  |  |  | Genstar Tech | Regulator, Vacuum |  |  | REGULATORVACUUM-Genstar Tech-881VR-300-OH-D |  |  |  | Covered PM Repair - Biomedical | MHHS-Northeast
NO | NO | [5 empty] | Gentec Healthcare | 881VR-300-OH-T |  |  | NE - CENTRAL SUPPLY | MHHS-Northeast |  | Regulator, Vacuum |  |  |  | Katy |  | NE - CENTRAL SUPPLY | [5 empty] | REGULATORS, SUCTION |  | REGULATORVACUUM-Genstar Tech-881VR-300-OH-D | REGULATORVACUUM | 881VR-300-OH-D |  |  |  | Genstar Tech | Regulator, Vacuum |  |  | REGULATORVACUUM-Genstar Tech-881VR-300-OH-D |  |  |  | Covered PM Repair - Biomedical | MHHS-Northeast
NO | NO | [5 empty] | Gentec Healthcare | 881VR-300-OH-T |  |  | NE - CENTRAL SUPPLY | MHHS-Northeast |  | Regulator, Vacuum |  |  |  | Katy |  | NE - CENTRAL SUPPLY | [5 empty] | REGULATORS, SUCTION |  | REGULATORVACUUM-Genstar Tech-881VR-300-OH-D | REGULATORVACUUM | 881VR-300-OH-D |  |  |  | Genstar Tech | Regulator, Vacuum |  |  | REGULATORVACUUM-Genstar Tech-881VR-300-OH-D |  |  |  | Covered PM Repair - Biomedical | MHHS-Northeast
NO | NO | [5 empty] | Gentec Healthcare | 881VR-300-OH-T |  |  | NE - CENTRAL SUPPLY | MHHS-Northeast |  | Regulator, Vacuum |  |  |  | Katy |  | NE - CENTRAL SUPPLY | [5 empty] | REGULATORS, SUCTION |  | REGULATORVACUUM-Genstar Tech-881VR-300-OH-D | REGULATORVACUUM | 881VR-300-OH-D |  |  |  | Genstar Tech | Regulator, Vacuum |  |  | REGULATORVACUUM-Genstar Tech-881VR-300-OH-D |  |  |  | Covered PM Repair - Biomedical | MHHS-Northeast
NO | NO | [5 empty] | Gentec Healthcare | 881VR-300-OH-T |  |  | NE - CENTRAL SUPPLY | MHHS-Northeast |  | Regulator, Vacuum |  |  |  | Katy |  | NE - CENTRAL SUPPLY | [5 empty] | REGULATORS, SUCTION |  | REGULATORVACUUM-Genstar Tech-881VR-300-OH-D | REGULATORVACUUM | 881VR-300-OH-D |  |  |  | Genstar Tech | Regulator, Vacuum |  |  | REGULATORVACUUM-Genstar Tech-881VR-300-OH-D |  |  |  | Covered PM Repair - Biomedical | MHHS-Northeast
NO | NO | [5 empty] | Gentec Healthcare | 881VR-300-OH-T |  |  | NE - CENTRAL SUPPLY | MHHS-Northeast |  | Regulator, Vacuum |  |  |  | Katy |  | NE - CENTRAL SUPPLY | [5 empty] | REGULATORS, SUCTION |  | REGULATORVACUUM-Genstar Tech-881VR-300-OH-D | REGULATORVACUUM | 881VR-300-OH-D |  |  |  | Genstar Tech | Regulator, Vacuum |  |  | REGULATORVACUUM-Genstar Tech-881VR-300-OH-D |  |  |  | Covered PM Repair - Biomedical | MHHS-Northeast
NO | NO | [5 empty] | Gentec Healthcare | 881VR-300-OH-T |  |  | NE - CENTRAL SUPPLY | MHHS-Northeast |  | Regulator, Vacuum |  |  |  | Katy |  | NE - CENTRAL SUPPLY | [5 empty] | REGULATORS, SUCTION |  | REGULATORVACUUM-Genstar Tech-881VR-300-OH-D | REGULATORVACUUM | 881VR-300-OH-D |  |  |  | Genstar Tech | Regulator, Vacuum |  |  | REGULATORVACUUM-Genstar Tech-881VR-300-OH-D |  |  |  | Covered PM Repair - Biomedical | MHHS-Northeast
NO | NO | [5 empty] | Gentec Healthcare | 881VR-300-OH-T |  |  | NE - CENTRAL SUPPLY | MHHS-Northeast |  | Regulator, Vacuum |  |  |  | Katy |  | NE - CENTRAL SUPPLY | [5 empty] | REGULATORS, SUCTION |  | REGULATORVACUUM-Genstar Tech-881VR-300-OH-D | REGULATORVACUUM | 881VR-300-OH-D |  |  |  | Genstar Tech | Regulator, Vacuum |  |  | REGULATORVACUUM-Genstar Tech-881VR-300-OH-D |  |  |  | Covered PM Repair - Biomedical | MHHS-Northeast
NO | NO |  |  |  | 142-05023 |  | Gentec Healthcare | 881VR-300-OH-T |  |  | NE - CENTRAL SUPPLY | MHHS-Northeast |  | Regulator, Vacuum |  | 142-05023 |  | Katy |  | NE - CENTRAL SUPPLY | [5 empty] | REGULATORS, SUCTION |  | REGULATORVACUUM-Genstar Tech-881VR-300-OH-D | REGULATORVACUUM | 881VR-300-OH-D |  |  |  | Genstar Tech | Regulator, Vacuum |  |  | REGULATORVACUUM-Genstar Tech-881VR-300-OH-D |  |  |  | Covered PM Repair - Biomedical | MHHS-Northeast
NO | NO |  |  |  | 142-05059 |  | Gentec Healthcare | 881VR-300-OH-T |  |  | NE - CENTRAL SUPPLY | MHHS-Northeast |  | Regulator, Vacuum |  | 142-05059 |  | Katy |  | NE - CENTRAL SUPPLY | [5 empty] | REGULATORS, SUCTION |  | REGULATORVACUUM-Genstar Tech-881VR-300-OH-D | REGULATORVACUUM | 881VR-300-OH-D |  |  |  | Genstar Tech | Regulator, Vacuum |  |  | REGULATORVACUUM-Genstar Tech-881VR-300-OH-D |  |  |  | Covered PM Repair - Biomedical | MHHS-Northeast
NO | NO |  |  |  | 142-05078 |  | Gentec Healthcare | 881VR-300-OH-T |  |  | NE - CENTRAL SUPPLY | MHHS-Northeast |  | Regulator, Vacuum |  | 142-05078 |  | Katy |  | NE - CENTRAL SUPPLY | [5 empty] | REGULATORS, SUCTION |  | REGULATORVACUUM-Genstar Tech-881VR-300-OH-D | REGULATORVACUUM | 881VR-300-OH-D |  |  |  | Genstar Tech | Regulator, Vacuum |  |  | REGULATORVACUUM-Genstar Tech-881VR-300-OH-D |  |  |  | Covered PM Repair - Biomedical | MHHS-Northeast
NO | NO |  |  |  | 142-05214 |  | Gentec Healthcare | 881VR-300-OH-T |  |  | NE - CENTRAL SUPPLY | MHHS-Northeast |  | Regulator, Vacuum |  | 142-05214 |  | Katy |  | NE - CENTRAL SUPPLY | [5 empty] | REGULATORS, SUCTION |  | REGULATORVACUUM-Genstar Tech-881VR-300-OH-D | REGULATORVACUUM | 881VR-300-OH-D |  |  |  | Genstar Tech | Regulator, Vacuum |  |  | REGULATORVACUUM-Genstar Tech-881VR-300-OH-D |  |  |  | Covered PM Repair - Biomedical | MHHS-Northeast
NO | NO |  |  |  | 041-19899 |  | Gentec Healthcare | 881VR-300-OH-T |  | LOT# 15090006-098 | OPID - (CY) - CYPRESS - 427 (MP1) | MHHS-OPID |  | Regulator, Vacuum |  | 041-19899 |  | Northwest & Cypress |  | OPID - (CY) - CYPRESS - 427 (MP1) | [5 empty] | REGULATORS, SUCTION |  | REGULATORVACUUM-Genstar Tech-881VR-300-OH-D | REGULATORVACUUM | 881VR-300-OH-D |  |  |  | Genstar Tech | Regulator, Vacuum |  |  | REGULATORVACUUM-Genstar Tech-881VR-300-OH-D |  |  |  | Covered PM Repair - Biomedical | MHHS-OPID
NO | NO |  |  |  | 041-19900 |  | Gentec Healthcare | 881VR-300-OH-T |  | LOT# 15090006-082 | OPID - (CY) - CYPRESS - 427 (MP1) | MHHS-OPID |  | Regulator, Vacuum |  | 041-19900 |  | Northwest & Cypress |  | OPID - (CY) - CYPRESS - 427 (MP1) | [5 empty] | REGULATORS, SUCTION |  | REGULATORVACUUM-Genstar Tech-881VR-300-OH-D | REGULATORVACUUM | 881VR-300-OH-D |  |  |  | Genstar Tech | Regulator, Vacuum |  |  | REGULATORVACUUM-Genstar Tech-881VR-300-OH-D |  |  |  | Covered PM Repair - Biomedical | MHHS-OPID
NO | NO |  |  |  | 041-19901 |  | Gentec Healthcare | 881VR-300-OH-T |  | LOT# 15090006-094 | OPID - (CY) - CYPRESS - 427 (MP1) | MHHS-OPID |  | Regulator, Vacuum |  | 041-19901 |  | Northwest & Cypress |  | OPID - (CY) - CYPRESS - 427 (MP1) | [5 empty] | REGULATORS, SUCTION |  | REGULATORVACUUM-Genstar Tech-881VR-300-OH-D | REGULATORVACUUM | 881VR-300-OH-D |  |  |  | Genstar Tech | Regulator, Vacuum |  |  | REGULATORVACUUM-Genstar Tech-881VR-300-OH-D |  |  |  | Covered PM Repair - Biomedical | MHHS-OPID
NO | NO |  |  |  | 041-19902 |  | Gentec Healthcare | 881VR-300-OH-T |  | LOT# 15090006-099 | OPID - (CY) - CYPRESS - 427 (MP1) | MHHS-OPID |  | Regulator, Vacuum |  | 041-19902 |  | Northwest & Cypress |  | OPID - (CY) - CYPRESS - 427 (MP1) | [5 empty] | REGULATORS, SUCTION |  | REGULATORVACUUM-Genstar Tech-881VR-300-OH-D | REGULATORVACUUM | 881VR-300-OH-D |  |  |  | Genstar Tech | Regulator, Vacuum |  |  | REGULATORVACUUM-Genstar Tech-881VR-300-OH-D |  |  |  | Covered PM Repair - Biomedical | MHHS-OPID
NO | NO |  |  |  | 005-33462 |  | Gentec Healthcare | 881VR-300-OH-T |  | 005-33462 | SE - UNIT 3B (SCU) | MHHS-Southeast |  | Regulator, Vacuum |  | 005-33462 |  | Southeast & Bay Area |  | SE - UNIT 3B (SCU) | [5 empty] | REGULATORS, SUCTION |  | REGULATORVACUUM-Genstar Tech-881VR-300-OH-D | REGULATORVACUUM | 881VR-300-OH-D |  |  |  | Genstar Tech | Regulator, Vacuum |  |  | REGULATORVACUUM-Genstar Tech-881VR-300-OH-D |  |  |  | Covered PM Repair - Biomedical | MHHS-Southeast
NO | NO |  |  |  | 013-37845 |  | Gentec Healthcare | 881VR-300-OH-T |  |  | SW - ER | MHHS-Southwest |  | Regulator, Vacuum |  | 013-37845 |  | Southwest |  | SW - ER | [5 empty] | REGULATORS, SUCTION |  | REGULATORVACUUM-Genstar Tech-881VR-300-OH-D | REGULATORVACUUM | 881VR-300-OH-D |  |  |  | Genstar Tech | Regulator, Vacuum |  |  | REGULATORVACUUM-Genstar Tech-881VR-300-OH-D |  |  |  | Covered PM Repair - Biomedical | MHHS-Southwest
NO | NO |  |  |  | 013-37846 |  | Gentec Healthcare | 881VR-300-OH-T |  |  | SW - ER | MHHS-Southwest |  | Regulator, Vacuum |  | 013-37846 |  | Southwest |  | SW - ER | [5 empty] | REGULATORS, SUCTION |  | REGULATORVACUUM-Genstar Tech-881VR-300-OH-D | REGULATORVACUUM | 881VR-300-OH-D |  |  |  | Genstar Tech | Regulator, Vacuum |  |  | REGULATORVACUUM-Genstar Tech-881VR-300-OH-D |  |  |  | Covered PM Repair - Biomedical | MHHS-Southwest
NO | NO |  |  |  | 013-37847 |  | Gentec Healthcare | 881VR-300-OH-T |  |  | SW - ER | MHHS-Southwest |  | Regulator, Vacuum |  | 013-37847 |  | Southwest |  | SW - ER | [5 empty] | REGULATORS, SUCTION |  | REGULATORVACUUM-Genstar Tech-881VR-300-OH-D | REGULATORVACUUM | 881VR-300-OH-D |  |  |  | Genstar Tech | Regulator, Vacuum |  |  | REGULATORVACUUM-Genstar Tech-881VR-300-OH-D |  |  |  | Covered PM Repair - Biomedical | MHHS-Southwest
NO | NO |  |  |  | 013-37848 |  | Gentec Healthcare | 881VR-300-OH-T |  |  | SW - ER | MHHS-Southwest |  | Regulator, Vacuum |  | 013-37848 |  | Southwest |  | SW - ER | [5 empty] | REGULATORS, SUCTION |  | REGULATORVACUUM-Genstar Tech-881VR-300-OH-D | REGULATORVACUUM | 881VR-300-OH-D |  |  |  | Genstar Tech | Regulator, Vacuum |  |  | REGULATORVACUUM-Genstar Tech-881VR-300-OH-D |  |  |  | Covered PM Repair - Biomedical | MHHS-Southwest
NO | NO |  |  |  | 013-37849 |  | Gentec Healthcare | 881VR-300-OH-T |  |  | SW - ER | MHHS-Southwest |  | Regulator, Vacuum |  | 013-37849 |  | Southwest |  | SW - ER | [5 empty] | REGULATORS, SUCTION |  | REGULATORVACUUM-Genstar Tech-881VR-300-OH-D | REGULATORVACUUM | 881VR-300-OH-D |  |  |  | Genstar Tech | Regulator, Vacuum |  |  | REGULATORVACUUM-Genstar Tech-881VR-300-OH-D |  |  |  | Covered PM Repair - Biomedical | MHHS-Southwest
NO | YES |  |  |  | 041-20847 | 041-20847 | Gentec Healthcare | 881VR-300-PB-T |  | NSN | Memorial City-Labor & Delivery | MHHS-Mem City |  |  |  | 041-20847 | 041-20847 | West | MHHS-Mem City | Memorial City-Labor & Delivery | OR 4 | 7/1/17 |  |  |  | REGULATORS, SUCTION |  | REGULATORVACUUM-Genstar Tech-881VR |  |  |  |  | REGULATORVACUUM-Genstar Tech-881VR | [8 empty] | Covered PM Repair - Biomedical | MHHS-Mem City
NO | YES |  |  |  | 041-20773 | 041-20773 | Gentec Healthcare | 881VR-300-PB-T |  | N/A | MEMORIAL CITY - MHT - NICU | MHHS-Mem City |  |  |  | 041-20773 | 041-20773 | West | West | MEMORIAL CITY - MHT - NICU | MH4:104 Room4M31 |  |  |  |  | REGULATORS, SUCTION |  | REGULATORVACUUM-Genstar Tech-881VR |  |  |  |  | REGULATORVACUUM-Genstar Tech-881VR | [8 empty] | Covered PM Repair - Biomedical | MHHS-Mem City
NO | YES |  |  |  | 041-20777 | 041-20777 | Gentec Healthcare | 881VR-300-PB-T |  | N/A | MEMORIAL CITY - MHT - NICU | MHHS-Mem City |  |  |  | 041-20777 | 041-20777 | West | Memorial Hermann Memorial City Medical Center | MEMORIAL CITY - MHT - NICU | Memorial City - MH4 113 |  |  |  | No pm sticker | REGULATORS, SUCTION |  | REGULATORVACUUM-Genstar Tech-881VR |  |  |  |  | REGULATORVACUUM-Genstar Tech-881VR | [8 empty] | Covered PM Repair - Biomedical | MHHS-Mem City
NO | YES |  |  |  | 041-20779 | 041-20779 | Gentec Healthcare | 881VR-300-PB-T |  | N/A | MEMORIAL CITY - PEDS - NURSERY | MHHS-Mem City |  |  |  | 041-20779 | 041-20779 | West | Memorial Hermann Memorial City Medical Center | MEMORIAL CITY - PEDS - NURSERY | MEMORIAL CITY PEDS |  |  |  |  | REGULATORS, SUCTION |  | REGULATORVACUUM-Genstar Tech-881VR |  |  |  |  | REGULATORVACUUM-Genstar Tech-881VR | [8 empty] | Covered PM Repair - Biomedical | MHHS-Mem City
NO | YES |  |  |  | 041-20780 | 041-20780 | Gentec Healthcare | 881VR-300-PB-T |  | N/A | MEMORIAL CITY - MHT - NICU | MHHS-Mem City |  |  |  | 041-20780 | 041-20780 | West | Memorial Hermann Memorial City Medical Center | MEMORIAL CITY - MHT - NICU | MEMORIAL CITY- MHT - NICU |  |  |  |  | REGULATORS, SUCTION |  | REGULATORVACUUM-Genstar Tech-881VR |  |  |  |  | REGULATORVACUUM-Genstar Tech-881VR | [8 empty] | Covered PM Repair - Biomedical | MHHS-Mem City
NO | YES |  |  |  | 041-20484 | 041-20484 | Gentec Healthcare | 881VR-300-PB-T |  | N/A | MEMORIAL CITY MOR | MHHS-Mem City |  |  |  | 041-20484 | 041-20484 | West | Memorial Hermann Memorial City Medical Center | MEMORIAL CITY MOR | MEMORIAL CITY MOR |  |  |  |  | REGULATORS, SUCTION |  | REGULATORVACUUM-Genstar Tech-881VR |  |  |  |  | REGULATORVACUUM-Genstar Tech-881VR | [8 empty] | Covered PM Repair - Biomedical | MHHS-Mem City
NO | YES |  |  |  | 041-20485 | 041-20485 | Gentec Healthcare | 881VR-300-PB-T |  | N/A | MEMORIAL CITY MOR | MHHS-Mem City |  |  |  | 041-20485 | 041-20485 | West | Memorial Hermann Memorial City Medical Center | MEMORIAL CITY MOR | MEMORIAL CITY MOR |  |  |  |  | REGULATORS, SUCTION |  | REGULATORVACUUM-Genstar Tech-881VR |  |  |  |  | REGULATORVACUUM-Genstar Tech-881VR | [8 empty] | Covered PM Repair - Biomedical | MHHS-Mem City
NO | YES | Serial Number Cnf |  |  | 041-20486 | 041-20486 | Gentec Healthcare | 881VR-300-PB-T |  | Cnf | Memorial city Operating room | MHHS-Mem City |  |  |  | 041-20486 | 041-20486 | West Memorial city | Memorial city - memorial herman hospital | Memorial city Operating room | Procedure room 2 |  |  |  | One time pm | REGULATORS, SUCTION |  | REGULATORVACUUM-Genstar Tech-881VR |  |  |  |  | REGULATORVACUUM-Genstar Tech-881VR | [8 empty] | Covered PM Repair - Biomedical | MHHS-Mem City
YES | YES |  |  |  | 881VR-300-OH-D | 881VR-300-OH-D | Gentec Healthcare | 881VR-300-PB-T |  |  | MEMORIAL CITY - EAST TOWER - IMCU |  |  |  |  | 881VR-300-OH-D | 881VR-300-OH-D | West | Memorial city | MEMORIAL CITY - EAST TOWER - IMCU | MEMORIAL CITY MICU
NO | NO |  |  |  | 041-20774 |  | Gentec Healthcare | 881VR-300-PB-T |  | N/A | MEMORIAL CITY - MHT - NICU | MHHS-Mem City |  |  |  | 041-20774 |  | West & Memorial City |  | MEMORIAL CITY - MHT - NICU | [5 empty] | REGULATORS, SUCTION |  | REGULATORVACUUM-Genstar Tech-881VR |  |  |  |  | REGULATORVACUUM-Genstar Tech-881VR | [8 empty] | Covered PM Repair - Biomedical | MHHS-Mem City
NO | NO |  |  |  | 041-20775 |  | Gentec Healthcare | 881VR-300-PB-T |  | N/A | MEMORIAL CITY - MHT - NICU | MHHS-Mem City |  |  |  | 041-20775 |  | West & Memorial City |  | MEMORIAL CITY - MHT - NICU | [5 empty] | REGULATORS, SUCTION |  | REGULATORVACUUM-Genstar Tech-881VR |  |  |  |  | REGULATORVACUUM-Genstar Tech-881VR | [8 empty] | Covered PM Repair - Biomedical | MHHS-Mem City
NO | NO |  |  |  | 041-20776 |  | Gentec Healthcare | 881VR-300-PB-T |  | N/A | MEMORIAL CITY - MHT - NICU | MHHS-Mem City |  |  |  | 041-20776 |  | West & Memorial City |  | MEMORIAL CITY - MHT - NICU | [5 empty] | REGULATORS, SUCTION |  | REGULATORVACUUM-Genstar Tech-881VR |  |  |  |  | REGULATORVACUUM-Genstar Tech-881VR | [8 empty] | Covered PM Repair - Biomedical | MHHS-Mem City
NO | NO |  |  |  | 041-20778 |  | Gentec Healthcare | 881VR-300-PB-T |  | N/A | MEMORIAL CITY - MHT - NICU | MHHS-Mem City |  |  |  | 041-20778 |  | West & Memorial City |  | MEMORIAL CITY - MHT - NICU | [5 empty] | REGULATORS, SUCTION |  | REGULATORVACUUM-Genstar Tech-881VR |  |  |  |  | REGULATORVACUUM-Genstar Tech-881VR | [8 empty] | Covered PM Repair - Biomedical | MHHS-Mem City
NO | NO |  |  |  | 041-20781 |  | Gentec Healthcare | 881VR-300-PB-T |  | N/A | MEMORIAL CITY - MHT - NICU | MHHS-Mem City |  |  |  | 041-20781 |  | West & Memorial City |  | MEMORIAL CITY - MHT - NICU | [5 empty] | REGULATORS, SUCTION |  | REGULATORVACUUM-Genstar Tech-881VR |  |  |  |  | REGULATORVACUUM-Genstar Tech-881VR | [8 empty] | Covered PM Repair - Biomedical | MHHS-Mem City
NO | NO |  |  |  | 041-20782 |  | Gentec Healthcare | 881VR-300-PB-T |  | N/A | MEMORIAL CITY - MHT - NICU | MHHS-Mem City |  |  |  | 041-20782 |  | West & Memorial City |  | MEMORIAL CITY - MHT - NICU | [5 empty] | REGULATORS, SUCTION |  | REGULATORVACUUM-Genstar Tech-881VR |  |  |  |  | REGULATORVACUUM-Genstar Tech-881VR | [8 empty] | Covered PM Repair - Biomedical | MHHS-Mem City
YES | YES |  |  |  | 099-11511 | 099-11511 | Gentec Healthcare | 882VR-300-00-A |  |  | TMC - MICU |  |  |  |  | 099-11511 | 099-11511 | TMC | Memorial Hermann-Texas Medical Center | TMC - MICU | MICU
YES | YES |  |  |  | 099-11509 | 099-11509 | Gentec Healthcare | 882VR-300-00-A |  |  | TMC - MIMU |  |  |  |  | 099-11509 | 099-11509 | TMC | Memorial Hermann-Texas Medical Center | TMC - MIMU | MIMU
NO | YES |  |  |  | 151-01564 | 151-01564 | Gentec Healthcare | 882VR-300-OH-C |  | 61G-16050279 | CY-3 South | MHHS-Cypress |  |  |  | 151-01564 | 151-01564 | Northwest | MHHS-Cypress | CY-3 South | S320 |  |  |  |  | REGULATORS, SUCTION |  | .needs class |  |  |  |  | .needs class | [8 empty] | Covered PM Repair - Biomedical | MHHS-Cypress
NO | YES |  |  |  | 151-01565 | 151-01565 | Gentec Healthcare | 882VR-300-OH-C |  | NSN | CY-Medsurg | MHHS-Cypress |  |  |  | 151-01565 | 151-01565 | Northwest | MHHS-Cypress | CY-Medsurg | MEDSURG 302 |  |  |  |  | REGULATORS, SUCTION |  | .needs class |  |  |  |  | .needs class | [8 empty] | Covered PM Repair - Biomedical | MHHS-Cypress
NO | YES |  |  |  | 151-01567 | 151-01567 | Gentec Healthcare | 882VR-300-OH-C |  | NSN | CY-3 South | MHHS-Cypress |  |  |  | 151-01567 | 151-01567 | Northwest | MHHS-Cypress | CY-3 South | S3308 | 2/1/19 |  |  |  | REGULATORS, SUCTION |  | .needs class |  |  |  |  | .needs class | [8 empty] | Covered PM Repair - Biomedical | MHHS-Cypress
NO | YES |  |  |  | 151-01568 | 151-01568 | Gentec Healthcare | 882VR-300-OH-C |  | NSN | CY-3 South | MHHS-Cypress |  |  |  | 151-01568 | 151-01568 | Northwest | MHHS-Cypress | CY-3 South |  | 2/1/17 | 2/1/17 |  |  | REGULATORS, SUCTION |  | .needs class |  |  |  |  | .needs class | [5 empty] | 2/7/16 |  |  | Covered PM Repair - Biomedical | MHHS-Cypress
NO | YES |  |  |  | 151-01569 | 151-01569 | Gentec Healthcare | 882VR-300-OH-C |  | NSN | CY-3 South | MHHS-Cypress |  |  |  | 151-01569 | 151-01569 | Northwest | MHHS-Cypress | CY-3 South | S312 | 2/1/19 |  |  |  | REGULATORS, SUCTION |  | .needs class |  |  |  |  | .needs class | [5 empty] | 2/7/16 |  |  | Covered PM Repair - Biomedical | MHHS-Cypress
NO | NO |  |  |  | 151-01566 |  | Gentec Healthcare | 882VR-300-OH-C |  | N/A | CY - CENTRAL SUPPLY | MHHS-Cypress |  |  |  | 151-01566 |  | Northwest & Cypress |  | CY - CENTRAL SUPPLY | [5 empty] | REGULATORS, SUCTION |  | .needs class |  |  |  |  | .needs class | [8 empty] | Covered PM Repair - Biomedical | MHHS-Cypress
NO | YES |  |  |  | 151-01604 | 151-01604 | Gentec Healthcare | 882VR-760-OH-T |  | NSN | CY-Respiratory Care Services | MHHS-Cypress |  |  |  | 151-01604 | 151-01604 | Northwest | MHHS-Cypress | CY-Respiratory Care Services | M3 380 storage room |  |  |  |  | REGULATORS, SUCTION |  | .needs class |  |  |  |  | .needs class | [8 empty] | Covered PM Repair - Biomedical | MHHS-Cypress
NO | YES |  |  |  | 151-01605 | 151-01605 | Gentec Healthcare | 882VR-760-OH-T |  | NSN | CY - CENTRAL SUPPLY | MHHS-Cypress |  |  |  | 151-01605 | 151-01605 | Northwest | Cypress | CY - CENTRAL SUPPLY | M3 -380 storage room | 2/1/17 |  |  |  | REGULATORS, SUCTION |  | .needs class |  |  |  |  | .needs class | [8 empty] | Covered PM Repair - Biomedical | MHHS-Cypress
NO | YES |  |  |  | 151-01607 | 151-01607 | Gentec Healthcare | 882VR-760-OH-T |  | NSN | CY-Respiratory Care Services | MHHS-Cypress |  |  |  | 151-01607 | 151-01607 | Northwest | MHHS-Cypress | CY-Respiratory Care Services | M3- 380 Storage Area | 2/1/17 |  |  |  | REGULATORS, SUCTION |  | .needs class |  |  |  |  | .needs class | [8 empty] | Covered PM Repair - Biomedical | MHHS-Cypress
NO | YES |  |  |  | 151-02394 | 151-02394 | Gentec Healthcare | 882VR-760-OH-T |  | LOT: 61G-13010239 | CY-OR | MHHS-Cypress |  |  |  | 151-02394 | 151-02394 | Northwest | MHHS-Cypress | CY-OR | Or storage |  |  |  |  | REGULATORS, SUCTION |  | .needs class |  |  |  |  | .needs class | [8 empty] | Covered PM Repair - Biomedical | MHHS-Cypress
NO | YES |  |  |  | 009-10803 | 009-10803 | Gentec Healthcare | 882VR-760-OH-T |  | 61G-16120123-010 | GH - LABOR | MHHS-Greater Heights |  |  |  | 009-10803 | 009-10803 | Central | Greater Heights | GH - LABOR | GJ-LABOR |  |  |  |  | REGULATORS, SUCTION |  | .needs class |  |  |  |  | .needs class | [8 empty] | Covered PM Repair - Biomedical | MHHS-Greater Heights
NO | YES |  |  |  | 009-10804 | 009-10804 | Gentec Healthcare | 882VR-760-OH-T |  | 61G-16120123-073 | GH-Labor & Delivery | MHHS-Greater Heights |  |  |  | 009-10804 | 009-10804 | Greater heights | MHHS-Greater Heights | GH-Labor & Delivery | Room 16 |  |  |  |  | REGULATORS, SUCTION |  | .needs class |  |  |  |  | .needs class | [5 empty] | 2/7/16 |  |  | Covered PM Repair - Biomedical | MHHS-Greater Heights
NO | YES |  |  |  | 009-10806 | 009-10806 | Gentec Healthcare | 882VR-760-OH-T |  | 15030090-069 | GH-Labor & Delivery | MHHS-Greater Heights |  |  |  | 009-10806 | 009-10806 | Greater heights | MHHS-Greater Heights | GH-Labor & Delivery | Room 13 |  |  |  |  | REGULATORS, SUCTION |  | .needs class |  |  |  |  | .needs class | [5 empty] | 2/7/16 |  |  | Covered PM Repair - Biomedical | MHHS-Greater Heights
NO | YES |  |  |  | 009-10808 | 009-10808 | Gentec Healthcare | 882VR-760-OH-T |  | 61G-16120123-014 | GH-Labor & Delivery | MHHS-Greater Heights |  |  |  | 009-10808 | 009-10808 | Greater heights | MHHS-Greater Heights | GH-Labor & Delivery | Room 18 |  |  |  |  | REGULATORS, SUCTION |  | .needs class |  |  |  |  | .needs class | [5 empty] | 10/1/13 |  |  | Covered PM Repair - Biomedical | MHHS-Greater Heights
NO | YES |  |  |  | 009-10810 | 009-10810 | Gentec Healthcare | 882VR-760-OH-T |  | 61G-16120123-005 | GH-Labor & Delivery | MHHS-Greater Heights |  |  |  | 009-10810 | 009-10810 | Greater heights | MHHS-Greater Heights | GH-Labor & Delivery | Room 17 |  |  |  |  | REGULATORS, SUCTION |  | .needs class |  |  |  |  | .needs class | [5 empty] | 12/1/13 |  |  | Covered PM Repair - Biomedical | MHHS-Greater Heights
NO | YES |  |  |  | 009-10811 | 009-10811 | Gentec Healthcare | 882VR-760-OH-T |  | 61G-16120123-018 | GH - NICU | MHHS-Greater Heights |  |  |  | 009-10811 | 009-10811 | Central | Memorial Hermann Greater Heights Hospital | GH - NICU | GH - NICU - Level 2 Nursey |  |  |  | 1 time pm sticker | REGULATORS, SUCTION |  | .needs class |  |  |  |  | .needs class | [8 empty] | Covered PM Repair - Biomedical | MHHS-Greater Heights
NO | YES |  |  |  | 009-10813 | 009-10813 | Gentec Healthcare | 882VR-760-OH-T |  | 61G-16120123-015 | GH-Labor & Delivery | MHHS-Greater Heights |  |  |  | 009-10813 | 009-10813 | Central | MHHS-Greater Heights | GH-Labor & Delivery | PP6 | 12/1/17 |  |  |  | REGULATORS, SUCTION |  | .needs class |  |  |  |  | .needs class | [5 empty] | 2/7/16 |  |  | Covered PM Repair - Biomedical | MHHS-Greater Heights
NO | YES |  |  |  | 009-10814 | 009-10814 | Gentec Healthcare | 882VR-760-OH-T |  | 61G-16120123-013 | GH - LABOR | MHHS-Greater Heights |  |  |  | 009-10814 | 009-10814 | Central | Memorial Hermann Greater Heights Hospital | GH - LABOR | S4 114 PT room 14 |  |  |  | 1 time pm sticker | REGULATORS, SUCTION |  | .needs class |  |  |  |  | .needs class | [8 empty] | Covered PM Repair - Biomedical | MHHS-Greater Heights
NO | YES |  |  |  | 009-10815 | 009-10815 | Gentec Healthcare | 882VR-760-OH-T |  | 15030090-065 | GH - NICU | MHHS-Greater Heights |  |  |  | 009-10815 | 009-10815 | Central | Memorial Hermann Greater Heights Hospital | GH - NICU | NICU |  |  |  | No pm sticker | REGULATORS, SUCTION |  | .needs class |  |  |  |  | .needs class | [8 empty] | Covered PM Repair - Biomedical | MHHS-Greater Heights
NO | YES |  |  |  | 009-10816 | 009-10816 | Gentec Healthcare | 882VR-760-OH-T |  | 61G-16120123-008 | GH-OR | MHHS-Greater Heights |  |  |  | 009-10816 | 009-10816 | Central | MHHS-Greater Heights | GH-OR | Rm 2 |  |  |  |  | REGULATORS, SUCTION |  | .needs class |  |  |  |  | .needs class | [5 empty] | 10/1/13 |  |  | Covered PM Repair - Biomedical | MHHS-Greater Heights
NO | YES |  |  |  | 009-10817 | 009-10817 | Gentec Healthcare | 882VR-760-OH-T |  | 15030090-070 | GH-Labor & Delivery | MHHS-Greater Heights |  |  |  | 009-10817 | 009-10817 | Greater heights | MHHS-Greater Heights | GH-Labor & Delivery | Room 9 |  |  |  |  | REGULATORS, SUCTION |  | .needs class |  |  |  |  | .needs class | [5 empty] | 10/1/13 |  |  | Covered PM Repair - Biomedical | MHHS-Greater Heights
NO | YES |  |  |  | 009-10819 | 009-10819 | Gentec Healthcare | 882VR-760-OH-T |  | 61G-16120123-004 | GH - LABOR | MHHS-Greater Heights |  |  |  | 009-10819 | 009-10819 | Central | Greater Heights | GH - LABOR | GJ-LABOR |  |  |  |  | REGULATORS, SUCTION |  | .needs class |  |  |  |  | .needs class | [8 empty] | Covered PM Repair - Biomedical | MHHS-Greater Heights
NO | YES |  |  |  | 009-10821 | 009-10821 | Gentec Healthcare | 882VR-760-OH-T |  | 61G-16120123-007 | GH - LABOR | MHHS-Greater Heights |  |  |  | 009-10821 | 009-10821 | Central | Memorial Hermann Greater Heights Hospital | GH - LABOR | NICU |  |  |  |  | REGULATORS, SUCTION |  | .needs class |  |  |  |  | .needs class | [8 empty] | Not Covered Vendor Only - Biomedical | MHHS-Greater Heights
NO | YES |  |  |  | 009-10822 | 009-10822 | Gentec Healthcare | 882VR-760-OH-T |  | 61G-16050280-077 | GH-Labor & Delivery | MHHS-Greater Heights |  |  |  | 009-10822 | 009-10822 | Central | MHHS-Greater Heights | GH-Labor & Delivery | Post Partum PP1 | 12/1/17 |  |  |  | REGULATORS, SUCTION |  | .needs class |  |  |  |  | .needs class | [5 empty] | 9/19/14 |  |  | Covered PM Repair - Biomedical | MHHS-Greater Heights
NO | YES |  |  |  | 009-10823 | 009-10823 | Gentec Healthcare | 882VR-760-OH-T |  | 61G-16120123-023 | GH - LABOR | MHHS-Greater Heights |  |  |  | 009-10823 | 009-10823 | Central |  | GH - LABOR | [5 empty] | REGULATORS, SUCTION |  | .needs class |  |  |  |  | .needs class | [8 empty] | Covered PM Repair - Biomedical | MHHS-Greater Heights
NO | YES |  |  |  | 009-10824 | 009-10824 | Gentec Healthcare | 882VR-760-OH-T |  | 15030090-063 | GH - NICU | MHHS-Greater Heights |  |  |  | 009-10824 | 009-10824 | Central | Greater heights | GH - NICU | GH - NICU |  |  |  |  | REGULATORS, SUCTION |  | .needs class |  |  |  |  | .needs class | [8 empty] | Covered PM Repair - Biomedical | MHHS-Greater Heights
NO | YES |  |  |  | 009-10827 | 009-10827 | Gentec Healthcare | 882VR-760-OH-T |  | 61G-16120123-011 | GH-Labor & Delivery | MHHS-Greater Heights |  |  |  | 009-10827 | 009-10827 | Greater heights | MHHS-Greater Heights | GH-Labor & Delivery | Room 16 |  |  |  |  | REGULATORS, SUCTION |  | .needs class |  |  |  |  | .needs class | [8 empty] | Covered PM Repair - Biomedical | MHHS-Greater Heights
NO | YES |  |  |  | 009-10829 | 009-10829 | Gentec Healthcare | 882VR-760-OH-T |  | 15030090-072 | GH-Labor & Delivery | MHHS-Greater Heights |  |  |  | 009-10829 | 009-10829 | Central | MHHS-Greater Heights | GH-Labor & Delivery | PP7 | 12/1/17 |  |  |  | REGULATORS, SUCTION |  | .needs class |  |  |  |  | .needs class | [8 empty] | Covered PM Repair - Biomedical | MHHS-Greater Heights
NO | YES |  |  |  | 009-10830 | 009-10830 | Gentec Healthcare | 882VR-760-OH-T |  | 61G-16120123-020 | GH - RESPIRATORY | MHHS-Greater Heights |  |  |  | 009-10830 | 009-10830 | Central | Memorial Hermann Greater Heights Hospital | GH - RESPIRATORY | Nicu level 2 |  |  |  | No pm sticker | REGULATORS, SUCTION |  | .needs class |  |  |  |  | .needs class | [8 empty] | Covered PM Repair - Biomedical | MHHS-Greater Heights
NO | YES |  |  |  | 009-10831 | 009-10831 | Gentec Healthcare | 882VR-760-OH-T |  | 61G-16120123-001 | GH-Labor & Delivery | MHHS-Greater Heights |  |  |  | 009-10831 | 009-10831 | Central | MHHS-Greater Heights | GH-Labor & Delivery | Post Partum PP3 | 12/1/17 |  |  |  | REGULATORS, SUCTION |  | .needs class |  |  |  |  | .needs class | [5 empty] | 7/10/14 |  |  | Covered PM Repair - Biomedical | MHHS-Greater Heights
NO | YES |  |  |  | 009-10832 | 009-10832 | Gentec Healthcare | 882VR-760-OH-T |  | 61G-16120123-003 | GH-Labor & Delivery | MHHS-Greater Heights |  |  |  | 009-10832 | 009-10832 | Greater heights | MHHS-Greater Heights | GH-Labor & Delivery | Room 10 |  |  |  |  | REGULATORS, SUCTION |  | .needs class |  |  |  |  | .needs class | [5 empty] | 7/10/14 |  |  | Covered PM Repair - Biomedical | MHHS-Greater Heights
NO | YES |  |  |  | 009-10833 | 009-10833 | Gentec Healthcare | 882VR-760-OH-T |  | 15030090-073 | GH-Labor & Delivery | MHHS-Greater Heights |  |  |  | 009-10833 | 009-10833 | Central Greater Heights | MHHS-Greater Heights | GH-Labor & Delivery | Room 2 |  |  |  |  | REGULATORS, SUCTION |  | .needs class |  |  |  |  | .needs class | [5 empty] | 7/10/14 |  |  | Covered PM Repair - Biomedical | MHHS-Greater Heights
NO | YES |  |  |  | 009-10834 | 009-10834 | Gentec Healthcare | 882VR-760-OH-T |  | 15030090-066 | GH-Labor & Delivery | MHHS-Greater Heights |  |  |  | 009-10834 | 009-10834 | Central | MHHS-Greater Heights | GH-Labor & Delivery | PP5 | 12/1/17 |  |  |  | REGULATORS, SUCTION |  | .needs class |  |  |  |  | .needs class | [5 empty] | 7/10/14 |  |  | Covered PM Repair - Biomedical | MHHS-Greater Heights
NO | YES |  |  |  | 009-10835 | 009-10835 | Gentec Healthcare | 882VR-760-OH-T |  | 15030090-074 | GH-Labor & Delivery | MHHS-Greater Heights |  |  |  | 009-10835 | 009-10835 | Greater heights | MHHS-Greater Heights | GH-Labor & Delivery | Room 14 |  |  |  |  | REGULATORS, SUCTION |  | .needs class |  |  |  |  | .needs class | [5 empty] | 7/10/14 |  |  | Covered PM Repair - Biomedical | MHHS-Greater Heights
NO | YES |  |  |  | 133-09833 | 133-09833 | Gentec Healthcare | 882VR-760-OH-T |  | NSN | Katy-OR | MHHS-Katy |  |  |  | 133-09833 | 133-09833 | Katy | MHHS-Katy | Katy-OR | OR 8 | 9/1/16 |  |  |  | REGULATORS, SUCTION |  | .needs class |  |  |  |  | .needs class | [5 empty] | 11/13/13 |  |  | Covered PM Repair - Biomedical | MHHS-Katy
NO | YES |  |  |  | 133-09834 | 133-09834 | Gentec Healthcare | 882VR-760-OH-T |  | NSN | Katy-OR | MHHS-Katy |  |  |  | 133-09834 | 133-09834 | Katy | MHHS-Katy | Katy-OR | O.R.6 | 9/1/16 |  |  |  | REGULATORS, SUCTION |  | .needs class |  |  |  |  | .needs class | [8 empty] | Covered PM Repair - Biomedical | MHHS-Katy
NO | YES |  |  |  | 133-09835 | 133-09835 | Gentec Healthcare | 882VR-760-OH-T |  | NSN | Katy-OR | MHHS-Katy |  |  |  | 133-09835 | 133-09835 | Katy | MHHS-Katy | Katy-OR | OR | 9/1/16 |  |  | No pm required | REGULATORS, SUCTION |  | .needs class |  |  |  |  | .needs class | [8 empty] | Covered PM Repair - Biomedical | MHHS-Katy
NO | YES |  |  |  | 929-01451 | 929-01451 | Gentec Healthcare | 882VR-760-OH-T |  | LOT# 61G-16050279 | SMR-(WDLS)-Spring CCC | MHHS-OPID |  |  |  | 929-01451 | 929-01451 | Woodlands | MHHS-Others | SMR-(WDLS)-Spring CCC | Radiology | 1/1/17 |  |  |  | REGULATORS, SUCTION |  | .needs class |  |  |  |  | .needs class | [8 empty] | Covered PM Repair - Biomedical | MHHS-OPID
NO | YES |  |  |  | 145-00946 | 145-00946 | Gentec Healthcare | 882VR-760-OH-T |  |  | Pearland-Endoscopy | MHHS-Pearland Hospital |  |  |  | 145-00946 | 145-00946 | Pearland | MHHS-Pearland Hospital | Pearland-Endoscopy | Clean supply | 12/1/17 |  |  |  | REGULATORS, SUCTION |  | .needs class |  |  |  |  | .needs class | [8 empty] | Covered PM Repair - Biomedical | MHHS-Pearland Hospital
YES | YES | Serial Number 61G-12060045 |  |  | 099-03982 | 099-03982 | Gentec Healthcare | 882VR-760-OH-T |  | 61G-12060045 | KATY - OR |  |  |  |  | 099-03982 | 099-03982 | Katy | Memorial Hermann Katy Hospital | KATY - OR | OR 11 | [6 empty] | .needs class
YES | YES | Serial Number 61G-12060045 |  |  | 099-03983 | 099-03983 | Gentec Healthcare | 882VR-760-OH-T |  | 61G-12060045 | KATY - OR |  |  |  |  | 099-03983 | 099-03983 | Katy | Memorial Hermann Katy Hospital | KATY - OR | OR 11 | [6 empty] | .needs class
YES | YES | Serial Number Cnf |  |  | 009-04372 | 009-04372 | Gentec Healthcare | 882VR-760-OH-T |  | Cnf | GH - LABOR |  |  |  |  | 009-04372 | 009-04372 | Central | Greater Heights | GH - LABOR | GJ-LABOR |  |  |  | No pm
YES | YES | Serial Number Cnf |  |  | 142-05155 | 142-05155 | Gentec Healthcare | 882VR-760-OH-T |  | Cnf | NE - CLINICAL DECISION UNIT |  |  |  |  | 142-05155 | 142-05155 | Katy |  | NE - CLINICAL DECISION UNIT | RM 4
YES | YES |  |  |  | 009-33270 | 009-33270 | Gentec Healthcare | 882VR-760-OH-T |  | 61H-B300324 | NE - CLINICAL DECISION UNIT |  |  |  |  | 009-33270 | 009-33270 | Katy |  | NE - CLINICAL DECISION UNIT | RM7
YES | YES |  |  |  | 142-05010 | 142-05010 | Gentec Healthcare | 882VR-760-OH-T |  | 61G-B30148 | NE - RESPIRATORY |  |  |  |  | 142-05010 | 142-05010 | Katy | Memorial Hermann North East | NE - RESPIRATORY | Cardio Pulminary
YES | YES |  |  |  | 151-03006 | 151-03006 | Gentec Healthcare | 882VR-760-OH-T |  | 617-18040086-050 | NE - RESPIRATORY |  |  |  |  | 151-03006 | 151-03006 | Katy | Memorial Hermann North East | NE - RESPIRATORY | Cardio Pulminary |  |  |  | No pm
YES | YES | Serial Number Cnf |  |  | 142-09593 | 142-09593 | Gentec Healthcare | 882VR-760-OH-T |  | Cnf | NE- 3 WEST TOWER CARDIO |  |  |  |  | 142-09593 | 142-09593 | Katy | Memorial Hermann North East Hospital | NE- 3 WEST TOWER CARDIO | MED SURG CARDIAC |  |  |  | No pm
YES | YES |  |  |  | 583-01639 | 583-01639 | Gentec Healthcare | 882VR-760-OH-T |  | 61G-14070193 | SW Endo |  |  |  |  | 583-01639 | 583-01639 | Southwest | MEMORIAL HERMANN SOUTHWEST HOSPITAL | SW Endo | ENDO |  |  |  | No pm
NO | NO |  |  |  | 009-10801 |  | Gentec Healthcare | 882VR-760-OH-T |  | 61G-16120123-002 | GH - LABOR & DELIVERY | MHHS-Greater Heights |  |  |  | 009-10801 |  | Central & Greater Heights |  | GH - LABOR & DELIVERY | [5 empty] | REGULATORS, SUCTION |  | .needs class |  |  |  |  | .needs class | [8 empty] | Covered PM Repair - Biomedical | MHHS-Greater Heights
NO | NO |  |  |  | 009-10807 |  | Gentec Healthcare | 882VR-760-OH-T |  | 61G-16120123-006 | GH - LABOR & DELIVERY | MHHS-Greater Heights |  |  |  | 009-10807 |  | Central & Greater Heights |  | GH - LABOR & DELIVERY | [5 empty] | REGULATORS, SUCTION |  | .needs class |  |  |  |  | .needs class | [8 empty] | Not Covered Vendor Only - Biomedical | MHHS-Greater Heights
NO | NO |  |  |  | 009-10809 |  | Gentec Healthcare | 882VR-760-OH-T |  | 61G-16120123-017 | GH - LABOR & DELIVERY | MHHS-Greater Heights |  |  |  | 009-10809 |  | Central & Greater Heights |  | GH - LABOR & DELIVERY | [5 empty] | REGULATORS, SUCTION |  | .needs class |  |  |  |  | .needs class | [8 empty] | Covered PM Repair - Biomedical | MHHS-Greater Heights
NO | NO |  |  |  | 009-10812 |  | Gentec Healthcare | 882VR-760-OH-T |  | 61G-16120123-016 | GH - LABOR & DELIVERY | MHHS-Greater Heights |  |  |  | 009-10812 |  | Central & Greater Heights |  | GH - LABOR & DELIVERY | [5 empty] | REGULATORS, SUCTION |  | .needs class |  |  |  |  | .needs class | [8 empty] | Covered PM Repair - Biomedical | MHHS-Greater Heights
NO | NO |  |  |  | 009-10818 |  | Gentec Healthcare | 882VR-760-OH-T |  | 61G-16120123-019 | GH - LABOR & DELIVERY | MHHS-Greater Heights |  |  |  | 009-10818 |  | Central & Greater Heights |  | GH - LABOR & DELIVERY | [5 empty] | REGULATORS, SUCTION |  | .needs class |  |  |  |  | .needs class | [8 empty] | Not Covered Vendor Only - Biomedical | MHHS-Greater Heights
NO | NO |  |  |  | 009-10820 |  | Gentec Healthcare | 882VR-760-OH-T |  | 61G-16120123-009 | GH - LABOR & DELIVERY | MHHS-Greater Heights |  |  |  | 009-10820 |  | Central & Greater Heights |  | GH - LABOR & DELIVERY | [5 empty] | REGULATORS, SUCTION |  | .needs class |  |  |  |  | .needs class | [8 empty] | Not Covered Vendor Only - Biomedical | MHHS-Greater Heights
NO | NO |  |  |  | 009-10825 |  | Gentec Healthcare | 882VR-760-OH-T |  | 61G-16050280-069 | GH - LABOR & DELIVERY | MHHS-Greater Heights |  |  |  | 009-10825 |  | Central & Greater Heights |  | GH - LABOR & DELIVERY | [5 empty] | REGULATORS, SUCTION |  | .needs class |  |  |  |  | .needs class | [8 empty] | Covered PM Repair - Biomedical | MHHS-Greater Heights
NO | NO |  |  |  | 009-10826 |  | Gentec Healthcare | 882VR-760-OH-T |  | 61G-16120123-022 | GH - LABOR & DELIVERY | MHHS-Greater Heights |  |  |  | 009-10826 |  | Central & Greater Heights |  | GH - LABOR & DELIVERY | [5 empty] | REGULATORS, SUCTION |  | .needs class |  |  |  |  | .needs class | [8 empty] | Covered PM Repair - Biomedical | MHHS-Greater Heights
NO | NO |  |  |  | 009-10828 |  | Gentec Healthcare | 882VR-760-OH-T |  | 61G-16120123-021 | GH - LABOR & DELIVERY | MHHS-Greater Heights |  |  |  | 009-10828 |  | Central & Greater Heights |  | GH - LABOR & DELIVERY | [5 empty] | REGULATORS, SUCTION |  | .needs class |  |  |  |  | .needs class | [8 empty] | Covered PM Repair - Biomedical | MHHS-Greater Heights
NO | NO |  |  |  | 133-09836 |  | Gentec Healthcare | 882VR-760-OH-T |  | NONE | KATY - OR | MHHS-Katy |  |  |  | 133-09836 |  | Katy |  | KATY - OR | [5 empty] | REGULATORS, SUCTION |  | .needs class |  |  |  |  | .needs class | [8 empty] | Covered PM Repair - Biomedical | MHHS-Katy
NO | NO |  |  |  | 133-09837 |  | Gentec Healthcare | 882VR-760-OH-T |  | NONE | KATY - OR | MHHS-Katy |  |  |  | 133-09837 |  | Katy |  | KATY - OR | [5 empty] | REGULATORS, SUCTION |  | .needs class |  |  |  |  | .needs class | [8 empty] | Covered PM Repair - Biomedical | MHHS-Katy
NO | NO |  |  |  | 145-00958 |  | Gentec Healthcare | 882VR-760-OH-T |  | 61G-16060089 | PEARLAND - ENDOSCOPY | MHHS-Pearland Hospital |  |  |  | 145-00958 |  | Pearland |  | PEARLAND - ENDOSCOPY | [5 empty] | REGULATORS, SUCTION |  | .needs class |  |  |  |  | .needs class | [8 empty] | Covered PM Repair - Biomedical | MHHS-Pearland Hospital
NO | NO |  |  |  | 241-03332 |  | Gentec Healthcare | 882VR-760-OH-T |  | LOT# 61G-13070269 | TIRR - UROLOGY/SPEC PROC (17) | MHHS-TIRR |  |  |  | 241-03332 |  | TMC |  | TIRR - UROLOGY/SPEC PROC (17) | [5 empty] | REGULATORS, SUCTION |  | .needs class |  |  |  |  | .needs class | [8 empty] | Covered PM Repair - Biomedical | MHHS-TIRR
NO | NO |  |  |  | 241-03333 |  | Gentec Healthcare | 882VR-760-OH-T |  | LOT# 61G-13070269 | TIRR - UROLOGY/SPEC PROC (17) | MHHS-TIRR |  |  |  | 241-03333 |  | TMC |  | TIRR - UROLOGY/SPEC PROC (17) | [5 empty] | REGULATORS, SUCTION |  | .needs class |  |  |  |  | .needs class | [8 empty] | Covered PM Repair - Biomedical | MHHS-TIRR
NO | NO |  |  |  | 241-03334 |  | Gentec Healthcare | 882VR-760-OH-T |  | LOT# 61G-13070269 | TIRR - UROLOGY/SPEC PROC (17) | MHHS-TIRR |  |  |  | 241-03334 |  | TMC |  | TIRR - UROLOGY/SPEC PROC (17) | [5 empty] | REGULATORS, SUCTION |  | .needs class |  |  |  |  | .needs class | [8 empty] | Covered PM Repair - Biomedical | MHHS-TIRR
YES | YES |  |  |  | 099-13734 | 099-13734 | Gentec healthcare | Gentec |  |  | SW - ICU - NEURO |  |  |  |  | 099-13734 | 099-13734 | Southwest | Memorial Hermann Southwest Hospital Emergency Center | SW - ICU - NEURO | ER
YES | YES |  |  |  | 099-13701 | 099-13701 | Gentec healthcare | Gentec |  |  | ER |  |  |  |  | 099-13701 | 099-13701 | Southwest | Memorial Hermann Southwest Hospital Emergency Center | ER | ER |  |  |  | No pm
YES | YES | Serial Number Cnf |  |  | 099-13689 | 099-13689 | Gentec healthcare | Gentec |  | CNF | SW - ER |  |  |  |  | 099-13689 | 099-13689 | Southwest | Memorial Hermann Southwest Hospital Emergency Center | SW - ER | Pod C 48
YES | YES |  |  |  | 099-13685 | 099-13685 | Gentec healthcare | Gentec |  |  | SW - ER |  |  |  |  | 099-13685 | 099-13685 | Southwest | Memorial Hermann Southwest Hospital Emergency Center | SW - ER | Pod c
YES | YES | Serial Number Cnf |  |  | 009-33245 | 009-33245 | Gentec Healthcare | Gentec |  | CNF | SW - ER |  |  |  |  | 009-33245 | 009-33245 | Southwest | Memorial Hermann Southwest Hospital | SW - ER | Pod A 13
NO | YES |  |  |  |  | 099-01336 | Gentec Healthcare | GMX120U-AIR/O2 |  | 61G-16040076-007 | NE-Cardiopulmonary | MHHS-Northeast |  |  |  |  | 099-01336 | Katy | MHHS-Northeast | NE-Cardiopulmonary | Clean supply |  | 6/1/20 |  |  | OXYGEN-AIR PROPORTIONERS |  | .needs class |  |  |  |  | .needs class | [5 empty] | 7/1/20 |  |  | Not Covered Vendor Only - Biomedical | MHHS-Northeast
NO | YES |  |  |  |  | 099-02334 | Gentec Healthcare | GMX120U-AIR/O2 |  | 61G-16040076-005 | NE-NICU | MHHS-Northeast |  |  |  |  | 099-02334 | Katy | MHHS-Northeast | NE-NICU | Clean room | 6/1/19 | 6/1/20 |  |  | OXYGEN-AIR PROPORTIONERS |  | .needs class |  |  |  |  | .needs class | [5 empty] | 10/1/15 |  |  | Covered PM Repair - Biomedical | MHHS-Northeast
NO | YES |  |  |  |  | 099-01337 | Gentec Healthcare | GMX120U-AIR/O2 |  | 61G-16040076-003 | NE-Cardiopulmonary | MHHS-Northeast |  |  |  |  | 099-01337 | Katy | MHHS-Northeast | NE-Cardiopulmonary | Clean supply |  | 6/1/20 |  |  | OXYGEN-AIR PROPORTIONERS |  | .needs class |  |  |  |  | .needs class | [5 empty] | 10/1/15 |  |  | Covered PM Repair - Biomedical | MHHS-Northeast
NO | YES |  |  |  |  | 099-02333 | Gentec Healthcare | GMX120U-AIR/O2 |  | 61G-16040076-014 | NE-NICU | MHHS-Northeast |  |  |  |  | 099-02333 | Katy | MHHS-Northeast | NE-NICU | Clean room | 6/1/19 | 6/1/20 |  |  | OXYGEN-AIR PROPORTIONERS |  | .needs class |  |  |  |  | .needs class | [5 empty] | 10/1/15 |  |  | Covered PM Repair - Biomedical | MHHS-Northeast
NO | YES |  |  |  |  | 099-02332 | Gentec Healthcare | GMX120U-AIR/O2 |  | 61G-16040076-008 | NE-NICU | MHHS-Northeast |  |  |  |  | 099-02332 | Katy | MHHS-Northeast | NE-NICU | Clean room | 6/1/19 | 6/1/20 |  |  | OXYGEN-AIR PROPORTIONERS |  | .needs class |  |  |  |  | .needs class | [8 empty] | Covered PM Repair - Biomedical | MHHS-Northeast
NO | NO | [5 empty] | Gentec Healthcare | GMX120U-AIR/O2 |  | 61G-16040076-002 | NE - NICU | MHHS-Northeast | [5 empty] | Katy |  | NE - NICU | [5 empty] | OXYGEN-AIR PROPORTIONERS |  | .needs class |  |  |  |  | .needs class | [8 empty] | Not Covered Vendor Only - Biomedical | MHHS-Northeast
NO | YES |  |  |  | 009-33302 | 009-33302 | Gentec Healthcare | GMX30E |  | 61G-17070446-050 | GH-OR | MHHS-Greater Heights |  |  |  | 009-33302 | 009-33302 | Central | MHHS-Greater Heights | GH-OR | Rm 2 | 4/1/18 |  | 4/1/19 |  | OXYGEN-AIR PROPORTIONERS |  | .needs class |  |  |  |  | .needs class | [8 empty] | Covered PM Repair - Biomedical | MHHS-Greater Heights
NO | YES |  |  |  | 145-01021 | 145-01021 | Gentec Healthcare | GMX30E |  | 61G-15100043E | Pearland-Respiratory Therapy | MHHS-Pearland Hospital |  |  |  | 145-01021 | 145-01021 | Pearland | MHHS-Pearland Hospital | Pearland-Respiratory Therapy | Rt | 12/1/18 |  |  |  | OXYGEN-AIR PROPORTIONERS |  | .needs class |  |  |  |  | .needs class | [8 empty] | Covered PM Repair - Biomedical | MHHS-Pearland Hospital
NO | NO |  |  |  | 145-01022 |  | Gentec Healthcare | GMX30E |  | 61G-15100043B | PEARLAND - RESPIRATORY THERAPY | MHHS-Pearland Hospital |  |  |  | 145-01022 |  | Pearland |  | PEARLAND - RESPIRATORY THERAPY | [5 empty] | OXYGEN-AIR PROPORTIONERS |  | .needs class |  |  |  |  | .needs class | [8 empty] | Covered PM Repair - Biomedical | MHHS-Pearland Hospital
NO | YES |  |  |  | 009-10770 | 009-10770 | Gentec Healthcare | GMX3OU |  | 61G-17070446-014 | GH - NICU | MHHS-Greater Heights |  |  |  | 009-10770 | 009-10770 | Central | Greater heights | GH - NICU | GH - NICU |  |  |  |  | OXYGEN-AIR PROPORTIONERS |  | .needs class |  |  |  |  | .needs class | [8 empty] | Covered PM Repair - Biomedical | MHHS-Greater Heights
NO | YES |  |  |  | 009-10771 | 009-10771 | Gentec Healthcare | GMX3OU |  | 61G-17070446-003 | GH - LABOR | MHHS-Greater Heights |  |  |  | 009-10771 | 009-10771 | Central | GH-Labor | GH - LABOR | LD1 |  |  |  |  | OXYGEN-AIR PROPORTIONERS |  | .needs class |  |  |  |  | .needs class | [8 empty] | Covered PM Repair - Biomedical | MHHS-Greater Heights
NO | YES |  |  |  | 009-10772 | 009-10772 | Gentec Healthcare | GMX3OU |  | 61G-17070446-007 | GH - LABOR | MHHS-Greater Heights |  |  |  | 009-10772 | 009-10772 | Central | Greater Heights | GH - LABOR | GJ-LABOR |  |  |  | No pm | OXYGEN-AIR PROPORTIONERS |  | .needs class |  |  |  |  | .needs class | [8 empty] | Covered PM Repair - Biomedical | MHHS-Greater Heights
NO | YES |  |  |  | 009-10773 | 009-10773 | Gentec Healthcare | GMX3OU |  | 61G-17070446-029 | GH - NICU | MHHS-Greater Heights |  |  |  | 009-10773 | 009-10773 | Central | Greater heights | GH - NICU | GH - NICU |  |  |  |  | OXYGEN-AIR PROPORTIONERS |  | .needs class |  |  |  |  | .needs class | [8 empty] | Covered PM Repair - Biomedical | MHHS-Greater Heights
NO | YES |  |  |  | 009-10837 | 009-10837 | Gentec Healthcare | GMX3OU |  | 61G-17070359-014 | GH-Labor | MHHS-Greater Heights |  |  |  | 009-10837 | 009-10837 | Central | Memorial Hermann Greater Heights Hospital | GH-Labor | LD3 |  |  |  | No p.m. | OXYGEN-AIR PROPORTIONERS |  | .needs class |  |  |  |  | .needs class | [8 empty] | Covered PM Repair - Biomedical | MHHS-Greater Heights
NO | YES |  |  |  | 009-10838 | 009-10838 | Gentec Healthcare | GMX3OU |  | 61G-17070414-001 | GH - RESPIRATORY | MHHS-Greater Heights |  |  |  | 009-10838 | 009-10838 | Central |  | GH - RESPIRATORY | [5 empty] | OXYGEN-AIR PROPORTIONERS |  | .needs class |  |  |  |  | .needs class | [8 empty] | Covered PM Repair - Biomedical | MHHS-Greater Heights
NO | YES |  |  |  | 009-10839 | 009-10839 | Gentec Healthcare | GMX3OU |  | 61G-17070359-009 | GH-Labor & Delivery | MHHS-Greater Heights |  |  |  | 009-10839 | 009-10839 | Greater heights | MHHS-Greater Heights | GH-Labor & Delivery | Room 9 |  |  |  |  | OXYGEN-AIR PROPORTIONERS |  | .needs class |  |  |  |  | .needs class | [5 empty] | 6/8/20 |  |  | Not Covered Vendor Only - Biomedical | MHHS-Greater Heights
NO | YES |  |  |  | 009-10841 | 009-10841 | Gentec Healthcare | GMX3OU |  | 61G-17040093-008 | GH - RESPIRATORY | MHHS-Greater Heights |  |  |  | 009-10841 | 009-10841 | Central | Memorial Hermann Greater Heights Hospital | GH - RESPIRATORY | NICU |  |  |  |  | OXYGEN-AIR PROPORTIONERS |  | .needs class |  |  |  |  | .needs class | [8 empty] | Covered PM Repair - Biomedical | MHHS-Greater Heights
NO | YES |  |  |  | 009-10842 | 009-10842 | Gentec Healthcare | GMX3OU |  | 61G-17070359-001 | GH-Labor & Delivery | MHHS-Greater Heights |  |  |  | 009-10842 | 009-10842 | Greater heights | MHHS-Greater Heights | GH-Labor & Delivery | Room 5 |  |  |  |  | OXYGEN-AIR PROPORTIONERS |  | .needs class |  |  |  |  | .needs class | [5 empty] | 7/2/20 |  |  | Not Covered Vendor Only - Biomedical | MHHS-Greater Heights
NO | YES |  |  |  | 009-10843 | 009-10843 | Gentec Healthcare | GMX3OU |  | 61G-17070359-011 | GH - NICU | MHHS-Greater Heights |  |  |  | 009-10843 | 009-10843 | Central | Memorial Hermann Greater Heights Hospital | GH - NICU | GH - NICU - Level 2 Nursey 3 |  |  |  |  | OXYGEN-AIR PROPORTIONERS |  | .needs class |  |  |  |  | .needs class | [8 empty] | Covered PM Repair - Biomedical | MHHS-Greater Heights
NO | YES |  |  |  | 009-10844 | 009-10844 | Gentec Healthcare | GMX3OU |  | 61G-17070359-006 | GH - RESPIRATORY | MHHS-Greater Heights |  |  |  | 009-10844 | 009-10844 | Central | Memorial Hermann Greater Heights Hospital | GH - RESPIRATORY | GH - Respiratory storage |  |  |  |  | OXYGEN-AIR PROPORTIONERS |  | .needs class |  |  |  |  | .needs class | [8 empty] | Covered PM Repair - Biomedical | MHHS-Greater Heights
NO | YES |  |  |  | 009-10845 | 009-10845 | Gentec Healthcare | GMX3OU |  | 61G-17070359-013 | GH-Labor & Delivery-OR | MHHS-Greater Heights |  |  |  | 009-10845 | 009-10845 | Central | MHHS-Greater Heights | GH-Labor & Delivery-OR | OR2 |  |  |  |  | OXYGEN-AIR PROPORTIONERS |  | .needs class |  |  |  |  | .needs class | [5 empty] | 7/25/19 |  |  | Covered PM Repair - Biomedical | MHHS-Greater Heights
NO | YES |  |  |  | 009-10846 | 009-10846 | Gentec Healthcare | GMX3OU |  | 61G-17070359-007 | GH - LABOR | MHHS-Greater Heights |  |  |  | 009-10846 | 009-10846 | Central | Greater heights | GH - LABOR | GH - LABOR |  |  |  |  | OXYGEN-AIR PROPORTIONERS |  | .needs class |  |  |  |  | .needs class | [8 empty] | Covered PM Repair - Radiology, Low End | MHHS-Greater Heights
NO | YES |  |  |  | 009-10847 | 009-10847 | Gentec Healthcare | GMX3OU |  | 61G-17070359-012 | GH - NICU | MHHS-Greater Heights |  |  |  | 009-10847 | 009-10847 | Central | Memorial Hermann Greater Heights Hospital | GH - NICU | GH - NICU - Level 2 Nursey 1 |  |  |  |  | OXYGEN-AIR PROPORTIONERS |  | .needs class |  |  |  |  | .needs class | [8 empty] | Not Covered Vendor Only - Biomedical | MHHS-Greater Heights
NO | YES |  |  |  | 009-10848 | 009-10848 | Gentec Healthcare | GMX3OU |  | 61G-17070359-008 | GH - NICU | MHHS-Greater Heights |  |  |  | 009-10848 | 009-10848 | Central | Memorial Hermann Greater Heights Hospital | GH - NICU | GH - NICU - Level 2 Nursey 4 |  |  |  |  | OXYGEN-AIR PROPORTIONERS |  | .needs class |  |  |  |  | .needs class | [8 empty] | Covered PM Repair - Biomedical | MHHS-Greater Heights
NO | YES |  |  |  | 009-33303 | 009-33303 | Gentec Healthcare | GMX3OU |  | 61G-17070446-045 | GH - NURSERY | MHHS-Greater Heights |  |  |  | 009-33303 | 009-33303 | Central | Memorial Hermann Greater Heights Hospital | GH - NURSERY | GH - NICU 6 |  |  |  |  | OXYGEN-AIR PROPORTIONERS |  | .needs class |  |  |  |  | .needs class | [8 empty] | Covered PM Repair - Biomedical | MHHS-Greater Heights
NO | YES |  |  |  | 009-33304 | 009-33304 | Gentec Healthcare | GMX3OU |  | 61G-17070446-019 | GH - NURSERY | MHHS-Greater Heights |  |  |  | 009-33304 | 009-33304 | Central | Memorial Hermann Greater Heights Hospital | GH - NURSERY | GH - NICU 5 |  |  |  |  | OXYGEN-AIR PROPORTIONERS |  | .needs class |  |  |  |  | .needs class | [8 empty] | Covered PM Repair - Biomedical | MHHS-Greater Heights
NO | YES |  |  |  | 009-33305 | 009-33305 | Gentec Healthcare | GMX3OU |  | 61G-17070446-006 | GH - NICU | MHHS-Greater Heights |  |  |  | 009-33305 | 009-33305 | Central | Greater heights | GH - NICU | GH - NICU |  |  |  |  | OXYGEN-AIR PROPORTIONERS |  | .needs class |  |  |  |  | .needs class | [8 empty] | Covered PM Repair - Biomedical | MHHS-Greater Heights
NO | YES |  |  |  | 009-33306 | 009-33306 | Gentec Healthcare | GMX3OU |  | 61G-17070446-030 | GH - RESPIRATORY | MHHS-Greater Heights |  |  |  | 009-33306 | 009-33306 | Central | Memorial Hermann Greater Heights Hospital | GH - RESPIRATORY | Nicu level 2 |  |  |  |  | OXYGEN-AIR PROPORTIONERS |  | .needs class |  |  |  |  | .needs class | [8 empty] | Covered PM Repair - Biomedical | MHHS-Greater Heights
NO | YES |  |  |  | 009-33308 | 009-33308 | Gentec Healthcare | GMX3OU |  | 61G-17070446-021 | GH - NICU | MHHS-Greater Heights |  |  |  | 009-33308 | 009-33308 | Central | Greater heights NICU | GH - NICU | GH - NICU |  |  |  |  | OXYGEN-AIR PROPORTIONERS |  | .needs class |  |  |  |  | .needs class | [8 empty] | Covered PM Repair - Biomedical | MHHS-Greater Heights
NO | YES |  |  |  | 009-33309 | 009-33309 | Gentec Healthcare | GMX3OU |  | 61G-17070446-028 | GH-Labor & Delivery | MHHS-Greater Heights |  |  |  | 009-33309 | 009-33309 | Greater heights | MHHS-Greater Heights | GH-Labor & Delivery | Room 2 | 4/1/18 |  | 4/1/19 |  | OXYGEN-AIR PROPORTIONERS |  | .needs class |  |  |  |  | .needs class | [5 empty] | 10/22/16 |  |  | Covered PM Repair - Biomedical | MHHS-Greater Heights
NO | YES |  |  |  | 009-33310 | 009-33310 | Gentec Healthcare | GMX3OU |  | 61G-17070446-047 | GH - Nicu | MHHS-Greater Heights |  |  |  | 009-33310 | 009-33310 | Central | Memorial Hermann Greater Heights Hospital | GH - Nicu | Nicu |  |  |  |  | OXYGEN-AIR PROPORTIONERS |  | .needs class |  |  |  |  | .needs class | [8 empty] | Covered PM Repair - Biomedical | MHHS-Greater Heights
NO | YES |  |  |  | 009-33311 | 009-33311 | Gentec Healthcare | GMX3OU |  | 61G-17070446-046 | GH - NICU | MHHS-Greater Heights |  |  |  | 009-33311 | 009-33311 | Central | Greater heights | GH - NICU | GH - NICU |  |  |  |  | OXYGEN-AIR PROPORTIONERS |  | .needs class |  |  |  |  | .needs class | [8 empty] | Covered PM Repair - Biomedical | MHHS-Greater Heights
NO | NO |  |  |  | 009-10836 |  | Gentec Healthcare | GMX3OU |  | 61G-17070359-002 | GH - RESPIRATORY | MHHS-Greater Heights |  |  |  | 009-10836 |  | Central & Greater Heights |  | GH - RESPIRATORY | [5 empty] | OXYGEN-AIR PROPORTIONERS |  | .needs class |  |  |  |  | .needs class | [8 empty] | Covered PM Repair - Biomedical | MHHS-Greater Heights
NO | NO |  |  |  | 009-10840 |  | Gentec Healthcare | GMX3OU |  | 61G-17070359-005 | GH - RESPIRATORY | MHHS-Greater Heights |  |  |  | 009-10840 |  | Central & Greater Heights |  | GH - RESPIRATORY | [5 empty] | OXYGEN-AIR PROPORTIONERS |  | .needs class |  |  |  |  | .needs class | [8 empty] | Covered PM Repair - Biomedical | MHHS-Greater Heights
NO | NO |  |  |  | 009-33307 |  | Gentec Healthcare | GMX3OU |  | 61G-17070446-031 | GH - RESPIRATORY | MHHS-Greater Heights |  |  |  | 009-33307 |  | Central & Greater Heights |  | GH - RESPIRATORY | [5 empty] | OXYGEN-AIR PROPORTIONERS |  | .needs class |  |  |  |  | .needs class | [8 empty] | Covered PM Repair - Biomedical | MHHS-Greater Heights
NO | NO | [5 empty] | Gentec Healthcare | GMX3OU |  | 61G-17070359-004 | NE - RESPIRATORY | MHHS-Northeast | [5 empty] | Katy |  | NE - RESPIRATORY | [5 empty] | OXYGEN-AIR PROPORTIONERS |  | .needs class |  |  |  |  | .needs class | [8 empty] | Covered PM Repair - Biomedical | MHHS-Northeast
NO | NO | [5 empty] | Gentec Healthcare | GMX3OU |  | 61G-16020041-002 | NE - RESPIRATORY | MHHS-Northeast | [5 empty] | Katy |  | NE - RESPIRATORY | [5 empty] | OXYGEN-AIR PROPORTIONERS |  | .needs class |  |  |  |  | .needs class | [8 empty] | Covered PM Repair - Biomedical | MHHS-Northeast
NO | NO | [5 empty] | Gentec Healthcare | GMX3OU |  | 61G-17070359-015 | NE - RESPIRATORY | MHHS-Northeast | [5 empty] | Katy |  | NE - RESPIRATORY | [5 empty] | OXYGEN-AIR PROPORTIONERS |  | .needs class |  |  |  |  | .needs class | [8 empty] | Covered PM Repair - Biomedical | MHHS-Northeast
NO | NO |  |  |  | 61G-1360250-007 |  | Gentec Healthcare | GMX3OU |  | 61G-1360250-007 | PEARLAND - RESPIRATORY THERAPY | MHHS-Pearland Hospital |  |  |  | 61G-1360250-007 |  | Pearland |  | PEARLAND - RESPIRATORY THERAPY | [5 empty] | OXYGEN-AIR PROPORTIONERS |  | .needs class |  |  |  |  | .needs class | [8 empty] | Covered PM Repair - Biomedical | MHHS-Pearland Hospital
NO | NO |  |  |  | 145-01200 |  | Gentec Healthcare | GMX3OU |  | 61G-15110049 | SE - LABOR & DELIVERY | MHHS-Southeast |  |  |  | 145-01200 |  | Southeast & Bay Area |  | SE - LABOR & DELIVERY | [5 empty] | OXYGEN-AIR PROPORTIONERS |  | .needs class |  |  |  |  | .needs class | [8 empty] | Covered PM Repair - Biomedical | MHHS-Southeast
NO | NO |  |  |  | 145-01201 |  | Gentec Healthcare | GMX3OU |  | 61G-13060250-008 | SE - LABOR & DELIVERY | MHHS-Southeast |  |  |  | 145-01201 |  | Southeast & Bay Area |  | SE - LABOR & DELIVERY | [5 empty] | OXYGEN-AIR PROPORTIONERS |  | .needs class |  |  |  |  | .needs class | [8 empty] | Covered PM Repair - Biomedical | MHHS-Southeast
NO | NO |  |  |  | 145-01202 |  | Gentec Healthcare | GMX3OU |  | 61G-13060250-012 | SE - LABOR & DELIVERY | MHHS-Southeast |  |  |  | 145-01202 |  | Southeast & Bay Area |  | SE - LABOR & DELIVERY | [5 empty] | OXYGEN-AIR PROPORTIONERS |  | .needs class |  |  |  |  | .needs class | [8 empty] | Covered PM Repair - Biomedical | MHHS-Southeast
NO | NO |  |  |  | 145-01203 |  | Gentec Healthcare | GMX3OU |  | 61G-13060250-012 | SE - LABOR & DELIVERY | MHHS-Southeast |  |  |  | 145-01203 |  | Southeast & Bay Area |  | SE - LABOR & DELIVERY | [5 empty] | OXYGEN-AIR PROPORTIONERS |  | .needs class |  |  |  |  | .needs class | [8 empty] | Covered PM Repair - Biomedical | MHHS-Southeast
YES | YES | Serial Number 881VR-200-OH-C |  |  | 099-04876 | 099-04876 | Gentec Healthcare | Vacuum Regulator |  | 881VR-200-OH-C | Respiratory |  |  |  |  | 099-04876 | 099-04876 | Pearland | Memorial Hermann Pearland Hospital | Respiratory | Biomed Shop |  | 2/1/20
YES | YES |  |  |  | 099-13272 | 099-13272 | Gentech Healthcare | 881VR-200-OH-C |  | N/A | Adult medicine |  |  |  |  | 099-13272 | 099-13272 | Southwest | Memorial Hermann Southwest Hospital | Adult medicine |  |  | 3/1/20 |  | No PM |  |  | REGULATORVACUUM-Genstar Tech-881VR
YES | YES |  |  |  | 099-11224 | 099-11224 | Gentechealth | 881vr-300-oh-d |  |  | TMC - CULLEN - GENERAL MEDICINE (3C) |  |  |  |  | 099-11224 | 099-11224 | TMC | Memorial Hermann-Texas Medical Center | TMC - CULLEN - GENERAL MEDICINE (3C) | Cullen (3W) | [6 empty] | REGULATORVACUUM-Genstar Tech-881VR-300-OH-D
YES | YES |  |  |  | 099-11158 | 099-11158 | Gentechealth | 881vr-300-oh-d |  |  | TMC - c5 |  |  |  |  | 099-11158 | 099-11158 | TMC | Memorial Hermann-Texas Medical Center | TMC - c5 | C5 | [6 empty] | REGULATORVACUUM-Genstar Tech-881VR-300-OH-D
YES | YES | Serial Number 61G-14120289(B1) |  |  | 133-08845 | 133-08845 | Gentechealthcare | 881VR-300-OH-T |  | 61G-14120289(B1) | KATY - PACU |  |  |  |  | 133-08845 | 133-08845 | Katy | Memorial Hermann Katy Hospital | KATY - PACU | PacU8 | 2/1/20 |  |  |  |  | Regulator, Vacuum | REGULATORVACUUM-Genstar Tech-881VR-300-OH-D | [23 empty] | REGULATORVACUUM | Regulator, Vacuum | Genstar Tech
YES | YES | Serial Number 61G-14120289(B1) |  |  | 133-08851 | 133-08851 | Gentechealthcare | 881VR-300-OH-T |  | 61G-14120289(B1) | KATY - PACU |  |  |  |  | 133-08851 | 133-08851 | Katy | Memorial Hermann Katy Hospital | KATY - PACU | PacU11 | [5 empty] | Regulator, Vacuum | REGULATORVACUUM-Genstar Tech-881VR-300-OH-D | [23 empty] | REGULATORVACUUM | Regulator, Vacuum | Genstar Tech
YES | YES | Serial Number 61G-14120289(B1) |  |  | 133-08977 | 133-08977 | Gentechealthcare | 881VR-300-OH-T |  | 61G-14120289(B1) | KATY - PACU |  |  |  |  | 133-08977 | 133-08977 | Katy | Memorial Hermann Katy Hospital | KATY - PACU | PacU11 | [5 empty] | Regulator, Vacuum | REGULATORVACUUM-Genstar Tech-881VR-300-OH-D | [23 empty] | REGULATORVACUUM | Regulator, Vacuum | Genstar Tech
YES | YES | Serial Number 61g-14070042 |  |  | 142-09535 | 142-09535 | Gentera LLC | 881VR-200-OH-C |  | 61G-14070042 | SW Radiology |  |  |  |  | 142-09535 | 142-09535 | Southwest | Memorial Hermann Southwest Hospital | SW Radiology | CT room 2 |  |  |  | No pm sticker
YES | YES |  |  |  | 925-01902 | 925-01902 | Gentera LLC | 881VR-300-DS-C |  |  | MHOSH - Radiology |  |  |  |  | 925-01902 | 925-01902 | Central | Memorial Hermann orthopedic and spine | MHOSH - Radiology | MHOSH - Radiology | [6 empty] | REGULATORVACUUM-Genstar Tech-881VR
YES | YES |  |  |  | 925-01903 | 925-01903 | Gentera LLC | 881VR-300-DS-C |  |  | MHOSH - Radiology |  |  |  |  | 925-01903 | 925-01903 | Central | Memorial Hermann orthopedic and spine | MHOSH - Radiology | MHOSH - Radiology | [6 empty] | REGULATORVACUUM-Genstar Tech-881VR
YES | YES |  |  |  | 925-01904 | 925-01904 | Gentera LLC | 881VR-300-DS-C |  |  | MHOSH - Radiology |  |  |  |  | 925-01904 | 925-01904 | Central | Memorial Hermann orthopedic and spine | MHOSH - Radiology | MHOSH - Radiology | [6 empty] | REGULATORVACUUM-Genstar Tech-881VR
YES | YES |  |  |  | 925-01905 | 925-01905 | Gentera LLC | 881VR-300-DS-C |  |  | Radiology |  |  |  |  | 925-01905 | 925-01905 | Central | Memorial Hermann Greater Heights Hospital | Radiology | MHOS- Radiology | [6 empty] | REGULATORVACUUM-Genstar Tech-881VR
YES | YES |  |  |  | 099-08308 | 099-08308 | Gentera LLC | 881VR-300-DS-C |  |  | MHOSH - ANESTHESIA |  |  |  |  | 099-08308 | 099-08308 | Central | Memorial Hermann Greater Heights Hospital | MHOSH - ANESTHESIA | HMOSH - ANESTHSIA | [6 empty] | REGULATORVACUUM-Genstar Tech-881VR
YES | YES |  |  |  | 099-08090 | 099-08090 | Gentinge |  |  | 2496270-000 | WOODLANDS - PCU5 |  |  |  |  | 099-08090 | 099-08090 | Woodlands | Herman woodland hospital | WOODLANDS - PCU5 | Cath lab 1 | 3/1/20
YES | YES |  |  |  | 099-01182 | 099-01182 | Gentrc | 881VR-200-OH-C |  | N/A | [5 empty] | 099-01182 | 099-01182 | Katy | Memorial Hermann Northeast Hospital |  | ER |  |  |  | N:A |  | Regulator, Vacuum | REGULATORVACUUM-Genstar Tech-881VR | [23 empty] | REGULATORVACUUM | Regulator, Vacuum | Genstar Tech
YES | YES |  |  |  | 099-01665 | 099-01665 | Gentrc | 881VR-200-OH-C | [7 empty] | 099-01665 | 099-01665 | Katy | Memorial Hermann Northeast Hospital |  | Dialysis | [5 empty] | Regulator, Vacuum | REGULATORVACUUM-Genstar Tech-881VR | [23 empty] | REGULATORVACUUM | Regulator, Vacuum | Genstar Tech
YES | YES |  |  |  | 005-33277 | 005-33277 | Gentrc | 881VR-300-AOH-T |  |  | Rndoscopy |  |  |  |  | 005-33277 | 005-33277 | Sugar Land | Memorial Hermann Sugar Land Hospital | Rndoscopy | Endoscopy | [5 empty] | Regulator, Vacuum | REGULATORVACUUM-Genstar Tech-881VR | [23 empty] | REGULATORVACUUM | Regulator, Vacuum | Genstar Tech
NO | YES |  |  |  | 099-01452 | 099-01452 | Gentrc | 881VR-300-DS-C | [7 empty] | 099-01452 | 099-01452 | Katy | Memorial Hermann Northeast Hospital |  | 3 Wedt |  |  |  | N/A |  | Regulator, Vacuum | REGULATORVACUUM-Genstar Tech-881VR | [23 empty] | REGULATORVACUUM | Regulator, Vacuum | Genstar Tech
YES | YES |  |  |  | 099-14927 | 099-14927 | Gentrc | 881VR-300-OH-T |  |  | TMC - PACU - HVI (7HVI) |  |  |  |  | 099-14927 | 099-14927 | TMC | Memorial Hermann-Texas Medical Center | TMC - PACU - HVI (7HVI) | TMC - PACU - HVI (7HVI) | [6 empty] | REGULATORVACUUM-Genstar Tech-881VR-300-OH-D
YES | YES |  |  |  | 099-14928 | 099-14928 | Gentrc | 881VR-300-OH-T |  |  | TMC - PACU - HVI (7HVI) |  |  |  |  | 099-14928 | 099-14928 | TMC | Memorial Hermann-Texas Medical Center | TMC - PACU - HVI (7HVI) | TMC - PACU - HVI (7HVI) | [6 empty] | REGULATORVACUUM-Genstar Tech-881VR-300-OH-D
YES | YES |  |  |  | 099-14929 | 099-14929 | Gentrc | 881VR-300-OH-T |  |  | TMC - PACU - HVI (7HVI) |  |  |  |  | 099-14929 | 099-14929 | TMC | Memorial Hermann-Texas Medical Center | TMC - PACU - HVI (7HVI) | TMC - PACU - HVI (7HVI) | [6 empty] | REGULATORVACUUM-Genstar Tech-881VR-300-OH-D
YES | YES |  |  |  | 099-14930 | 099-14930 | Gentrc | 881VR-300-OH-T |  |  | TMC - PACU - HVI (7HVI) |  |  |  |  | 099-14930 | 099-14930 | TMC | Memorial Hermann-Texas Medical Center | TMC - PACU - HVI (7HVI) | TMC - PACU - HVI (7HVI) | [6 empty] | REGULATORVACUUM-Genstar Tech-881VR-300-OH-D
YES | YES |  |  |  | 099-14931 | 099-14931 | Gentrc | 881VR-300-OH-T |  |  | PACU |  |  |  |  | 099-14931 | 099-14931 | TMC | Memorial Hermann-Texas Medical Center | PACU | PACU | [6 empty] | REGULATORVACUUM-Genstar Tech-881VR-300-OH-D
NO | YES |  |  |  |  | 041-07575 | Genzyme Diagnostics/Medix Biotech | Unknown |  |  | MEMORIAL CITY - MEMORIAL CITY 10TH FLOOR STORAGE | MHHS-Mem City |  |  |  |  | 041-07575 | West | MEMORIAL CITY - MEMORIAL HERMANN HOSPITAL | MEMORIAL CITY - MEMORIAL CITY 10TH FLOOR STORAGE | 10th floor storage |  |  |  |  | LIGHT SOURCES, FIBEROPTIC |  | .needs class |  |  |  |  | .needs class | [8 empty] | Not Covered Vendor Only - Biomedical | MHHS-Mem City
NO | NO |  |  |  | 133-09192 |  | Germfree Laboratories Inc | BBF-6SSRX |  | 6S-15-BR-16260 | KATY - PHARMACY | MHHS-Katy |  | Hood, Microbiology Safety |  | 133-09192 |  | Katy |  | KATY - PHARMACY | [5 empty] | CABINETS, BIOLOGICAL SAFETY, CLASS II |  | HOODMICROBIOLOGYSFTY-Germfree Labs-BBF-6SS-RX | HOODMICROBIOLOGYSFTY | BBF-6SS-RX |  |  |  | Germfree Labs | Hood, Microbiology Safety |  |  | HOODMICROBIOLOGYSFTY-Germfree Labs-BBF-6SS-RX |  |  |  | Not Covered Vendor Only - Biomedical | MHHS-Katy
NO | NO |  |  |  | 069-38174 |  | Germfree Laboratories Inc | BBF-6SSRX |  | 6S-15-BR-12214 | TMC - PHARMACY - MAIN (JG) | MHHS-TMC |  | Hood, Microbiology Safety |  | 069-38174 |  | TMC |  | TMC - PHARMACY - MAIN (JG) | [5 empty] | CABINETS, BIOLOGICAL SAFETY, CLASS II |  | HOODMICROBIOLOGYSFTY-Germfree Labs-BBF-6SS-RX | HOODMICROBIOLOGYSFTY | BBF-6SS-RX |  |  |  | Germfree Labs | Hood, Microbiology Safety |  |  | HOODMICROBIOLOGYSFTY-Germfree Labs-BBF-6SS-RX |  |  |  | Not Covered Vendor Only - Biomedical | MHHS-TMC
NO | NO |  |  |  | 069-37868 |  | Germfree Laboratories Inc | BTE-4SSRX |  | 4S-15-BT-14855 | TMC - PLAZA - CANCER CENTER (STE 2900) | MHHS-TMC |  | Hood, Fume |  | 069-37868 |  | TMC |  | TMC - PLAZA - CANCER CENTER (STE 2900) | [5 empty] | HOODS, CHEMICAL FUME |  | HOODMICROBIOLOGYSFTY-Germfree Labs-BTE 4SSRX | HOODMICROBIOLOGYSFTY | BTE 4SSRX |  |  |  | Germfree Labs | Hood, Fume |  |  | HOODMICROBIOLOGYSFTY-Germfree Labs-BTE 4SSRX |  |  |  | No Coverage Specified | MHHS-TMC
NO | NO |  |  |  | 069-43505 |  | Germfree Laboratories Inc | BTE-4SSRX |  | 6S-15-BT-14856 | TMC - PLAZA - CANCER CENTER (STE 2900) | MHHS-TMC |  | Hood, Fume |  | 069-43505 |  | TMC |  | TMC - PLAZA - CANCER CENTER (STE 2900) | [5 empty] | HOODS, CHEMICAL FUME |  | HOODMICROBIOLOGYSFTY-Germfree Labs-BTE 4SSRX | HOODMICROBIOLOGYSFTY | BTE 4SSRX |  |  |  | Germfree Labs | Hood, Fume |  |  | HOODMICROBIOLOGYSFTY-Germfree Labs-BTE 4SSRX |  |  |  | Not Covered Vendor Only - Biomedical | MHHS-TMC
NO | NO |  |  |  | 069-43506 |  | Germfree Laboratories Inc | BTE-4SSRX |  | 4S-15-BH-14854 | TMC - PLAZA - CANCER CENTER (STE 2900) | MHHS-TMC |  | Hood, Fume |  | 069-43506 |  | TMC |  | TMC - PLAZA - CANCER CENTER (STE 2900) | [5 empty] | HOODS, CHEMICAL FUME |  | HOODMICROBIOLOGYSFTY-Germfree Labs-BTE 4SSRX | HOODMICROBIOLOGYSFTY | BTE 4SSRX |  |  |  | Germfree Labs | Hood, Fume |  |  | HOODMICROBIOLOGYSFTY-Germfree Labs-BTE 4SSRX |  |  |  | Not Covered Vendor Only - Biomedical | MHHS-TMC
NO | NO |  |  |  | 029-08862 |  | Germfree Laboratories Inc | BTE-4SSRX |  | 4S-15-BT-13834 | WOODLANDS - PHARMACY | MHHS-Woodlands |  | Hood, Fume |  | 029-08862 |  | Woodlands |  | WOODLANDS - PHARMACY | [5 empty] | HOODS, CHEMICAL FUME |  | HOODMICROBIOLOGYSFTY-Germfree Labs-BTE 4SSRX | HOODMICROBIOLOGYSFTY | BTE 4SSRX |  |  |  | Germfree Labs | Hood, Fume |  |  | HOODMICROBIOLOGYSFTY-Germfree Labs-BTE 4SSRX |  |  |  | Not Covered Vendor Only - Biomedical | MHHS-Woodlands
NO | NO |  |  |  | 029-08755 |  | Germfree Laboratories Inc | BV-4SSRX |  | 4S-15-BV-13836 | WOODLANDS - PHARMACY | MHHS-Woodlands |  | Hood, Microbiology Safety |  | 029-08755 |  | Woodlands |  | WOODLANDS - PHARMACY | [5 empty] | HOODS, CHEMICAL FUME |  | HOODMICROBIOLOGYSFTY-Germfree Labs-BV-4SSRX | HOODMICROBIOLOGYSFTY | BV-4SSRX |  |  |  | Germfree Labs | Hood, Microbiology Safety |  | HOODMICROBIOLOGYSFTY-Germfree Labs-BV-4SSRX |  |  |  |  | Not Covered Vendor Only - Biomedical | MHHS-Woodlands
NO | NO |  |  |  | 029-08756 |  | Germfree Laboratories Inc | BV-4SSRX |  | 4S-15-BV-13835 | WOODLANDS - PHARMACY | MHHS-Woodlands |  | Hood, Microbiology Safety |  | 029-08756 |  | Woodlands |  | WOODLANDS - PHARMACY | [5 empty] | HOODS, CHEMICAL FUME |  | HOODMICROBIOLOGYSFTY-Germfree Labs-BV-4SSRX | HOODMICROBIOLOGYSFTY | BV-4SSRX |  |  |  | Germfree Labs | Hood, Microbiology Safety |  | HOODMICROBIOLOGYSFTY-Germfree Labs-BV-4SSRX |  |  |  |  | Not Covered Vendor Only - Biomedical | MHHS-Woodlands
NO | NO |  |  |  | 029-08977 |  | Germfree Laboratories Inc | BV-6SSRX |  | 6S-15-BV-13837 | WOODLANDS - PHARMACY | MHHS-Woodlands |  |  |  | 029-08977 |  | Woodlands |  | WOODLANDS - PHARMACY | [5 empty] | HOODS, CHEMICAL FUME |  | .needs class | [5 empty] | Germfree Labs | [7 empty] | Not Covered Vendor Only - Biomedical | MHHS-Woodlands
NO | NO |  |  |  | 133-09193 |  | Germfree Laboratories Inc | BVBI-6SSRX |  | 6S-15-BVBI-16388 | KATY - PHARMACY | MHHS-Katy |  |  |  | 133-09193 |  | Katy |  | KATY - PHARMACY | [5 empty] | HOODS, CHEMICAL FUME |  | .needs class | [5 empty] | Germfree Labs | [7 empty] | Not Covered Vendor Only - Biomedical | MHHS-Katy
NO | NO |  |  |  | 069-38176 |  | Germfree Laboratories Inc | BZ-4SS-RE |  | 4S-15-BH-11566 | TMC - PHARMACY - MAIN (JG) | MHHS-TMC |  |  |  | 069-38176 |  | TMC |  | TMC - PHARMACY - MAIN (JG) | [5 empty] | CABINETS, BIOLOGICAL SAFETY, CLASS II |  | .needs class | [5 empty] | Germfree Labs | [7 empty] | Not Covered Vendor Only - Biomedical | MHHS-TMC
NO | NO |  |  |  | 069-38173 |  | Germfree Laboratories Inc | BZ-4SS-RX |  | 4S-15-BH-11540 | TMC - PHARMACY - MAIN (JG) | MHHS-TMC |  |  |  | 069-38173 |  | TMC |  | TMC - PHARMACY - MAIN (JG) | [5 empty] | HOODS, CHEMICAL FUME |  | .needs class | [5 empty] | Germfree Labs | [7 empty] | Not Covered Vendor Only - Biomedical | MHHS-TMC
NO | NO |  |  |  | 069-38175 |  | Germfree Laboratories Inc | BZ-4SS-RX |  | 4S-15-EH-11013 | TMC - PHARMACY - MAIN (JG) | MHHS-TMC |  |  |  | 069-38175 |  | TMC |  | TMC - PHARMACY - MAIN (JG) | [5 empty] | HOODS, CHEMICAL FUME |  | .needs class | [5 empty] | Germfree Labs | [7 empty] | Not Covered Vendor Only - Biomedical | MHHS-TMC
YES | YES | Serial Number Cnf |  |  |  | 041-09572 | Getinge | 433HC |  | CNF | MEMORIAL CITY - MOR | [5 empty] | 041-09572 | West | Memorial City - Memorial Hermann Hospital | MEMORIAL CITY - MOR | Sterile Core |  |  |  |  | Vacumm Steam Sterilizer
YES | YES | Serial Number Cnf |  |  |  | 041-09567 | Getinge | 433HC |  | CNF | MEMORIAL CITY - MOR | [5 empty] | 041-09567 | West | Memorial City - Memorial Hermann Hospital | MEMORIAL CITY - MOR | Sterile Core |  |  |  |  | Vacumm Steam Sterilizer
YES | YES | Serial Number Cnf |  |  |  | 041-11471 | Getinge | 433HC |  | CNF | MEMORIAL CITY - OUTPATIENT SURGERY | [5 empty] | 041-11471 | West | Memorial City - Memorial Hermann Hospital | MEMORIAL CITY - OUTPATIENT SURGERY | Hallway |  |  |  |  | Vacumm Steam Sterilizer
YES | YES | Serial Number Cnf |  |  |  | 041-09535 | Getinge | 433HC |  | CNF | MEMORIAL CITY - OUTPATIENT SURGERY | [5 empty] | 041-09535 | West | Memorial City - Memorial Hermann Hospital | MEMORIAL CITY - OUTPATIENT SURGERY | Hallway |  |  |  |  | Vacumm Steam Sterilizer
YES | YES | Serial Number Cnf |  |  | 041-19399 | 041-19399 | Getinge | 533HC-E |  | CNF | MEMORIAL CITY - Orthopedics Surgery |  |  |  |  | 041-19399 | 041-19399 | West | Memorial City - Memorial Hermann Hospital | MEMORIAL CITY - Orthopedics Surgery | MH11 400 IUSS RM 1 |  |  |  |  | Vacumm Steam Sterilizer
NO | YES |  |  |  |  | 069-35808 | Getinge |  |  | J064107 | OPID - (TMC) - MH IMAGING CENTER - 417 | [5 empty] | 069-35808 | TMC | Memorial Medical Center | OPID - (TMC) - MH IMAGING CENTER - 417
YES | YES |  |  |  | 041-19400 | 041-19400 | Getinge | CAS30C |  | GC-34128-X15 | MEMORIAL CITY - Orthopedics Surgery |  |  |  |  | 041-19400 | 041-19400 | West | Memorial City - Memorial Hermann Hospital | MEMORIAL CITY - Orthopedics Surgery | MH11 400 IUSS RM 1 |  |  |  | Located inside 041-19399
YES | YES |  |  |  | 041-19402 | 041-19402 | GETINGE | CAS30C |  | GC-34119-X15 | MEMORIAL CITY - Orthopedic Surgery |  |  |  |  | 041-19402 | 041-19402 | West | Memorial Hermann Memorial City Medical Center | MEMORIAL CITY - Orthopedic Surgery | Memorial City - Orthopedic Surgery room MH11 400 IUSS Room 1
YES | YES |  |  |  | 041-19404 | 041-19404 | GETINGE | CAS30C |  | GC-34129-X15 | MEMORIAL CITY - Orthopedic Surgery |  |  |  |  | 041-19404 | 041-19404 | West | Memorial Hermann Memorial City Medical Center | MEMORIAL CITY - Orthopedic Surgery | Memorial City - Orthopedic Surgery MH11 516 IUSS Room 2
YES | YES | Serial Number Cnf |  |  | 069-44258 | 069-44258 | Getinge | Maxi Twin |  | CNF | OPID - (TMC) - MH IMAGING CENTER - 417 |  |  |  |  | 069-44258 | 069-44258 | TMC | Hermann-Medical Center | OPID - (TMC) - MH IMAGING CENTER - 417 | Hallway |  |  |  | No PM sticker
NO | YES |  |  |  | 151-01265 | 151-01265 | Getinge Group |  |  | BAA072249 | [5 empty] | 151-01265 | 151-01265 | Cypress | Cypress |  | Maternal Fetal Clinic | 8/1/19 | 8/1/20 |  |  |  | Warming Cabinet | WARMINGCABINET-Getinge-5524 | [23 empty] | WARMINGCABINET | Warming Cabinet | GETINGE
NO | YES |  |  |  | 005-08177 | 005-08177 | Getinge sourcing |  |  | 08H0416 | Imaging center 100 |  |  |  |  | 005-08177 | 005-08177 | Southeast | Memorial Hermann Urgent Care Friendswood (#112) | Imaging center 100 | Mens waiting area
NO | NO |  |  |  | 929-01481 |  | Getinge/Castle Inc | 122HC |  | 00D60784 | MH MG - (STX) - SOUTH TEXAS - WHARTON | MHHS-MG |  | Sterilizer, Steam, Floor |  | 929-01481 |  | South |  | MH MG - (STX) - SOUTH TEXAS - WHARTON | [5 empty] | STERILIZING UNITS |  | STERILIZERSTEAMFLOOR-Getinge-122HC | STERILIZERSTEAMFLOOR | 122HC |  |  |  | GETINGE | Sterilizer, Steam, Floor |  | STERILIZERSTEAMFLOOR-Getinge-122HC |  |  |  |  | Covered PM Repair - Biomedical | MHHS-MG
NO | NO |  |  |  | 013-12324 |  | Getinge/Castle Inc | 2410M |  | LN0209033 | SW - CATH LAB | MHHS-Southwest |  | Lamp, Surgical, Ceiling |  | 013-12324 |  | Southwest |  | SW - CATH LAB | [5 empty] | LIGHTS, SURGICAL |  | LAMPSURGCEILING-Getinge-2410M | LAMPSURGCEILING | 2410M |  |  |  | GETINGE | Lamp, Surgical, Ceiling |  | LAMPSURGCEILING-Getinge-2410M |  |  |  |  | Covered PM Repair - Biomedical | MHHS-Southwest
NO | NO |  |  |  | 069-00833 |  | Getinge/Castle Inc | 2410T |  | fm410m02 | TMC - JONES - TRANSPLANT CLINIC (1J) | MHHS-TMC |  |  |  | 069-00833 |  | TMC |  | TMC - JONES - TRANSPLANT CLINIC (1J) | [5 empty] | LIGHTS, SURGICAL |  | LAMPSURGCEILING-Getinge-2410M |  |  |  |  | LAMPSURGCEILING-Getinge-2410M | Getinge | [7 empty] | Covered PM Repair - Biomedical | MHHS-TMC
NO | YES |  |  |  | 013-35813 | 013-35813 | Getinge/Castle Inc | 422HC |  | URA012489 | SW-Laboratory-Microbiology | MHHS-Southwest |  | Sterilizer, Steam, Floor |  | 013-35813 | 013-35813 | Southwest | MHHS-Southwest | SW-Laboratory-Microbiology | Micro-AFB Fungus |  |  |  |  | STERILIZING UNITS | Sterilizer, Steam, Floor | STERILIZERSTEAMFLOOR-Getinge-422HC | STERILIZERSTEAMFLOOR | 422HC |  |  |  | GETINGE | Sterilizer, Steam, Floor |  | STERILIZERSTEAMFLOOR-Getinge-422HC |  |  |  | SSF-SA | Covered PM Repair - Radiology, Low End | MHHS-Southwest | [8 empty] | STERILIZERSTEAMFLOOR | Sterilizer, Steam, Floor | GETINGE
NO | YES |  |  |  |  | 142-00168 | Getinge/Castle Inc |  |  | W-86160 | NE-Endoscopy | MHHS-Northeast |  | Warming Cabinet |  |  | 142-00168 | Katy | MHHS-Northeast | NE-Endoscopy | Endo hall | 11/1/19 |  |  | Missing pm sticker. | WARMING UNITS, MULTIPURPOSE | Warming Cabinet | WARMINGCABINET-Getinge-5520 | WARMINGCABINET |  |  |  |  | GETINGE | Warming Cabinet |  | WARMINGCABINET-Getinge-5520 |  | 5/11/16 |  |  | Covered PM Repair - Biomedical | MHHS-Northeast | [8 empty] | WARMINGCABINET | Warming Cabinet | GETINGE
NO | YES |  |  |  |  | 069-28697 | Getinge/Castle Inc |  |  | W85094 | TMC-OR-Robertson (2R) | MHHS-TMC |  | Warming Cabinet |  |  | 069-28697 | TMC | MHHS-TMC | TMC-OR-Robertson (2R) | OR - ROBERTSON (2R) | 7/1/19 |  | 1/1/20 |  | WARMING UNITS, MULTIPURPOSE |  | WARMINGCABINET-Getinge-5520 | WARMINGCABINET |  |  |  |  | GETINGE | Warming Cabinet |  | WARMINGCABINET-Getinge-5520 |  | 1/23/15 |  |  | Covered PM Repair - Biomedical | MHHS-TMC
NO | YES |  |  |  | 151-02206 | 151-02206 | Getinge/Castle Inc |  |  | BAA072241 | CY-Cardiac Cath Lab | MHHS-Cypress |  | Warming Cabinet |  | 151-02206 | 151-02206 | Northwest | MHHS-Cypress | CY-Cardiac Cath Lab | Cath Lab 1 | 8/1/19 | 8/1/20 |  |  | WARMING UNITS, MULTIPURPOSE | Warming Cabinet | WARMINGCABINET-Getinge-5524 | WARMINGCABINET |  |  |  |  | GETINGE | Warming Cabinet |  | WARMINGCABINET-Getinge-5524 |  |  |  |  | Covered PM Repair - Biomedical | MHHS-Cypress | [8 empty] | WARMINGCABINET | Warming Cabinet | GETINGE
NO | YES |  |  |  | 151-01264 | 151-01264 | Getinge/Castle Inc |  |  | BAA072239 | CY - IMAGING | MHHS-Cypress |  | Warming Cabinet |  | 151-01264 | 151-01264 | Northwest | Cypress | CY - IMAGING |  | 8/1/19 | 8/1/20 |  |  | WARMING UNITS, MULTIPURPOSE | Warming Cabinet | WARMINGCABINET-Getinge-5524 | WARMINGCABINET |  |  |  |  | GETINGE | Warming Cabinet |  | WARMINGCABINET-Getinge-5524 |  |  |  |  | Covered PM Repair - Biomedical | MHHS-Cypress | [8 empty] | WARMINGCABINET | Warming Cabinet | GETINGE
NO | YES |  |  |  | 041-20521 | 041-20521 | Getinge/Castle Inc |  |  | BAA069409 | MEMORIAL CITY - CATH LAB | MHHS-Mem City |  | Warming Cabinet |  | 041-20521 | 041-20521 | West | Heart | MEMORIAL CITY - CATH LAB | E9 215.2 |  |  |  |  | WARMING UNITS, MULTIPURPOSE |  | WARMINGCABINET-Getinge-5524 | WARMINGCABINET |  |  |  |  | GETINGE | Warming Cabinet |  | WARMINGCABINET-Getinge-5524 |  |  |  |  | Covered PM Repair - Biomedical | MHHS-Mem City
NO | YES |  |  |  | 041-09463 | 041-09463 | Getinge/Castle Inc |  |  | A063767 | Memorial City-Labor & Delivery | MHHS-Mem City |  | Warming Cabinet |  | 041-09463 | 041-09463 | West | MHHS-Mem City | Memorial City-Labor & Delivery | Clean Utility | 4/1/20 |  | 4/1/21 |  | WARMING UNITS, MULTIPURPOSE |  | WARMINGCABINET-Getinge-5524 | WARMINGCABINET |  |  |  |  | GETINGE | Warming Cabinet |  | WARMINGCABINET-Getinge-5524 |  | 6/1/16 |  |  | Covered PM Repair - Biomedical | MHHS-Mem City
NO | YES |  |  |  | 041-16764 | 041-16764 | Getinge/Castle Inc |  |  | URA011047 | Memorial City- General Surgery | MHHS-Mem City |  | Warming Cabinet |  | 041-16764 | 041-16764 | West | Memorial City-Memorial Hermann Hospital | Memorial City- General Surgery | E5:420 Storage |  |  |  |  | WARMING UNITS, MULTIPURPOSE |  | WARMINGCABINET-Getinge-5524 | WARMINGCABINET |  |  |  |  | GETINGE | Warming Cabinet |  | WARMINGCABINET-Getinge-5524 |  |  |  |  | Covered PM Repair - Biomedical | MHHS-Mem City
NO | YES |  |  |  | 041-14348 | 041-14348 | Getinge/Castle Inc |  |  | 08B0067 | MEMORIAL CITY - PEDIATRICS | MHHS-Mem City |  | Warming Cabinet |  | 041-14348 | 041-14348 | West | Memorial Hermann Memorial City Medical Center | MEMORIAL CITY - PEDIATRICS | MH4 413 clean utility linen storage |  |  |  |  | WARMING UNITS, MULTIPURPOSE |  | WARMINGCABINET-Getinge-5524 | WARMINGCABINET |  |  |  |  | GETINGE | Warming Cabinet |  | WARMINGCABINET-Getinge-5524 |  |  |  |  | Covered PM Repair - Biomedical | MHHS-Mem City
NO | YES |  |  |  | 041-20270 | 041-20270 | Getinge/Castle Inc |  |  | 10M1179 | MH MG - (MC) - MEMORIAL CITY (MP3) | MHHS-Mem City |  | Warming Cabinet |  | 041-20270 | 041-20270 | West | MHHS-MG | MH MG - (MC) - MEMORIAL CITY (MP3) | Womens Dressing Room | 5/1/19 |  | 5/1/20 |  | WARMING UNITS, MULTIPURPOSE |  | WARMINGCABINET-Getinge-5524 | WARMINGCABINET |  |  |  |  | GETINGE | Warming Cabinet |  | WARMINGCABINET-Getinge-5524 |  |  |  |  | Covered PM Repair - Biomedical | MHHS-Mem City
NO | YES | Asset Tag 041-18750 |  |  | 041-18750 | 041-18750 | Getinge/Castle Inc |  |  | 10M1178 | (null) | MHHS-Mem City |  | Warming Cabinet |  | 041-18750 | 041-18750 | (null) | MHHS-Mem City | (null) | (null) |  |  |  | (null) | WARMING UNITS, MULTIPURPOSE |  | WARMINGCABINET-Getinge-5524 | WARMINGCABINET |  |  |  |  | GETINGE | Warming Cabinet |  | WARMINGCABINET-Getinge-5524 |  |  |  |  | Covered PM Repair - Biomedical | MHHS-Mem City
NO | YES |  |  |  |  | 142-04319 | Getinge/Castle Inc |  |  | sz5524car | NE-Cath Lab | MHHS-Northeast |  | Warming Cabinet |  |  | 142-04319 | Katy | MHHS-Northeast | NE-Cath Lab | Room 1 | 10/1/18 | 10/1/19 |  |  | WARMING UNITS, MULTIPURPOSE | Warming Cabinet | WARMINGCABINET-Getinge-5524 | WARMINGCABINET |  |  |  |  | GETINGE | Warming Cabinet |  | WARMINGCABINET-Getinge-5524 |  |  |  |  | Covered PM Repair - Biomedical | MHHS-Northeast | [8 empty] | WARMINGCABINET | Warming Cabinet | GETINGE
NO | YES | [5 empty] | Getinge/Castle Inc |  |  | L043247 | NE-Labor & Delivery | MHHS-Northeast |  | Warming Cabinet |  |  |  | Katy | MHHS-Northeast | NE-Labor & Delivery | OR 1 | 8/1/19 |  |  |  | WARMING UNITS, MULTIPURPOSE | Warming Cabinet | WARMINGCABINET-Getinge-5524 | WARMINGCABINET |  |  |  |  | GETINGE | Warming Cabinet |  | WARMINGCABINET-Getinge-5524 |  |  |  |  | Covered PM Repair - Biomedical | MHHS-Northeast | [8 empty] | WARMINGCABINET | Warming Cabinet | GETINGE
NO | YES | Serial Number B053381 |  |  |  | 142-03901 | Getinge/Castle Inc |  |  | B053381 | NE-Labor & Delivery | MHHS-Northeast |  | Warming Cabinet |  |  | 142-03901 | Katy | MHHS-Northeast | NE-Labor & Delivery | OR 2 | 8/1/19 | 8/1/20 |  |  | WARMING UNITS, MULTIPURPOSE | Warming Cabinet | WARMINGCABINET-Getinge-5524 | WARMINGCABINET |  |  |  |  | GETINGE | Warming Cabinet |  | WARMINGCABINET-Getinge-5524 |  |  |  |  | Covered PM Repair - Biomedical | MHHS-Northeast | [8 empty] | WARMINGCABINET | Warming Cabinet | GETINGE
NO | YES |  |  |  |  | 142-04716 | Getinge/Castle Inc |  |  | A053320 | NE-NICU | MHHS-Northeast |  | Warming Cabinet |  |  | 142-04716 | Katy | MHHS-Northeast | NE-NICU | Clean room | 6/1/19 | 6/1/20 |  |  | WARMING UNITS, MULTIPURPOSE | Warming Cabinet | WARMINGCABINET-Getinge-5524 | WARMINGCABINET |  |  |  |  | GETINGE | Warming Cabinet |  | WARMINGCABINET-Getinge-5524 |  |  |  |  | Covered PM Repair - Biomedical | MHHS-Northeast | [8 empty] | WARMINGCABINET | Warming Cabinet | GETINGE
NO | YES |  |  |  | 133-08042 | 133-08042 | Getinge/Castle Inc |  |  | URA050114 | OPID-(KY)-Katy-445 (Mp1) | MHHS-OPID |  | Warming Cabinet |  | 133-08042 | 133-08042 | Katy | MHHS-Others | OPID-(KY)-Katy-445 (Mp1) | X-Ray | 1/1/20 | 1/1/21 |  |  | WARMING UNITS, MULTIPURPOSE | Warming Cabinet | WARMINGCABINET-Getinge-5524 | WARMINGCABINET |  |  |  |  | GETINGE | Warming Cabinet |  | WARMINGCABINET-Getinge-5524 |  |  |  |  | Covered PM Repair - Biomedical | MHHS-OPID | [8 empty] | WARMINGCABINET | Warming Cabinet | GETINGE
NO | YES |  |  |  | 041-20163 | 041-20163 | Getinge/Castle Inc |  |  | BAA068863 | OPID - (MC) - BOBETTA LINDIG BREAST CARE [MP4-STE300] - 452 | MHHS-OPID |  | Warming Cabinet |  | 041-20163 | 041-20163 | West | MD Anderson Breast Care with Memorial Hermann - Memorial City (#300) | OPID - (MC) - BOBETTA LINDIG BREAST CARE [MP4-STE300] - 452 | Hall | 6/1/19 |  | 6/1/20 |  | WARMING UNITS, MULTIPURPOSE |  | WARMINGCABINET-Getinge-5524 | WARMINGCABINET |  |  |  |  | GETINGE | Warming Cabinet |  | WARMINGCABINET-Getinge-5524 |  |  |  |  | Covered PM Repair - Biomedical | MHHS-OPID
NO | YES |  |  |  | 129-01551 | 129-01551 | Getinge/Castle Inc |  |  | F032426 | OPID - (SL) - SUGAR LAND - 449 (MP1) | MHHS-OPID |  | Warming Cabinet |  | 129-01551 | 129-01551 | Sugar Land | MD Anderson Breast Care with Memorial Hermann - Sugar Land (#120) | OPID - (SL) - SUGAR LAND - 449 (MP1) | CT Room | 10/1/19 |  | 10/1/20 |  | WARMING UNITS, MULTIPURPOSE | Warming Cabinet | WARMINGCABINET-Getinge-5524 | WARMINGCABINET |  |  |  |  | GETINGE | Warming Cabinet |  | WARMINGCABINET-Getinge-5524 |  |  |  |  | Covered PM Repair - Biomedical | MHHS-OPID | [8 empty] | WARMINGCABINET | Warming Cabinet | GETINGE
NO | YES |  |  |  | 129-06836 | 129-06836 | Getinge/Castle Inc |  |  | BAA069513 | OPID - (SL) - SUGAR LAND - 449 (MP1) | MHHS-OPID |  | Warming Cabinet |  | 129-06836 | 129-06836 | Sugar Land |  | OPID - (SL) - SUGAR LAND - 449 (MP1) | Hall | 10/1/19 |  | 10/1/20 |  | WARMING UNITS, MULTIPURPOSE | Warming Cabinet | WARMINGCABINET-Getinge-5524 | WARMINGCABINET |  |  |  |  | GETINGE | Warming Cabinet |  | WARMINGCABINET-Getinge-5524 |  |  |  |  | Covered PM Repair - Biomedical | MHHS-OPID | [8 empty] | WARMINGCABINET | Warming Cabinet | GETINGE
NO | YES |  |  |  | 013-18416 | 013-18416 | Getinge/Castle Inc |  |  | A063765 | MH MG-(SW)-SW Medical Plaza 4 (Mp4) | MHHS-OPID |  | Warming Cabinet |  | 013-18416 | 013-18416 | Southwest | MHHS-MG | MH MG-(SW)-SW Medical Plaza 4 (Mp4) | Suite 150 | 7/1/19 |  | 7/1/20 |  | WARMING UNITS, MULTIPURPOSE | Warming Cabinet | WARMINGCABINET-Getinge-5524 | WARMINGCABINET |  |  |  |  | GETINGE | Warming Cabinet |  | WARMINGCABINET-Getinge-5524 |  |  |  |  | Covered PM Repair - Biomedical | MHHS-OPID | [8 empty] | WARMINGCABINET | Warming Cabinet | GETINGE
NO | YES |  |  |  | 069-43728 | 069-43728 | Getinge/Castle Inc |  |  | BAA0702015 | OPID - (TMC) - MH IMAGING CENTER - 417 | MHHS-OPID |  | Warming Cabinet |  | 069-43728 | 069-43728 | TMC | Memorial Hermann-Texas Medical Center | OPID - (TMC) - MH IMAGING CENTER - 417 |  | 8/1/19 |  | 8/1/20 |  | WARMING UNITS, MULTIPURPOSE | Warming Cabinet | WARMINGCABINET-Getinge-5524 | WARMINGCABINET |  |  |  |  | GETINGE | Warming Cabinet |  | WARMINGCABINET-Getinge-5524 |  |  |  |  | Covered PM Repair - Biomedical | MHHS-OPID | [8 empty] | WARMINGCABINET | Warming Cabinet | GETINGE
NO | YES |  |  |  | 005-01659 | 005-01659 | Getinge/Castle Inc |  |  | SZ5524A01330 | SE-Noninvasive Cardiology | MHHS-Southeast |  | Warming Cabinet |  | 005-01659 | 005-01659 | Southeast | MHHS-Southeast | SE-Noninvasive Cardiology | Recovery bay 7 | 5/1/19 |  | 5/1/20 |  | WARMING UNITS, MULTIPURPOSE |  | WARMINGCABINET-Getinge-5524 | WARMINGCABINET |  |  |  |  | GETINGE | Warming Cabinet |  | WARMINGCABINET-Getinge-5524 |  |  |  |  | Covered PM Repair - Biomedical | MHHS-Southeast
NO | YES |  |  |  | 005-04053 | 005-04053 | Getinge/Castle Inc |  |  | F043039 | SE-OR | MHHS-Southeast |  | Warming Cabinet |  | 005-04053 | 005-04053 | Southeast | MHHS-Southeast | SE-OR | Storage | 10/1/19 |  | 10/1/20 |  | WARMING UNITS, MULTIPURPOSE |  | WARMINGCABINET-Getinge-5524 | WARMINGCABINET |  |  |  |  | GETINGE | Warming Cabinet |  | WARMINGCABINET-Getinge-5524 |  | 3/1/14 |  |  | Covered PM Repair - Biomedical | MHHS-Southeast
NO | YES |  |  |  | 005-04454 | 005-04454 | Getinge/Castle Inc |  |  | J043212 | SE-OR | MHHS-Southeast |  | Warming Cabinet |  | 005-04454 | 005-04454 | Southeast | MHHS-Southeast | SE-OR | Storage | 10/1/19 |  | 10/1/20 |  | WARMING UNITS, MULTIPURPOSE |  | WARMINGCABINET-Getinge-5524 | WARMINGCABINET |  |  |  |  | GETINGE | Warming Cabinet |  | WARMINGCABINET-Getinge-5524 |  |  |  |  | Covered PM Repair - Biomedical | MHHS-Southeast
NO | YES |  |  |  | 005-05291 | 005-05291 | Getinge/Castle Inc |  |  | F043038 | SE-OR | MHHS-Southeast |  | Warming Cabinet |  | 005-05291 | 005-05291 | Southeast | MHHS-Southeast | SE-OR | Storage | 10/1/19 |  | 10/1/20 |  | WARMING UNITS, MULTIPURPOSE |  | WARMINGCABINET-Getinge-5524 | WARMINGCABINET |  |  |  |  | GETINGE | Warming Cabinet |  | WARMINGCABINET-Getinge-5524 |  |  |  |  | Covered PM Repair - Biomedical | MHHS-Southeast
NO | YES |  |  |  | 005-06108 | 005-06108 | Getinge/Castle Inc |  |  | A053351 | SE-OR | MHHS-Southeast |  | Warming Cabinet |  | 005-06108 | 005-06108 | Southeast | MHHS-Southeast | SE-OR | W3 236 | 7/1/19 |  |  |  | WARMING UNITS, MULTIPURPOSE |  | WARMINGCABINET-Getinge-5524 | WARMINGCABINET |  |  |  |  | GETINGE | Warming Cabinet |  | WARMINGCABINET-Getinge-5524 |  | 3/1/14 |  |  | Covered PM Repair - Biomedical | MHHS-Southeast
NO | YES |  |  |  | 005-09768 | 005-09768 | Getinge/Castle Inc |  |  | F043037 | SE-OR | MHHS-Southeast |  | Warming Cabinet |  | 005-09768 | 005-09768 | Southeast | MHHS-Southeast | SE-OR | W3 236 | 7/1/19 |  |  |  | WARMING UNITS, MULTIPURPOSE |  | WARMINGCABINET-Getinge-5524 | WARMINGCABINET |  |  |  |  | GETINGE | Warming Cabinet |  | WARMINGCABINET-Getinge-5524 |  |  |  |  | Covered PM Repair - Biomedical | MHHS-Southeast
NO | YES |  |  |  | 005-10089 | 005-10089 | Getinge/Castle Inc |  |  | sw5524g980417 | SE - RADIOLOGY | MHHS-Southeast |  | Warming Cabinet |  | 005-10089 | 005-10089 | Southeast | Memorial Hermann Southeast Hospital | SE - RADIOLOGY | Hall |  |  |  |  | WARMING UNITS, MULTIPURPOSE |  | WARMINGCABINET-Getinge-5524 | WARMINGCABINET |  |  |  |  | GETINGE | Warming Cabinet |  | WARMINGCABINET-Getinge-5524 |  |  |  |  | Covered PM Repair - Biomedical | MHHS-Southeast
NO | YES |  |  |  | 005-11647 | 005-11647 | Getinge/Castle Inc |  |  | BAA075620 | SE - RADIOLOGY | MHHS-Southeast |  | Warming Cabinet |  | 005-11647 | 005-11647 | Southeast | Memorial Hermann Southeast Hospital | SE - RADIOLOGY | CT 4 |  |  |  |  | WARMING UNITS, MULTIPURPOSE |  | WARMINGCABINET-Getinge-5524 | WARMINGCABINET |  |  |  |  | GETINGE | Warming Cabinet |  | WARMINGCABINET-Getinge-5524 |  |  |  |  | Covered PM Repair - Biomedical | MHHS-Southeast
NO | YES |  |  |  | 013-37978 | 013-37978 | Getinge/Castle Inc |  |  | BAA079714 | SW-OR | MHHS-Southwest |  | Warming Cabinet |  | 013-37978 | 013-37978 | Southwest | MHHS-Southwest | SW-OR | OR | 12/1/19 |  | 12/1/20 |  | WARMING UNITS, MULTIPURPOSE | Warming Cabinet | WARMINGCABINET-Getinge-5524 | WARMINGCABINET |  |  |  |  | GETINGE | Warming Cabinet |  | WARMINGCABINET-Getinge-5524 |  |  |  |  | Covered PM Repair - Biomedical | MHHS-Southwest | [8 empty] | WARMINGCABINET | Warming Cabinet | GETINGE
NO | YES |  |  |  | 013-38228 | 013-38228 | Getinge/Castle Inc |  |  | BAA077335 | OPID-(SW)-Southwest Bc-450 (Mp1) | MHHS-Southwest |  | Warming Cabinet |  | 013-38228 | 013-38228 | Southwest | MHHS-Others | OPID-(SW)-Southwest Bc-450 (Mp1) | Breast Center | 4/1/19 |  |  |  | WARMING UNITS, MULTIPURPOSE | Warming Cabinet | WARMINGCABINET-Getinge-5524 | WARMINGCABINET |  |  |  |  | GETINGE | Warming Cabinet |  | WARMINGCABINET-Getinge-5524 |  | 6/29/16 |  |  | Covered PM Repair - Biomedical | MHHS-Southwest | [8 empty] | WARMINGCABINET | Warming Cabinet | GETINGE
NO | YES |  |  |  | 129-05919 | 129-05919 | Getinge/Castle Inc |  |  | URA053821 | SUGAR LAND - RADIOLOGY | MHHS-Sugarland |  | Warming Cabinet |  | 129-05919 | 129-05919 | Sugar Land | In patient imaging | SUGAR LAND - RADIOLOGY | MR |  |  |  |  | WARMING UNITS, MULTIPURPOSE |  | WARMINGCABINET-Getinge-5524 | WARMINGCABINET |  |  |  |  | GETINGE | Warming Cabinet |  | WARMINGCABINET-Getinge-5524 |  |  |  |  | Covered PM Repair - Biomedical | MHHS-Sugarland
NO | YES |  |  |  | 069-28658 |  | Getinge/Castle Inc |  |  | L074625 | TMC-Plaza-Cancer Center (Ste 2900) | MHHS-TMC |  | Warming Cabinet |  | 069-28658 |  | TMC | MHHS-TMC | TMC-Plaza-Cancer Center (Ste 2900) | Infusion nurse station | 3/1/20 |  | 3/1/21 |  | WARMING UNITS, MULTIPURPOSE |  | WARMINGCABINET-Getinge-5524 | WARMINGCABINET |  |  |  |  | GETINGE | Warming Cabinet |  | WARMINGCABINET-Getinge-5524 |  |  |  |  | Covered PM Repair - Biomedical | MHHS-TMC
NO | YES |  |  |  | 069-36041 |  | Getinge/Castle Inc |  |  | URA011049 | TMC-Plaza-Cancer Center (Ste 2900) | MHHS-TMC |  | Warming Cabinet |  | 069-36041 |  | TMC | MHHS-TMC | TMC-Plaza-Cancer Center (Ste 2900) | Nurse station | 2/1/19 |  | 2/1/21 |  | WARMING UNITS, MULTIPURPOSE |  | WARMINGCABINET-Getinge-5524 | WARMINGCABINET |  |  |  |  | GETINGE | Warming Cabinet |  | WARMINGCABINET-Getinge-5524 |  |  |  |  | Covered PM Repair - Biomedical | MHHS-TMC
NO | YES |  |  |  | 069-37824 | 069-37824 | Getinge/Castle Inc |  |  | URA011048 | TMC-Plaza-Cancer Center (Ste 2900) | MHHS-TMC |  | Warming Cabinet |  | 069-37824 | 069-37824 | TMC | MHHS-TMC | TMC-Plaza-Cancer Center (Ste 2900) | Nursing | 3/1/20 |  | 3/1/21 |  | WARMING UNITS, MULTIPURPOSE |  | WARMINGCABINET-Getinge-5524 | WARMINGCABINET |  |  |  |  | GETINGE | Warming Cabinet |  | WARMINGCABINET-Getinge-5524 |  |  |  |  | Covered PM Repair - Biomedical | MHHS-TMC
NO | YES |  |  |  | 029-06176 | 029-06176 | Getinge/Castle Inc |  |  | 09F0188 | Woodlands-ER | MHHS-Woodlands |  | Warming Cabinet |  | 029-06176 | 029-06176 | Woodlands | MHHS-Woodlands | Woodlands-ER | Room3 | 9/1/19 |  | 9/1/20 |  | WARMING UNITS, MULTIPURPOSE | Warming Cabinet | WARMINGCABINET-Getinge-5524 | WARMINGCABINET |  |  |  |  | GETINGE | Warming Cabinet |  | WARMINGCABINET-Getinge-5524 |  |  |  |  | Covered PM Repair - Biomedical | MHHS-Woodlands | [8 empty] | WARMINGCABINET | Warming Cabinet | GETINGE
NO | YES |  |  |  | 029-10352 | 029-10352 | Getinge/Castle Inc |  |  | URA065967 | Woodlands-ER | MHHS-Woodlands |  | Warming Cabinet |  | 029-10352 | 029-10352 | Woodlands | MHHS-Woodlands | Woodlands-ER | Room 4 | 9/1/19 |  | 9/1/20 |  | WARMING UNITS, MULTIPURPOSE | Warming Cabinet | WARMINGCABINET-Getinge-5524 | WARMINGCABINET |  |  |  |  | GETINGE | Warming Cabinet |  | WARMINGCABINET-Getinge-5524 |  |  |  |  | Covered PM Repair - Biomedical | MHHS-Woodlands | [8 empty] | WARMINGCABINET | Warming Cabinet | GETINGE
NO | NO |  |  |  | 009-09236 |  | Getinge/Castle Inc |  |  | UAR050123 | GH - ORTHO JOINT CENTER 4N | MHHS-Greater Heights |  | Warming Cabinet |  | 009-09236 |  | Central & Greater Heights |  | GH - ORTHO JOINT CENTER 4N | [5 empty] | WARMING UNITS, MULTIPURPOSE |  | WARMINGCABINET-Getinge-5524 | WARMINGCABINET |  |  |  |  | GETINGE | Warming Cabinet |  | WARMINGCABINET-Getinge-5524 |  |  |  |  | Covered PM Repair - Biomedical | MHHS-Greater Heights
NO | NO |  |  |  | 583-00505 |  | Getinge/Castle Inc |  |  | URA061357 | OPID - (KY) - KATY REHAB - 585 | MHHS-OPID |  | Warming Cabinet |  | 583-00505 |  | Katy |  | OPID - (KY) - KATY REHAB - 585 | [5 empty] | WARMING UNITS, MULTIPURPOSE |  | WARMINGCABINET-Getinge-5524 | WARMINGCABINET |  |  |  |  | GETINGE | Warming Cabinet |  | WARMINGCABINET-Getinge-5524 |  |  |  |  | Covered PM Repair - Biomedical | MHHS-OPID
NO | NO |  |  |  | 005-05474 |  | Getinge/Castle Inc |  |  | c074267 | SE - CANCER CENTER | MHHS-Southeast |  | Warming Cabinet |  | 005-05474 |  | Southeast & Bay Area |  | SE - CANCER CENTER | [5 empty] | WARMING UNITS, MULTIPURPOSE |  | WARMINGCABINET-Getinge-5524 | WARMINGCABINET |  |  |  |  | GETINGE | Warming Cabinet |  | WARMINGCABINET-Getinge-5524 |  |  |  |  | Covered PM Repair - Biomedical | MHHS-Southeast
NO | NO |  |  |  | 005-11883 |  | Getinge/Castle Inc |  |  | BAA077482 | SE - CANCER CENTER | MHHS-Southeast |  | Warming Cabinet |  | 005-11883 |  | Southeast & Bay Area |  | SE - CANCER CENTER | [5 empty] | WARMING UNITS, MULTIPURPOSE |  | WARMINGCABINET-Getinge-5524 | WARMINGCABINET |  |  |  |  | GETINGE | Warming Cabinet |  | WARMINGCABINET-Getinge-5524 |  |  |  |  | Covered PM Repair - Biomedical | MHHS-Southeast
NO | NO |  |  |  | 005-11158 |  | Getinge/Castle Inc |  |  | BAA068283 | SE - UNIT 1A (OBSERVATION) | MHHS-Southeast |  | Warming Cabinet |  | 005-11158 |  | Southeast & Bay Area |  | SE - UNIT 1A (OBSERVATION) | [5 empty] | WARMING UNITS, MULTIPURPOSE |  | WARMINGCABINET-Getinge-5524 | WARMINGCABINET |  |  |  |  | GETINGE | Warming Cabinet |  | WARMINGCABINET-Getinge-5524 |  |  |  |  | Covered PM Repair - Biomedical | MHHS-Southeast
NO | NO |  |  |  | 005-11159 |  | Getinge/Castle Inc |  |  | BAA068862 | SE - UNIT 1B (MED/SURG) | MHHS-Southeast |  | Warming Cabinet |  | 005-11159 |  | Southeast & Bay Area |  | SE - UNIT 1B (MED/SURG) | [5 empty] | WARMING UNITS, MULTIPURPOSE |  | WARMINGCABINET-Getinge-5524 | WARMINGCABINET |  |  |  |  | GETINGE | Warming Cabinet |  | WARMINGCABINET-Getinge-5524 |  |  |  |  | Covered PM Repair - Biomedical | MHHS-Southeast
NO | NO |  |  |  | 005-11525 |  | Getinge/Castle Inc |  |  | BAA076528 | SE - UNIT 3B (SCU) | MHHS-Southeast |  | Warming Cabinet |  | 005-11525 |  | Southeast & Bay Area |  | SE - UNIT 3B (SCU) | [5 empty] | WARMING UNITS, MULTIPURPOSE |  | WARMINGCABINET-Getinge-5524 | WARMINGCABINET |  |  |  |  | GETINGE | Warming Cabinet |  | WARMINGCABINET-Getinge-5524 |  |  |  |  | Covered PM Repair - Biomedical | MHHS-Southeast
NO | NO |  |  |  | 069-33793 |  | Getinge/Castle Inc |  |  | 10D0664 | TMC - HERMANN - ADULT ER (1HP) | MHHS-TMC |  | Warming Cabinet |  | 069-33793 |  | TMC |  | TMC - HERMANN - ADULT ER (1HP) | [5 empty] | WARMING UNITS, MULTIPURPOSE |  | WARMINGCABINET-Getinge-5524 | WARMINGCABINET |  |  |  |  | GETINGE | Warming Cabinet |  | WARMINGCABINET-Getinge-5524 |  |  |  |  | Covered PM Repair - Biomedical | MHHS-TMC
NO | NO |  |  |  | 069-33794 |  | Getinge/Castle Inc |  |  | 10D0666 | TMC - HERMANN - ADULT ER (1HP) | MHHS-TMC |  | Warming Cabinet |  | 069-33794 |  | TMC |  | TMC - HERMANN - ADULT ER (1HP) | [5 empty] | WARMING UNITS, MULTIPURPOSE |  | WARMINGCABINET-Getinge-5524 | WARMINGCABINET |  |  |  |  | GETINGE | Warming Cabinet |  | WARMINGCABINET-Getinge-5524 |  |  |  |  | Covered PM Repair - Biomedical | MHHS-TMC
NO | NO |  |  |  | 069-33795 |  | Getinge/Castle Inc |  |  | 10D00622 | TMC - HERMANN - ADULT ER (1HP) | MHHS-TMC |  | Warming Cabinet |  | 069-33795 |  | TMC |  | TMC - HERMANN - ADULT ER (1HP) | [5 empty] | WARMING UNITS, MULTIPURPOSE |  | WARMINGCABINET-Getinge-5524 | WARMINGCABINET |  |  |  |  | GETINGE | Warming Cabinet |  | WARMINGCABINET-Getinge-5524 |  |  |  |  | Covered PM Repair - Biomedical | MHHS-TMC
NO | NO |  |  |  | 069-33796 |  | Getinge/Castle Inc |  |  | 10D0665 | TMC - HERMANN - ADULT ER (1HP) | MHHS-TMC |  | Warming Cabinet |  | 069-33796 |  | TMC |  | TMC - HERMANN - ADULT ER (1HP) | [5 empty] | WARMING UNITS, MULTIPURPOSE |  | WARMINGCABINET-Getinge-5524 | WARMINGCABINET |  |  |  |  | GETINGE | Warming Cabinet |  | WARMINGCABINET-Getinge-5524 |  |  |  |  | Covered PM Repair - Biomedical | MHHS-TMC
NO | NO |  |  |  | 069-44409 |  | Getinge/Castle Inc |  |  | BAA081993 | TMC - ROBERTSON - CLIN RESEARCH (3R) | MHHS-TMC |  | Warming Cabinet |  | 069-44409 |  | TMC |  | TMC - ROBERTSON - CLIN RESEARCH (3R) | [5 empty] | WARMING UNITS, MULTIPURPOSE |  | WARMINGCABINET-Getinge-5524 | WARMINGCABINET |  |  |  |  | GETINGE | Warming Cabinet |  | WARMINGCABINET-Getinge-5524 |  |  |  |  | Covered PM Repair - Biomedical | MHHS-TMC
NO | NO |  |  |  | 029-05034 |  | Getinge/Castle Inc |  |  | SW5524L980529 | WOODLANDS - ENDOSCOPY | MHHS-Woodlands |  | Warming Cabinet |  | 029-05034 |  | Woodlands |  | WOODLANDS - ENDOSCOPY | [5 empty] | WARMING UNITS, MULTIPURPOSE |  | WARMINGCABINET-Getinge-5524 | WARMINGCABINET |  |  |  |  | GETINGE | Warming Cabinet |  | WARMINGCABINET-Getinge-5524 |  |  |  |  | Covered PM Repair - Biomedical | MHHS-Woodlands
NO | NO |  |  |  | 029-10255 |  | Getinge/Castle Inc |  |  | URA065968 | WOODLANDS - ER | MHHS-Woodlands |  | Warming Cabinet |  | 029-10255 |  | Woodlands |  | WOODLANDS - ER | [5 empty] | WARMING UNITS, MULTIPURPOSE |  | WARMINGCABINET-Getinge-5524 | WARMINGCABINET |  |  |  |  | GETINGE | Warming Cabinet |  | WARMINGCABINET-Getinge-5524 |  |  |  |  | Covered PM Repair - Biomedical | MHHS-Woodlands
NO | NO |  |  |  | 029-12492 |  | Getinge/Castle Inc |  |  | URA065961 | WOODLANDS - ER | MHHS-Woodlands |  | Warming Cabinet |  | 029-12492 |  | Woodlands |  | WOODLANDS - ER | [5 empty] | WARMING UNITS, MULTIPURPOSE |  | WARMINGCABINET-Getinge-5524 | WARMINGCABINET |  |  |  |  | GETINGE | Warming Cabinet |  | WARMINGCABINET-Getinge-5524 |  |  |  |  | Covered PM Repair - Biomedical | MHHS-Woodlands
NO | YES |  |  |  | 041-04277 | 041-04277 | Getinge/Castle Inc |  |  | WA93124 | MEMORIAL CITY - OUTPATIENT SURGERY RECOVERY | MHHS-Mem City |  | Warming Cabinet |  | 041-04277 | 041-04277 | West | West memorial hospital - memorial herman hospital | MEMORIAL CITY - OUTPATIENT SURGERY RECOVERY | Imaging |  |  |  |  | WARMING UNITS, MULTIPURPOSE |  | WARMINGCABINET-Getinge-5540 | WARMINGCABINET |  |  |  |  | GETINGE | Warming Cabinet |  | WARMINGCABINET-Getinge-5540 |  |  |  |  | Covered PM Repair - Biomedical | MHHS-Mem City
NO | YES |  |  |  |  | 041-01528 | Getinge/Castle Inc |  |  | WF97543 | OPID - (MC) - MEMORIAL CITY - 422 (MP4) | MHHS-OPID |  | Warming Cabinet |  |  | 041-01528 | West & Memorial City | Memorial Hermann- medical plaza 3- | OPID - (MC) - MEMORIAL CITY - 422 (MP4) | CT 1 | 7/1/19 |  | 7/1/20 |  | WARMING UNITS, MULTIPURPOSE |  | WARMINGCABINET-Getinge-5540 | WARMINGCABINET |  |  |  |  | GETINGE | Warming Cabinet |  | WARMINGCABINET-Getinge-5540 |  |  |  |  | Covered PM Repair - Biomedical | MHHS-OPID
NO | YES | [5 empty] | Getinge/Castle Inc |  |  | WK91015 | SW-Nursery | MHHS-Southwest |  | Warming Cabinet |  |  |  | Southwest | MHHS-Southwest | SW-Nursery | Nursery | 2/1/20 |  | 2/1/21 |  | WARMING UNITS, MULTIPURPOSE | Warming Cabinet | WARMINGCABINET-Getinge-5540 | WARMINGCABINET |  |  |  |  | GETINGE | Warming Cabinet |  | WARMINGCABINET-Getinge-5540 |  | 4/11/19 |  |  | Covered PM Repair - Biomedical | MHHS-Southwest | [8 empty] | WARMINGCABINET | Warming Cabinet | GETINGE
NO | YES | [5 empty] | Getinge/Castle Inc |  |  | WE95944 | GH-PACU | MHHS-Greater Heights |  | Warming Cabinet |  |  |  | Central & Greater Heights | MHHS-Greater Heights | GH-PACU |  | 1/1/19 |  |  |  | WARMING UNITS, MULTIPURPOSE | Warming Cabinet | WARMINGCABINET-Getinge-5550 | WARMINGCABINET |  |  |  |  | GETINGE | Warming Cabinet |  | WARMINGCABINET-Getinge-5550 |  | 11/2/17 |  |  | Covered PM Repair - Biomedical | MHHS-Greater Heights | [8 empty] | WARMINGCABINET | Warming Cabinet | GETINGE
NO | YES |  |  |  |  | 142-00989 | Getinge/Castle Inc |  |  | WE97506 | NE-ICU | MHHS-Northeast |  | Warming Cabinet |  |  | 142-00989 | Katy | MHHS-Northeast | NE-ICU |  | 1/1/19 | 1/1/20 |  |  | WARMING UNITS, MULTIPURPOSE | Warming Cabinet | WARMINGCABINET-Getinge-5550 | WARMINGCABINET |  |  |  |  | GETINGE | Warming Cabinet |  | WARMINGCABINET-Getinge-5550 |  |  |  |  | Covered PM Repair - Biomedical | MHHS-Northeast | [8 empty] | WARMINGCABINET | Warming Cabinet | GETINGE
NO | YES |  |  |  | 013-02569 | 013-02569 | Getinge/Castle Inc |  |  | WK94797 | SW-OR | MHHS-Southwest |  | Warming Cabinet |  | 013-02569 | 013-02569 | Southwest | MHHS-Southwest | SW-OR | Endo | 12/1/19 |  | 12/1/20 |  | WARMING UNITS, MULTIPURPOSE | Warming Cabinet | WARMINGCABINET-Getinge-5550 | WARMINGCABINET |  |  |  |  | GETINGE | Warming Cabinet |  | WARMINGCABINET-Getinge-5550 |  |  |  |  | Covered PM Repair - Biomedical | MHHS-Southwest | [8 empty] | WARMINGCABINET | Warming Cabinet | GETINGE
NO | YES | [5 empty] | Getinge/Castle Inc |  |  |  | SW-Endoscopy | MHHS-Southwest |  | Warming Cabinet |  |  |  | Southwest | MHHS-Southwest | SW-Endoscopy | Nurses Station | 12/1/19 |  | 12/1/20 | SN not visible | WARMING UNITS, MULTIPURPOSE | Warming Cabinet | WARMINGCABINET-Getinge-5550 | WARMINGCABINET |  |  |  |  | GETINGE | Warming Cabinet |  | WARMINGCABINET-Getinge-5550 |  |  |  |  | Covered PM Repair - Biomedical | MHHS-Southwest | [8 empty] | WARMINGCABINET | Warming Cabinet | GETINGE
NO | YES |  |  |  |  | 013-05163 | Getinge/Castle Inc |  |  |  | SW-Respiratory | MHHS-Southwest |  | Warming Cabinet |  |  | 013-05163 | Memorial Hermann Hospital - Southwest | MHHS-Southwest | SW-Respiratory | Endoscopy | 8/1/19 |  |  |  | WARMING UNITS, MULTIPURPOSE | Warming Cabinet | WARMINGCABINET-Getinge-5550 | WARMINGCABINET |  |  |  |  | GETINGE | Warming Cabinet |  | WARMINGCABINET-Getinge-5550 |  |  |  |  | Covered PM Repair - Biomedical | MHHS-Southwest | [8 empty] | WARMINGCABINET | Warming Cabinet | GETINGE
NO | YES |  |  |  |  | 013-03333 | Getinge/Castle Inc |  |  | WK94790 | SW-Labor | MHHS-Southwest |  | Warming Cabinet |  |  | 013-03333 | Southwest | MHHS-Southwest | SW-Labor | Recovery |  |  |  |  | WARMING UNITS, MULTIPURPOSE | Warming Cabinet | WARMINGCABINET-Getinge-5550 | WARMINGCABINET |  |  |  |  | GETINGE | Warming Cabinet |  | WARMINGCABINET-Getinge-5550 |  |  |  |  | Covered PM Repair - Radiology, Low End | MHHS-Southwest | [8 empty] | WARMINGCABINET | Warming Cabinet | GETINGE
NO | YES |  |  |  |  | 013-03560 | Getinge/Castle Inc |  |  | WJ9755 | SW-Labor | MHHS-Southwest |  | Warming Cabinet |  |  | 013-03560 | Southwest | MHHS-Southwest | SW-Labor | Clean Utility |  |  |  |  | WARMING UNITS, MULTIPURPOSE | Warming Cabinet | WARMINGCABINET-Getinge-5550 | WARMINGCABINET |  |  |  |  | GETINGE | Warming Cabinet |  | WARMINGCABINET-Getinge-5550 |  | 12/1/11 |  |  | Covered PM Repair - Biomedical | MHHS-Southwest | [8 empty] | WARMINGCABINET | Warming Cabinet | GETINGE
NO | YES |  |  |  | 013-01613 | 013-01613 | Getinge/Castle Inc |  |  | WK94794 | SW-OR | MHHS-Southwest |  | Warming Cabinet |  | 013-01613 | 013-01613 | Southwest | MHHS-Southwest | SW-OR | OR | 10/1/19 |  | 10/1/20 |  | WARMING UNITS, MULTIPURPOSE | Warming Cabinet | WARMINGCABINET-Getinge-5550 | WARMINGCABINET |  |  |  |  | GETINGE | Warming Cabinet |  | WARMINGCABINET-Getinge-5550 |  | 11/17/16 |  |  | Covered PM Repair - Biomedical | MHHS-Southwest | [8 empty] | WARMINGCABINET | Warming Cabinet | GETINGE
NO | YES |  |  |  | 013-01809 | 013-01809 | Getinge/Castle Inc |  |  | WK94798 | SW-OR | MHHS-Southwest |  | Warming Cabinet |  | 013-01809 | 013-01809 | Southwest | MHHS-Southwest | SW-OR | Core A | 8/1/19 |  | 8/1/20 |  | WARMING UNITS, MULTIPURPOSE | Warming Cabinet | WARMINGCABINET-Getinge-5550 | WARMINGCABINET |  |  |  |  | GETINGE | Warming Cabinet |  | WARMINGCABINET-Getinge-5550 |  |  |  |  | Covered PM Repair - Biomedical | MHHS-Southwest | [8 empty] | WARMINGCABINET | Warming Cabinet | GETINGE
NO | NO | [5 empty] | Getinge/Castle Inc |  |  | WK94792 | GH - PREOP | MHHS-Greater Heights |  | Warming Cabinet |  |  |  | Central & Greater Heights |  | GH - PREOP | [5 empty] | WARMING UNITS, MULTIPURPOSE |  | WARMINGCABINET-Getinge-5550 | WARMINGCABINET |  |  |  |  | GETINGE | Warming Cabinet |  | WARMINGCABINET-Getinge-5550 |  |  |  |  | Not Covered Vendor Only - Biomedical | MHHS-Greater Heights
NO | NO | [5 empty] | Getinge/Castle Inc |  |  | WK94796 | SW - ICU - NEURO & STROKE | MHHS-Southwest |  | Warming Cabinet |  |  |  | Southwest |  | SW - ICU - NEURO & STROKE | [5 empty] | WARMING UNITS, MULTIPURPOSE |  | WARMINGCABINET-Getinge-5550 | WARMINGCABINET |  |  |  |  | GETINGE | Warming Cabinet |  | WARMINGCABINET-Getinge-5550 |  |  |  |  | Covered PM Repair - Biomedical | MHHS-Southwest
NO | NO | [5 empty] | Getinge/Castle Inc |  |  |  | SW - PREOP | MHHS-Southwest |  | Warming Cabinet |  |  |  | Southwest |  | SW - PREOP | [5 empty] | WARMING UNITS, MULTIPURPOSE |  | WARMINGCABINET-Getinge-5550 | WARMINGCABINET |  |  |  |  | GETINGE | Warming Cabinet |  | WARMINGCABINET-Getinge-5550 |  |  |  |  | Covered PM Repair - Biomedical | MHHS-Southwest
NO | YES |  |  |  | 133-09818 | 133-09818 | Getinge/Castle Inc |  |  | URA058782 | OPID-(KY)-Katy-445 (Mp1) | MHHS-OPID |  | Warming Cabinet |  | 133-09818 | 133-09818 | Katy | MHHS-Others | OPID-(KY)-Katy-445 (Mp1) |  | 1/1/19 | 1/1/21 |  |  | WARMING UNITS, MULTIPURPOSE | Warming Cabinet | WARMINGCABINET-Getinge-5618 | WARMINGCABINET |  |  |  |  | GETINGE | Warming Cabinet |  | WARMINGCABINET-Getinge-5618 |  | 11/30/17 |  |  | Covered PM Repair - Biomedical | MHHS-OPID | [8 empty] | WARMINGCABINET | Warming Cabinet | GETINGE
NO | YES |  |  |  | 583-00871 | 583-00871 | Getinge/Castle Inc |  |  | URA058781 | OPID-(KY)-Katy-445 (Mp1) | MHHS-OPID |  | Warming Cabinet |  | 583-00871 | 583-00871 | Katy | MHHS-Others | OPID-(KY)-Katy-445 (Mp1) |  | 1/1/19 | 1/1/21 |  |  | WARMING UNITS, MULTIPURPOSE | Warming Cabinet | WARMINGCABINET-Getinge-5618 | WARMINGCABINET |  |  |  |  | GETINGE | Warming Cabinet |  | WARMINGCABINET-Getinge-5618 |  | 11/30/17 |  |  | Covered PM Repair - Biomedical | MHHS-OPID | [8 empty] | WARMINGCABINET | Warming Cabinet | GETINGE
NO | YES |  |  |  | 583-01258 | 583-01258 | Getinge/Castle Inc |  |  | URA053828 | KT CCC-(KY)-Emergency Room | MHHS-OPID |  | Warming Cabinet |  | 583-01258 | 583-01258 | Katy | MHHS-Others | KT CCC-(KY)-Emergency Room | Ultrasound | 7/1/19 | 7/1/20 |  |  | WARMING UNITS, MULTIPURPOSE | Warming Cabinet | WARMINGCABINET-Getinge-5618 | WARMINGCABINET |  |  |  |  | GETINGE | Warming Cabinet |  | WARMINGCABINET-Getinge-5618 |  | 11/30/17 |  |  | Covered PM Repair - Biomedical | MHHS-OPID | [8 empty] | WARMINGCABINET | Warming Cabinet | GETINGE
NO | YES |  |  |  | 005-12425 | 005-12425 | Getinge/Castle Inc |  |  | BAA083162 | OPID - (SE) - LEAGUE CITY CCC - 409 | MHHS-OPID |  | Warming Cabinet |  | 005-12425 | 005-12425 | Southeast | MHHS-Others | OPID - (SE) - LEAGUE CITY CCC - 409 |  | 2/1/19 |  |  |  | WARMING UNITS, MULTIPURPOSE | Warming Cabinet | WARMINGCABINET-Getinge-5618 | WARMINGCABINET |  |  |  |  | GETINGE | Warming Cabinet |  | WARMINGCABINET-Getinge-5618 |  | 11/30/17 |  |  | Covered PM Repair - Biomedical | MHHS-OPID | [8 empty] | WARMINGCABINET | Warming Cabinet | GETINGE
NO | YES |  |  |  | 029-11559 | 029-11559 | Getinge/Castle Inc |  |  | URA059928 | SMR-(WDLS)-Spring CCC | MHHS-OPID |  | Warming Cabinet |  | 029-11559 | 029-11559 | Woodlands | MHHS-Others | SMR-(WDLS)-Spring CCC | Radiology | 11/1/19 |  | 11/1/20 |  | WARMING UNITS, MULTIPURPOSE | Warming Cabinet | WARMINGCABINET-Getinge-5618 | WARMINGCABINET |  |  |  |  | GETINGE | Warming Cabinet |  | WARMINGCABINET-Getinge-5618 |  | 11/30/17 |  |  | Covered PM Repair - Biomedical | MHHS-OPID | [8 empty] | WARMINGCABINET | Warming Cabinet | GETINGE
NO | YES |  |  |  | 583-00962 | 583-00962 | Getinge/Castle Inc |  |  | URA051922 | KT CCC-(KY)-Emergency Room | MHHS-South Katy CCC |  | Warming Cabinet |  | 583-00962 | 583-00962 | Katy | MHHS-Others | KT CCC-(KY)-Emergency Room | Nurses station | 5/1/19 | 5/1/20 |  |  | WARMING UNITS, MULTIPURPOSE | Warming Cabinet | WARMINGCABINET-Getinge-5618 | WARMINGCABINET |  |  |  |  | GETINGE | Warming Cabinet |  | WARMINGCABINET-Getinge-5618 |  | 11/30/17 |  |  | Covered PM Repair - Biomedical | MHHS-South Katy CCC | [8 empty] | WARMINGCABINET | Warming Cabinet | GETINGE
NO | YES |  |  |  | 129-06151 | 129-06151 | Getinge/Castle Inc |  |  | URA054091 | SP CCC - (SL) - EMERGENCY ROOM | MHHS-Sienna Plantation CCC |  | Warming Cabinet |  | 129-06151 | 129-06151 | Sugar Land | MHHS-Others | SP CCC - (SL) - EMERGENCY ROOM | Hall | 5/1/19 | 5/1/20 |  |  | WARMING UNITS, MULTIPURPOSE | Warming Cabinet | WARMINGCABINET-Getinge-5618 | WARMINGCABINET |  |  |  |  | GETINGE | Warming Cabinet |  | WARMINGCABINET-Getinge-5618 |  | 11/30/17 |  |  | Covered PM Repair - Biomedical | MHHS-Sienna Plantation CCC | [8 empty] | WARMINGCABINET | Warming Cabinet | GETINGE
NO | YES |  |  |  | 129-06153 | 129-06153 | Getinge/Castle Inc |  |  | URA054593 | SP CCC - (SL) - EMERGENCY ROOM | MHHS-Sienna Plantation CCC |  | Warming Cabinet |  | 129-06153 | 129-06153 | Sugar Land | MHHS-Others | SP CCC - (SL) - EMERGENCY ROOM | Imaging Hall | 6/1/19 |  |  |  | WARMING UNITS, MULTIPURPOSE | Warming Cabinet | WARMINGCABINET-Getinge-5618 | WARMINGCABINET |  |  |  |  | GETINGE | Warming Cabinet |  | WARMINGCABINET-Getinge-5618 |  | 3/1/14 |  |  | Covered PM Repair - Biomedical | MHHS-Sienna Plantation CCC | [8 empty] | WARMINGCABINET | Warming Cabinet | GETINGE
NO | NO |  |  |  | 041-19198 |  | Getinge/Castle Inc |  |  | URA057248 | OPID - (SE) - VICTORY BREAST CARE (CCC) - 402 | MHHS-OPID |  | Warming Cabinet |  | 041-19198 |  | Southeast & Bay Area |  | OPID - (SE) - VICTORY BREAST CARE (CCC) - 402 | [5 empty] | WARMING UNITS, MULTIPURPOSE |  | WARMINGCABINET-Getinge-5618 | WARMINGCABINET |  |  |  |  | GETINGE | Warming Cabinet |  | WARMINGCABINET-Getinge-5618 |  |  |  |  | Covered PM Repair - Biomedical | MHHS-OPID
NO | NO |  |  |  | 041-19201 |  | Getinge/Castle Inc |  |  | URA059232 | OPID - (SE) - VICTORY BREAST CARE (CCC) - 402 | MHHS-OPID |  | Warming Cabinet |  | 041-19201 |  | Southeast & Bay Area |  | OPID - (SE) - VICTORY BREAST CARE (CCC) - 402 | [5 empty] | WARMING UNITS, MULTIPURPOSE |  | WARMINGCABINET-Getinge-5618 | WARMINGCABINET |  |  |  |  | GETINGE | Warming Cabinet |  | WARMINGCABINET-Getinge-5618 |  |  |  |  | Covered PM Repair - Biomedical | MHHS-OPID
NO | YES |  |  |  | 151-03303 | 151-03303 | Getinge/Castle Inc |  |  | BAA089245 | CY-3 South | MHHS-Cypress |  | Warming Cabinet |  | 151-03303 | 151-03303 | Northwest | MHHS-Cypress | CY-3 South | Equipment room | 7/1/19 | 7/1/20 |  |  | WARMING UNITS, MULTIPURPOSE | Warming Cabinet | WARMINGCABINET-Getinge-5624 | WARMINGCABINET |  |  |  |  | GETINGE | Warming Cabinet |  | WARMINGCABINET-Getinge-5624 |  |  |  |  | Covered PM Repair - Biomedical | MHHS-Cypress | [8 empty] | WARMINGCABINET | Warming Cabinet | GETINGE
NO | YES |  |  |  | 151-01045 | 151-01045 | Getinge/Castle Inc |  |  | BAA072255 | CY-Cardiac Cath Lab | MHHS-Cypress |  | Warming Cabinet |  | 151-01045 | 151-01045 | Northwest | MHHS-Cypress | CY-Cardiac Cath Lab | Cath Lab Hall | 8/1/19 | 8/1/20 |  |  | WARMING UNITS, MULTIPURPOSE | Warming Cabinet | WARMINGCABINET-Getinge-5624 | WARMINGCABINET |  |  |  |  | GETINGE | Warming Cabinet |  | WARMINGCABINET-Getinge-5624 |  | 10/19/11 |  |  | Covered PM Repair - Radiology, Low End | MHHS-Cypress | [8 empty] | WARMINGCABINET | Warming Cabinet | GETINGE
NO | YES |  |  |  | 151-01044 | 151-01044 | Getinge/Castle Inc |  |  | BAA072017 | CY-Cardiopulmonary | MHHS-Cypress |  | Warming Cabinet |  | 151-01044 | 151-01044 | Northwest | MHHS-Cypress | CY-Cardiopulmonary | Echo Lab | 8/1/19 | 8/1/20 |  |  | WARMING UNITS, MULTIPURPOSE | Warming Cabinet | WARMINGCABINET-Getinge-5624 | WARMINGCABINET |  |  |  |  | GETINGE | Warming Cabinet |  | WARMINGCABINET-Getinge-5624 |  |  |  |  | Covered PM Repair - Biomedical | MHHS-Cypress | [8 empty] | WARMINGCABINET | Warming Cabinet | GETINGE
NO | YES |  |  |  | 151-02840 | 151-02840 | Getinge/Castle Inc |  |  | BAA086778 | CY-COU | MHHS-Cypress |  | Warming Cabinet |  | 151-02840 | 151-02840 | Northwest | MHHS-Cypress | CY-COU | COU | 1/1/19 | 1/1/20 |  |  | WARMING UNITS, MULTIPURPOSE | Warming Cabinet | WARMINGCABINET-Getinge-5624 | WARMINGCABINET |  |  |  |  | GETINGE | Warming Cabinet |  | WARMINGCABINET-Getinge-5624 |  | 7/20/20 |  |  | Not Covered Vendor Only - Biomedical | MHHS-Cypress | [8 empty] | WARMINGCABINET | Warming Cabinet | GETINGE
NO | YES |  |  |  | 151-02186 | 151-02186 | Getinge/Castle Inc |  |  | BAA072254 | CY-Endoscopy | MHHS-Cypress |  | Warming Cabinet |  | 151-02186 | 151-02186 | Northwest | MHHS-Cypress | CY-Endoscopy | Hallway | 8/1/19 | 8/1/20 |  |  | WARMING UNITS, MULTIPURPOSE | Warming Cabinet | WARMINGCABINET-Getinge-5624 | WARMINGCABINET |  |  |  |  | GETINGE | Warming Cabinet |  | WARMINGCABINET-Getinge-5624 |  | 4/15/16 |  |  | Covered PM Repair - Biomedical | MHHS-Cypress | [8 empty] | WARMINGCABINET | Warming Cabinet | GETINGE
NO | YES |  |  |  | 151-01261 | 151-01261 | Getinge/Castle Inc |  |  | BAA072025 | CY-ER | MHHS-Cypress |  | Warming Cabinet |  | 151-01261 | 151-01261 | Northwest | MHHS-Cypress | CY-ER | ER hallway | 8/1/19 | 8/1/20 |  |  | WARMING UNITS, MULTIPURPOSE | Warming Cabinet | WARMINGCABINET-Getinge-5624 | WARMINGCABINET |  |  |  |  | GETINGE | Warming Cabinet |  | WARMINGCABINET-Getinge-5624 |  | 4/15/16 |  |  | Covered PM Repair - Biomedical | MHHS-Cypress | [8 empty] | WARMINGCABINET | Warming Cabinet | GETINGE
NO | YES |  |  |  | 151-01262 | 151-01262 | Getinge/Castle Inc |  |  | BAA072257 | CY-ER | MHHS-Cypress |  | Warming Cabinet |  | 151-01262 | 151-01262 | Northwest | MHHS-Cypress | CY-ER | ER | 8/1/19 | 8/1/20 |  |  | WARMING UNITS, MULTIPURPOSE | Warming Cabinet | WARMINGCABINET-Getinge-5624 | WARMINGCABINET |  |  |  |  | GETINGE | Warming Cabinet |  | WARMINGCABINET-Getinge-5624 |  |  |  |  | Covered PM Repair - Biomedical | MHHS-Cypress | [8 empty] | WARMINGCABINET | Warming Cabinet | GETINGE
NO | YES |  |  |  | 151-01263 | 151-01263 | Getinge/Castle Inc |  |  | BAA072258 | CY - IMAGING | MHHS-Cypress |  | Warming Cabinet |  | 151-01263 | 151-01263 | Northwest | Cypress | CY - IMAGING |  | 8/1/19 |  |  |  | WARMING UNITS, MULTIPURPOSE | Warming Cabinet | WARMINGCABINET-Getinge-5624 | WARMINGCABINET |  |  |  |  | GETINGE | Warming Cabinet |  | WARMINGCABINET-Getinge-5624 |  |  |  |  | Covered PM Repair - Biomedical | MHHS-Cypress | [8 empty] | WARMINGCABINET | Warming Cabinet | GETINGE
NO | YES |  |  |  | 151-01054 | 151-01054 | Getinge/Castle Inc |  |  | BAA072023 | CY-Labor & Delivery | MHHS-Cypress |  | Warming Cabinet |  | 151-01054 | 151-01054 | Northwest | MHHS-Cypress | CY-Labor & Delivery |  | 8/1/19 | 8/1/20 |  |  | WARMING UNITS, MULTIPURPOSE | Warming Cabinet | WARMINGCABINET-Getinge-5624 | WARMINGCABINET |  |  |  |  | GETINGE | Warming Cabinet |  | WARMINGCABINET-Getinge-5624 |  |  |  |  | Covered PM Repair - Biomedical | MHHS-Cypress | [8 empty] | WARMINGCABINET | Warming Cabinet | GETINGE
NO | YES |  |  |  | 151-01055 | 151-01055 | Getinge/Castle Inc |  |  | BAA072024 | CY-Labor & Delivery | MHHS-Cypress |  | Warming Cabinet |  | 151-01055 | 151-01055 | Northwest | MHHS-Cypress | CY-Labor & Delivery | Sub Sterile | 8/1/19 | 8/1/20 |  |  | WARMING UNITS, MULTIPURPOSE | Warming Cabinet | WARMINGCABINET-Getinge-5624 | WARMINGCABINET |  |  |  |  | GETINGE | Warming Cabinet |  | WARMINGCABINET-Getinge-5624 |  | 2/16/16 |  |  | Covered PM Repair - Biomedical | MHHS-Cypress | [8 empty] | WARMINGCABINET | Warming Cabinet | GETINGE
NO | YES |  |  |  | 151-01049 | 151-01049 | Getinge/Castle Inc |  |  | BAA072260 | CY-Medsurg | MHHS-Cypress |  | Warming Cabinet |  | 151-01049 | 151-01049 | Northwest | MHHS-Cypress | CY-Medsurg | Clean supply 215 | 8/1/19 | 8/1/20 |  |  | WARMING UNITS, MULTIPURPOSE | Warming Cabinet | WARMINGCABINET-Getinge-5624 | WARMINGCABINET |  |  |  |  | GETINGE | Warming Cabinet |  | WARMINGCABINET-Getinge-5624 |  | 4/1/18 |  |  | Covered PM Repair - Biomedical | MHHS-Cypress | [8 empty] | WARMINGCABINET | Warming Cabinet | GETINGE
NO | YES |  |  |  | 151-01050 | 151-01050 | Getinge/Castle Inc |  |  | BAA072263 | CY-NICU | MHHS-Cypress |  | Warming Cabinet |  | 151-01050 | 151-01050 | Northwest | MHHS-Cypress | CY-NICU | Nicu storage | 8/1/19 | 8/1/20 |  |  | WARMING UNITS, MULTIPURPOSE | Warming Cabinet | WARMINGCABINET-Getinge-5624 | WARMINGCABINET |  |  |  |  | GETINGE | Warming Cabinet |  | WARMINGCABINET-Getinge-5624 |  |  |  |  | Covered PM Repair - Biomedical | MHHS-Cypress | [8 empty] | WARMINGCABINET | Warming Cabinet | GETINGE
NO | YES |  |  |  | 151-01051 | 151-01051 | Getinge/Castle Inc |  |  | BAA072256 | CY-NICU | MHHS-Cypress |  | Warming Cabinet |  | 151-01051 | 151-01051 | Northwest | MHHS-Cypress | CY-NICU | Back hallway NICU | 8/1/19 | 8/1/20 |  |  | WARMING UNITS, MULTIPURPOSE | Warming Cabinet | WARMINGCABINET-Getinge-5624 | WARMINGCABINET |  |  |  |  | GETINGE | Warming Cabinet |  | WARMINGCABINET-Getinge-5624 |  |  |  |  | Covered PM Repair - Biomedical | MHHS-Cypress | [8 empty] | WARMINGCABINET | Warming Cabinet | GETINGE
NO | YES |  |  |  | 151-01052 | 151-01052 | Getinge/Castle Inc |  |  | BAA072020 | CY-Nursery | MHHS-Cypress |  | Warming Cabinet |  | 151-01052 | 151-01052 | Northwest | MHHS-Cypress | CY-Nursery | S5 200 Nursery storage | 8/1/19 | 8/1/20 |  |  | WARMING UNITS, MULTIPURPOSE | Warming Cabinet | WARMINGCABINET-Getinge-5624 | WARMINGCABINET |  |  |  |  | GETINGE | Warming Cabinet |  | WARMINGCABINET-Getinge-5624 |  | 6/2/16 |  |  | Covered PM Repair - Biomedical | MHHS-Cypress | [8 empty] | WARMINGCABINET | Warming Cabinet | GETINGE
NO | YES |  |  |  | 151-01053 | 151-01053 | Getinge/Castle Inc |  |  | BAA072261 | CY-OBED | MHHS-Cypress |  | Warming Cabinet |  | 151-01053 | 151-01053 | Northwest | MHHS-Cypress | CY-OBED | OB ED | 8/1/19 | 8/1/20 |  |  | WARMING UNITS, MULTIPURPOSE | Warming Cabinet | WARMINGCABINET-Getinge-5624 | WARMINGCABINET |  |  |  |  | GETINGE | Warming Cabinet |  | WARMINGCABINET-Getinge-5624 |  | 2/26/19 |  |  | Covered PM Repair - Biomedical | MHHS-Cypress | [8 empty] | WARMINGCABINET | Warming Cabinet | GETINGE
NO | YES |  |  |  | 151-01033 | 151-01033 | Getinge/Castle Inc |  |  | BAA072259 | CY-OR | MHHS-Cypress |  | Warming Cabinet |  | 151-01033 | 151-01033 | Northwest | MHHS-Cypress | CY-OR | Or core | 8/1/19 | 8/1/20 |  |  | WARMING UNITS, MULTIPURPOSE | Warming Cabinet | WARMINGCABINET-Getinge-5624 | WARMINGCABINET |  |  |  |  | GETINGE | Warming Cabinet |  | WARMINGCABINET-Getinge-5624 |  | 2/26/19 |  |  | Covered PM Repair - Biomedical | MHHS-Cypress | [8 empty] | WARMINGCABINET | Warming Cabinet | GETINGE
NO | YES |  |  |  | 151-01034 | 151-01034 | Getinge/Castle Inc |  |  | BAA072253 | CY-OR | MHHS-Cypress |  | Warming Cabinet |  | 151-01034 | 151-01034 | Northwest | MHHS-Cypress | CY-OR | Core | 8/1/19 | 8/1/20 |  |  | WARMING UNITS, MULTIPURPOSE | Warming Cabinet | WARMINGCABINET-Getinge-5624 | WARMINGCABINET |  |  |  |  | GETINGE | Warming Cabinet |  | WARMINGCABINET-Getinge-5624 |  |  |  |  | Covered PM Repair - Biomedical | MHHS-Cypress | [8 empty] | WARMINGCABINET | Warming Cabinet | GETINGE
NO | YES |  |  |  | 151-01035 | 151-01035 | Getinge/Castle Inc |  |  | BAA072021 | CY-OR | MHHS-Cypress |  | Warming Cabinet |  | 151-01035 | 151-01035 | Northwest | MHHS-Cypress | CY-OR | Core | 8/1/19 | 8/1/20 |  |  | WARMING UNITS, MULTIPURPOSE | Warming Cabinet | WARMINGCABINET-Getinge-5624 | WARMINGCABINET |  |  |  |  | GETINGE | Warming Cabinet |  | WARMINGCABINET-Getinge-5624 |  | 10/2/14 |  |  | Covered PM Repair - Biomedical | MHHS-Cypress | [8 empty] | WARMINGCABINET | Warming Cabinet | GETINGE
NO | YES |  |  |  | 151-01046 | 151-01046 | Getinge/Castle Inc |  |  | BAA072262 | CY-PACU | MHHS-Cypress |  | Warming Cabinet |  | 151-01046 | 151-01046 | Northwest | MHHS-Cypress | CY-PACU | Bay 7 | 8/1/19 | 8/1/20 |  |  | WARMING UNITS, MULTIPURPOSE | Warming Cabinet | WARMINGCABINET-Getinge-5624 | WARMINGCABINET |  |  |  |  | GETINGE | Warming Cabinet |  | WARMINGCABINET-Getinge-5624 |  |  |  |  | Covered PM Repair - Biomedical | MHHS-Cypress | [8 empty] | WARMINGCABINET | Warming Cabinet | GETINGE
NO | YES |  |  |  | 151-01048 | 151-01048 | Getinge/Castle Inc |  |  | BAA069960 | CY-Post Partum | MHHS-Cypress |  | Warming Cabinet |  | 151-01048 | 151-01048 | Northwest | MHHS-Cypress | CY-Post Partum | Haywall by Telemetry room post partum | 8/1/19 | 8/1/20 |  |  | WARMING UNITS, MULTIPURPOSE | Warming Cabinet | WARMINGCABINET-Getinge-5624 | WARMINGCABINET |  |  |  |  | GETINGE | Warming Cabinet |  | WARMINGCABINET-Getinge-5624 |  | 2/5/14 |  |  | Covered PM Repair - Biomedical | MHHS-Cypress | [8 empty] | WARMINGCABINET | Warming Cabinet | GETINGE
NO | YES |  |  |  |  | 009-04604 | Getinge/Castle Inc |  |  | A053344 | GH-Cath Lab | MHHS-Greater Heights |  | Warming Cabinet |  |  | 009-04604 | Central | MHHS-Greater Heights | GH-Cath Lab | GH CATH LAB | 4/1/19 |  | 4/1/20 |  | WARMING UNITS, MULTIPURPOSE | Warming Cabinet | WARMINGCABINET-Getinge-5624 | WARMINGCABINET |  |  |  |  | GETINGE | Warming Cabinet |  | WARMINGCABINET-Getinge-5624 |  | 2/20/16 |  |  | Covered PM Repair - Biomedical | MHHS-Greater Heights | [8 empty] | WARMINGCABINET | Warming Cabinet | GETINGE
NO | YES |  |  |  | 009-33482 | 009-33482 | Getinge/Castle Inc |  |  | BAA084760 | GH-Clinical Decision Unit (CDU) | MHHS-Greater Heights |  | Warming Cabinet |  | 009-33482 | 009-33482 | Central | MHHS-Greater Heights | GH-Clinical Decision Unit (CDU) | Hallway | 7/1/19 |  | 7/1/20 |  | WARMING UNITS, MULTIPURPOSE | Warming Cabinet | WARMINGCABINET-Getinge-5624 | WARMINGCABINET |  |  |  |  | GETINGE | Warming Cabinet |  | WARMINGCABINET-Getinge-5624 |  | 2/20/16 |  |  | Covered PM Repair - Biomedical | MHHS-Greater Heights | [8 empty] | WARMINGCABINET | Warming Cabinet | GETINGE
NO | YES | [5 empty] | Getinge/Castle Inc |  |  | L022148 | GH-ER | MHHS-Greater Heights |  | Warming Cabinet |  |  |  | Central | MHHS-Greater Heights | GH-ER | Nurse Station C | 8/1/19 |  | 8/1/20 |  | WARMING UNITS, MULTIPURPOSE | Warming Cabinet | WARMINGCABINET-Getinge-5624 | WARMINGCABINET |  |  |  |  | GETINGE | Warming Cabinet |  | WARMINGCABINET-Getinge-5624 |  |  |  |  | Covered PM Repair - Biomedical | MHHS-Greater Heights | [8 empty] | WARMINGCABINET | Warming Cabinet | GETINGE
NO | YES | [5 empty] | Getinge/Castle Inc |  |  | C032291 | GH-OR | MHHS-Greater Heights |  | Warming Cabinet |  |  |  | Central | MHHS-Greater Heights | GH-OR | Rm 2 | 5/1/19 |  | 5/1/20 |  | WARMING UNITS, MULTIPURPOSE | Warming Cabinet | WARMINGCABINET-Getinge-5624 | WARMINGCABINET |  |  |  |  | GETINGE | Warming Cabinet |  | WARMINGCABINET-Getinge-5624 |  |  |  |  | Covered PM Repair - Biomedical | MHHS-Greater Heights | [8 empty] | WARMINGCABINET | Warming Cabinet | GETINGE
NO | YES |  |  |  | 009-03121 | 009-03121 | Getinge/Castle Inc |  |  | D032320 | GH-Labor & Delivery | MHHS-Greater Heights |  | Warming Cabinet |  | 009-03121 | 009-03121 | Central | MHHS-Greater Heights | GH-Labor & Delivery | Nursery | 5/1/19 |  | 5/1/20 |  | WARMING UNITS, MULTIPURPOSE | Warming Cabinet | WARMINGCABINET-Getinge-5624 | WARMINGCABINET |  |  |  |  | GETINGE | Warming Cabinet |  | WARMINGCABINET-Getinge-5624 |  |  |  |  | Covered PM Repair - Biomedical | MHHS-Greater Heights | [8 empty] | WARMINGCABINET | Warming Cabinet | GETINGE
NO | YES |  |  |  |  | 009-03119 | Getinge/Castle Inc |  |  | D032319 | GH - LABOR | MHHS-Greater Heights |  | Warming Cabinet |  |  | 009-03119 | Central | Greater heights | GH - LABOR | GH - LABOR |  |  |  |  | WARMING UNITS, MULTIPURPOSE |  | WARMINGCABINET-Getinge-5624 | WARMINGCABINET |  |  |  |  | GETINGE | Warming Cabinet |  | WARMINGCABINET-Getinge-5624 |  |  |  |  | Covered PM Repair - Biomedical | MHHS-Greater Heights
NO | YES |  |  |  |  | 009-04823 | Getinge/Castle Inc |  |  | A053343 | GH-OR | MHHS-Greater Heights |  | Warming Cabinet |  |  | 009-04823 | Central | MHHS-Greater Heights | GH-OR | OR | 6/1/19 |  | 6/1/20 |  | WARMING UNITS, MULTIPURPOSE | Warming Cabinet | WARMINGCABINET-Getinge-5624 | WARMINGCABINET |  |  |  |  | GETINGE | Warming Cabinet |  | WARMINGCABINET-Getinge-5624 |  |  |  |  | Covered PM Repair - Biomedical | MHHS-Greater Heights | [8 empty] | WARMINGCABINET | Warming Cabinet | GETINGE
NO | YES |  |  |  |  | 009-03332 | Getinge/Castle Inc |  |  | J032565 | GH-OR | MHHS-Greater Heights |  | Warming Cabinet |  |  | 009-03332 | Central | MHHS-Greater Heights | GH-OR | OR | 6/1/19 |  | 6/1/20 |  | WARMING UNITS, MULTIPURPOSE | Warming Cabinet | WARMINGCABINET-Getinge-5624 | WARMINGCABINET |  |  |  |  | GETINGE | Warming Cabinet |  | WARMINGCABINET-Getinge-5624 |  |  |  |  | Covered PM Repair - Biomedical | MHHS-Greater Heights | [8 empty] | WARMINGCABINET | Warming Cabinet | GETINGE
NO | YES |  |  |  |  | 009-03333 | Getinge/Castle Inc |  |  | J032564 | GH-OR | MHHS-Greater Heights |  | Warming Cabinet |  |  | 009-03333 | Central | MHHS-Greater Heights | GH-OR | GH - OR | 6/1/19 |  | 6/1/20 |  | WARMING UNITS, MULTIPURPOSE | Warming Cabinet | WARMINGCABINET-Getinge-5624 | WARMINGCABINET |  |  |  |  | GETINGE | Warming Cabinet |  | WARMINGCABINET-Getinge-5624 |  |  |  |  | Covered PM Repair - Biomedical | MHHS-Greater Heights | [8 empty] | WARMINGCABINET | Warming Cabinet | GETINGE
NO | YES |  |  |  |  | 009-05881 | Getinge/Castle Inc |  |  | L064138 | GH - RADIOLOGY | MHHS-Greater Heights |  | Warming Cabinet |  |  | 009-05881 | Central | GH- Radiology | GH - RADIOLOGY | GH - RADIOLOGY |  |  |  |  | WARMING UNITS, MULTIPURPOSE |  | WARMINGCABINET-Getinge-5624 | WARMINGCABINET |  |  |  |  | GETINGE | Warming Cabinet |  | WARMINGCABINET-Getinge-5624 |  |  |  |  | Covered PM Repair - Biomedical | MHHS-Greater Heights
NO | YES |  |  |  | 133-05502 | 133-05502 | Getinge/Castle Inc |  |  | SZ5624L0253 | Katy-Postpartum-2W | MHHS-Katy |  | Warming Cabinet |  | 133-05502 | 133-05502 | Katy | MHHS-Katy | Katy-Postpartum-2W | Hallway inL | 8/1/19 | 8/1/20 |  |  | WARMING UNITS, MULTIPURPOSE | Warming Cabinet | WARMINGCABINET-Getinge-5624 | WARMINGCABINET |  |  |  |  | GETINGE | Warming Cabinet |  | WARMINGCABINET-Getinge-5624 |  |  |  |  | Covered PM Repair - Biomedical | MHHS-Katy | [8 empty] | WARMINGCABINET | Warming Cabinet | GETINGE
NO | YES | Serial Number B053423 |  |  |  | 041-08024 | Getinge/Castle Inc |  |  | B053423 | MEMORIAL CITY - CATH LAB | MHHS-Mem City |  | Warming Cabinet |  |  | 041-08024 | West | Heart Vascular Institute Memorial Hermann | MEMORIAL CITY - CATH LAB | E9 315.2 |  |  |  |  | WARMING UNITS, MULTIPURPOSE |  | WARMINGCABINET-Getinge-5624 | WARMINGCABINET |  |  |  |  | GETINGE | Warming Cabinet |  | WARMINGCABINET-Getinge-5624 |  |  |  |  | Covered PM Repair - Biomedical | MHHS-Mem City
NO | YES |  |  |  | 041-14354 | 041-14354 | Getinge/Castle Inc |  |  | m074697 | MEMORIAL CITY - DIGESTIVE DISEASE CENTER | MHHS-Mem City |  | Warming Cabinet |  | 041-14354 | 041-14354 | West | Memorial Hermann Memorial City Medical Center | MEMORIAL CITY - DIGESTIVE DISEASE CENTER | MEMORIAL CITY - DIGESTIVE |  |  |  |  | WARMING UNITS, MULTIPURPOSE |  | WARMINGCABINET-Getinge-5624 | WARMINGCABINET |  |  |  |  | GETINGE | Warming Cabinet |  | WARMINGCABINET-Getinge-5624 |  |  |  |  | Covered PM Repair - Biomedical | MHHS-Mem City
NO | YES |  |  |  |  | 041-07496 | Getinge/Castle Inc |  |  | A032213 | MEMORIAL CITY - ER | MHHS-Mem City |  | Warming Cabinet |  |  | 041-07496 | West | Memorial Hermann Memorial City ER | MEMORIAL CITY - ER | ER near EMS breakroom |  |  |  |  | WARMING UNITS, MULTIPURPOSE |  | WARMINGCABINET-Getinge-5624 | WARMINGCABINET |  |  |  |  | GETINGE | Warming Cabinet |  | WARMINGCABINET-Getinge-5624 |  |  |  |  | Covered PM Repair - Biomedical | MHHS-Mem City
NO | YES |  |  |  | 041-14407 | 041-14407 | Getinge/Castle Inc |  |  | 08G0360 | Memorial City-Labor & Delivery | MHHS-Mem City |  | Warming Cabinet |  | 041-14407 | 041-14407 | West | MHHS-Mem City | Memorial City-Labor & Delivery | L | 4/1/20 |  | 4/1/21 |  | WARMING UNITS, MULTIPURPOSE |  | WARMINGCABINET-Getinge-5624 | WARMINGCABINET |  |  |  |  | GETINGE | Warming Cabinet |  | WARMINGCABINET-Getinge-5624 |  |  |  |  | Covered PM Repair - Biomedical | MHHS-Mem City
NO | YES |  |  |  | 041-14412 | 041-14412 | Getinge/Castle Inc |  |  | L074667 | Memorial City-Labor & Delivery | MHHS-Mem City |  | Warming Cabinet |  | 041-14412 | 041-14412 | West | MHHS-Mem City | Memorial City-Labor & Delivery | OR 1 | 4/1/19 |  | 4/1/20 |  | WARMING UNITS, MULTIPURPOSE |  | WARMINGCABINET-Getinge-5624 | WARMINGCABINET |  |  |  |  | GETINGE | Warming Cabinet |  | WARMINGCABINET-Getinge-5624 |  |  |  |  | Covered PM Repair - Biomedical | MHHS-Mem City
NO | YES |  |  |  | 041-14429 | 041-14429 | Getinge/Castle Inc |  |  | M074696 | Memorial City-Labor & Delivery | MHHS-Mem City |  | Warming Cabinet |  | 041-14429 | 041-14429 | West | MHHS-Mem City | Memorial City-Labor & Delivery | Clean Utility | 4/1/20 |  | 4/1/21 |  | WARMING UNITS, MULTIPURPOSE |  | WARMINGCABINET-Getinge-5624 | WARMINGCABINET |  |  |  |  | GETINGE | Warming Cabinet |  | WARMINGCABINET-Getinge-5624 |  |  |  |  | Covered PM Repair - Biomedical | MHHS-Mem City
NO | YES |  |  |  | 041-21028 | 041-21028 | Getinge/Castle Inc |  |  | BAA077088 | Memorial City-Labor & Delivery | MHHS-Mem City |  | Warming Cabinet |  | 041-21028 | 041-21028 | West | MHHS-Mem City | Memorial City-Labor & Delivery | OR 4 | 8/1/19 |  | 8/1/20 |  | WARMING UNITS, MULTIPURPOSE |  | WARMINGCABINET-Getinge-5624 | WARMINGCABINET |  |  |  |  | GETINGE | Warming Cabinet |  | WARMINGCABINET-Getinge-5624 |  | 3/3/15 |  |  | Covered PM Repair - Biomedical | MHHS-Mem City
NO | YES |  |  |  |  | 041-14355 | Getinge/Castle Inc |  |  | M1074700 | Memorial City - General Medicine | MHHS-Mem City |  | Warming Cabinet |  |  | 041-14355 | West | Memorial City - Memorial Hermann Hospital | Memorial City - General Medicine | MH6 300.1 |  |  |  |  | WARMING UNITS, MULTIPURPOSE |  | WARMINGCABINET-Getinge-5624 | WARMINGCABINET |  |  |  |  | GETINGE | Warming Cabinet |  | WARMINGCABINET-Getinge-5624 |  |  |  |  | Covered PM Repair - Biomedical | MHHS-Mem City
NO | YES |  |  |  | 041-04767 | 041-04767 | Getinge/Castle Inc |  |  | A032209 | MEMORIAL CITY - MOR | MHHS-Mem City |  | Warming Cabinet |  | 041-04767 | 041-04767 | West | Memorial City - Memorial Hermann Hospital | MEMORIAL CITY - MOR | Sterile Core |  |  |  |  | WARMING UNITS, MULTIPURPOSE |  | WARMINGCABINET-Getinge-5624 | WARMINGCABINET |  |  |  |  | GETINGE | Warming Cabinet |  | WARMINGCABINET-Getinge-5624 |  |  |  |  | Covered PM Repair - Biomedical | MHHS-Mem City
NO | YES |  |  |  | 041-04939 | 041-04939 | Getinge/Castle Inc |  |  | A032205 | MEMORIAL CITY - MOR | MHHS-Mem City |  | Warming Cabinet |  | 041-04939 | 041-04939 | West | Memorial City - Memorial Hermann Hospital | MEMORIAL CITY - MOR | Sterile Core |  |  |  |  | WARMING UNITS, MULTIPURPOSE |  | WARMINGCABINET-Getinge-5624 | WARMINGCABINET |  |  |  |  | GETINGE | Warming Cabinet |  | WARMINGCABINET-Getinge-5624 |  |  |  |  | Not Covered Vendor Only - Biomedical | MHHS-Mem City
NO | YES |  |  |  | 041-04942 | 041-04942 | Getinge/Castle Inc |  |  | A032210 | MEMORIAL CITY - MOR | MHHS-Mem City |  | Warming Cabinet |  | 041-04942 | 041-04942 | West | Memorial City - Memorial Hermann Hospital | MEMORIAL CITY - MOR | Sterile Core |  |  |  |  | WARMING UNITS, MULTIPURPOSE |  | WARMINGCABINET-Getinge-5624 | WARMINGCABINET |  |  |  |  | GETINGE | Warming Cabinet |  | WARMINGCABINET-Getinge-5624 |  |  |  |  | Not Covered Vendor Only - Biomedical | MHHS-Mem City
NO | YES |  |  |  |  | 041-04941 | Getinge/Castle Inc |  |  | A032208 | MEMORIAL CITY - MOR | MHHS-Mem City |  | Warming Cabinet |  |  | 041-04941 | West | Memorial City - Memorial Hermann Hospital | MEMORIAL CITY - MOR | Sterile Core |  |  |  |  | WARMING UNITS, MULTIPURPOSE |  | WARMINGCABINET-Getinge-5624 | WARMINGCABINET |  |  |  |  | GETINGE | Warming Cabinet |  | WARMINGCABINET-Getinge-5624 |  |  |  |  | Not Covered Vendor Only - Biomedical | MHHS-Mem City
NO | YES |  |  |  | 041-06853 | 041-06853 | Getinge/Castle Inc |  |  | A032211 | MEMORIAL CITY - MOR RECOVERY | MHHS-Mem City |  | Warming Cabinet |  | 041-06853 | 041-06853 | West | Memorial Hermann Memorial City Medical Center | MEMORIAL CITY - MOR RECOVERY | MEMORIAL CITY - MOR RECOVER |  |  |  |  | WARMING UNITS, MULTIPURPOSE |  | WARMINGCABINET-Getinge-5624 | WARMINGCABINET |  |  |  |  | GETINGE | Warming Cabinet |  | WARMINGCABINET-Getinge-5624 |  |  |  |  | Not Covered Vendor Only - Biomedical | MHHS-Mem City
NO | YES |  |  |  | 041-06854 | 041-06854 | Getinge/Castle Inc |  |  | A032207 | MEMORIAL CITY - OUTPATIENT SURGERY | MHHS-Mem City |  | Warming Cabinet |  | 041-06854 | 041-06854 | West | Memorial City - Memorial Hermann Hospital West Tower | MEMORIAL CITY - OUTPATIENT SURGERY | Hallway |  |  |  |  | WARMING UNITS, MULTIPURPOSE |  | WARMINGCABINET-Getinge-5624 | WARMINGCABINET |  |  |  |  | GETINGE | Warming Cabinet |  | WARMINGCABINET-Getinge-5624 |  |  |  |  | Covered PM Repair - Biomedical | MHHS-Mem City
NO | YES | Asset Tag 041-19304 |  |  | 041-19304 | 041-19304 | Getinge/Castle Inc |  |  | J022040 | (null) | MHHS-Mem City |  | Warming Cabinet |  | 041-19304 | 041-19304 | (null) | (null) | (null) | (null) | (null) |  | (null) | (null) | WARMING UNITS, MULTIPURPOSE |  | WARMINGCABINET-Getinge-5624 | WARMINGCABINET |  |  |  |  | GETINGE | Warming Cabinet |  | WARMINGCABINET-Getinge-5624 |  |  |  |  | Covered PM Repair - Biomedical | MHHS-Mem City
NO | YES |  |  |  | 041-14091 | 041-14091 | Getinge/Castle Inc |  |  | M074689 | Memorial City-Postpartum | MHHS-Mem City |  | Warming Cabinet |  | 041-14091 | 041-14091 | West | MHHS-Mem City | Memorial City-Postpartum | Clean Utility |  |  |  |  | WARMING UNITS, MULTIPURPOSE |  | WARMINGCABINET-Getinge-5624 | WARMINGCABINET |  |  |  |  | GETINGE | Warming Cabinet |  | WARMINGCABINET-Getinge-5624 |  | 3/1/13 |  |  | Covered PM Repair - Biomedical | MHHS-Mem City
NO | YES |  |  |  | 041-14031 | 041-14031 | Getinge/Castle Inc |  |  | M074699 | Memorial City-Postpartum-Nursery | MHHS-Mem City |  | Warming Cabinet |  | 041-14031 | 041-14031 | West | MHHS-Mem City | Memorial City-Postpartum-Nursery |  | 4/1/19 |  |  |  | WARMING UNITS, MULTIPURPOSE |  | WARMINGCABINET-Getinge-5624 | WARMINGCABINET |  |  |  |  | GETINGE | Warming Cabinet |  | WARMINGCABINET-Getinge-5624 |  | 12/19/14 |  |  | Covered PM Repair - Biomedical | MHHS-Mem City
NO | YES |  |  |  | 142-07851 | 142-07851 | Getinge/Castle Inc |  |  | BAA085730 | NE-2 West Tower | MHHS-Northeast |  | Warming Cabinet |  | 142-07851 | 142-07851 | Katy | MHHS-Northeast | NE-2 West Tower | 2 West | 10/1/19 | 10/1/20 |  |  | WARMING UNITS, MULTIPURPOSE | Warming Cabinet | WARMINGCABINET-Getinge-5624 | WARMINGCABINET |  |  |  |  | GETINGE | Warming Cabinet |  | WARMINGCABINET-Getinge-5624 |  |  |  |  | Covered PM Repair - Biomedical | MHHS-Northeast | [8 empty] | WARMINGCABINET | Warming Cabinet | GETINGE
NO | YES |  |  |  | 142-07866 | 142-07866 | Getinge/Castle Inc |  |  | BAA085728 | NE-2 West Tower | MHHS-Northeast |  | Warming Cabinet |  | 142-07866 | 142-07866 | Katy | MHHS-Northeast | NE-2 West Tower | 2 West | 10/1/19 | 10/1/20 |  |  | WARMING UNITS, MULTIPURPOSE | Warming Cabinet | WARMINGCABINET-Getinge-5624 | WARMINGCABINET |  |  |  |  | GETINGE | Warming Cabinet |  | WARMINGCABINET-Getinge-5624 |  | 1/25/18 |  |  | Covered PM Repair - Biomedical | MHHS-Northeast | [8 empty] | WARMINGCABINET | Warming Cabinet | GETINGE
NO | YES |  |  |  | 142-07909 | 142-07909 | Getinge/Castle Inc |  |  | BAA085733 | NE-3 West Tower | MHHS-Northeast |  | Warming Cabinet |  | 142-07909 | 142-07909 | Katy | MHHS-Northeast | NE-3 West Tower |  | 10/1/19 | 10/1/20 |  |  | WARMING UNITS, MULTIPURPOSE | Warming Cabinet | WARMINGCABINET-Getinge-5624 | WARMINGCABINET |  |  |  |  | GETINGE | Warming Cabinet |  | WARMINGCABINET-Getinge-5624 |  |  |  |  | Covered PM Repair - Biomedical | MHHS-Northeast | [8 empty] | WARMINGCABINET | Warming Cabinet | GETINGE
NO | YES |  |  |  | 142-07936 | 142-07936 | Getinge/Castle Inc |  |  | BAA085729 | NE-3 West Tower | MHHS-Northeast |  | Warming Cabinet |  | 142-07936 | 142-07936 | Katy | MHHS-Northeast | NE-3 West Tower | 3 West | 10/1/19 | 10/1/20 |  |  | WARMING UNITS, MULTIPURPOSE | Warming Cabinet | WARMINGCABINET-Getinge-5624 | WARMINGCABINET |  |  |  |  | GETINGE | Warming Cabinet |  | WARMINGCABINET-Getinge-5624 |  | 9/18/20 |  |  | Not Covered Vendor Only - Biomedical | MHHS-Northeast | [8 empty] | WARMINGCABINET | Warming Cabinet | GETINGE
NO | YES |  |  |  | 142-07956 | 142-07956 | Getinge/Castle Inc |  |  | BAA085732 | NE-4 West Tower | MHHS-Northeast |  | Warming Cabinet |  | 142-07956 | 142-07956 | Katy | MHHS-Northeast | NE-4 West Tower | 4 West | 10/1/19 | 10/1/20 |  |  | WARMING UNITS, MULTIPURPOSE | Warming Cabinet | WARMINGCABINET-Getinge-5624 | WARMINGCABINET |  |  |  |  | GETINGE | Warming Cabinet |  | WARMINGCABINET-Getinge-5624 |  | 9/18/20 |  |  | Not Covered Vendor Only - Biomedical | MHHS-Northeast | [8 empty] | WARMINGCABINET | Warming Cabinet | GETINGE
NO | YES |  |  |  | 142-07973 | 142-07973 | Getinge/Castle Inc |  |  | BAA085731 | NE-4 West Tower | MHHS-Northeast |  | Warming Cabinet |  | 142-07973 | 142-07973 | Katy | MHHS-Northeast | NE-4 West Tower | 4 West | 10/1/19 | 10/1/20 |  |  | WARMING UNITS, MULTIPURPOSE | Warming Cabinet | WARMINGCABINET-Getinge-5624 | WARMINGCABINET |  |  |  |  | GETINGE | Warming Cabinet |  | WARMINGCABINET-Getinge-5624 |  | 1/23/15 |  |  | Covered PM Repair - Biomedical | MHHS-Northeast | [8 empty] | WARMINGCABINET | Warming Cabinet | GETINGE
NO | YES |  |  |  | 142-06638 | 142-06638 | Getinge/Castle Inc |  |  | URA059941 | NE-Clinical Decision Unit | MHHS-Northeast |  | Warming Cabinet |  | 142-06638 | 142-06638 | Katy | MHHS-Northeast | NE-Clinical Decision Unit | Nurses Station |  |  |  |  | WARMING UNITS, MULTIPURPOSE | Warming Cabinet | WARMINGCABINET-Getinge-5624 | WARMINGCABINET |  |  |  |  | GETINGE | Warming Cabinet |  | WARMINGCABINET-Getinge-5624 |  |  |  |  | Covered PM Repair - Biomedical | MHHS-Northeast | [8 empty] | WARMINGCABINET | Warming Cabinet | GETINGE
NO | YES |  |  |  |  | 142-00563 | Getinge/Castle Inc |  |  | B042833 | NE-Endoscopy | MHHS-Northeast |  | Warming Cabinet |  |  | 142-00563 | Katy | MHHS-Northeast | NE-Endoscopy | Procedure 3 | 4/1/19 | 4/1/20 |  |  | WARMING UNITS, MULTIPURPOSE | Warming Cabinet | WARMINGCABINET-Getinge-5624 | WARMINGCABINET |  |  |  |  | GETINGE | Warming Cabinet |  | WARMINGCABINET-Getinge-5624 |  | 11/25/14 |  |  | Covered PM Repair - Biomedical | MHHS-Northeast | [8 empty] | WARMINGCABINET | Warming Cabinet | GETINGE
NO | YES | [5 empty] | Getinge/Castle Inc |  |  | URA054610 | NE-OR | MHHS-Northeast |  | Warming Cabinet |  |  |  | Katy | MHHS-Northeast | NE-OR |  | 1/1/19 | 1/1/20 |  |  | WARMING UNITS, MULTIPURPOSE | Warming Cabinet | WARMINGCABINET-Getinge-5624 | WARMINGCABINET |  |  |  |  | GETINGE | Warming Cabinet |  | WARMINGCABINET-Getinge-5624 |  | 4/4/14 |  |  | Covered PM Repair - Biomedical | MHHS-Northeast | [8 empty] | WARMINGCABINET | Warming Cabinet | GETINGE
NO | YES | [5 empty] | Getinge/Castle Inc |  |  | URA059931 | NE-OR Holding | MHHS-Northeast |  | Warming Cabinet |  |  |  | Katy | MHHS-Northeast | NE-OR Holding | OR HOLDING | 8/1/19 | 8/1/20 |  | No pm | WARMING UNITS, MULTIPURPOSE | Warming Cabinet | WARMINGCABINET-Getinge-5624 | WARMINGCABINET |  |  |  |  | GETINGE | Warming Cabinet |  | WARMINGCABINET-Getinge-5624 |  |  |  |  | Covered PM Repair - Biomedical | MHHS-Northeast | [8 empty] | WARMINGCABINET | Warming Cabinet | GETINGE
NO | YES |  |  |  |  | 099-01143 | Getinge/Castle Inc |  |  | a053345. | NE-Radiology | MHHS-Northeast |  | Warming Cabinet |  |  | 099-01143 | Katy | MHHS-Northeast | NE-Radiology | X-Ray Storage |  | 10/1/20 |  |  | WARMING UNITS, MULTIPURPOSE | Warming Cabinet | WARMINGCABINET-Getinge-5624 | WARMINGCABINET |  |  |  |  | GETINGE | Warming Cabinet |  | WARMINGCABINET-Getinge-5624 |  | 10/20/20 |  |  | Not Covered Vendor Only - Biomedical | MHHS-Northeast | [8 empty] | WARMINGCABINET | Warming Cabinet | GETINGE
NO | YES |  |  |  | 929-00798 | 929-00798 | Getinge/Castle Inc |  |  | SZ5824XAR | OPID-(NE)-Summer Creek CCC-444 | MHHS-OPID |  | Warming Cabinet |  | 929-00798 | 929-00798 | Katy | MHHS-Others | OPID-(NE)-Summer Creek CCC-444 | Xray Room | 7/1/19 | 7/1/20 |  |  | WARMING UNITS, MULTIPURPOSE | Warming Cabinet | WARMINGCABINET-Getinge-5624 | WARMINGCABINET |  |  |  |  | GETINGE | Warming Cabinet |  | WARMINGCABINET-Getinge-5624 |  |  |  |  | Covered PM Repair - Biomedical | MHHS-OPID | [8 empty] | WARMINGCABINET | Warming Cabinet | GETINGE
NO | YES |  |  |  | 129-07311 | 129-07311 | Getinge/Castle Inc |  |  | BAA069581 | OPID - (SL) - SUGAR LAND - 449 (MP1) | MHHS-OPID |  | Warming Cabinet |  | 129-07311 | 129-07311 | Sugar Land | MD Anderson Breast Care with Memorial Hermann - Sugar Land (#120) | OPID - (SL) - SUGAR LAND - 449 (MP1) | Hall | 5/1/19 |  | 5/1/20 |  | WARMING UNITS, MULTIPURPOSE | Warming Cabinet | WARMINGCABINET-Getinge-5624 | WARMINGCABINET |  |  |  |  | GETINGE | Warming Cabinet |  | WARMINGCABINET-Getinge-5624 |  |  |  |  | Covered PM Repair - Biomedical | MHHS-OPID | [8 empty] | WARMINGCABINET | Warming Cabinet | GETINGE
NO | YES |  |  |  | 013-13387 | 013-13387 | Getinge/Castle Inc |  |  | B063841 | MH MG-(SW)-SW Medical Plaza 4 (Mp4) | MHHS-OPID |  | Warming Cabinet |  | 013-13387 | 013-13387 | Southwest | MHHS-MG | MH MG-(SW)-SW Medical Plaza 4 (Mp4) | Suite 150 | 7/1/19 |  | 7/1/20 |  | WARMING UNITS, MULTIPURPOSE | Warming Cabinet | WARMINGCABINET-Getinge-5624 | WARMINGCABINET |  |  |  |  | GETINGE | Warming Cabinet |  | WARMINGCABINET-Getinge-5624 |  |  |  |  | Covered PM Repair - Biomedical | MHHS-OPID | [8 empty] | WARMINGCABINET | Warming Cabinet | GETINGE
NO | YES |  |  |  | 069-33180 | 069-33180 | Getinge/Castle Inc |  |  | K064093 | OPID - (TMC) - BREAST CARE CENTER [MHMP-STE1600] - 453 | MHHS-OPID |  | Warming Cabinet |  | 069-33180 | 069-33180 | TMC | Memorial Hermann-Texas Medical Center | OPID - (TMC) - BREAST CARE CENTER [MHMP-STE1600] - 453 | OPID - (TMC) - BREAST CARE | 1/1/19 |  | 1/1/20 |  | WARMING UNITS, MULTIPURPOSE | Warming Cabinet | WARMINGCABINET-Getinge-5624 | WARMINGCABINET |  |  |  |  | GETINGE | Warming Cabinet |  | WARMINGCABINET-Getinge-5624 |  | 3/16/17 |  |  | Covered PM Repair - Biomedical | MHHS-OPID | [8 empty] | WARMINGCABINET | Warming Cabinet | GETINGE
NO | YES |  |  |  | 005-05131 | 005-05131 | Getinge/Castle Inc |  |  | H043142 | SE-Esophageal Disease Center | MHHS-Southeast |  | Warming Cabinet |  | 005-05131 | 005-05131 | Southeast | MHHS-Southeast | SE-Esophageal Disease Center | Hall way | 2/1/20 |  | 2/1/21 |  | WARMING UNITS, MULTIPURPOSE |  | WARMINGCABINET-Getinge-5624 | WARMINGCABINET |  |  |  |  | GETINGE | Warming Cabinet |  | WARMINGCABINET-Getinge-5624 |  |  |  |  | Covered PM Repair - Biomedical | MHHS-Southeast
NO | YES |  |  |  | 005-12200 | 005-12200 | Getinge/Castle Inc |  |  | BAA086809 | SE-Labor & Delivery | MHHS-Southeast |  | Warming Cabinet |  | 005-12200 | 005-12200 | Southeast | MHHS-Southeast | SE-Labor & Delivery | Sub sterile | 10/1/19 |  | 10/1/20 |  | WARMING UNITS, MULTIPURPOSE |  | WARMINGCABINET-Getinge-5624 | WARMINGCABINET |  |  |  |  | GETINGE | Warming Cabinet |  | WARMINGCABINET-Getinge-5624 |  | 1/6/18 |  |  | Covered PM Repair - Biomedical | MHHS-Southeast
NO | YES |  |  |  | 005-09376 | 005-09376 | Getinge/Castle Inc |  |  | URA012937 | SE-OR | MHHS-Southeast |  | Warming Cabinet |  | 005-09376 | 005-09376 | Southeast | MHHS-Southeast | SE-OR | OR corridor |  |  |  |  | WARMING UNITS, MULTIPURPOSE |  | WARMINGCABINET-Getinge-5624 | WARMINGCABINET |  |  |  |  | GETINGE | Warming Cabinet |  | WARMINGCABINET-Getinge-5624 |  | 12/31/16 |  |  | Covered PM Repair - Biomedical | MHHS-Southeast
NO | YES | Asset Tag 005-12227 |  |  | 005-12227 | 005-12227 | Getinge/Castle Inc |  |  | BAA086779 | SE-OR | MHHS-Southeast |  | Warming Cabinet |  | 005-12227 | 005-12227 | Southeast | MHHS-Southeast | SE-OR | Room 12 | 1/1/20 |  | 1/1/21 |  | WARMING UNITS, MULTIPURPOSE |  | WARMINGCABINET-Getinge-5624 | WARMINGCABINET |  |  |  |  | GETINGE | Warming Cabinet |  | WARMINGCABINET-Getinge-5624 |  |  |  |  | Covered PM Repair - Biomedical | MHHS-Southeast
NO | YES |  |  |  | 005-04079 | 005-04079 | Getinge/Castle Inc |  |  | F043100 | SE-OR-PACU | MHHS-Southeast |  | Warming Cabinet |  | 005-04079 | 005-04079 | Southeast | MHHS-Southeast | SE-OR-PACU | SE - PR - PACU | 11/1/19 |  | 11/1/20 |  | WARMING UNITS, MULTIPURPOSE |  | WARMINGCABINET-Getinge-5624 | WARMINGCABINET |  |  |  |  | GETINGE | Warming Cabinet |  | WARMINGCABINET-Getinge-5624 |  | 4/15/20 |  |  | Not Covered Vendor Only - Biomedical | MHHS-Southeast
NO | YES | Asset Tag 005-08798 |  |  | 005-08798 | 005-08798 | Getinge/Castle Inc |  |  | f043101 | SE-OR | MHHS-Southeast |  | Warming Cabinet |  | 005-08798 | 005-08798 | Southeast | MHHS-Southeast | SE-OR | Storage | 4/1/19 |  | 4/1/20 |  | WARMING UNITS, MULTIPURPOSE |  | WARMINGCABINET-Getinge-5624 | WARMINGCABINET |  |  |  |  | GETINGE | Warming Cabinet |  | WARMINGCABINET-Getinge-5624 |  | 9/30/19 |  |  | Not Covered Vendor Only - Biomedical | MHHS-Southeast
NO | YES |  |  |  | 013-36959 | 013-36959 | Getinge/Castle Inc |  |  | URA056765 | SW-ER | MHHS-Southwest |  | Warming Cabinet |  | 013-36959 | 013-36959 | Southwest | MHHS-Southwest | SW-ER | Nurses Station |  |  |  |  | WARMING UNITS, MULTIPURPOSE | Warming Cabinet | WARMINGCABINET-Getinge-5624 | WARMINGCABINET |  |  |  |  | GETINGE | Warming Cabinet |  | WARMINGCABINET-Getinge-5624 |  |  |  |  | Covered PM Repair - Biomedical | MHHS-Southwest | [8 empty] | WARMINGCABINET | Warming Cabinet | GETINGE
NO | YES |  |  |  | 013-36960 | 013-36960 | Getinge/Castle Inc |  |  | URA056764 | SW-ER | MHHS-Southwest |  | Warming Cabinet |  | 013-36960 | 013-36960 | Southwest | MHHS-Southwest | SW-ER | EMS Trauma Hallway |  |  |  |  | WARMING UNITS, MULTIPURPOSE | Warming Cabinet | WARMINGCABINET-Getinge-5624 | WARMINGCABINET |  |  |  |  | GETINGE | Warming Cabinet |  | WARMINGCABINET-Getinge-5624 |  | 1/25/18 |  |  | Covered PM Repair - Biomedical | MHHS-Southwest | [8 empty] | WARMINGCABINET | Warming Cabinet | GETINGE
NO | YES |  |  |  | 013-38174 | 013-38174 | Getinge/Castle Inc |  |  | URA060355 | SW-ER | MHHS-Southwest |  | Warming Cabinet |  | 013-38174 | 013-38174 | Southwest | MHHS-Southwest | SW-ER | Pod c |  |  |  |  | WARMING UNITS, MULTIPURPOSE | Warming Cabinet | WARMINGCABINET-Getinge-5624 | WARMINGCABINET |  |  |  |  | GETINGE | Warming Cabinet |  | WARMINGCABINET-Getinge-5624 |  | 8/2/20 |  |  | Not Covered Vendor Only - Biomedical | MHHS-Southwest | [8 empty] | WARMINGCABINET | Warming Cabinet | GETINGE
NO | YES | [5 empty] | Getinge/Castle Inc |  |  | h064060 | Stress Lab | MHHS-Southwest |  | Warming Cabinet |  |  |  | Southwest | Memorial Hermann Southwest Hospital | Stress Lab | Stress Lab | 12/1/19 |  |  |  | WARMING UNITS, MULTIPURPOSE | Warming Cabinet | WARMINGCABINET-Getinge-5624 | WARMINGCABINET |  |  |  |  | GETINGE | Warming Cabinet |  | WARMINGCABINET-Getinge-5624 |  | 9/18/20 |  |  | Not Covered Vendor Only - Biomedical | MHHS-Southwest | [8 empty] | WARMINGCABINET | Warming Cabinet | GETINGE
NO | YES | [5 empty] | Getinge/Castle Inc |  |  | h064062 | SW-HVI-CV ICU | MHHS-Southwest |  | Warming Cabinet |  |  |  | Southwest | MHHS-Southwest | SW-HVI-CV ICU | CVICU | 12/1/18 |  |  |  | WARMING UNITS, MULTIPURPOSE | Warming Cabinet | WARMINGCABINET-Getinge-5624 | WARMINGCABINET |  |  |  |  | GETINGE | Warming Cabinet |  | WARMINGCABINET-Getinge-5624 |  | 7/1/16 |  |  | Covered PM Repair - Biomedical | MHHS-Southwest | [8 empty] | WARMINGCABINET | Warming Cabinet | GETINGE
NO | YES |  |  |  |  | 013-14902 | Getinge/Castle Inc |  |  |  | SW-Cath Lab | MHHS-Southwest |  | Warming Cabinet |  |  | 013-14902 | Southwest | MHHS-Southwest | SW-Cath Lab | Cath Lab | 7/1/19 |  |  |  | WARMING UNITS, MULTIPURPOSE | Warming Cabinet | WARMINGCABINET-Getinge-5624 | WARMINGCABINET |  |  |  |  | GETINGE | Warming Cabinet |  | WARMINGCABINET-Getinge-5624 |  | 7/1/16 |  |  | Covered PM Repair - Biomedical | MHHS-Southwest | [8 empty] | WARMINGCABINET | Warming Cabinet | GETINGE
NO | YES | [5 empty] | Getinge/Castle Inc |  |  | g064044 | SW-HVI-Preop | MHHS-Southwest |  | Warming Cabinet |  |  |  | Southwest | MHHS-Southwest | SW-HVI-Preop |  | 11/22/19 |  |  |  | WARMING UNITS, MULTIPURPOSE | Warming Cabinet | WARMINGCABINET-Getinge-5624 | WARMINGCABINET |  |  |  |  | GETINGE | Warming Cabinet |  | WARMINGCABINET-Getinge-5624 |  | 9/1/16 | Finished from Script 3/27/2020 12:11:52pm (Central) |  | Covered PM Repair - Biomedical | MHHS-Southwest | [8 empty] | WARMINGCABINET | Warming Cabinet | GETINGE
NO | YES | [5 empty] | Getinge/Castle Inc |  |  | h064064 | SW-HVI-Noninvasive Cardiology | MHHS-Southwest |  | Warming Cabinet |  |  |  | Southwest | MHHS-Southwest | SW-HVI-Noninvasive Cardiology | Hallway | 10/1/19 |  | 10/1/20 |  | WARMING UNITS, MULTIPURPOSE | Warming Cabinet | WARMINGCABINET-Getinge-5624 | WARMINGCABINET |  |  |  |  | GETINGE | Warming Cabinet |  | WARMINGCABINET-Getinge-5624 |  | 7/1/16 |  |  | Covered PM Repair - Biomedical | MHHS-Southwest | [8 empty] | WARMINGCABINET | Warming Cabinet | GETINGE
NO | YES |  |  |  | 013-11909 | 013-11909 | Getinge/Castle Inc |  |  | SZ5624D01460 | SW | MHHS-Southwest |  | Warming Cabinet |  | 013-11909 | 013-11909 | Southwest | Memorial Hermann Southwest Hospital | SW | CT 1 |  |  |  |  | WARMING UNITS, MULTIPURPOSE | Warming Cabinet | WARMINGCABINET-Getinge-5624 | WARMINGCABINET |  |  |  |  | GETINGE | Warming Cabinet |  | WARMINGCABINET-Getinge-5624 |  | 7/1/16 |  |  | Covered PM Repair - Biomedical | MHHS-Southwest | [8 empty] | WARMINGCABINET | Warming Cabinet | GETINGE
NO | YES |  |  |  |  | 099-10490 | Getinge/Castle Inc |  |  | h053640 | SW-OR | MHHS-Southwest |  | Warming Cabinet |  |  | 099-10490 | Southwest | MHHS-Southwest | SW-OR | Pre-Op | 12/1/19 |  |  |  | WARMING UNITS, MULTIPURPOSE | Warming Cabinet | WARMINGCABINET-Getinge-5624 | WARMINGCABINET |  |  |  |  | GETINGE | Warming Cabinet |  | WARMINGCABINET-Getinge-5624 |  | 7/1/16 |  |  | Covered PM Repair - Biomedical | MHHS-Southwest | [8 empty] | WARMINGCABINET | Warming Cabinet | GETINGE
NO | YES |  |  |  | 013-37785 | 013-37785 | Getinge/Castle Inc |  |  | BAA069415 | SW Radiology | MHHS-Southwest |  | Warming Cabinet |  | 013-37785 | 013-37785 | Southwest | Memorial Hermann Southwest Hospital | SW Radiology | Nuc Med |  |  |  |  | WARMING UNITS, MULTIPURPOSE |  | WARMINGCABINET-Getinge-5624 | WARMINGCABINET |  |  |  |  | GETINGE | Warming Cabinet |  | WARMINGCABINET-Getinge-5624 |  |  |  |  | Covered PM Repair - Biomedical | MHHS-Southwest
NO | YES |  |  |  | 013-38088 | 013-38088 | Getinge/Castle Inc |  |  | BAA072016 | Floor 7 | MHHS-Southwest |  | Warming Cabinet |  | 013-38088 | 013-38088 | Southwest | Memorial Hermann Southwest Hospital | Floor 7 | Floor 7 | 4/1/19 |  |  |  | WARMING UNITS, MULTIPURPOSE | Warming Cabinet | WARMINGCABINET-Getinge-5624 | WARMINGCABINET |  |  |  |  | GETINGE | Warming Cabinet |  | WARMINGCABINET-Getinge-5624 |  | 7/1/16 |  |  | Covered PM Repair - Biomedical | MHHS-Southwest | [8 empty] | WARMINGCABINET | Warming Cabinet | GETINGE
NO | YES |  |  |  | 129-01108 | 129-01108 | Getinge/Castle Inc |  |  | sz5624L0244 | Sugar Land-ER | MHHS-Sugarland |  | Warming Cabinet |  | 129-01108 | 129-01108 | Sugar Land | MHHS-Sugarland | Sugar Land-ER | ER | 10/1/19 |  | 10/1/20 |  | WARMING UNITS, MULTIPURPOSE | Warming Cabinet | WARMINGCABINET-Getinge-5624 | WARMINGCABINET |  |  |  |  | GETINGE | Warming Cabinet |  | WARMINGCABINET-Getinge-5624 |  |  |  |  | Covered PM Repair - Biomedical | MHHS-Sugarland | [8 empty] | WARMINGCABINET | Warming Cabinet | GETINGE
NO | YES |  |  |  | 129-01974 | 129-01974 | Getinge/Castle Inc |  |  | g053619 | Sugar Land-ER | MHHS-Sugarland |  | Warming Cabinet |  | 129-01974 | 129-01974 | Sugar Land | MHHS-Sugarland | Sugar Land-ER | ER | 10/1/19 |  | 10/1/20 |  | WARMING UNITS, MULTIPURPOSE | Warming Cabinet | WARMINGCABINET-Getinge-5624 | WARMINGCABINET |  |  |  |  | GETINGE | Warming Cabinet |  | WARMINGCABINET-Getinge-5624 |  |  |  |  | Covered PM Repair - Biomedical | MHHS-Sugarland | [8 empty] | WARMINGCABINET | Warming Cabinet | GETINGE
NO | YES |  |  |  | 129-01586 | 129-01586 | Getinge/Castle Inc |  |  | J032562 | Sugar Land-ICU | MHHS-Sugarland |  | Warming Cabinet |  | 129-01586 | 129-01586 | Sugar Land | MHHS-Sugarland | Sugar Land-ICU |  | 12/1/18 |  |  |  | WARMING UNITS, MULTIPURPOSE | Warming Cabinet | WARMINGCABINET-Getinge-5624 | WARMINGCABINET |  |  |  |  | GETINGE | Warming Cabinet |  | WARMINGCABINET-Getinge-5624 |  |  |  |  | Covered PM Repair - Biomedical | MHHS-Sugarland | [8 empty] | WARMINGCABINET | Warming Cabinet | GETINGE
NO | YES |  |  |  | 129-02970 | 129-02970 | Getinge/Castle Inc |  |  | H053632 | Sugar Land-Labor & Delivery | MHHS-Sugarland |  | Warming Cabinet |  | 129-02970 | 129-02970 | Sugar Land | MHHS-Sugarland | Sugar Land-Labor & Delivery | L | 7/1/19 |  | 7/1/20 |  | WARMING UNITS, MULTIPURPOSE | Warming Cabinet | WARMINGCABINET-Getinge-5624 | WARMINGCABINET |  |  |  |  | GETINGE | Warming Cabinet |  | WARMINGCABINET-Getinge-5624 |  | 12/15/15 |  |  | Covered PM Repair - Biomedical | MHHS-Sugarland | [8 empty] | WARMINGCABINET | Warming Cabinet | GETINGE
NO | YES |  |  |  | 129-02971 | 129-02971 | Getinge/Castle Inc |  |  | L053751 | Sugar Land-Labor & Delivery | MHHS-Sugarland |  | Warming Cabinet |  | 129-02971 | 129-02971 | Sugar Land | MHHS-Sugarland | Sugar Land-Labor & Delivery | OR 1 | 7/1/19 |  |  |  | WARMING UNITS, MULTIPURPOSE | Warming Cabinet | WARMINGCABINET-Getinge-5624 | WARMINGCABINET |  |  |  |  | GETINGE | Warming Cabinet |  | WARMINGCABINET-Getinge-5624 |  | 12/15/15 |  |  | Covered PM Repair - Biomedical | MHHS-Sugarland | [8 empty] | WARMINGCABINET | Warming Cabinet | GETINGE
NO | YES |  |  |  | 129-02972 | 129-02972 | Getinge/Castle Inc |  |  | l053752 | Sugar Land-Med/Surg-West 4th | MHHS-Sugarland |  | Warming Cabinet |  | 129-02972 | 129-02972 | Sugar Land | MHHS-Sugarland | Sugar Land-Med/Surg-West 4th |  | 12/1/19 |  |  |  | WARMING UNITS, MULTIPURPOSE | Warming Cabinet | WARMINGCABINET-Getinge-5624 | WARMINGCABINET |  |  |  |  | GETINGE | Warming Cabinet |  | WARMINGCABINET-Getinge-5624 |  |  |  |  | Covered PM Repair - Biomedical | MHHS-Sugarland | [8 empty] | WARMINGCABINET | Warming Cabinet | GETINGE
NO | YES |  |  |  | 129-00718 | 129-00718 | Getinge/Castle Inc |  |  | sz5624x0186 | Sugar Land-OR | MHHS-Sugarland |  | Warming Cabinet |  | 129-00718 | 129-00718 | Sugar Land | MHHS-Sugarland | Sugar Land-OR | OR 2 Conector | 9/1/19 |  | 9/1/20 |  | WARMING UNITS, MULTIPURPOSE | Warming Cabinet | WARMINGCABINET-Getinge-5624 | WARMINGCABINET |  |  |  |  | GETINGE | Warming Cabinet |  | WARMINGCABINET-Getinge-5624 |  |  |  |  | Covered PM Repair - Biomedical | MHHS-Sugarland | [8 empty] | WARMINGCABINET | Warming Cabinet | GETINGE
NO | YES |  |  |  | 129-02973 | 129-02973 | Getinge/Castle Inc |  |  | L053753 | Sugar Land-OR | MHHS-Sugarland |  | Warming Cabinet |  | 129-02973 | 129-02973 | Sugar Land | MHHS-Sugarland | Sugar Land-OR | OR 2 Conector | 9/1/19 |  | 9/1/20 |  | WARMING UNITS, MULTIPURPOSE | Warming Cabinet | WARMINGCABINET-Getinge-5624 | WARMINGCABINET |  |  |  |  | GETINGE | Warming Cabinet |  | WARMINGCABINET-Getinge-5624 |  | 12/15/15 |  |  | Covered PM Repair - Biomedical | MHHS-Sugarland | [8 empty] | WARMINGCABINET | Warming Cabinet | GETINGE
NO | YES |  |  |  | 129-02761 | 129-02761 | Getinge/Castle Inc |  |  | L053750 | Sugar Land-OR | MHHS-Sugarland |  | Warming Cabinet |  | 129-02761 | 129-02761 | Sugar Land | MHHS-Sugarland | Sugar Land-OR | PACU | 7/1/19 |  |  |  | WARMING UNITS, MULTIPURPOSE | Warming Cabinet | WARMINGCABINET-Getinge-5624 | WARMINGCABINET |  |  |  |  | GETINGE | Warming Cabinet |  | WARMINGCABINET-Getinge-5624 |  |  |  |  | Covered PM Repair - Biomedical | MHHS-Sugarland | [8 empty] | WARMINGCABINET | Warming Cabinet | GETINGE
NO | YES |  |  |  |  | 129-01183 | Getinge/Castle Inc |  |  | c02915 | SUGARLAND - RADIOLOGY | MHHS-Sugarland |  | Warming Cabinet |  |  | 129-01183 | West | MHHS-SUGARLAND | SUGARLAND - RADIOLOGY | CT |  |  |  |  | WARMING UNITS, MULTIPURPOSE |  | WARMINGCABINET-Getinge-5624 | WARMINGCABINET |  |  |  |  | GETINGE | Warming Cabinet |  | WARMINGCABINET-Getinge-5624 |  |  |  |  | Covered PM Repair - Biomedical | MHHS-Sugarland
NO | YES |  |  |  | 129-02974 | 129-02974 | Getinge/Castle Inc |  |  | L053749 | Sugar Land-Labor & Delivery | MHHS-Sugarland |  | Warming Cabinet |  | 129-02974 | 129-02974 | Sugar Land | MHHS-Sugarland | Sugar Land-Labor & Delivery | Nurses Station | 1/1/19 |  |  |  | WARMING UNITS, MULTIPURPOSE | Warming Cabinet | WARMINGCABINET-Getinge-5624 | WARMINGCABINET |  |  |  |  | GETINGE | Warming Cabinet |  | WARMINGCABINET-Getinge-5624 |  |  |  |  | Covered PM Repair - Biomedical | MHHS-Sugarland | [8 empty] | WARMINGCABINET | Warming Cabinet | GETINGE
NO | YES |  |  |  | 074-00708 | 074-00708 | Getinge/Castle Inc |  |  | H01521 | TMC-Cath Lab-Adult (2Hvi) | MHHS-TMC |  | Warming Cabinet |  | 074-00708 | 074-00708 | TMC | MHHS-TMC | TMC-Cath Lab-Adult (2Hvi) | TMC - CATH LAB - ADULT (2HVI) | 7/1/19 |  | 7/1/20 |  | WARMING UNITS, MULTIPURPOSE | Warming Cabinet | WARMINGCABINET-Getinge-5624 | WARMINGCABINET |  |  |  |  | GETINGE | Warming Cabinet |  | WARMINGCABINET-Getinge-5624 |  | 1/23/15 |  |  | Covered PM Repair - Biomedical | MHHS-TMC | [8 empty] | WARMINGCABINET | Warming Cabinet | GETINGE
NO | YES |  |  |  |  | 069-22674 | Getinge/Castle Inc |  |  |  | TWC | MHHS-TMC |  | Warming Cabinet |  |  | 069-22674 | TMC | Memorial Hermann-Texas Medical Center | TWC | MICU | 6/1/19 |  | 6/1/20 |  | WARMING UNITS, MULTIPURPOSE | Warming Cabinet | WARMINGCABINET-Getinge-5624 | WARMINGCABINET |  |  |  |  | GETINGE | Warming Cabinet |  | WARMINGCABINET-Getinge-5624 |  | 5/11/16 |  |  | Covered PM Repair - Biomedical | MHHS-TMC | [8 empty] | WARMINGCABINET | Warming Cabinet | GETINGE
NO | YES |  |  |  | 069-17534 | 069-17534 | Getinge/Castle Inc |  |  | H053644 | TWC | MHHS-TMC |  | Warming Cabinet |  | 069-17534 | 069-17534 | TMC | Memorial Hermann-Texas Medical Center | TWC | Dialysis Storage-J9/474B | 6/1/19 |  | 6/1/20 |  | WARMING UNITS, MULTIPURPOSE | Warming Cabinet | WARMINGCABINET-Getinge-5624 | WARMINGCABINET |  |  |  |  | GETINGE | Warming Cabinet |  | WARMINGCABINET-Getinge-5624 |  | 5/11/16 |  |  | Covered PM Repair - Biomedical | MHHS-TMC | [8 empty] | WARMINGCABINET | Warming Cabinet | GETINGE
NO | YES |  |  |  | 069-37668 | 069-37668 | Getinge/Castle Inc |  |  | URA053121 | TMC-OR-Pedi OR (2R) | MHHS-TMC |  | Warming Cabinet |  | 069-37668 | 069-37668 | TMC | MHHS-TMC | TMC-OR-Pedi OR (2R) | PEDI OR (2R) | 8/1/18 |  | 7/1/19 |  | WARMING UNITS, MULTIPURPOSE |  | WARMINGCABINET-Getinge-5624 | WARMINGCABINET |  |  |  |  | GETINGE | Warming Cabinet |  | WARMINGCABINET-Getinge-5624 |  | 5/11/16 |  |  | Covered PM Repair - Biomedical | MHHS-TMC
NO | YES | Asset Tag 069-28684 |  |  | 069-28684 |  | Getinge/Castle Inc |  |  | C053461 | (null) | MHHS-TMC |  | Warming Cabinet |  | 069-28684 |  | (null) | MHHS-TMC | (null) | (null) |  |  |  | (null) | WARMING UNITS, MULTIPURPOSE |  | WARMINGCABINET-Getinge-5624 | WARMINGCABINET |  |  |  |  | GETINGE | Warming Cabinet |  | WARMINGCABINET-Getinge-5624 |  |  |  |  | Covered PM Repair - Biomedical | MHHS-TMC
NO | YES |  |  |  | 069-28690 | 069-28690 | Getinge/Castle Inc |  |  | CO2834 | TMC-Radiology-Jones Pavilion | MHHS-TMC |  | Warming Cabinet |  | 069-28690 | 069-28690 | TMC | MHHS-TMC | TMC-Radiology-Jones Pavilion | Nurses Station | 6/1/19 |  | 6/1/20 |  | WARMING UNITS, MULTIPURPOSE |  | WARMINGCABINET-Getinge-5624 | WARMINGCABINET |  |  |  |  | GETINGE | Warming Cabinet |  | WARMINGCABINET-Getinge-5624 |  |  |  |  | Covered PM Repair - Biomedical | MHHS-TMC
NO | YES |  |  |  | 029-03032 | 029-03032 | Getinge/Castle Inc |  |  | SZ5624M99259 | Woodlands-ER | MHHS-Woodlands |  | Warming Cabinet |  | 029-03032 | 029-03032 | Woodlands | MHHS-Woodlands | Woodlands-ER |  | 9/1/19 |  | 9/1/20 |  | WARMING UNITS, MULTIPURPOSE | Warming Cabinet | WARMINGCABINET-Getinge-5624 | WARMINGCABINET |  |  |  |  | GETINGE | Warming Cabinet |  | WARMINGCABINET-Getinge-5624 |  | 7/2/12 |  |  | Covered PM Repair - Biomedical | MHHS-Woodlands | [8 empty] | WARMINGCABINET | Warming Cabinet | GETINGE
NO | YES |  |  |  |  | 029-03029 | Getinge/Castle Inc |  |  | SZ5624M99261 | Woodlands-PCU6 | MHHS-Woodlands |  | Warming Cabinet |  |  | 029-03029 | Woodlands | MHHS-Woodlands | Woodlands-PCU6 | Storage room | 10/1/19 |  | 10/1/20 |  | WARMING UNITS, MULTIPURPOSE | Warming Cabinet | WARMINGCABINET-Getinge-5624 | WARMINGCABINET |  |  |  |  | GETINGE | Warming Cabinet |  | WARMINGCABINET-Getinge-5624 |  |  |  |  | Covered PM Repair - Biomedical | MHHS-Woodlands | [8 empty] | WARMINGCABINET | Warming Cabinet | GETINGE
NO | YES |  |  |  | 041-04940 | 041-04940 | Getinge/Castle Inc |  |  | A032206 | MEMORIAL CITY - MOR |  |  |  |  | 041-04940 | 041-04940 | West | Memorial City - Memorial Hermann Hospital | MEMORIAL CITY - MOR | MOR 11 |  |  |  |  | WARMING UNITS, MULTIPURPOSE
NO | YES |  |  |  | 041-04623 | 041-04623 | Getinge/Castle Inc |  |  | K022112 | MEMORIAL CITY - OUTPATIENT SURGERY |  |  |  |  | 041-04623 | 041-04623 | West | Memorial City - Memorial Hermann Hospital West Tower | MEMORIAL CITY - OUTPATIENT SURGERY | Hallway |  |  |  |  | WARMING UNITS, MULTIPURPOSE
NO | NO |  |  |  | 151-01047 |  | Getinge/Castle Inc |  |  | BAA072022 | CY - ICU | MHHS-Cypress |  | Warming Cabinet |  | 151-01047 |  | Northwest & Cypress |  | CY - ICU | [5 empty] | WARMING UNITS, MULTIPURPOSE |  | WARMINGCABINET-Getinge-5624 | WARMINGCABINET |  |  |  |  | GETINGE | Warming Cabinet |  | WARMINGCABINET-Getinge-5624 |  |  |  |  | Covered PM Repair - Biomedical | MHHS-Cypress
NO | NO |  |  |  | 009-04774 |  | Getinge/Castle Inc |  |  | A053342 | GH - CV ICU | MHHS-Greater Heights |  | Warming Cabinet |  | 009-04774 |  | Central & Greater Heights |  | GH - CV ICU | [5 empty] | WARMING UNITS, MULTIPURPOSE |  | WARMINGCABINET-Getinge-5624 | WARMINGCABINET |  |  |  |  | GETINGE | Warming Cabinet |  | WARMINGCABINET-Getinge-5624 |  |  |  |  | Not Covered Vendor Only - Biomedical | MHHS-Greater Heights
NO | NO |  |  |  | 009-03122 |  | Getinge/Castle Inc |  |  | D032321 | GH - GENERAL SURGERY 3 SOUTH | MHHS-Greater Heights |  | Warming Cabinet |  | 009-03122 |  | Central & Greater Heights |  | GH - GENERAL SURGERY 3 SOUTH | [5 empty] | WARMING UNITS, MULTIPURPOSE |  | WARMINGCABINET-Getinge-5624 | WARMINGCABINET |  |  |  |  | GETINGE | Warming Cabinet |  | WARMINGCABINET-Getinge-5624 |  |  |  |  | Covered PM Repair - Biomedical | MHHS-Greater Heights
NO | NO | [5 empty] | Getinge/Castle Inc |  |  | D032322 | GH - GENERAL SURGERY 3 SOUTH | MHHS-Greater Heights |  | Warming Cabinet |  |  |  | Central & Greater Heights |  | GH - GENERAL SURGERY 3 SOUTH | [5 empty] | WARMING UNITS, MULTIPURPOSE |  | WARMINGCABINET-Getinge-5624 | WARMINGCABINET |  |  |  |  | GETINGE | Warming Cabinet |  | WARMINGCABINET-Getinge-5624 |  |  |  |  | Covered PM Repair - Biomedical | MHHS-Greater Heights
NO | NO | [5 empty] | Getinge/Castle Inc |  |  | C063884 | GH - ICU | MHHS-Greater Heights |  | Warming Cabinet |  |  |  | Central & Greater Heights |  | GH - ICU | [5 empty] | WARMING UNITS, MULTIPURPOSE |  | WARMINGCABINET-Getinge-5624 | WARMINGCABINET |  |  |  |  | GETINGE | Warming Cabinet |  | WARMINGCABINET-Getinge-5624 |  |  |  |  | Covered PM Repair - Biomedical | MHHS-Greater Heights
NO | NO | [5 empty] | Getinge/Castle Inc |  |  | A053341 | GH - IMU | MHHS-Greater Heights |  | Warming Cabinet |  |  |  | Central & Greater Heights |  | GH - IMU | [5 empty] | WARMING UNITS, MULTIPURPOSE |  | WARMINGCABINET-Getinge-5624 | WARMINGCABINET |  |  |  |  | GETINGE | Warming Cabinet |  | WARMINGCABINET-Getinge-5624 |  |  |  |  | Covered PM Repair - Biomedical | MHHS-Greater Heights
NO | NO |  |  |  | 009-03109 |  | Getinge/Castle Inc |  |  | C032292 | GH - LABOR & DELIVERY | MHHS-Greater Heights |  | Warming Cabinet |  | 009-03109 |  | Central & Greater Heights |  | GH - LABOR & DELIVERY | [5 empty] | WARMING UNITS, MULTIPURPOSE |  | WARMINGCABINET-Getinge-5624 | WARMINGCABINET |  |  |  |  | GETINGE | Warming Cabinet |  | WARMINGCABINET-Getinge-5624 |  |  |  |  | Covered PM Repair - Biomedical | MHHS-Greater Heights
NO | NO |  |  |  | 009-09992 |  | Getinge/Castle Inc |  |  | URA050663 | GH - NEURO 5N | MHHS-Greater Heights |  | Warming Cabinet |  | 009-09992 |  | Central & Greater Heights |  | GH - NEURO 5N | [5 empty] | WARMING UNITS, MULTIPURPOSE |  | WARMINGCABINET-Getinge-5624 | WARMINGCABINET |  |  |  |  | GETINGE | Warming Cabinet |  | WARMINGCABINET-Getinge-5624 |  |  |  |  | Covered PM Repair - Biomedical | MHHS-Greater Heights
NO | NO | [5 empty] | Getinge/Castle Inc |  |  | b053422 | MEMORIAL CITY - CARDIOLOGY | MHHS-Mem City |  | Warming Cabinet |  |  |  | West & Memorial City |  | MEMORIAL CITY - CARDIOLOGY | [5 empty] | WARMING UNITS, MULTIPURPOSE |  | WARMINGCABINET-Getinge-5624 | WARMINGCABINET |  |  |  |  | GETINGE | Warming Cabinet |  | WARMINGCABINET-Getinge-5624 |  |  |  |  | Covered PM Repair - Biomedical | MHHS-Mem City
NO | NO | [5 empty] | Getinge/Castle Inc |  |  |  | MEMORIAL CITY - CATH LAB | MHHS-Mem City |  | Warming Cabinet |  |  |  | West & Memorial City |  | MEMORIAL CITY - CATH LAB | [5 empty] | WARMING UNITS, MULTIPURPOSE |  | WARMINGCABINET-Getinge-5624 | WARMINGCABINET |  |  |  |  | GETINGE | Warming Cabinet |  | WARMINGCABINET-Getinge-5624 |  |  |  |  | Covered PM Repair - Biomedical | MHHS-Mem City
NO | NO | [5 empty] | Getinge/Castle Inc |  |  | URA055868 | MEMORIAL CITY - CDU | MHHS-Mem City |  | Warming Cabinet |  |  |  | West & Memorial City |  | MEMORIAL CITY - CDU | [5 empty] | WARMING UNITS, MULTIPURPOSE |  | WARMINGCABINET-Getinge-5624 | WARMINGCABINET |  |  |  |  | GETINGE | Warming Cabinet |  | WARMINGCABINET-Getinge-5624 |  |  |  |  | Covered PM Repair - Biomedical | MHHS-Mem City
NO | NO |  |  |  | 041-11706 |  | Getinge/Castle Inc |  |  | M074695 | MEMORIAL CITY - LABOR & DELIVERY | MHHS-Mem City |  | Warming Cabinet |  | 041-11706 |  | West & Memorial City |  | MEMORIAL CITY - LABOR & DELIVERY | [5 empty] | WARMING UNITS, MULTIPURPOSE |  | WARMINGCABINET-Getinge-5624 | WARMINGCABINET |  |  |  |  | GETINGE | Warming Cabinet |  | WARMINGCABINET-Getinge-5624 |  |  |  |  | Covered PM Repair - Biomedical | MHHS-Mem City
NO | NO |  |  |  | 041-14404 |  | Getinge/Castle Inc |  |  | M074695 | MEMORIAL CITY - LABOR & DELIVERY | MHHS-Mem City |  | Warming Cabinet |  | 041-14404 |  | West & Memorial City |  | MEMORIAL CITY - LABOR & DELIVERY | [5 empty] | WARMING UNITS, MULTIPURPOSE |  | WARMINGCABINET-Getinge-5624 | WARMINGCABINET |  |  |  |  | GETINGE | Warming Cabinet |  | WARMINGCABINET-Getinge-5624 |  |  |  |  | Covered PM Repair - Biomedical | MHHS-Mem City
NO | NO |  |  |  | 041-14345 |  | Getinge/Castle Inc |  |  | M074694 | MEMORIAL CITY - MHT - NICU | MHHS-Mem City |  | Warming Cabinet |  | 041-14345 |  | West & Memorial City |  | MEMORIAL CITY - MHT - NICU | [5 empty] | WARMING UNITS, MULTIPURPOSE |  | WARMINGCABINET-Getinge-5624 | WARMINGCABINET |  |  |  |  | GETINGE | Warming Cabinet |  | WARMINGCABINET-Getinge-5624 |  |  |  |  | Covered PM Repair - Biomedical | MHHS-Mem City
NO | NO |  |  |  | 041-14361 |  | Getinge/Castle Inc |  |  | M074692 | MEMORIAL CITY - MHT - ONCOLOGY | MHHS-Mem City |  | Warming Cabinet |  | 041-14361 |  | West & Memorial City |  | MEMORIAL CITY - MHT - ONCOLOGY | [5 empty] | WARMING UNITS, MULTIPURPOSE |  | WARMINGCABINET-Getinge-5624 | WARMINGCABINET |  |  |  |  | GETINGE | Warming Cabinet |  | WARMINGCABINET-Getinge-5624 |  |  |  |  | Covered PM Repair - Biomedical | MHHS-Mem City
NO | NO |  |  |  | 041-14362 |  | Getinge/Castle Inc |  |  | M074693 | MEMORIAL CITY - MHT - ONCOLOGY | MHHS-Mem City |  | Warming Cabinet |  | 041-14362 |  | West & Memorial City |  | MEMORIAL CITY - MHT - ONCOLOGY | [5 empty] | WARMING UNITS, MULTIPURPOSE |  | WARMINGCABINET-Getinge-5624 | WARMINGCABINET |  |  |  |  | GETINGE | Warming Cabinet |  | WARMINGCABINET-Getinge-5624 |  |  |  |  | Covered PM Repair - Biomedical | MHHS-Mem City
NO | NO | [5 empty] | Getinge/Castle Inc |  |  |  | MEMORIAL CITY - MICU | MHHS-Mem City |  | Warming Cabinet |  |  |  | West & Memorial City |  | MEMORIAL CITY - MICU | [5 empty] | WARMING UNITS, MULTIPURPOSE |  | WARMINGCABINET-Getinge-5624 | WARMINGCABINET |  |  |  |  | GETINGE | Warming Cabinet |  | WARMINGCABINET-Getinge-5624 |  |  |  |  | Covered PM Repair - Biomedical | MHHS-Mem City
NO | NO | [5 empty] | Getinge/Castle Inc |  |  | SZ5624D99696 | MEMORIAL CITY - MOR | MHHS-Mem City |  | Warming Cabinet |  |  |  | West & Memorial City |  | MEMORIAL CITY - MOR | [5 empty] | WARMING UNITS, MULTIPURPOSE |  | WARMINGCABINET-Getinge-5624 | WARMINGCABINET |  |  |  |  | GETINGE | Warming Cabinet |  | WARMINGCABINET-Getinge-5624 |  |  |  |  | Covered PM Repair - Biomedical | MHHS-Mem City
NO | NO | [5 empty] | Getinge/Castle Inc |  |  | A053364 | MEMORIAL CITY - NUCLEAR MEDICINE | MHHS-Mem City |  | Warming Cabinet |  |  |  | West & Memorial City |  | MEMORIAL CITY - NUCLEAR MEDICINE | [5 empty] | WARMING UNITS, MULTIPURPOSE |  | WARMINGCABINET-Getinge-5624 | WARMINGCABINET |  |  |  |  | GETINGE | Warming Cabinet |  | WARMINGCABINET-Getinge-5624 |  |  |  |  | Covered PM Repair - Biomedical | MHHS-Mem City
NO | NO | [5 empty] | Getinge/Castle Inc |  |  | K022114 | MEMORIAL CITY - OUTPATIENT SURGERY | MHHS-Mem City |  | Warming Cabinet |  |  |  | West & Memorial City |  | MEMORIAL CITY - OUTPATIENT SURGERY | [5 empty] | WARMING UNITS, MULTIPURPOSE |  | WARMINGCABINET-Getinge-5624 | WARMINGCABINET |  |  |  |  | GETINGE | Warming Cabinet |  | WARMINGCABINET-Getinge-5624 |  |  |  |  | Covered PM Repair - Biomedical | MHHS-Mem City
NO | NO | [5 empty] | Getinge/Castle Inc |  |  | M074688 | MEMORIAL CITY - POSTPARTUM | MHHS-Mem City |  | Warming Cabinet |  |  |  | West & Memorial City |  | MEMORIAL CITY - POSTPARTUM | [5 empty] | WARMING UNITS, MULTIPURPOSE |  | WARMINGCABINET-Getinge-5624 | WARMINGCABINET |  |  |  |  | GETINGE | Warming Cabinet |  | WARMINGCABINET-Getinge-5624 |  |  |  |  | Covered PM Repair - Biomedical | MHHS-Mem City
NO | NO | [5 empty] | Getinge/Castle Inc |  |  | A032204 | MEMORIAL CITY - SICU | MHHS-Mem City |  | Warming Cabinet |  |  |  | West & Memorial City |  | MEMORIAL CITY - SICU | [5 empty] | WARMING UNITS, MULTIPURPOSE |  | WARMINGCABINET-Getinge-5624 | WARMINGCABINET |  |  |  |  | GETINGE | Warming Cabinet |  | WARMINGCABINET-Getinge-5624 |  |  |  |  | Not Covered Vendor Only - Biomedical | MHHS-Mem City
NO | NO |  |  |  | 041-11262 |  | Getinge/Castle Inc |  |  | B063840 | OPID - (CY) - CY-FAIR MED PLAZA - 426 | MHHS-OPID |  | Warming Cabinet |  | 041-11262 |  | Northwest & Cypress |  | OPID - (CY) - CY-FAIR MED PLAZA - 426 | [5 empty] | WARMING UNITS, MULTIPURPOSE |  | WARMINGCABINET-Getinge-5624 | WARMINGCABINET |  |  |  |  | GETINGE | Warming Cabinet |  | WARMINGCABINET-Getinge-5624 |  |  |  |  | Covered PM Repair - Biomedical | MHHS-OPID
NO | NO |  |  |  | 005-05647 |  | Getinge/Castle Inc |  |  | L022147 | SE - ICU | MHHS-Southeast |  | Warming Cabinet |  | 005-05647 |  | Southeast & Bay Area |  | SE - ICU | [5 empty] | WARMING UNITS, MULTIPURPOSE |  | WARMINGCABINET-Getinge-5624 | WARMINGCABINET |  |  |  |  | GETINGE | Warming Cabinet |  | WARMINGCABINET-Getinge-5624 |  |  |  |  | Covered PM Repair - Biomedical | MHHS-Southeast
NO | NO |  |  |  | 005-10087 |  | Getinge/Castle Inc |  |  |  | SE - ICU | MHHS-Southeast |  | Warming Cabinet |  | 005-10087 |  | Southeast & Bay Area |  | SE - ICU | [5 empty] | WARMING UNITS, MULTIPURPOSE |  | WARMINGCABINET-Getinge-5624 | WARMINGCABINET |  |  |  |  | GETINGE | Warming Cabinet |  | WARMINGCABINET-Getinge-5624 |  |  |  |  | Covered PM Repair - Biomedical | MHHS-Southeast
NO | NO |  |  |  | 005-08737 |  | Getinge/Castle Inc |  |  | URA010221 | SE - UNIT 2B (ONCOLOGY) | MHHS-Southeast |  | Warming Cabinet |  | 005-08737 |  | Southeast & Bay Area |  | SE - UNIT 2B (ONCOLOGY) | [5 empty] | WARMING UNITS, MULTIPURPOSE |  | WARMINGCABINET-Getinge-5624 | WARMINGCABINET |  |  |  |  | GETINGE | Warming Cabinet |  | WARMINGCABINET-Getinge-5624 |  |  |  |  | Covered PM Repair - Biomedical | MHHS-Southeast
NO | NO | [5 empty] | Getinge/Castle Inc |  |  | h064061 | SW - CATH LAB | MHHS-Southwest |  | Warming Cabinet |  |  |  | Southwest |  | SW - CATH LAB | [5 empty] | WARMING UNITS, MULTIPURPOSE |  | WARMINGCABINET-Getinge-5624 | WARMINGCABINET |  |  |  |  | GETINGE | Warming Cabinet |  | WARMINGCABINET-Getinge-5624 |  |  |  |  | Covered PM Repair - Biomedical | MHHS-Southwest
NO | NO |  |  |  | 013-36420 |  | Getinge/Castle Inc |  |  | URA053846 | SW - DIALYSIS | MHHS-Southwest |  | Warming Cabinet |  | 013-36420 |  | Southwest |  | SW - DIALYSIS | [5 empty] | WARMING UNITS, MULTIPURPOSE |  | WARMINGCABINET-Getinge-5624 | WARMINGCABINET |  |  |  |  | GETINGE | Warming Cabinet |  | WARMINGCABINET-Getinge-5624 |  |  |  |  | Covered PM Repair - Biomedical | MHHS-Southwest
NO | NO |  |  |  | 013-14932 |  | Getinge/Castle Inc |  |  |  | SW - HVI - OR | MHHS-Southwest |  | Warming Cabinet |  | 013-14932 |  | Southwest |  | SW - HVI - OR | [5 empty] | WARMING UNITS, MULTIPURPOSE |  | WARMINGCABINET-Getinge-5624 | WARMINGCABINET |  |  |  |  | GETINGE | Warming Cabinet |  | WARMINGCABINET-Getinge-5624 |  |  |  |  | Covered PM Repair - Biomedical | MHHS-Southwest
NO | NO |  |  |  | 013-14976 |  | Getinge/Castle Inc |  |  | g064045 | SW - HVI - OR | MHHS-Southwest |  | Warming Cabinet |  | 013-14976 |  | Southwest |  | SW - HVI - OR | [5 empty] | WARMING UNITS, MULTIPURPOSE |  | WARMINGCABINET-Getinge-5624 | WARMINGCABINET |  |  |  |  | GETINGE | Warming Cabinet |  | WARMINGCABINET-Getinge-5624 |  |  |  |  | Covered PM Repair - Biomedical | MHHS-Southwest
NO | NO |  |  |  | 013-36795 |  | Getinge/Castle Inc |  |  | BAA069797 | SW - ICU - NEURO & STROKE | MHHS-Southwest |  | Warming Cabinet |  | 013-36795 |  | Southwest |  | SW - ICU - NEURO & STROKE | [5 empty] | WARMING UNITS, MULTIPURPOSE |  | WARMINGCABINET-Getinge-5624 | WARMINGCABINET |  |  |  |  | GETINGE | Warming Cabinet |  | WARMINGCABINET-Getinge-5624 |  |  |  |  | Covered PM Repair - Biomedical | MHHS-Southwest
NO | NO |  |  |  | 069-35257 |  | Getinge/Castle Inc |  |  | 11A1253 | TMC - HERMANN - ADULT ER (1HP) | MHHS-TMC |  | Warming Cabinet |  | 069-35257 |  | TMC |  | TMC - HERMANN - ADULT ER (1HP) | [5 empty] | WARMING UNITS, MULTIPURPOSE |  | WARMINGCABINET-Getinge-5624 | WARMINGCABINET |  |  |  |  | GETINGE | Warming Cabinet |  | WARMINGCABINET-Getinge-5624 |  |  |  |  | Covered PM Repair - Biomedical | MHHS-TMC
NO | NO | [5 empty] | Getinge/Castle Inc |  |  | 11A1254 | TMC - HERMANN - ADULT ER (1HP) | MHHS-TMC |  | Warming Cabinet |  |  |  | TMC |  | TMC - HERMANN - ADULT ER (1HP) | [5 empty] | WARMING UNITS, MULTIPURPOSE |  | WARMINGCABINET-Getinge-5624 | WARMINGCABINET |  |  |  |  | GETINGE | Warming Cabinet |  | WARMINGCABINET-Getinge-5624 |  |  |  |  | Covered PM Repair - Biomedical | MHHS-TMC
NO | NO | [5 empty] | Getinge/Castle Inc |  |  | J022036 | TMC - PLAZA - ERTAN DDC (STE 1400) | MHHS-TMC |  | Warming Cabinet |  |  |  | TMC |  | TMC - PLAZA - ERTAN DDC (STE 1400) | [5 empty] | WARMING UNITS, MULTIPURPOSE |  | WARMINGCABINET-Getinge-5624 | WARMINGCABINET |  |  |  |  | GETINGE | Warming Cabinet |  | WARMINGCABINET-Getinge-5624 |  |  |  |  | Covered PM Repair - Biomedical | MHHS-TMC
NO | NO | [5 empty] | Getinge/Castle Inc |  |  | SZ5624A00361 | WOODLANDS - ORTHO | MHHS-Woodlands |  | Warming Cabinet |  |  |  | Woodlands |  | WOODLANDS - ORTHO | [5 empty] | WARMING UNITS, MULTIPURPOSE |  | WARMINGCABINET-Getinge-5624 | WARMINGCABINET |  |  |  |  | GETINGE | Warming Cabinet |  | WARMINGCABINET-Getinge-5624 |  |  |  |  | Covered PM Repair - Biomedical | MHHS-Woodlands
NO | NO | [5 empty] | Getinge/Castle Inc |  |  |  | SW - OR | MHHS-Southwest |  | Sterilization Process Indicator |  |  |  | Southwest |  | SW - OR | [5 empty] | INCUBATORS, LABORATORY, THERMOCYCLING |  | STERIND-Getinge-61301600055 | STERIND |  |  |  |  | GETINGE | Sterilization Process Indicator |  | STERIND-Getinge-61301600055 |  |  |  |  | Not Covered Vendor Only - Lab Ana/Anes | MHHS-Southwest
NO | NO |  |  |  | 005-06037 |  | Getinge/Castle Inc |  |  |  | SE - EMERGENCY CENTER | MHHS-Southeast |  | Lamp, Surgical, Ceiling |  | 005-06037 |  | Southeast & Bay Area |  | SE - EMERGENCY CENTER | [5 empty] | LIGHTS, EXAMINATION |  | LAMPSURGCEILING-ALM-741314 | LAMPSURGCEILING |  |  |  |  | ALM | Lamp, Surgical, Ceiling |  |  | LAMPSURGCEILING-ALM-741314 |  |  |  | Not Covered Vendor Only - Biomedical | MHHS-Southeast
NO | NO |  |  |  | 005-06038 |  | Getinge/Castle Inc |  |  |  | SE - EMERGENCY CENTER | MHHS-Southeast |  | Lamp, Surgical, Ceiling |  | 005-06038 |  | Southeast & Bay Area |  | SE - EMERGENCY CENTER | [5 empty] | LIGHTS, EXAMINATION |  | LAMPSURGCEILING-ALM-741314 | LAMPSURGCEILING |  |  |  |  | ALM | Lamp, Surgical, Ceiling |  |  | LAMPSURGCEILING-ALM-741314 |  |  |  | Not Covered Vendor Only - Biomedical | MHHS-Southeast
NO | NO |  |  |  | 005-06039 |  | Getinge/Castle Inc |  |  |  | SE - EMERGENCY CENTER | MHHS-Southeast |  | Lamp, Surgical, Ceiling |  | 005-06039 |  | Southeast & Bay Area |  | SE - EMERGENCY CENTER | [5 empty] | LIGHTS, EXAMINATION |  | LAMPSURGCEILING-ALM-741314 | LAMPSURGCEILING |  |  |  |  | ALM | Lamp, Surgical, Ceiling |  |  | LAMPSURGCEILING-ALM-741314 |  |  |  | Not Covered Vendor Only - Biomedical | MHHS-Southeast
NO | NO |  |  |  | 005-06040 |  | Getinge/Castle Inc |  |  |  | SE - EMERGENCY CENTER | MHHS-Southeast |  | Lamp, Surgical, Ceiling |  | 005-06040 |  | Southeast & Bay Area |  | SE - EMERGENCY CENTER | [5 empty] | LIGHTS, EXAMINATION |  | LAMPSURGCEILING-ALM-741314 | LAMPSURGCEILING |  |  |  |  | ALM | Lamp, Surgical, Ceiling |  |  | LAMPSURGCEILING-ALM-741314 |  |  |  | Not Covered Vendor Only - Resp/Ster | MHHS-Southeast
NO | NO |  |  |  | 005-06041 |  | Getinge/Castle Inc |  |  |  | SE - EMERGENCY CENTER | MHHS-Southeast |  | Lamp, Surgical, Ceiling |  | 005-06041 |  | Southeast & Bay Area |  | SE - EMERGENCY CENTER | [5 empty] | LIGHTS, EXAMINATION |  | LAMPSURGCEILING-ALM-741314 | LAMPSURGCEILING |  |  |  |  | ALM | Lamp, Surgical, Ceiling |  |  | LAMPSURGCEILING-ALM-741314 |  |  |  | Not Covered Vendor Only - Biomedical | MHHS-Southeast
NO | NO |  |  |  | 005-06042 |  | Getinge/Castle Inc |  |  |  | SE - EMERGENCY CENTER | MHHS-Southeast |  | Lamp, Surgical, Ceiling |  | 005-06042 |  | Southeast & Bay Area |  | SE - EMERGENCY CENTER | [5 empty] | LIGHTS, EXAMINATION |  | LAMPSURGCEILING-ALM-741314 | LAMPSURGCEILING |  |  |  |  | ALM | Lamp, Surgical, Ceiling |  |  | LAMPSURGCEILING-ALM-741314 |  |  |  | Not Covered Vendor Only - Biomedical | MHHS-Southeast
NO | NO |  |  |  | 005-06047 |  | Getinge/Castle Inc |  |  |  | SE - EMERGENCY CENTER | MHHS-Southeast |  | Lamp, Surgical, Ceiling |  | 005-06047 |  | Southeast & Bay Area |  | SE - EMERGENCY CENTER | [5 empty] | LIGHTS, EXAMINATION |  | LAMPSURGCEILING-ALM-741314 | LAMPSURGCEILING |  |  |  |  | ALM | Lamp, Surgical, Ceiling |  |  | LAMPSURGCEILING-ALM-741314 |  |  |  | Not Covered Vendor Only - Biomedical | MHHS-Southeast
NO | NO |  |  |  | 005-06048 |  | Getinge/Castle Inc |  |  |  | SE - EMERGENCY CENTER | MHHS-Southeast |  | Lamp, Surgical, Ceiling |  | 005-06048 |  | Southeast & Bay Area |  | SE - EMERGENCY CENTER | [5 empty] | LIGHTS, EXAMINATION |  | LAMPSURGCEILING-ALM-741314 | LAMPSURGCEILING |  |  |  |  | ALM | Lamp, Surgical, Ceiling |  |  | LAMPSURGCEILING-ALM-741314 |  |  |  | Not Covered Vendor Only - Biomedical | MHHS-Southeast
NO | YES |  |  |  | 005-06033 | 005-06033 | Getinge/Castle Inc |  |  |  | SE-Emergency Center | MHHS-Southeast |  | Lamp, Exam |  | 005-06033 | 005-06033 | Southeast & Bay Area | MHHS-Southeast | SE-Emergency Center |  | 3/1/19 |  |  | No PM Sticker | LIGHTS, SURGICAL |  | LAMPEXAM-Maquet Inc-741514 | LAMPEXAM |  |  |  |  | Maquet Inc | Lamp, Exam |  |  | LAMPEXAM-Maquet Inc-741514 |  |  |  | Not Covered Vendor Only - Biomedical | MHHS-Southeast
NO | YES |  |  |  | 005-06034 | 005-06034 | Getinge/Castle Inc |  |  |  | SE-Emergency Center | MHHS-Southeast |  | Lamp, Exam |  | 005-06034 | 005-06034 | Southeast | MHHS-Southeast | SE-Emergency Center |  | 10/1/17 |  |  |  | LIGHTS, SURGICAL |  | LAMPEXAM-Maquet Inc-741514 | LAMPEXAM |  |  |  |  | Maquet Inc | Lamp, Exam |  |  | LAMPEXAM-Maquet Inc-741514 |  |  |  | Not Covered Vendor Only - Biomedical | MHHS-Southeast
NO | YES |  |  |  | 005-06035 | 005-06035 | Getinge/Castle Inc |  |  |  | SE-Emergency Center | MHHS-Southeast |  | Lamp, Exam |  | 005-06035 | 005-06035 | Southeast | MHHS-Southeast | SE-Emergency Center |  | 9/1/17 |  |  |  | LIGHTS, SURGICAL |  | LAMPEXAM-Maquet Inc-741514 | LAMPEXAM |  |  |  |  | Maquet Inc | Lamp, Exam |  |  | LAMPEXAM-Maquet Inc-741514 |  |  |  | Not Covered Vendor Only - Biomedical | MHHS-Southeast
NO | YES |  |  |  | 005-06036 | 005-06036 | Getinge/Castle Inc |  |  |  | SE-Emergency Center | MHHS-Southeast |  | Lamp, Exam |  | 005-06036 | 005-06036 | Southeast & Bay Area | MHHS-Southeast | SE-Emergency Center |  | 10/1/17 |  |  | No PM Sticker | LIGHTS, SURGICAL |  | LAMPEXAM-Maquet Inc-741514 | LAMPEXAM |  |  |  |  | Maquet Inc | Lamp, Exam |  |  | LAMPEXAM-Maquet Inc-741514 |  |  |  | Covered PM Repair - Biomedical | MHHS-Southeast
NO | YES | Serial Number 90014 |  |  | 005-09771 | 005-09771 | Getinge/Castle Inc |  |  |  | SE-Emergency Center | MHHS-Southeast |  | Lamp, Exam |  | 005-09771 | 005-09771 | Southeast | MHHS-Southeast | SE-Emergency Center | Exam 18 | 9/1/17 |  | 9/1/18 |  | LIGHTS, SURGICAL |  | LAMPEXAM-Maquet Inc-741514 | LAMPEXAM |  |  |  |  | Maquet Inc | Lamp, Exam |  |  | LAMPEXAM-Maquet Inc-741514 | 6/1/18 |  |  | Not Covered Vendor Only - Biomedical | MHHS-Southeast
NO | YES | Serial Number 90019 |  |  | 005-09772 | 005-09772 | Getinge/Castle Inc |  |  |  | SE-Emergency Center | MHHS-Southeast |  | Lamp, Exam |  | 005-09772 | 005-09772 | Southeast | MHHS-Southeast | SE-Emergency Center | Acute 12 |  |  |  |  | LIGHTS, SURGICAL |  | LAMPEXAM-Maquet Inc-741514 | LAMPEXAM |  |  |  |  | Maquet Inc | Lamp, Exam |  |  | LAMPEXAM-Maquet Inc-741514 | 7/16/19 |  |  | Covered PM Repair - Biomedical | MHHS-Southeast
NO | YES |  |  |  | 005-09773 | 005-09773 | Getinge/Castle Inc |  |  |  | SE-Emergency Center | MHHS-Southeast |  | Lamp, Exam |  | 005-09773 | 005-09773 | Southeast | MHHS-Southeast | SE-Emergency Center | Acute 10 |  |  |  |  | LIGHTS, SURGICAL |  | LAMPEXAM-Maquet Inc-741514 | LAMPEXAM |  |  |  |  | Maquet Inc | Lamp, Exam |  |  | LAMPEXAM-Maquet Inc-741514 | 7/16/19 |  |  | Covered PM Repair - Biomedical | MHHS-Southeast
NO | NO |  |  |  | 005-09774 |  | Getinge/Castle Inc |  |  |  | SE - EMERGENCY CENTER | MHHS-Southeast |  | Lamp, Exam |  | 005-09774 |  | Southeast & Bay Area |  | SE - EMERGENCY CENTER | [5 empty] | LIGHTS, SURGICAL |  | LAMPEXAM-Maquet Inc-741514 | LAMPEXAM |  |  |  |  | Maquet Inc | Lamp, Exam |  |  | LAMPEXAM-Maquet Inc-741514 |  |  |  | Covered PM Repair - Biomedical | MHHS-Southeast
NO | YES |  |  |  | 000-03673 | 000-03673 | Getinge/Castle Inc | ASSURE ACCUFAST 1410 |  | ET17031140 | MH MG-(WDLS)-Urgent Care-Benders Landing | MHHS-MG |  |  |  | 000-03673 | 000-03673 | Woodlands | MHHS-MG | MH MG-(WDLS)-Urgent Care-Benders Landing | Lab |  |  |  |  | INCUBATORS, LABORATORY, THERMOCYCLING |  | .needs class |  |  |  |  | .needs class | Getinge |  |  |  |  | 1/1/20 |  |  | Not Covered Vendor Only - Biomedical | MHHS-MG
NO | NO |  |  |  | 069-43540 |  | Getinge/Castle Inc | ASSURE ACCUFAST 1410 |  |  | MH MG - (TMC) - VANGUARD UROLOGY (STE 2300) | MHHS-MG |  |  |  | 069-43540 |  | TMC |  | MH MG - (TMC) - VANGUARD UROLOGY (STE 2300) | [5 empty] | INCUBATORS, LABORATORY, THERMOCYCLING |  | .needs class |  |  |  |  | .needs class | Getinge | [7 empty] | No Coverage Specified | MHHS-MG
NO | NO |  |  |  | 029-12006 |  | Getinge/Castle Inc | ASSURE ACCUFAST 1410 |  |  | MH MG - (WDLS) - IMPERIAL OAKS | MHHS-MG |  |  |  | 029-12006 |  | Woodlands |  | MH MG - (WDLS) - IMPERIAL OAKS | [5 empty] | INCUBATORS, LABORATORY, THERMOCYCLING |  | .needs class |  |  |  |  | .needs class | Getinge | [7 empty] | Not Covered Vendor Only - Biomedical | MHHS-MG
NO | YES |  |  |  | 013-39100 | 013-39100 | Getinge/Castle Inc | GET1850BL |  | 2340986-000 | SW-ICU | MHHS-Southwest |  | Warming Cabinet |  | 013-39100 | 013-39100 | Southwest | MHHS-Southwest | SW-ICU | ICU D | 3/1/19 |  | 3/1/20 |  | WARMING UNITS, MULTIPURPOSE | Warming Cabinet | WARMINGCABINET-GETINGE-GET1850BL | WARMINGCABINET | GET1850BL |  |  |  | GETINGE | Warming Cabinet |  | WARMINGCABINET-GETINGE-GET1850BL |  | 7/3/20 |  |  | Not Covered Vendor Only - Biomedical | MHHS-Southwest | [8 empty] | WARMINGCABINET | Warming Cabinet | GETINGE
NO | YES |  |  |  | 029-12510 | 029-12510 | Getinge/Castle Inc | GET1850BL |  | 2497635-000 | Woodlands-Neurology | MHHS-Woodlands |  | Warming Cabinet |  | 029-12510 | 029-12510 | Woodlands | MHHS-Woodlands | Woodlands-Neurology |  | 6/24/19 |  |  |  | WARMING UNITS, MULTIPURPOSE | Warming Cabinet | WARMINGCABINET-GETINGE-GET1850BL | WARMINGCABINET | GET1850BL |  |  |  | GETINGE | Warming Cabinet |  | WARMINGCABINET-GETINGE-GET1850BL |  | 5/22/20 | Finished from Script 3/27/2020 12:11:52pm (Central) |  | Not Covered Vendor Only - Biomedical | MHHS-Woodlands | [8 empty] | WARMINGCABINET | Warming Cabinet | GETINGE
NO | YES |  |  |  | 029-12706 | 029-12706 | Getinge/Castle Inc | GET1850BL |  | 2499870-000 | Woodlands-NICU (New) | MHHS-Woodlands |  | Warming Cabinet |  | 029-12706 | 029-12706 | Woodlands | MHHS-Woodlands | Woodlands-NICU (New) | NICU | 8/1/19 |  | 8/1/20 |  | WARMING UNITS, MULTIPURPOSE | Warming Cabinet | WARMINGCABINET-GETINGE-GET1850BL | WARMINGCABINET | GET1850BL |  |  |  | GETINGE | Warming Cabinet |  | WARMINGCABINET-GETINGE-GET1850BL |  | 5/22/20 |  |  | Not Covered Vendor Only - Biomedical | MHHS-Woodlands | [8 empty] | WARMINGCABINET | Warming Cabinet | GETINGE
NO | YES |  |  |  | 029-12725 | 029-12725 | Getinge/Castle Inc | GET1850BL |  | 2498718-000 | Woodlands-NICU (New) | MHHS-Woodlands |  | Warming Cabinet |  | 029-12725 | 029-12725 | Woodlands | MHHS-Woodlands | Woodlands-NICU (New) |  |  |  | 8/1/20 |  | WARMING UNITS, MULTIPURPOSE | Warming Cabinet | WARMINGCABINET-GETINGE-GET1850BL | WARMINGCABINET | GET1850BL |  |  |  | GETINGE | Warming Cabinet |  | WARMINGCABINET-GETINGE-GET1850BL |  | 1/1/10 |  |  | Covered PM Repair - Biomedical | MHHS-Woodlands | [8 empty] | WARMINGCABINET | Warming Cabinet | GETINGE
NO | YES |  |  |  | 029-12802 | 029-12802 | Getinge/Castle Inc | GET1850BL |  | 23447752-000 | Woodlands-OR | MHHS-Woodlands |  | Warming Cabinet |  | 029-12802 | 029-12802 | Woodlands | MHHS-Woodlands | Woodlands-OR | [5 empty] | WARMING UNITS, MULTIPURPOSE | Warming Cabinet | WARMINGCABINET-GETINGE-GET1850BL | WARMINGCABINET | GET1850BL |  |  |  | GETINGE | Warming Cabinet |  | WARMINGCABINET-GETINGE-GET1850BL |  | 10/21/13 |  |  | Covered PM Repair - Biomedical | MHHS-Woodlands | [8 empty] | WARMINGCABINET | Warming Cabinet | GETINGE
NO | YES |  |  |  | 029-12803 | 029-12803 | Getinge/Castle Inc | GET1850BL |  | 2496271-000 | Woodlands-OR | MHHS-Woodlands |  | Warming Cabinet |  | 029-12803 | 029-12803 | Woodlands | MHHS-Woodlands | Woodlands-OR | Equipment Storage | 12/1/19 |  |  |  | WARMING UNITS, MULTIPURPOSE | Warming Cabinet | WARMINGCABINET-GETINGE-GET1850BL | WARMINGCABINET | GET1850BL |  |  |  | GETINGE | Warming Cabinet |  | WARMINGCABINET-GETINGE-GET1850BL |  |  |  |  | Covered PM Repair - Biomedical | MHHS-Woodlands | [8 empty] | WARMINGCABINET | Warming Cabinet | GETINGE
NO | NO |  |  |  | 013-39090 |  | Getinge/Castle Inc | GET1850BL |  | 2340987-000 | SW - ICU | MHHS-Southwest |  | Warming Cabinet |  | 013-39090 |  | Southwest |  | SW - ICU | [5 empty] | WARMING UNITS, MULTIPURPOSE |  | WARMINGCABINET-GETINGE-GET1850BL | WARMINGCABINET | GET1850BL |  |  |  | GETINGE | Warming Cabinet |  | WARMINGCABINET-GETINGE-GET1850BL |  |  |  |  | Not Covered Vendor Only - Biomedical | MHHS-Southwest
NO | NO |  |  |  | 029-12520 |  | Getinge/Castle Inc | GET1850BL |  | 2497634-000 | WOODLANDS - NEUROLOGY | MHHS-Woodlands |  | Warming Cabinet |  | 029-12520 |  | Woodlands |  | WOODLANDS - NEUROLOGY | [5 empty] | WARMING UNITS, MULTIPURPOSE |  | WARMINGCABINET-GETINGE-GET1850BL | WARMINGCABINET | GET1850BL |  |  |  | GETINGE | Warming Cabinet |  | WARMINGCABINET-GETINGE-GET1850BL |  |  |  |  | Covered PM Repair - Biomedical | MHHS-Woodlands
NO | YES |  |  |  | 151-03368 | 151-03368 | Getinge/Castle Inc | GET250 |  | 2344988-000 | CY-Cardiac Cath Lab | MHHS-Cypress |  |  |  | 151-03368 | 151-03368 | Northwest | MHHS-Cypress | CY-Cardiac Cath Lab | Cath lab | 8/1/19 | 8/1/20 |  |  | WARMING UNITS, MULTIPURPOSE |  | .needs class | [5 empty] | Getinge |  |  |  |  | 5/6/19 |  |  | Covered PM Repair - Biomedical | MHHS-Cypress
NO | YES |  |  |  | 009-34511 | 009-34511 | Getinge/Castle Inc | GET350 |  | 2587397-000 | GH-Cath Lab | MHHS-Greater Heights |  |  |  | 009-34511 | 009-34511 | Central | MHHS-Greater Heights | GH-Cath Lab | GH CATH LAB | 9/1/19 |  | 9/1/20 |  | WARMING UNITS, MULTIPURPOSE |  | .needs class | [5 empty] | Getinge |  |  |  |  | 11/16/18 |  |  | Covered PM Repair - Respiratory/Steriliz | MHHS-Greater Heights
NO | NO |  |  |  | 005-12961 |  | Getinge/Castle Inc | GET350 |  | 2343589-000 | SE - UNIT 1B (MED/SURG) | MHHS-Southeast |  |  |  | 005-12961 |  | Southeast & Bay Area |  | SE - UNIT 1B (MED/SURG) | [5 empty] | WARMING UNITS, MULTIPURPOSE |  | .needs class | [5 empty] | Getinge | [7 empty] | Not Covered Vendor Only - Biomedical | MHHS-Southeast
NO | NO |  |  |  | 145-00933 |  | Getinge/Castle Inc | GSS10 |  | GSSJ152710 | PEARLAND - OR - STERILE PROCESSING | MHHS-Pearland Hospital |  | Scrub Sink |  | 145-00933 |  | Pearland |  | PEARLAND - OR - STERILE PROCESSING | [5 empty] | SINKS, SURGICAL SCRUB |  | SCRUBSINK-Getinge-GSS10 | SCRUBSINK | GSS10 |  |  |  | GETINGE | Scrub Sink |  | SCRUBSINK-Getinge-GSS10 |  |  |  |  | Covered PM Repair - Biomedical | MHHS-Pearland Hospital
NO | NO |  |  |  | 145-01130 |  | Getinge/Castle Inc | GSS10 |  | GSSJ152714 | PEARLAND - OR - STERILE PROCESSING | MHHS-Pearland Hospital |  | Scrub Sink |  | 145-01130 |  | Pearland |  | PEARLAND - OR - STERILE PROCESSING | [5 empty] | SINKS, SURGICAL SCRUB |  | SCRUBSINK-Getinge-GSS10 | SCRUBSINK | GSS10 |  |  |  | GETINGE | Scrub Sink |  | SCRUBSINK-Getinge-GSS10 |  |  |  |  | Covered PM Repair - Biomedical | MHHS-Pearland Hospital
NO | NO |  |  |  | 069-39897 |  | Getinge/Castle Inc | GSS10 |  | GSSH07996 | TMC - CATH LAB - ADULT (2HVI) | MHHS-TMC |  | Scrub Sink |  | 069-39897 |  | TMC |  | TMC - CATH LAB - ADULT (2HVI) | [5 empty] | SINKS, SURGICAL SCRUB |  | SCRUBSINK-Getinge-GSS10 | SCRUBSINK | GSS10 |  |  |  | GETINGE | Scrub Sink |  | SCRUBSINK-Getinge-GSS10 |  |  |  |  | Covered PM Repair - Biomedical | MHHS-TMC
NO | NO |  |  |  | 069-39898 |  | Getinge/Castle Inc | GSS10 |  | GSSH07995 | TMC - CATH LAB - ADULT (2HVI) | MHHS-TMC |  | Scrub Sink |  | 069-39898 |  | TMC |  | TMC - CATH LAB - ADULT (2HVI) | [5 empty] | SINKS, SURGICAL SCRUB |  | SCRUBSINK-Getinge-GSS10 | SCRUBSINK | GSS10 |  |  |  | GETINGE | Scrub Sink |  | SCRUBSINK-Getinge-GSS10 |  |  |  |  | Covered PM Repair - Biomedical | MHHS-TMC
NO | NO |  |  |  | 069-39899 |  | Getinge/Castle Inc | GSS10 |  | GSSH07998 | TMC - CATH LAB - ADULT (2HVI) | MHHS-TMC |  | Scrub Sink |  | 069-39899 |  | TMC |  | TMC - CATH LAB - ADULT (2HVI) | [5 empty] | SINKS, SURGICAL SCRUB |  | SCRUBSINK-Getinge-GSS10 | SCRUBSINK | GSS10 |  |  |  | GETINGE | Scrub Sink |  | SCRUBSINK-Getinge-GSS10 |  |  |  |  | Covered PM Repair - Biomedical | MHHS-TMC
NO | NO |  |  |  | 069-39900 |  | Getinge/Castle Inc | GSS10 |  | GSSH07997 | TMC - CATH LAB - ADULT (2HVI) | MHHS-TMC |  | Scrub Sink |  | 069-39900 |  | TMC |  | TMC - CATH LAB - ADULT (2HVI) | [5 empty] | SINKS, SURGICAL SCRUB |  | SCRUBSINK-Getinge-GSS10 | SCRUBSINK | GSS10 |  |  |  | GETINGE | Scrub Sink |  | SCRUBSINK-Getinge-GSS10 |  |  |  |  | Covered PM Repair - Biomedical | MHHS-TMC
NO | NO |  |  |  | 069-39901 |  | Getinge/Castle Inc | GSS10 |  | GSSH071009 | TMC - CATH LAB - ADULT (2HVI) | MHHS-TMC |  | Scrub Sink |  | 069-39901 |  | TMC |  | TMC - CATH LAB - ADULT (2HVI) | [5 empty] | SINKS, SURGICAL SCRUB |  | SCRUBSINK-Getinge-GSS10 | SCRUBSINK | GSS10 |  |  |  | GETINGE | Scrub Sink |  | SCRUBSINK-Getinge-GSS10 |  |  |  |  | Covered PM Repair - Biomedical | MHHS-TMC
NO | NO |  |  |  | GSSF162764 |  | Getinge/Castle Inc | GSS10 |  | GSSF162764 | TMC - OR - HERMANN (2HP) | MHHS-TMC |  | Scrub Sink |  | GSSF162764 |  | TMC |  | TMC - OR - HERMANN (2HP) | [5 empty] | SINKS, SURGICAL SCRUB |  | SCRUBSINK-Getinge-GSS10 | SCRUBSINK | GSS10 |  |  |  | GETINGE | Scrub Sink |  | SCRUBSINK-Getinge-GSS10 |  |  |  |  | Covered PM Repair - Biomedical | MHHS-TMC
NO | NO |  |  |  | GSSH07996 |  | Getinge/Castle Inc | GSS10 |  | GSSH07996 | TMC - OR - HERMANN (2HP) | MHHS-TMC |  | Scrub Sink |  | GSSH07996 |  | TMC |  | TMC - OR - HERMANN (2HP) | [5 empty] | SINKS, SURGICAL SCRUB |  | SCRUBSINK-Getinge-GSS10 | SCRUBSINK | GSS10 |  |  |  | GETINGE | Scrub Sink |  | SCRUBSINK-Getinge-GSS10 |  |  |  |  | Covered PM Repair - Biomedical | MHHS-TMC
NO | NO |  |  |  | 069-39926 |  | Getinge/Castle Inc | GSS10 |  | GSSM091535 | TMC - RADIOLOGY - CHILDRENS HOSPITAL (OLD) | MHHS-TMC |  | Scrub Sink |  | 069-39926 |  | TMC |  | TMC - RADIOLOGY - CHILDRENS HOSPITAL (OLD) | [5 empty] | SINKS, SURGICAL SCRUB |  | SCRUBSINK-Getinge-GSS10 | SCRUBSINK | GSS10 |  |  |  | GETINGE | Scrub Sink |  | SCRUBSINK-Getinge-GSS10 |  |  |  |  | Covered PM Repair - Biomedical | MHHS-TMC
NO | NO |  |  |  | 069-39927 |  | Getinge/Castle Inc | GSS10 |  | GSSC101565 | TMC - RADIOLOGY - JONES PAVILION | MHHS-TMC |  | Scrub Sink |  | 069-39927 |  | TMC |  | TMC - RADIOLOGY - JONES PAVILION | [5 empty] | SINKS, SURGICAL SCRUB |  | SCRUBSINK-Getinge-GSS10 | SCRUBSINK | GSS10 |  |  |  | GETINGE | Scrub Sink |  | SCRUBSINK-Getinge-GSS10 |  |  |  |  | Covered PM Repair - Biomedical | MHHS-TMC
NO | YES |  |  |  | 099-08829 | 099-08829 | Getinge/Castle Inc | HANAULUX 2003 |  |  | SW-ER | MHHS-Southwest |  | Lamp, Surgical, Ceiling |  | 099-08829 | 099-08829 | Southwest | MHHS-Southwest | SW-ER | Room 1 |  |  |  |  | LIGHTS, SURGICAL | Lamp, Surgical, Ceiling | LAMPSURGCEILING-Heraeus-Hanaulux 2003 | LAMPSURGCEILING | Hanaulux 2003 |  |  |  | Heraeus Medical | Lamp, Surgical, Ceiling |  |  | LAMPSURGCEILING-Heraeus-Hanaulux 2003 |  |  |  | Covered PM Repair - Biomedical | MHHS-Southwest | [8 empty] | LAMPSURGCEILING | Lamp, Surgical, Ceiling | Heraeus Medical
YES | YES |  |  |  | 099-08828 | 099-08828 | Getinge/Castle Inc | HANAULUX 2003 |  |  | SW - ER |  |  |  |  | 099-08828 | 099-08828 | Southwest | Memorial Hermann Southwest Hospital Emergency Center | SW - ER | Room 1 |  |  |  | New Add |  |  | LAMPSURGCEILING-Heraeus-Hanaulux 2003
NO | YES |  |  |  | 241-03304 | 241-03304 | Getinge/Castle Inc | M450 |  |  | TIRR-Outpatient Clinic | MHHS-TIRR |  | Water Purification System |  | 241-03304 | 241-03304 | TM | MHHS-Others | TIRR-Outpatient Clinic | TIRR - OUTPATIENT CLINIC | 3/1/18 |  | 3/1/20 |  | WATER PURIFICATION SYSTEMS | Water Purification System | WATERPURIFICATIONSYS-Watts Premier, Inc.-M450 | WATERPURIFICATIONSYS | M450 |  |  |  | Watts Premier, Inc. | Water Purification System |  |  | WATERPURIFICATIONSYS-Watts Premier, Inc.-M450 |  |  | WPS-A | Covered PM Repair - Biomedical | MHHS-TIRR | [8 empty] | WATERPURIFICATIONSYS | Water Purification System | Watts Premier, Inc.
NO | YES |  |  |  | 241-03306 | 241-03306 | Getinge/Castle Inc | M450 |  |  | TIRR-Outpatient Clinic | MHHS-TIRR |  | Water Purification System |  | 241-03306 | 241-03306 | TM | MHHS-Others | TIRR-Outpatient Clinic | TIRR - OUTPATIENT CLINIC | 3/1/18 |  | 2/1/19 |  | WATER PURIFICATION SYSTEMS | Water Purification System | WATERPURIFICATIONSYS-Watts Premier, Inc.-M450 | WATERPURIFICATIONSYS | M450 |  |  |  | Watts Premier, Inc. | Water Purification System |  |  | WATERPURIFICATIONSYS-Watts Premier, Inc.-M450 |  |  | WPS-A | Covered PM Repair - Biomedical | MHHS-TIRR | [8 empty] | WATERPURIFICATIONSYS | Water Purification System | Watts Premier, Inc.
NO | YES |  |  |  | 013-13162 | 013-13162 | Getinge/Castle Inc | PRC 5501 |  |  | SW-OR | MHHS-Southwest |  |  |  | 013-13162 | 013-13162 | Southwest | MHHS-Southwest | SW-OR | OR 8 | 5/1/18 |  |  |  | LIGHTS, SURGICAL |  | .needs class | [5 empty] | Getinge | [7 empty] | Covered PM Repair - Biomedical | MHHS-Southwest
NO | NO |  |  |  | 013-13166 |  | Getinge/Castle Inc | PRC 5501 |  |  | SW - OR | MHHS-Southwest |  |  |  | 013-13166 |  | Southwest |  | SW - OR | [5 empty] | LIGHTS, SURGICAL |  | .needs class | [5 empty] | Getinge | [7 empty] | Covered PM Repair - Biomedical | MHHS-Southwest
NO | NO |  |  |  | 013-13167 |  | Getinge/Castle Inc | PRC 5501 |  |  | SW - OR | MHHS-Southwest |  |  |  | 013-13167 |  | Southwest |  | SW - OR | [5 empty] | LIGHTS, SURGICAL |  | .needs class | [5 empty] | Getinge | [7 empty] | Covered PM Repair - Biomedical | MHHS-Southwest
NO | NO |  |  |  | 013-13360 |  | Getinge/Castle Inc | PRC 5501 |  |  | SW - OR | MHHS-Southwest |  |  |  | 013-13360 |  | Southwest |  | SW - OR | [5 empty] | LIGHTS, SURGICAL |  | .needs class | [5 empty] | Getinge | [7 empty] | Covered PM Repair - Biomedical | MHHS-Southwest
NO | NO |  |  |  | 013-13361 |  | Getinge/Castle Inc | PRC 5501 |  |  | SW - OR | MHHS-Southwest |  |  |  | 013-13361 |  | Southwest |  | SW - OR | [5 empty] | LIGHTS, SURGICAL |  | .needs class | [5 empty] | Getinge | [7 empty] | Covered PM Repair - Biomedical | MHHS-Southwest
NO | YES |  |  |  |  | 009-03910 | Getinge/Castle Inc | PRX6401 |  |  | GH-OR | MHHS-Greater Heights |  | Lamp, Surgical, Ceiling |  |  | 009-03910 | Central | MHHS-Greater Heights | GH-OR | OR | 6/1/19 |  | 6/1/20 |  | LIGHTS, SURGICAL | Lamp, Surgical, Ceiling | LAMPSURGCEILING-Getinge-PRX6401 | LAMPSURGCEILING | PRX6401 |  |  |  | GETINGE | Lamp, Surgical, Ceiling |  | LAMPSURGCEILING-Getinge-PRX6401 |  |  |  |  | Covered PM Repair - Biomedical | MHHS-Greater Heights | [8 empty] | LAMPSURGCEILING | Lamp, Surgical, Ceiling | GETINGE
NO | YES |  |  |  |  | 009-03911 | Getinge/Castle Inc | PRX6401 |  |  | GH-OR | MHHS-Greater Heights |  | Lamp, Surgical, Ceiling |  |  | 009-03911 | Central | MHHS-Greater Heights | GH-OR | OR | 6/1/19 |  | 6/1/20 |  | LIGHTS, SURGICAL | Lamp, Surgical, Ceiling | LAMPSURGCEILING-Getinge-PRX6401 | LAMPSURGCEILING | PRX6401 |  |  |  | GETINGE | Lamp, Surgical, Ceiling |  | LAMPSURGCEILING-Getinge-PRX6401 |  | 4/4/09 |  |  | Covered PM Repair - Biomedical | MHHS-Greater Heights | [8 empty] | LAMPSURGCEILING | Lamp, Surgical, Ceiling | GETINGE
NO | YES |  |  |  | 041-09461 | 041-09461 | Getinge/Castle Inc | WMX230-D |  | 369143-001 | MRI | MHHS-OPID |  | Warming Cabinet |  | 041-09461 | 041-09461 | TMC | Memorial Hermann-Medical Plaza 3 | MRI | Open area | 7/1/19 |  | 7/1/20 |  | WARMING UNITS, MULTIPURPOSE |  | WARMINGCABINET-Maquet Inc-WMX 230-D | WARMINGCABINET | WMX 230-D |  |  |  | Maquet Inc | Warming Cabinet |  |  | WARMINGCABINET-Maquet Inc-WMX 230-D |  |  |  | Covered PM Repair - Lab Analyzers/Anesth | MHHS-OPID
NO | YES |  |  |  | 142-00897 | 142-00897 | Getinge/Castle Inc | WMX230-D |  | 426279-001 | OPID-(NE)-Northeast-437 (Mp1) | MHHS-OPID |  | Warming Cabinet |  | 142-00897 | 142-00897 | Katy | MHHS-Others | OPID-(NE)-Northeast-437 (Mp1) | Mammo Office | 9/1/19 | 9/1/20 |  |  | WARMING UNITS, MULTIPURPOSE | Warming Cabinet | WARMINGCABINET-Maquet Inc-WMX 230-D | WARMINGCABINET | WMX 230-D |  |  |  | Maquet Inc | Warming Cabinet |  |  | WARMINGCABINET-Maquet Inc-WMX 230-D |  |  |  | Covered PM Repair - Biomedical | MHHS-OPID | [8 empty] | WARMINGCABINET | Warming Cabinet | Maquet Inc
NO | YES |  |  |  | 129-02871 | 129-02871 | Getinge/Castle Inc | WMX230-D |  |  | SUGAR LAND - Nuclear Medicine | MHHS-Sugarland |  | Warming Cabinet |  | 129-02871 | 129-02871 | Sugar Land | Memorial Hermann Sugar Land Hospital | SUGAR LAND - Nuclear Medicine | W1 328.1 | 4/1/19 |  |  |  | WARMING UNITS, MULTIPURPOSE | Warming Cabinet | WARMINGCABINET-Maquet Inc-WMX 230-D | WARMINGCABINET | WMX 230-D |  |  |  | Maquet Inc | Warming Cabinet |  |  | WARMINGCABINET-Maquet Inc-WMX 230-D |  |  |  | Covered PM Repair - Biomedical | MHHS-Sugarland | [8 empty] | WARMINGCABINET | Warming Cabinet | Maquet Inc
NO | YES |  |  |  |  | 069-29148 | Getinge/Castle Inc | WMX230-D |  | 493134-0000 | TMC-Hermann-Adult ER (1Hp) | MHHS-TMC |  | Warming Cabinet |  |  | 069-29148 | TMC | MHHS-TMC | TMC-Hermann-Adult ER (1Hp) | Xray | 8/1/19 |  | 8/1/20 |  | WARMING UNITS, MULTIPURPOSE | Warming Cabinet | WARMINGCABINET-Maquet Inc-WMX 230-D | WARMINGCABINET | WMX 230-D |  |  |  | Maquet Inc | Warming Cabinet |  |  | WARMINGCABINET-Maquet Inc-WMX 230-D | 4/3/17 |  |  | Not Covered Vendor Only - Lab Ana/Anes | MHHS-TMC | [8 empty] | WARMINGCABINET | Warming Cabinet | Maquet Inc
NO | YES |  |  |  | 069-23293 | 069-23293 | Getinge/Castle Inc | WMX230-D |  | 493133-000 | TMC-Radiology-Nuc Med | MHHS-TMC |  | Warming Cabinet |  | 069-23293 | 069-23293 | TMC | MHHS-TMC | TMC-Radiology-Nuc Med | Nuclear Medicine | 6/1/19 |  |  |  | WARMING UNITS, MULTIPURPOSE |  | WARMINGCABINET-Maquet Inc-WMX 230-D | WARMINGCABINET | WMX 230-D |  |  |  | Maquet Inc | Warming Cabinet |  |  | WARMINGCABINET-Maquet Inc-WMX 230-D | 4/3/17 |  |  | Not Covered Vendor Only - Lab Ana/Anes | MHHS-TMC
NO | NO |  |  |  | 009-10736 |  | Getinge/Castle Inc | WMX230-D |  | 426280-001 | OPID - (NE) - NORTHEAST - 437 (MP1) | MHHS-OPID |  | Warming Cabinet |  | 009-10736 |  | Katy |  | OPID - (NE) - NORTHEAST - 437 (MP1) | [5 empty] | WARMING UNITS, MULTIPURPOSE |  | WARMINGCABINET-Maquet Inc-WMX 230-D | WARMINGCABINET | WMX 230-D |  |  |  | Maquet Inc | Warming Cabinet |  |  | WARMINGCABINET-Maquet Inc-WMX 230-D |  |  |  | Covered PM Repair - Respiratory/Steriliz | MHHS-OPID
NO | YES |  |  |  |  | 142-00262 | Getinge/Castle Inc | WMX770-D |  | 460169-000 | NE-Mother & Baby | MHHS-Northeast |  | Warmer, Blanket |  |  | 142-00262 | Katy | MHHS-Northeast | NE-Mother & Baby |  | 8/1/19 | 8/1/20 |  |  | WARMING UNITS, MULTIPURPOSE | Warmer, Blanket | WARMERBLANKET-Getinge-WMX770-D | WARMERBLANKET | WMX770-D |  |  |  | GETINGE | Warmer, Blanket |  | WARMERBLANKET-Getinge-WMX770-D |  | 4/4/17 |  |  | Covered PM Repair - Biomedical | MHHS-Northeast | [8 empty] | WARMERBLANKET | Warmer, Blanket | GETINGE
NO | YES | Asset Tag 069-21290 |  |  | 069-21290 |  | Getinge/Castle Inc | WMX770-D |  | 460173-000 | TMC-Rehab-Therapy Gym (Jg) | MHHS-TMC |  | Warmer, Blanket |  | 069-21290 |  | TMC | MHHS-TMC | TMC-Rehab-Therapy Gym (Jg) | REHAB - THERAPY GYM (JG) | 7/1/19 |  | 7/1/20 |  | WARMING UNITS, MULTIPURPOSE |  | WARMERBLANKET-Getinge-WMX770-D | WARMERBLANKET | WMX770-D |  |  |  | GETINGE | Warmer, Blanket |  | WARMERBLANKET-Getinge-WMX770-D |  |  |  |  | Covered PM Repair - Biomedical | MHHS-TMC
NO | YES |  |  |  | 069-24836 | 069-24836 | Getinge/Castle Inc | WMX770-D |  | 460168-000 | (null) | MHHS-TMC |  | Warmer, Blanket |  | 069-24836 | 069-24836 | (null) | MHHS-TMC | (null) | (null) |  |  |  | (null) | WARMING UNITS, MULTIPURPOSE |  | WARMERBLANKET-Getinge-WMX770-D | WARMERBLANKET | WMX770-D |  |  |  | GETINGE | Warmer, Blanket | (null) | WARMERBLANKET-Getinge-WMX770-D |  |  | (null) |  | Covered PM Repair - Biomedical | MHHS-TMC
NO | YES |  |  |  |  | 009-02703 | Getinge/Castle Inc | WMX770S |  | 194926-0902 | GH-Cath Lab | MHHS-Greater Heights |  | Warmer, Blanket |  |  | 009-02703 | Central | MHHS-Greater Heights | GH-Cath Lab | GH CATH LAB | 4/1/19 |  | 4/1/20 |  | WARMING UNITS, MULTIPURPOSE | Warmer, Blanket | WARMERBLANKET-Maquet Inc-WMX770-S | WARMERBLANKET | WMX770-S |  |  |  | Maquet Inc | Warmer, Blanket |  |  | WARMERBLANKET-Maquet Inc-WMX770-S | 4/4/17 |  |  | Covered PM Repair - Biomedical | MHHS-Greater Heights | [8 empty] | WARMERBLANKET | Warmer, Blanket | Maquet Inc
YES | YES |  |  |  | 009-10950 | 009-10950 | GETINGE/CASTLE, INC. |  |  |  | OR |  |  |  |  | 009-10950 | 009-10950 | Central | Memorial Hermann Greater Heights Hospital | OR | OR | 2/1/20 |  | 5/1/20
YES | YES |  |  |  | 013-13277 | 013-13277 | GETINGE/CASTLE, INC. |  |  |  | Floor 3 |  |  |  |  | 013-13277 | 013-13277 | Southwest | Memorial Hermann Southwest Hospital | Floor 3 | Floor 3 | 3/1/20
YES | YES |  |  |  | 013-13278 | 013-13278 | GETINGE/CASTLE, INC. |  |  |  | Floor 3 |  |  |  |  | 013-13278 | 013-13278 | Southwest | Memorial Hermann Southwest Hospital | Floor 3 | Floor 3
YES | YES |  |  |  | 013-14974 | 013-14974 | GETINGE/CASTLE, INC. |  |  |  | HVI - OR |  |  |  |  | 013-14974 | 013-14974 | Southwest | Memorial Hermann Southwest Hospital | HVI - OR | HVI - OR
YES | YES |  |  |  | 013-05163 | 013-05163 | GETINGE/CASTLE, INC. |  |  |  | Endo |  |  |  |  | 013-05163 | 013-05163 | Southwest | Memorial Hermann Southwest Hospital | Endo | Bay 11
YES | YES | Serial Number Cnf |  |  | 013-04099 | 013-04099 | GETINGE/CASTLE, INC. |  |  | CNF | ER |  |  |  |  | 013-04099 | 013-04099 | Southwest | Memorial Hermann Southwest Hospital | ER | Triage
YES | YES |  |  |  | 133-07286 | 133-07286 | GETINGE/CASTLE, INC. | 2460UC |  | KAC10675 | KATY - SPD |  |  |  |  | 133-07286 | 133-07286 | Katy | Memorial Hermann Katy Hospital | KATY - SPD | SPD DECON
YES | YES |  |  |  |  | 029-05821 | GETINGE/CASTLE, INC. | 2460UC |  |  | Sterile processing | [5 empty] | 029-05821 | Woodlands | Memorial Hermann in the woodlands | Sterile processing | Sterile processing
YES | YES |  |  |  | 009-10417 | 009-10417 | GETINGE/CASTLE, INC. | 2460UC |  |  | OR |  |  |  |  | 009-10417 | 009-10417 | Central | Memorial Hermann Greater Heights Hospital | OR | OR
YES | YES |  |  |  |  | 013-14933 | GETINGE/CASTLE, INC. | 422HC |  | 05B05753 | SW - HVI - OR | [5 empty] | 013-14933 | Southwest | Memorial Hermann Heart | SW - HVI - OR | CVOR Core | 1/1/20 |  | 7/1/20 | New Add
YES | YES |  |  |  | 151-01036 | 151-01036 | GETINGE/CASTLE, INC. | 433HC |  | Baa073538 | Or |  |  |  |  | 151-01036 | 151-01036 | Northwest | Memorial Hermann Cypress Hospital | Or | Autoclave m3 212 | 1/1/20 | 4/1/20
YES | YES |  |  |  | 129-02760 | 129-02760 | GETINGE/CASTLE, INC. | 433HC |  | 06C06727 | SUGAR LAND - OR |  |  |  |  | 129-02760 | 129-02760 | Sugar Land | Memorial Hermann Sugar Land Hospital | SUGAR LAND - OR | OR 2 Conector | 2/1/20
YES | YES |  |  |  | 009-04986 | 009-04986 | GETINGE/CASTLE, INC. | 433HC |  | E4751E042AFC | OR |  |  |  |  | 009-04986 | 009-04986 | Central | Memorial Hermann Greater Heights Hospital | OR | OR | 1/1/20 |  | 6/1/20
YES | YES |  |  |  | 009-04985 | 009-04985 | GETINGE/CASTLE, INC. | 433HC |  | E4751E042BDF | OR |  |  |  |  | 009-04985 | 009-04985 | Central | Memorial Hermann Greater Heights Hospital | OR | OR | 1/1/20 |  | 7/1/20
YES | YES |  |  |  | 013-39073 | 013-39073 | GETINGE/CASTLE, INC. | 433HC |  | 03B03723 | OR |  |  |  |  | 013-39073 | 013-39073 | Southwest | Memorial Hermann Southwest Hospital | OR | OR
YES | YES |  |  |  | 013-39074 | 013-39074 | GETINGE/CASTLE, INC. | 433HC |  | 03B03608 | SW - OR |  |  |  |  | 013-39074 | 013-39074 | Southwest | Memorial Hermann Southwest Hospital | SW - OR | Core B | 1/1/20 |  | 7/1/20 | New Add - PM performed by Steris
YES | YES | Serial Number Cnf |  |  | 069-22577 | 069-22577 | GETINGE/CASTLE, INC. | 433HC |  | Cnf | TMC - OR - ROBERTSON (2R) |  |  |  |  | 069-22577 | 069-22577 | TMC | Memorial Hermann-Texas Medical Center | TMC - OR - ROBERTSON (2R) | Clean core |  |  |  | Out of service
YES | YES |  |  |  | 041-09555 | 041-09555 | GETINGE/CASTLE, INC. | 433HC |  | 02LO3488 | MEMORIAL CITY - Outpatient |  |  |  |  | 041-09555 | 041-09555 | West | Memorial Hermann Memorial City Medical Center | MEMORIAL CITY - Outpatient | MEMORIAL CITY - OUTPATIENT
YES | YES |  |  |  |  | 142-05841 | GETINGE/CASTLE, INC. | 533HC |  | URA050924 | [6 empty] | 142-05841 | northeast | Memorial Hermann Northeast Hospital |  | Sterile Core | 1/1/20 | 4/1/20
YES | YES |  |  |  |  | 142-05840 | GETINGE/CASTLE, INC. | 533HC |  | URA050923 | [6 empty] | 142-05840 | Katy | Memorial Hermann Northeast Hospital |  | Sterile Core | 1/1/20 | 4/1/20
YES | YES |  |  |  | 145-00414 | 145-00414 | GETINGE/CASTLE, INC. | 533HC-E |  | URA062168 | Spd |  |  |  |  | 145-00414 | 145-00414 | Pearland | Memorial Hermann Pearland Hospital | Spd | Clean and assembly room | 1/1/20 | 4/1/20
NO | YES |  |  |  | 142-01539 | 142-01539 | GETINGE/CASTLE, INC. |  |  | 09D0193 | Katy-Med/Surg 5th Floor |  |  |  |  | 142-01539 | 142-01539 | Katy | MHHS-Katy | Katy-Med/Surg 5th Floor | Room Hallway | 2/1/20 | 2/1/20 |  |  |  | Warming Cabinet | WARMINGCABINET-Getinge-5524 | [23 empty] | WARMINGCABINET | Warming Cabinet | GETINGE
NO | YES |  |  |  | 005-33357 | 005-33357 | GETINGE/CASTLE, INC. |  |  | BAA083937 | SE-Unit 4B (Women'S Services) |  |  |  |  | 005-33357 | 005-33357 | Southeast | MHHS-Southeast | SE-Unit 4B (Women'S Services) | NICU | 3/1/20 |  | 3/1/21
YES | YES |  |  |  | 029-11444 | 029-11444 | GETINGE/CASTLE, INC. |  |  | SZ5618XAL | CCC in spring |  |  |  |  | 029-11444 | 029-11444 | ccc spring |  | CCC in spring |  |  |  | 11/1/20 |  |  | Warming Cabinet | WARMINGCABINET-Getinge-5618 | [23 empty] | WARMINGCABINET | Warming Cabinet | GETINGE
YES | YES |  |  |  | 005-12399 | 005-12399 | GETINGE/CASTLE, INC. |  |  | BAA083156 | ER |  |  |  |  | 005-12399 | 005-12399 | Southeast | Memorial Hermann Convenient Care Center in League City (League City CCC) | ER | Equipment Room | 2/1/20 |  | 2/1/21
YES | YES |  |  |  | 151-05071 | 151-05071 | GETINGE/CASTLE, INC. |  |  | BAA089540 | Cardiac cath lab |  |  |  |  | 151-05071 | 151-05071 | Northwest | Memorial Hermann Cypress Hospital | Cardiac cath lab | South tower storage |  | 2/1/20 |  | No pm sticker |  | Warming Cabinet | WARMINGCABINET-Getinge-5624 | [23 empty] | WARMINGCABINET | Warming Cabinet | GETINGE
NO | YES |  |  |  | 005-07678 |  | GETINGE/CASTLE, INC. |  |  | K064095 | OPID-(PL)-Pearland-406 (Mp1) |  |  |  |  | 005-07678 |  | Pearland | MHHS-Others | OPID-(PL)-Pearland-406 (Mp1) |  | 10/1/20 | 10/1/20 |  |  |  | Warming Cabinet | WARMINGCABINET-Getinge-5624 | [23 empty] | WARMINGCABINET | Warming Cabinet | GETINGE
NO | YES |  |  |  | 142-01411 | 142-01411 | GETINGE/CASTLE, INC. |  |  | G064022 | [5 empty] | 142-01411 | 142-01411 | Katy | Memorial Hermann Imaging Center - Northeast (#100) |  | Hall | 9/1/19 | 9/1/20 |  |  |  | Warming Cabinet | WARMINGCABINET-Getinge-5624 | [23 empty] | WARMINGCABINET | Warming Cabinet | GETINGE
NO | YES |  |  |  |  | 029-04907 | GETINGE/CASTLE, INC. |  |  | H074486 | OPID-(WDLS)-Woodlands-430 (Mp3) | [5 empty] | 029-04907 | Woodlands | MHHS-Others | OPID-(WDLS)-Woodlands-430 (Mp3) | Behind Nurse Station | [5 empty] | Warming Cabinet | WARMINGCABINET-Getinge-5624 | [23 empty] | WARMINGCABINET | Warming Cabinet | GETINGE
YES | YES |  |  |  | 013-14903 | 013-14903 | GETINGE/CASTLE, INC. |  |  |  | CV PACU |  |  |  |  | 013-14903 | 013-14903 | Southwest | Memorial Hermann Southwest Hospital | CV PACU | Hallway | 11/1/19 |  | 11/1/20
NO | YES |  |  |  | 069-37669 | 069-37669 | GETINGE/CASTLE, INC. |  |  |  | TMC-OR-Robertson (2R) |  |  |  |  | 069-37669 | 069-37669 | TMC | MHHS-TMC | TMC-OR-Robertson (2R) | OR - ROBERTSON (2R) | 7/1/19 |  | 7/1/20
NO | YES |  |  |  | 041-14416 | 041-14416 | GETINGE/CASTLE, INC. |  |  | M074691 | Memorial City-Labor & Delivery |  |  |  |  | 041-14416 | 041-14416 | West | MHHS-Mem City | Memorial City-Labor & Delivery | Clean Utility | 8/1/19 |  | 8/1/20
NO | YES |  |  |  |  | 041-09053 | GETINGE/CASTLE, INC. |  |  | B053424 | MEMORIAL CITY - MH5 | [5 empty] | 041-09053 | West | Memorial Hermann Memorial City Medical Center | MEMORIAL CITY - MH5 | MH5 314 Clean Utility/Linen Storage
NO | YES |  |  |  | 041-04621 | 041-04621 | GETINGE/CASTLE, INC. |  |  | K022113 | MEMORIAL CITY - Outpatient Surgery |  |  |  |  | 041-04621 | 041-04621 | West | Memorial Hermann Memorial City Medical Center | MEMORIAL CITY - Outpatient Surgery | W1 Recovery
YES | YES | Serial Number Cnf |  |  | 041-10628 |  | GETINGE/CASTLE, INC. |  |  | CNF | MEMORIAL CITY - EKG Room E8 305 |  |  |  |  | 041-10628 |  | West | Memorial Hermann - Memorial City | MEMORIAL CITY - EKG Room E8 305 | East Tower Patient Assessment
NO | YES |  |  |  | 041-09046 | 041-09046 | GETINGE/CASTLE, INC. |  |  | B053421 | E7 Cardiology |  |  |  |  | 041-09046 | 041-09046 | West | Memorial Hermann Memorial City Medical Center | E7 Cardiology | E7 Nurses Station Hall
NO | YES | Serial Number B053423 |  |  | 041-09054 | 041-09054 | GETINGE/CASTLE, INC. |  |  | B053423 | 7E Cardiology |  |  |  |  | 041-09054 | 041-09054 | West | Memorial Hermann Memorial City Medical Center | 7E Cardiology | Memorial Hermann cardio 7E
YES | YES | Serial Number Cnf |  |  | 041-01362 | 041-01362 | GETINGE/CASTLE, INC. |  |  | CNF | Memorial City - Recovery |  |  |  |  | 041-01362 | 041-01362 | West | Memorial Hermann - Memorial City | Memorial City - Recovery | E2 MOR Recovery
YES | YES |  |  |  | 041-04622 | 041-04622 | GETINGE/CASTLE, INC. |  |  | SZ5624XAR | MEMORIAL CITY - Outpatient |  |  |  |  | 041-04622 | 041-04622 | West | Memorial Hermann Memorial City Medical Center | MEMORIAL CITY - Outpatient | MEMORIAL CITY - OUTPATIENT
NO | YES |  |  |  | 041-14358 |  | GETINGE/CASTLE, INC. |  |  | M074698 | Memorial City -MHT - Med/Surg |  |  |  |  | 041-14358 |  | West | Memorial Hermann Memorial City Medical Center | Memorial City -MHT - Med/Surg | MH 6 401 Soiled Utility
NO | YES |  |  |  | 041-07495 | 041-07495 | GETINGE/CASTLE, INC. |  |  | A032212 | Nuro 4th floor |  |  |  |  | 041-07495 | 041-07495 | West | Memorial Hermann Medical Group Memorial City (#100) | Nuro 4th floor | Storage
YES | YES |  |  |  | 041-04162 | 041-04162 | GETINGE/CASTLE, INC. |  |  | F02991 | MEMORIAL CITY - EAST TOWER - IMCU |  |  |  |  | 041-04162 | 041-04162 | West | West | MEMORIAL CITY - EAST TOWER - IMCU | 4E IMCU E4:300.3 Supply
YES | YES |  |  |  | 151-01039 | 151-01039 | GETINGE/CASTLE, INC. | 633HC |  | BAA072831 | Spd |  |  |  |  | 151-01039 | 151-01039 | Northwest | Memorial Hermann Cypress Hospital | Spd | Spd | 10/1/19 | 1/1/20
YES | YES |  |  |  | 151-01040 | 151-01040 | GETINGE/CASTLE, INC. | 633HC |  | BAA072561 | Spd |  |  |  |  | 151-01040 | 151-01040 | Northwest | Memorial Hermann Cypress Hospital | Spd | Spd | 11/1/19 | 2/1/20
YES | YES |  |  |  | 145-00415 | 145-00415 | GETINGE/CASTLE, INC. | 633HC |  | BAA068463 | Spd |  |  |  |  | 145-00415 | 145-00415 | Pearland | Memorial Hermann Pearland Hospital | Spd | Clean and assembly room | 1/1/20 | 4/1/20
YES | YES |  |  |  | 142-03829 | 142-03829 | GETINGE/CASTLE, INC. | 733HC |  | E4751E042A77 | Sterile Processing |  |  |  |  | 142-03829 | 142-03829 | Southwest |  | Sterile Processing | Strerile Processing |  |  |  | No pm
YES | YES |  |  |  |  | 142-03830 | GETINGE/CASTLE, INC. | 733HC |  | D3L04454 | NE - OR | [5 empty] | 142-03830 | Katy | Memorial Hermann Northeast Hospital | NE - OR | SPD
YES | YES |  |  |  | 005-05660 | 005-05660 | GETINGE/CASTLE, INC. |  |  | O 50403 | SE - EMERGENCY CENTER |  |  |  |  | 005-05660 | 005-05660 | Southeast | Memorial Hermann Southeast Hospital | SE - EMERGENCY CENTER | SE - EMERGENCY CENTER | 9/1/15 |  | 9/1/16
YES | YES |  |  |  |  | 013-13275 | GETINGE/CASTLE, INC. | 833HC |  | 03K04254 | Sterile processing | [5 empty] | 013-13275 | Southwest | Memorial Hermann Southwest Hospital | Sterile processing | Clean side | 1/1/20 |  | 7/1/20
YES | YES | [5 empty] | GETINGE/CASTLE, INC. | 833HC |  | 03F04065 | SPD | [6 empty] | Northwest | Memorial Hermann Cypress Hospital Southest | SPD | SPD | 1/1/20 |  | 7/1/20
YES | YES |  |  |  | 013-36797 | 013-36797 | GETINGE/CASTLE, INC. | 86 Series |  | WAA062845 | Sterile processing |  |  |  |  | 013-36797 | 013-36797 | Southwest | Memorial Hermann Southwest Hospital | Sterile processing | Decontamination
YES | YES |  |  |  | 142-01955 | 142-01955 | GETINGE/CASTLE, INC. |  |  | W50025148 | SPD |  |  |  |  | 142-01955 | 142-01955 | Katy | Memorial Hermann Northeast Hospital | SPD | Decon | 12/1/19 | 5/1/20
YES | YES |  |  |  | 151-01041 | 151-01041 | GETINGE/CASTLE, INC. |  |  | WAA072422 | Spd |  |  |  |  | 151-01041 | 151-01041 | Northwest | Memorial Hermann Cypress Hospital | Spd | Spd
YES | YES |  |  |  | 145-00793 | 145-00793 | GETINGE/CASTLE, INC. |  |  | WAA062444 | Spd |  |  |  |  | 145-00793 | 145-00793 | Pearland | Memorial Hermann Pearland Hospital | Spd | Clean and assembly room | 12/1/19 | 5/1/20
YES | YES | Serial Number WAA062910 |  |  | 099-10399 | 099-10399 | GETINGE/CASTLE, INC. |  |  | WAA062910 | Floor 3 |  |  |  |  | 099-10399 | 099-10399 | Southwest | Memorial Hermann Southwest Hospital | Floor 3 | Floor 3
YES | YES | Serial Number Cnf |  |  | 133-03975 | 133-03975 | GETINGE/CASTLE, INC. | Amsco Examiner 10 |  | Cnf | 1st floor |  |  |  |  | 133-03975 | 133-03975 | Katy | Katy | 1st floor | ER |  |  |  | No pm |  |  | LAMPEXAM-Steris-Amsco Examiner 10
NO | YES |  |  |  | 133-03974 | 133-03974 | GETINGE/CASTLE, INC. | Amsco Examiner 10 |  | NSN | Katy-ER |  |  |  |  | 133-03974 | 133-03974 | Katy | MHHS-Katy | Katy-ER | ER |  |  |  | No pm
YES | YES | Serial Number Cnf |  |  | 133-03977 | 133-03977 | GETINGE/CASTLE, INC. | Amsco Examiner 10 |  | Cnf | 1st floor |  |  |  |  | 133-03977 | 133-03977 | Katy | Katy | 1st floor | ER |  |  |  | No pm |  |  | LAMPEXAM-Steris-Amsco Examiner 10
YES | YES |  |  |  | 099-09104 | 099-09104 | GETINGE/CASTLE, INC. | Biosign |  |  | TMC - LABORATORY - MICROBIOLOGY (1R) |  |  |  |  | 099-09104 | 099-09104 | TMC | Memorial Hermann-Texas Medical Center | TMC - LABORATORY - MICROBIOLOGY (1R) | MICROBIOLOGY | 3/1/20 |  |  | Not in use
YES | YES | Serial Number WAA062910 |  |  | 013-36642 | 013-36642 | GETINGE/CASTLE, INC. | Cart Washer |  | WAA062910 | SW - CPD |  |  |  |  | 013-36642 | 013-36642 | Southwest | Memorial Hermann Southwest Hospital | SW - CPD | CPD | 3/1/20
YES | YES | Serial Number Cnf |  |  | 000-01014 | 000-01014 | GETINGE/CASTLE, INC. | Cnf |  | Cnf | SUGAR LAND - SLEEP DISORDER CENTER |  |  |  |  | 000-01014 | 000-01014 | Sugar Land | Memorial Hermann Sugar Land Sleep Disorders Center (#370) | SUGAR LAND - SLEEP DISORDER CENTER |  | 2/1/20 |  |  | No pm |  |  | .needs class
YES | YES |  |  |  | 074-05675 | 074-05675 | GETINGE/CASTLE, INC. | Cnf |  | HH252890C7 | Biomed |  |  |  |  | 074-05675 | 074-05675 | TMC | Memorial Hermann-Texas Medical Center | Biomed | Biomed | [6 empty] | .needs class
YES | YES |  |  |  | 142-01885 | 142-01885 | GETINGE/CASTLE, INC. | HS-Series |  |  | SPD |  |  |  |  | 142-01885 | 142-01885 | Katy | Memorial Hermann Northeast Hospital | SPD | Decon
YES | YES |  |  |  |  | 129-04328 | GETINGE/CASTLE, INC. | IUSS |  | 8G3MZTT | SUGAR LAND - OR | [5 empty] | 129-04328 | Sugar Land | Memorial Hermann Sugar Land Hospital | SUGAR LAND - OR | OR 7-8 Sub-Sterile | 2/1/20
YES | YES |  |  |  | 145-00790 | 145-00790 | GETINGE/CASTLE, INC. | LRG4800 |  | G140104 | Spd |  |  |  |  | 145-00790 | 145-00790 | Pearland | Memorial Hermann Pearland Hospital | Spd | Clean and assembly room | 6/1/17 | 6/1/18
YES | YES |  |  |  | 151-01043 | 151-01043 | GETINGE/CASTLE, INC. | Lrg9600 |  | G140234 | Spd |  |  |  |  | 151-01043 | 151-01043 | Northwest | Memorial Hermann Cypress Hospital | Spd | Spd chemical storage
YES | YES | [5 empty] | GETINGE/CASTLE, INC. | MDT |  | Nsn | SW - ER | [6 empty] | Southwest | Memorial Hermann Southwest Hospital Emergency Center | SW - ER | Triage | 12/1/18 |  | 12/1/19 | No Plate PM past due
NO | YES |  |  |  |  | 013-02629 | GETINGE/CASTLE, INC. | MDT |  | NSN | SW-ER | [5 empty] | 013-02629 | Southwest | MHHS-Southwest | SW-ER | Pod B Hallway
YES | YES |  |  |  | 142-05356 | 142-05356 | GETINGE/CASTLE, INC. | S-8666 |  | W50028372 | SPD |  |  |  |  | 142-05356 | 142-05356 | Katy | Memorial Hermann Northeast Hospital | SPD | Decon | 11/1/19 | 2/1/20
YES | YES |  |  |  | 142-01884 | 142-01884 | GETINGE/CASTLE, INC. | S-8666 |  | SEV0745065 | SPD |  |  |  |  | 142-01884 | 142-01884 | Katy | Memorial Hermann Northeast Hospital | SPD | Decon | 1/1/20 | 4/1/20
YES | YES |  |  |  | 013-36798 | 013-36798 | GETINGE/CASTLE, INC. | S-8666 |  | WAA062918 | SPD |  |  |  |  | 013-36798 | 013-36798 | Southwest | Memorial Hermann Southwest Hospital | SPD | SPD
YES | YES |  |  |  | 151-01038 | 151-01038 | GETINGE/CASTLE, INC. | S-8668 |  | WAA073079 | Spd |  |  |  |  | 151-01038 | 151-01038 | Northwest | Memorial Hermann Cypress Hospital | Spd | Spd
YES | YES |  |  |  | 151-01037 | 151-01037 | GETINGE/CASTLE, INC. | S-8668 |  | WAA073626 | Spd |  |  |  |  | 151-01037 | 151-01037 | Northwest | Memorial Hermann Cypress Hospital | Spd | Spd
YES | YES |  |  |  | 145-00791 | 145-00791 | GETINGE/CASTLE, INC. | S-8668 |  | WAA060039 | Spd |  |  |  |  | 145-00791 | 145-00791 | Pearland | Memorial Hermann Pearland Hospital | Spd | Decon | 2/1/20 | 5/1/20
YES | YES |  |  |  |  | 142-00989 | GETINGE/CASTLE, INC. | Warming Cabinet |  |  | NE - ICU -4th | [5 empty] | 142-00989 | Katy | Memorial Hermann Northeast Hospital | NE - ICU -4th
YES | YES |  |  |  | 069-29148 | 069-29148 | GETINGE/CASTLE, INC. | WMX230-D |  | 493134-000 | ER |  |  |  |  | 069-29148 | 069-29148 | TMC | Memorial Hermann-Texas Medical Center | ER | Rad Fluro | 8/1/19 |  | 8/1/20
NO | YES |  |  |  | 041-10885 | 041-10885 | GETINGE/CASTLE, INC. | WMX770-D |  |  | Bldg 925 suite 100 |  |  |  |  | 041-10885 | 041-10885 | West | Memorial Hermann Medical Group Memorial City Cardiology (#400) | Bldg 925 suite 100 | Linear Excelerator | 7/1/19 |  | 7/1/20
YES | YES |  |  |  | 013-39239 | 013-39239 | GF Health Prod | GF108 |  |  | SW - NURSERY |  |  |  |  | 013-39239 | 013-39239 | Southwest | Memorial Hermann Southwest Hospital | SW - NURSERY | Rm 557
YES | YES |  |  |  | 013-39238 | 013-39238 | GF Health Prod | GF108 |  |  | SW - NURSERY |  |  |  |  | 013-39238 | 013-39238 | Southwest | Memorial Hermann Southwest Hospital | SW - NURSERY | RM 561
YES | YES |  |  |  | 013-39245 | 013-39245 | GF Health Prod | GF108 |  |  | SW - NURSERY |  |  |  |  | 013-39245 | 013-39245 | Southwest | Memorial Hermann Southwest Hospital | SW - NURSERY | Rm 562
YES | YES |  |  |  | 013-39236 | 013-39236 | GF Health Prod | GF108 |  |  | SW - NURSERY |  |  |  |  | 013-39236 | 013-39236 | Southwest | Memorial Hermann Southwest Hospital | SW - NURSERY | 5th Floor Room 566 |  |  |  | New Add - no PM required sticker
YES | YES |  |  |  | 013-39246 | 013-39246 | GF Health Prod | GF108 |  |  | SW - NURSERY |  |  |  |  | 013-39246 | 013-39246 | Southwest | Memorial Hermann Southwest Hospital | SW - NURSERY | Rm 565
YES | YES |  |  |  | 142-09564 |  | GF Health Prod | OxyRead Finger Pulse Ox |  | BJQ300RP0353 | SMR - (WDLS) - STERLING RIDGE |  |  |  |  | 142-09564 |  | Woodlands | MH Sports Medicine Rehab | SMR - (WDLS) - STERLING RIDGE | Gym |  |  |  | No p.m.
YES | YES |  |  |  | 099-14800 | 099-14800 | GF Health Prod | Patriot lx |  | 690-8104-901 | TIRR - rehabilitation |  |  |  |  | 099-14800 | 099-14800 | TMC | TIRR Memorial Hermann | TIRR - rehabilitation | Reb
NO | NO |  |  |  | 041-12984 |  | GF Health Products Inc. (Graham-Field) | HALUX |  | N/A | MEMORIAL CITY - MHT - NICU | MHHS-Mem City |  | Lamp, Exam |  | 041-12984 |  | West & Memorial City |  | MEMORIAL CITY - MHT - NICU | [5 empty] | LIGHTS, EXAMINATION |  | LAMPEXAM-Derungs Licht AG-HALUX | LAMPEXAM | HALUX |  |  |  | Derungs Licht AG | Lamp, Exam |  |  | LAMPEXAM-Derungs Licht AG-HALUX |  |  |  | Covered PM Repair - Biomedical | MHHS-Mem City
NO | NO |  |  |  | BJQ300RP0291 |  | GF Health Products Inc. (Graham-Field) | JB02017 JOHN BUNN FINGER PULSE OXIMETER |  | BJQ300RP0291 | KATY - PHYSICAL THERAPY | MHHS-Katy |  |  |  | BJQ300RP0291 |  | Katy |  | KATY - PHYSICAL THERAPY | [5 empty] | OXIMETERS, PULSE |  | .needs class | [5 empty] | GFHealthPr | [7 empty] | Covered PM Repair - Biomedical | MHHS-Katy
NO | NO |  |  |  | BJQ300RP0293 |  | GF Health Products Inc. (Graham-Field) | JB02017 JOHN BUNN FINGER PULSE OXIMETER |  | BJQ300RP0293 | KATY - PHYSICAL THERAPY | MHHS-Katy |  |  |  | BJQ300RP0293 |  | Katy |  | KATY - PHYSICAL THERAPY | [5 empty] | OXIMETERS, PULSE |  | .needs class | [5 empty] | GFHealthPr | [7 empty] | Covered PM Repair - Biomedical | MHHS-Katy
NO | NO |  |  |  | BJQ300RP0296 |  | GF Health Products Inc. (Graham-Field) | JB02017 JOHN BUNN FINGER PULSE OXIMETER |  | BJQ300RP0296 | KATY - PHYSICAL THERAPY | MHHS-Katy |  |  |  | BJQ300RP0296 |  | Katy |  | KATY - PHYSICAL THERAPY | [5 empty] | OXIMETERS, PULSE |  | .needs class | [5 empty] | GFHealthPr | [7 empty] | Covered PM Repair - Biomedical | MHHS-Katy
NO | NO |  |  |  | BJQ300RP0298 |  | GF Health Products Inc. (Graham-Field) | JB02017 JOHN BUNN FINGER PULSE OXIMETER |  | BJQ300RP0298 | KATY - PHYSICAL THERAPY | MHHS-Katy |  |  |  | BJQ300RP0298 |  | Katy |  | KATY - PHYSICAL THERAPY | [5 empty] | OXIMETERS, PULSE |  | .needs class | [5 empty] | GFHealthPr | [7 empty] | Covered PM Repair - Biomedical | MHHS-Katy
NO | NO |  |  |  | BJS88RP2721 |  | GF Health Products Inc. (Graham-Field) | JB02017 JOHN BUNN FINGER PULSE OXIMETER |  | BJS88RP2721 | KATY - PHYSICAL THERAPY | MHHS-Katy |  |  |  | BJS88RP2721 |  | Katy |  | KATY - PHYSICAL THERAPY | [5 empty] | OXIMETERS, PULSE |  | .needs class | [5 empty] | GFHealthPr | [7 empty] | Covered PM Repair - Biomedical | MHHS-Katy
NO | NO |  |  |  | BJS88RP2724 |  | GF Health Products Inc. (Graham-Field) | JB02017 JOHN BUNN FINGER PULSE OXIMETER |  | BJS88RP2724 | KATY - PHYSICAL THERAPY | MHHS-Katy |  |  |  | BJS88RP2724 |  | Katy |  | KATY - PHYSICAL THERAPY | [5 empty] | OXIMETERS, PULSE |  | .needs class | [5 empty] | GFHealthPr | [7 empty] | Covered PM Repair - Biomedical | MHHS-Katy
NO | NO |  |  |  | BJS88RP2725 |  | GF Health Products Inc. (Graham-Field) | JB02017 JOHN BUNN FINGER PULSE OXIMETER |  | BJS88RP2725 | KATY - PHYSICAL THERAPY | MHHS-Katy |  |  |  | BJS88RP2725 |  | Katy |  | KATY - PHYSICAL THERAPY | [5 empty] | OXIMETERS, PULSE |  | .needs class | [5 empty] | GFHealthPr | [7 empty] | Covered PM Repair - Biomedical | MHHS-Katy
NO | NO |  |  |  | BJS88RP2726 |  | GF Health Products Inc. (Graham-Field) | JB02017 JOHN BUNN FINGER PULSE OXIMETER |  | BJS88RP2726 | KATY - PHYSICAL THERAPY | MHHS-Katy |  |  |  | BJS88RP2726 |  | Katy |  | KATY - PHYSICAL THERAPY | [5 empty] | OXIMETERS, PULSE |  | .needs class | [5 empty] | GFHealthPr | [7 empty] | Covered PM Repair - Biomedical | MHHS-Katy
NO | NO |  |  |  | BJS88RP2727 |  | GF Health Products Inc. (Graham-Field) | JB02017 JOHN BUNN FINGER PULSE OXIMETER |  | BJS88RP2727 | KATY - PHYSICAL THERAPY | MHHS-Katy |  |  |  | BJS88RP2727 |  | Katy |  | KATY - PHYSICAL THERAPY | [5 empty] | OXIMETERS, PULSE |  | .needs class | [5 empty] | GFHealthPr | [7 empty] | Covered PM Repair - Biomedical | MHHS-Katy
NO | NO |  |  |  | BJS88RP2728 |  | GF Health Products Inc. (Graham-Field) | JB02017 JOHN BUNN FINGER PULSE OXIMETER |  | BJS88RP2728 | KATY - PHYSICAL THERAPY | MHHS-Katy |  |  |  | BJS88RP2728 |  | Katy |  | KATY - PHYSICAL THERAPY | [5 empty] | OXIMETERS, PULSE |  | .needs class | [5 empty] | GFHealthPr | [7 empty] | Covered PM Repair - Biomedical | MHHS-Katy
NO | NO |  |  |  | BJS88RP2730 |  | GF Health Products Inc. (Graham-Field) | JB02017 JOHN BUNN FINGER PULSE OXIMETER |  | BJS88RP2730 | KATY - PHYSICAL THERAPY | MHHS-Katy |  |  |  | BJS88RP2730 |  | Katy |  | KATY - PHYSICAL THERAPY | [5 empty] | OXIMETERS, PULSE |  | .needs class | [5 empty] | GFHealthPr | [7 empty] | Covered PM Repair - Biomedical | MHHS-Katy
NO | NO |  |  |  | BCT353RP0585 |  | GF Health Products Inc. (Graham-Field) | JB02017 JOHN BUNN FINGER PULSE OXIMETER |  | BCT353RP0585 | MH MG - (KY) - KATY PEDS (MP2) | MHHS-MG |  |  |  | BCT353RP0585 |  | Katy |  | MH MG - (KY) - KATY PEDS (MP2) | [5 empty] | OXIMETERS, PULSE |  | .needs class | [5 empty] | GFHealthPr | [7 empty] | Covered PM Repair - Biomedical | MHHS-MG
NO | NO |  |  |  | BCT353RP0587 |  | GF Health Products Inc. (Graham-Field) | JB02017 JOHN BUNN FINGER PULSE OXIMETER |  | BCT353RP0587 | MH MG - (KY) - KATY PEDS (MP2) | MHHS-MG |  |  |  | BCT353RP0587 |  | Katy |  | MH MG - (KY) - KATY PEDS (MP2) | [5 empty] | OXIMETERS, PULSE |  | .needs class | [5 empty] | GFHealthPr | [7 empty] | Covered PM Repair - Biomedical | MHHS-MG
NO | NO |  |  |  | BCT353RP0590 |  | GF Health Products Inc. (Graham-Field) | JB02017 JOHN BUNN FINGER PULSE OXIMETER |  | BCT353RP0590 | MH MG - (KY) - KATY PEDS (MP2) | MHHS-MG |  |  |  | BCT353RP0590 |  | Katy |  | MH MG - (KY) - KATY PEDS (MP2) | [5 empty] | OXIMETERS, PULSE |  | .needs class | [5 empty] | GFHealthPr | [7 empty] | Covered PM Repair - Biomedical | MHHS-MG
NO | YES |  |  |  | 005-09669 | 005-09669 | Giraffe | CNF |  | NSN | SE-Unit 4B (Women'S Services) |  |  |  |  | 005-09669 | 005-09669 | Southeast | MHHS-Southeast | SE-Unit 4B (Women'S Services) | NICU |  |  |  | Units in NICU cannot be moved because they are being used on the babies
YES | YES | Serial Number Cnf |  |  | 017-00168 | 017-00168 | Giraffe multi purpose lamps | CNF |  | CNF | MH MG - (SL) - PHYSICIANS AT SUGAR CREEK |  |  |  |  | 017-00168 | 017-00168 | Sugar Land | Physicians at Sugar Creek | MH MG - (SL) - PHYSICIANS AT SUGAR CREEK | Hall | 2/1/20 | [5 empty] | .needs class
YES | YES |  |  |  | BR30303761 | 133-31143 | Given Imaging Inc | Bravo 210 |  | BR30303761 | KATY - OR |  |  |  |  | BR30303761 | 133-31143 | Katy | Memorial Hermann Katy Hospital | KATY - OR | Bronchoscopy |  |  |  | No pm sticker |  | Meter, pH | METERPH-Given Imaging Inc-Bravo 210 | [22 empty] | Meter, pH | METERPH | Meter, pH | Given Imaging Inc
YES | YES | Serial Number Cnf |  |  | 005-06249 | 005-06249 | Given Imaging Inc | Cadwell Sierra Wave |  | Cnf | SE - ESOPHAGEAL DISEASE CENTER |  |  |  |  | 005-06249 | 005-06249 | Southeast | Memorial Hermann Southeast Hospital | SE - ESOPHAGEAL DISEASE CENTER | Procedure Room 4
NO | NO |  |  |  | 009-08093 |  | Given Imaging Inc. | BRAVO |  | BR30301278 | GH - OR ENDOSCOPY | MHHS-Greater Heights |  | Monitor, Transcutaneous |  | 009-08093 |  | Central & Greater Heights |  | GH - OR ENDOSCOPY | [5 empty] | PH METERS |  | MONITORTRANSCUTANEOUS-Medtronic-Bravo | MONITORTRANSCUTANEOUS | Bravo |  |  |  | Medtronic | Monitor, Transcutaneous |  |  | MONITORTRANSCUTANEOUS-Medtronic-Bravo |  |  |  | Not Covered Vendor Only - Biomedical | MHHS-Greater Heights
NO | NO |  |  |  | 009-08094 |  | Given Imaging Inc. | BRAVO |  | BR30301270 | GH - OR ENDOSCOPY | MHHS-Greater Heights |  | Monitor, Transcutaneous |  | 009-08094 |  | Central & Greater Heights |  | GH - OR ENDOSCOPY | [5 empty] | PH METERS |  | MONITORTRANSCUTANEOUS-Medtronic-Bravo | MONITORTRANSCUTANEOUS | Bravo |  |  |  | Medtronic | Monitor, Transcutaneous |  |  | MONITORTRANSCUTANEOUS-Medtronic-Bravo |  |  |  | Not Covered Vendor Only - Biomedical | MHHS-Greater Heights
NO | NO |  |  |  | 009-08101 |  | Given Imaging Inc. | BRAVO |  | BR30301277 | GH - OR ENDOSCOPY | MHHS-Greater Heights |  | Monitor, Transcutaneous |  | 009-08101 |  | Central & Greater Heights |  | GH - OR ENDOSCOPY | [5 empty] | PH METERS |  | MONITORTRANSCUTANEOUS-Medtronic-Bravo | MONITORTRANSCUTANEOUS | Bravo |  |  |  | Medtronic | Monitor, Transcutaneous |  |  | MONITORTRANSCUTANEOUS-Medtronic-Bravo |  |  |  | Not Covered Vendor Only - Biomedical | MHHS-Greater Heights
NO | NO |  |  |  | 009-33718 |  | Given Imaging Inc. | BRAVO |  | BR30301782 | GH - OR ENDOSCOPY | MHHS-Greater Heights |  | Monitor, Transcutaneous |  | 009-33718 |  | Central & Greater Heights |  | GH - OR ENDOSCOPY | [5 empty] | PH METERS |  | MONITORTRANSCUTANEOUS-Medtronic-Bravo | MONITORTRANSCUTANEOUS | Bravo |  |  |  | Medtronic | Monitor, Transcutaneous |  |  | MONITORTRANSCUTANEOUS-Medtronic-Bravo |  |  |  | Not Covered Vendor Only - Biomedical | MHHS-Greater Heights
NO | NO |  |  |  | 009-33719 |  | Given Imaging Inc. | BRAVO |  | BR30301795 | GH - OR ENDOSCOPY | MHHS-Greater Heights |  | Monitor, Transcutaneous |  | 009-33719 |  | Central & Greater Heights |  | GH - OR ENDOSCOPY | [5 empty] | PH METERS |  | MONITORTRANSCUTANEOUS-Medtronic-Bravo | MONITORTRANSCUTANEOUS | Bravo |  |  |  | Medtronic | Monitor, Transcutaneous |  |  | MONITORTRANSCUTANEOUS-Medtronic-Bravo |  |  |  | Not Covered Vendor Only - Biomedical | MHHS-Greater Heights
NO | NO |  |  |  | 133-08517 |  | Given Imaging Inc. | BRAVO |  | 1011pH70839 | KATY - ENDOSCOPY | MHHS-Katy |  | Monitor, Transcutaneous |  | 133-08517 |  | Katy |  | KATY - ENDOSCOPY | [5 empty] | PH METERS |  | MONITORTRANSCUTANEOUS-Medtronic-Bravo | MONITORTRANSCUTANEOUS | Bravo |  |  |  | Medtronic | Monitor, Transcutaneous |  |  | MONITORTRANSCUTANEOUS-Medtronic-Bravo |  |  |  | Not Covered Vendor Only - Biomedical | MHHS-Katy
NO | NO |  |  |  | 133-08518 |  | Given Imaging Inc. | BRAVO |  | 1011pH70837 | KATY - ENDOSCOPY | MHHS-Katy |  | Monitor, Transcutaneous |  | 133-08518 |  | Katy |  | KATY - ENDOSCOPY | [5 empty] | PH METERS |  | MONITORTRANSCUTANEOUS-Medtronic-Bravo | MONITORTRANSCUTANEOUS | Bravo |  |  |  | Medtronic | Monitor, Transcutaneous |  |  | MONITORTRANSCUTANEOUS-Medtronic-Bravo |  |  |  | Not Covered Vendor Only - Biomedical | MHHS-Katy
NO | NO |  |  |  | 041-19035 |  | Given Imaging Inc. | BRAVO |  | BR2-0200797 | MEMORIAL CITY - DIGESTIVE DISEASE CENTER | MHHS-Mem City |  | Monitor, Transcutaneous |  | 041-19035 |  | West & Memorial City |  | MEMORIAL CITY - DIGESTIVE DISEASE CENTER | [5 empty] | PH METERS |  | MONITORTRANSCUTANEOUS-Medtronic-Bravo | MONITORTRANSCUTANEOUS | Bravo |  |  |  | Medtronic | Monitor, Transcutaneous |  |  | MONITORTRANSCUTANEOUS-Medtronic-Bravo |  |  |  | Not Covered Vendor Only - Biomedical | MHHS-Mem City
NO | NO |  |  |  | 041-19036 |  | Given Imaging Inc. | BRAVO |  | BR2-0200796 | MEMORIAL CITY - DIGESTIVE DISEASE CENTER | MHHS-Mem City |  | Monitor, Transcutaneous |  | 041-19036 |  | West & Memorial City |  | MEMORIAL CITY - DIGESTIVE DISEASE CENTER | [5 empty] | PH METERS |  | MONITORTRANSCUTANEOUS-Medtronic-Bravo | MONITORTRANSCUTANEOUS | Bravo |  |  |  | Medtronic | Monitor, Transcutaneous |  |  | MONITORTRANSCUTANEOUS-Medtronic-Bravo |  |  |  | Not Covered Vendor Only - Biomedical | MHHS-Mem City
NO | NO |  |  |  | 041-19037 |  | Given Imaging Inc. | BRAVO |  | BR2-0200854 | MEMORIAL CITY - DIGESTIVE DISEASE CENTER | MHHS-Mem City |  | Monitor, Transcutaneous |  | 041-19037 |  | West & Memorial City |  | MEMORIAL CITY - DIGESTIVE DISEASE CENTER | [5 empty] | PH METERS |  | MONITORTRANSCUTANEOUS-Medtronic-Bravo | MONITORTRANSCUTANEOUS | Bravo |  |  |  | Medtronic | Monitor, Transcutaneous |  |  | MONITORTRANSCUTANEOUS-Medtronic-Bravo |  |  |  | Not Covered Vendor Only - Biomedical | MHHS-Mem City
NO | NO |  |  |  | 041-19038 |  | Given Imaging Inc. | BRAVO |  | BR2-0200883 | MEMORIAL CITY - DIGESTIVE DISEASE CENTER | MHHS-Mem City |  | Monitor, Transcutaneous |  | 041-19038 |  | West & Memorial City |  | MEMORIAL CITY - DIGESTIVE DISEASE CENTER | [5 empty] | PH METERS |  | MONITORTRANSCUTANEOUS-Medtronic-Bravo | MONITORTRANSCUTANEOUS | Bravo |  |  |  | Medtronic | Monitor, Transcutaneous |  |  | MONITORTRANSCUTANEOUS-Medtronic-Bravo |  |  |  | Not Covered Vendor Only - Biomedical | MHHS-Mem City
NO | NO |  |  |  | 041-19039 |  | Given Imaging Inc. | BRAVO |  | BR2-0200849 | MEMORIAL CITY - DIGESTIVE DISEASE CENTER | MHHS-Mem City |  | Monitor, Transcutaneous |  | 041-19039 |  | West & Memorial City |  | MEMORIAL CITY - DIGESTIVE DISEASE CENTER | [5 empty] | PH METERS |  | MONITORTRANSCUTANEOUS-Medtronic-Bravo | MONITORTRANSCUTANEOUS | Bravo |  |  |  | Medtronic | Monitor, Transcutaneous |  |  | MONITORTRANSCUTANEOUS-Medtronic-Bravo |  |  |  | Not Covered Vendor Only - Biomedical | MHHS-Mem City
NO | NO |  |  |  | 041-32131 |  | Given Imaging Inc. | BRAVO |  | 1009pH70251 | MEMORIAL CITY - DIGESTIVE DISEASE CENTER | MHHS-Mem City |  | Monitor, Transcutaneous |  | 041-32131 |  | West & Memorial City |  | MEMORIAL CITY - DIGESTIVE DISEASE CENTER | [5 empty] | PH METERS |  | MONITORTRANSCUTANEOUS-Medtronic-Bravo | MONITORTRANSCUTANEOUS | Bravo |  |  |  | Medtronic | Monitor, Transcutaneous |  |  | MONITORTRANSCUTANEOUS-Medtronic-Bravo |  |  |  | Not Covered Vendor Only - Biomedical | MHHS-Mem City
NO | NO |  |  |  | 041-34099 |  | Given Imaging Inc. | BRAVO |  | BR30302368 | MEMORIAL CITY - DIGESTIVE DISEASE CENTER | MHHS-Mem City |  | Monitor, Transcutaneous |  | 041-34099 |  | West & Memorial City |  | MEMORIAL CITY - DIGESTIVE DISEASE CENTER | [5 empty] | PH METERS |  | MONITORTRANSCUTANEOUS-Medtronic-Bravo | MONITORTRANSCUTANEOUS | Bravo |  |  |  | Medtronic | Monitor, Transcutaneous |  |  | MONITORTRANSCUTANEOUS-Medtronic-Bravo |  |  |  | Not Covered Vendor Only - Biomedical | MHHS-Mem City
NO | NO |  |  |  | 041-34100 |  | Given Imaging Inc. | BRAVO |  | BR30301689 | MEMORIAL CITY - DIGESTIVE DISEASE CENTER | MHHS-Mem City |  | Monitor, Transcutaneous |  | 041-34100 |  | West & Memorial City |  | MEMORIAL CITY - DIGESTIVE DISEASE CENTER | [5 empty] | PH METERS |  | MONITORTRANSCUTANEOUS-Medtronic-Bravo | MONITORTRANSCUTANEOUS | Bravo |  |  |  | Medtronic | Monitor, Transcutaneous |  |  | MONITORTRANSCUTANEOUS-Medtronic-Bravo |  |  |  | Not Covered Vendor Only - Biomedical | MHHS-Mem City
NO | NO |  |  |  | 041-34101 |  | Given Imaging Inc. | BRAVO |  | BR30302207 | MEMORIAL CITY - DIGESTIVE DISEASE CENTER | MHHS-Mem City |  | Monitor, Transcutaneous |  | 041-34101 |  | West & Memorial City |  | MEMORIAL CITY - DIGESTIVE DISEASE CENTER | [5 empty] | PH METERS |  | MONITORTRANSCUTANEOUS-Medtronic-Bravo | MONITORTRANSCUTANEOUS | Bravo |  |  |  | Medtronic | Monitor, Transcutaneous |  |  | MONITORTRANSCUTANEOUS-Medtronic-Bravo |  |  |  | No Coverage Specified | MHHS-Mem City
NO | NO |  |  |  | 041-34102 |  | Given Imaging Inc. | BRAVO |  | BR30302193 | MEMORIAL CITY - DIGESTIVE DISEASE CENTER | MHHS-Mem City |  | Monitor, Transcutaneous |  | 041-34102 |  | West & Memorial City |  | MEMORIAL CITY - DIGESTIVE DISEASE CENTER | [5 empty] | PH METERS |  | MONITORTRANSCUTANEOUS-Medtronic-Bravo | MONITORTRANSCUTANEOUS | Bravo |  |  |  | Medtronic | Monitor, Transcutaneous |  |  | MONITORTRANSCUTANEOUS-Medtronic-Bravo |  |  |  | No Coverage Specified | MHHS-Mem City
NO | NO |  |  |  | 041-34103 |  | Given Imaging Inc. | BRAVO |  | BR30301688 | MEMORIAL CITY - DIGESTIVE DISEASE CENTER | MHHS-Mem City |  | Monitor, Transcutaneous |  | 041-34103 |  | West & Memorial City |  | MEMORIAL CITY - DIGESTIVE DISEASE CENTER | [5 empty] | PH METERS |  | MONITORTRANSCUTANEOUS-Medtronic-Bravo | MONITORTRANSCUTANEOUS | Bravo |  |  |  | Medtronic | Monitor, Transcutaneous |  |  | MONITORTRANSCUTANEOUS-Medtronic-Bravo |  |  |  | Not Covered Vendor Only - Biomedical | MHHS-Mem City
NO | NO |  |  |  | 041-34104 |  | Given Imaging Inc. | BRAVO |  | BR30302288 | MEMORIAL CITY - DIGESTIVE DISEASE CENTER | MHHS-Mem City |  | Monitor, Transcutaneous |  | 041-34104 |  | West & Memorial City |  | MEMORIAL CITY - DIGESTIVE DISEASE CENTER | [5 empty] | PH METERS |  | MONITORTRANSCUTANEOUS-Medtronic-Bravo | MONITORTRANSCUTANEOUS | Bravo |  |  |  | Medtronic | Monitor, Transcutaneous |  |  | MONITORTRANSCUTANEOUS-Medtronic-Bravo |  |  |  | Not Covered Vendor Only - Biomedical | MHHS-Mem City
NO | NO |  |  |  | 041-34105 |  | Given Imaging Inc. | BRAVO |  | BR30302199 | MEMORIAL CITY - DIGESTIVE DISEASE CENTER | MHHS-Mem City |  | Monitor, Transcutaneous |  | 041-34105 |  | West & Memorial City |  | MEMORIAL CITY - DIGESTIVE DISEASE CENTER | [5 empty] | PH METERS |  | MONITORTRANSCUTANEOUS-Medtronic-Bravo | MONITORTRANSCUTANEOUS | Bravo |  |  |  | Medtronic | Monitor, Transcutaneous |  |  | MONITORTRANSCUTANEOUS-Medtronic-Bravo |  |  |  | No Coverage Specified | MHHS-Mem City
NO | NO |  |  |  | 041-34106 |  | Given Imaging Inc. | BRAVO |  | BR30302109 | MEMORIAL CITY - DIGESTIVE DISEASE CENTER | MHHS-Mem City |  | Monitor, Transcutaneous |  | 041-34106 |  | West & Memorial City |  | MEMORIAL CITY - DIGESTIVE DISEASE CENTER | [5 empty] | PH METERS |  | MONITORTRANSCUTANEOUS-Medtronic-Bravo | MONITORTRANSCUTANEOUS | Bravo |  |  |  | Medtronic | Monitor, Transcutaneous |  |  | MONITORTRANSCUTANEOUS-Medtronic-Bravo |  |  |  | Not Covered Vendor Only - Biomedical | MHHS-Mem City
NO | NO |  |  |  | 041-34107 |  | Given Imaging Inc. | BRAVO |  | BR30301672 | MEMORIAL CITY - DIGESTIVE DISEASE CENTER | MHHS-Mem City |  | Monitor, Transcutaneous |  | 041-34107 |  | West & Memorial City |  | MEMORIAL CITY - DIGESTIVE DISEASE CENTER | [5 empty] | PH METERS |  | MONITORTRANSCUTANEOUS-Medtronic-Bravo | MONITORTRANSCUTANEOUS | Bravo |  |  |  | Medtronic | Monitor, Transcutaneous |  |  | MONITORTRANSCUTANEOUS-Medtronic-Bravo |  |  |  | Not Covered Vendor Only - Biomedical | MHHS-Mem City
NO | NO |  |  |  | 041-34108 |  | Given Imaging Inc. | BRAVO |  | BR30301699 | MEMORIAL CITY - DIGESTIVE DISEASE CENTER | MHHS-Mem City |  | Monitor, Transcutaneous |  | 041-34108 |  | West & Memorial City |  | MEMORIAL CITY - DIGESTIVE DISEASE CENTER | [5 empty] | PH METERS |  | MONITORTRANSCUTANEOUS-Medtronic-Bravo | MONITORTRANSCUTANEOUS | Bravo |  |  |  | Medtronic | Monitor, Transcutaneous |  |  | MONITORTRANSCUTANEOUS-Medtronic-Bravo |  |  |  | Not Covered Vendor Only - Biomedical | MHHS-Mem City
NO | YES |  |  |  | 133-31134 | 133-31134 | Given Imaging Inc. | DR3 |  | DR30819674 | Katy-OR | MHHS-Katy |  |  |  | 133-31134 | 133-31134 | Katy | MHHS-Katy | Katy-OR | Bronchoscopy |  |  |  | No pm | ENDOSCOPIC EQUIPMENT |  | .needs class | [5 empty] | Given Imaging Inc |  |  |  |  | 1/18/17 |  |  | Covered PM Repair - Biomedical | MHHS-Katy
YES | YES |  |  |  | DR3-0806075 | 133-08678 | Given Imaging Inc. | DR3 |  | DR3-0806075 | KATY - OR |  |  |  |  | DR3-0806075 | 133-08678 | Katy | Memorial Hermann Katy Hospital | KATY - OR | Bronchoscopy |  |  |  | No pm
NO | NO |  |  |  | 041-20606 |  | Given Imaging Inc. | DR3 |  | DR30810447 | MEMORIAL CITY - DIGESTIVE DISEASE CENTER | MHHS-Mem City |  |  |  | 041-20606 |  | West & Memorial City |  | MEMORIAL CITY - DIGESTIVE DISEASE CENTER | [5 empty] | ENDOSCOPIC EQUIPMENT |  | .needs class | [5 empty] | Given Imaging Inc | [7 empty] | Covered PM Repair - Biomedical | MHHS-Mem City
NO | NO |  |  |  | 009-33658 |  | Given Imaging Inc. | FGS-8039 |  | C7298 | GH - OR ENDOSCOPY | MHHS-Greater Heights |  |  |  | 009-33658 |  | Central & Greater Heights |  | GH - OR ENDOSCOPY | [5 empty] | ENDOSCOPIC EQUIPMENT, VIDEO CART |  | .needs class | [5 empty] | Given Imaging Inc | [7 empty] | Covered PM Repair - Biomedical | MHHS-Greater Heights
NO | NO |  |  |  | 009-33655 |  | Given Imaging Inc. | MANOSCAN A120 |  | MSM1L2532 | GH - OR ENDOSCOPY | MHHS-Greater Heights |  | Peristaltic Motility Analyzer |  | 009-33655 |  | Central & Greater Heights |  | GH - OR ENDOSCOPY | [5 empty] | IMAGE STORAGE DEVICES |  | ANAPERI-Sierra Scientific Inst-ManoScan A120 | ANAPERI | ManoScan A120 |  |  |  | Sierra Scientific Inst | Peristaltic Motility Analyzer |  |  | ANAPERI-Sierra Scientific Inst-ManoScan A120 |  |  |  | Covered PM Repair - Biomedical | MHHS-Greater Heights
NO | NO |  |  |  | 009-34618 |  | Given Imaging Inc. | MANOSCAN A120 |  | MSMIL2945 | GH - OR ENDOSCOPY | MHHS-Greater Heights |  | Peristaltic Motility Analyzer |  | 009-34618 |  | Central & Greater Heights |  | GH - OR ENDOSCOPY | [5 empty] | IMAGE STORAGE DEVICES |  | ANAPERI-Sierra Scientific Inst-ManoScan A120 | ANAPERI | ManoScan A120 |  |  |  | Sierra Scientific Inst | Peristaltic Motility Analyzer |  |  | ANAPERI-Sierra Scientific Inst-ManoScan A120 |  |  |  | Covered PM Repair - Biomedical | MHHS-Greater Heights
NO | NO |  |  |  | 041-20433 |  | Given Imaging Inc. | MANOSCAN A200 |  | MSZIL1107 | MEMORIAL CITY - DIGESTIVE DISEASE CENTER | MHHS-Mem City |  | Peristaltic Motility Analyzer |  | 041-20433 |  | West & Memorial City |  | MEMORIAL CITY - DIGESTIVE DISEASE CENTER | [5 empty] | IMAGE INTENSIFIERS |  | ANAPERI-Sierra Scientific Inst-ManoScan A200 | ANAPERI | ManoScan A200 |  |  |  | Sierra Scientific Inst | Peristaltic Motility Analyzer |  |  | ANAPERI-Sierra Scientific Inst-ManoScan A200 |  |  |  | Covered PM Repair - Biomedical | MHHS-Mem City
NO | NO |  |  |  | 041-20434 |  | Given Imaging Inc. | MANOSCAN ESO |  | MSMIL 1930 | MEMORIAL CITY - DIGESTIVE DISEASE CENTER | MHHS-Mem City |  |  |  | 041-20434 |  | West & Memorial City |  | MEMORIAL CITY - DIGESTIVE DISEASE CENTER | [5 empty] | ENDOSCOPIC EQUIPMENT |  | .needs class | [5 empty] | Given Imaging Inc | [7 empty] | Covered PM Repair - Biomedical | MHHS-Mem City
NO | NO |  |  |  | 151-02668 |  | Given Imaging Inc. | PILLCAM SB |  | DR30817172 | CY - ENDOSCOPY | MHHS-Cypress |  |  |  | 151-02668 |  | Northwest & Cypress |  | CY - ENDOSCOPY | [5 empty] | ENDOSCOPIC EQUIPMENT |  | .needs class | [5 empty] | Given Imaging Inc | [7 empty] | Covered PM Repair - Biomedical | MHHS-Cypress
NO | NO |  |  |  | 151-02669 |  | Given Imaging Inc. | PILLCAM SB |  | DR30817162 | CY - ENDOSCOPY | MHHS-Cypress |  |  |  | 151-02669 |  | Northwest & Cypress |  | CY - ENDOSCOPY | [5 empty] | ENDOSCOPIC EQUIPMENT |  | .needs class | [5 empty] | Given Imaging Inc | [7 empty] | Covered PM Repair - Biomedical | MHHS-Cypress
NO | NO |  |  |  | 041-20734 |  | Given Imaging Inc. | PILLCAM SB |  | DR30809432 | MEMORIAL CITY - DIGESTIVE DISEASE CENTER | MHHS-Mem City |  |  |  | 041-20734 |  | West & Memorial City |  | MEMORIAL CITY - DIGESTIVE DISEASE CENTER | [5 empty] | ENDOSCOPIC EQUIPMENT |  | .needs class | [5 empty] | Given Imaging Inc | [7 empty] | Covered PM Repair - Biomedical | MHHS-Mem City
YES | YES |  |  |  | 099-09960 | 099-09960 | Glide scope | 0570-0366 |  | Hm190759 | TMC - SAROFIM 2 - OR |  |  |  |  | 099-09960 | 099-09960 | TMC | Memorial Hermann-Texas Medical Center | TMC - SAROFIM 2 - OR | Or 10 |  |  |  | No pm
NO | YES | Serial Number am111712 |  |  | 013-19135 | 013-19135 | Glide Scope | Cobalt AVL Monitor |  | AM111712 | SW-Respiratory |  |  |  |  | 013-19135 | 013-19135 | Southwest | MHHS-Southwest | SW-Respiratory | Pod A room 17 | 4/1/19 |  | 4/1/20
NO | YES |  |  |  | 099-06137 | 099-06137 | Glide scope | Glide scope |  | AN142382 | SE-OR |  |  |  |  | 099-06137 | 099-06137 | Southeast | MHHS-Southeast | SE-OR | OR corridor
YES | YES |  |  |  | 099-14792 | 099-14792 | Glider | Evolv |  |  | TIRR - KIRBY GLENN |  |  |  |  | 099-14792 | 099-14792 | TMC | TIRR Memorial Hermann | TIRR - KIRBY GLENN | Rehab
YES | YES |  |  |  | 009-10518 | 009-10518 | GlideScope | Cnf |  | AN173730 | 1st floor |  |  |  |  | 009-10518 | 009-10518 | Katy | Katy | 1st floor | ER |  |  |  | No pm |  |  | .needs class
NO | YES |  |  |  | 009-06987 | 009-06987 | GlideScope | Cobalt AVL Monitor |  | AM103024 | GH-Labor & Delivery |  |  |  |  | 009-06987 | 009-06987 | Central | MHHS-Greater Heights | GH-Labor & Delivery | OR | 12/1/19 |  | 12/1/20
NO | YES | [5 empty] | Global Focus Marketing | S2110 ELITE |  |  | Clinical Laboratory | MHHS-Mem City |  | Centrifuge, General Purpose |  |  |  | West | Memorial Hermann Memorial City Medical Center | Clinical Laboratory | Work Station #1 (Right) Inside Door |  |  |  |  | CENTRIFUGES |  | CENTRIFUGEGENPURP-GFMD Ltd-S2110 Elite | CENTRIFUGEGENPURP | S2110 Elite |  |  |  | GFMD Ltd | Centrifuge, General Purpose |  |  | CENTRIFUGEGENPURP-GFMD Ltd-S2110 Elite |  |  |  | Not Covered Vendor Only - Lab Ana/Anes | MHHS-Mem City
NO | YES |  |  |  | 069-42790 | 069-42790 | Global Focus Marketing | S2410E-HZ |  | 1645406B | TMC-Hermann-COU (1R) | MHHS-TMC |  | Centrifuge, General Purpose |  | 069-42790 | 069-42790 | TMC | MHHS-TMC | TMC-Hermann-COU (1R) | Lab |  |  |  |  | CENTRIFUGES |  | CENTRIFUGEGENPURP-GFMD Ltd-S2410E-HZ | CENTRIFUGEGENPURP | S2410E-HZ |  |  |  | GFMD Ltd | Centrifuge, General Purpose |  |  | CENTRIFUGEGENPURP-GFMD Ltd-S2410E-HZ |  |  |  | Covered PM Repair - Biomedical | MHHS-TMC
NO | YES |  |  |  | 069-35805 | 069-35805 | Global Focus Marketing | SILENCER 2110 |  |  | TMC-Laboratory-Cancer Center (29Pob) | MHHS-TMC |  |  |  | 069-35805 | 069-35805 | TMC | MHHS-TMC | TMC-Laboratory-Cancer Center (29Pob) | Research Lab | 1/1/20 |  | 7/1/20 |  | CENTRIFUGES |  | .needs class | [5 empty] | GLOBALFOCUS | [7 empty] | Covered PM Repair - Biomedical | MHHS-TMC
NO | YES |  |  |  | 069-35806 | 069-35806 | Global Focus Marketing | SILENCER 2110 |  |  | TMC-Plaza-Cancer Center (Ste 2900) | MHHS-TMC |  |  |  | 069-35806 | 069-35806 | TMC | MHHS-TMC | TMC-Plaza-Cancer Center (Ste 2900) | Research Lab | 1/1/20 |  | 7/1/20 |  | CENTRIFUGES |  | .needs class | [5 empty] | GLOBALFOCUS | [7 empty] | Covered PM Repair - Biomedical | MHHS-TMC
NO | YES |  |  |  | 069-43058 | 069-43058 | Global Focus Marketing | SILENCER 2410 |  | 1634409B | TMC-Hermann-COU (1R) | MHHS-TMC |  |  |  | 069-43058 | 069-43058 | TMC | MHHS-TMC | TMC-Hermann-COU (1R) | Chemistry | 1/1/20 |  | 7/1/20 |  | CENTRIFUGES |  | .needs class | [5 empty] | GLOBALFOCUS | [7 empty] | Covered PM Repair - Biomedical | MHHS-TMC
NO | YES |  |  |  | 029-09388 | 029-09388 | Global Focus Marketing | SILENCER 2510 |  |  | Woodlands-Laboratory-Blood Bank | MHHS-Woodlands |  |  |  | 029-09388 | 029-09388 | Woodlands | MHHS-Woodlands | Woodlands-Laboratory-Blood Bank | Lab | 1/1/20 | 3/1/20 | 7/1/20 |  | CENTRIFUGES |  | .needs class | [5 empty] | GLOBALFOCUS | [7 empty] | Covered PM Repair - Biomedical | MHHS-Woodlands
NO | YES |  |  |  | 029-09389 | 029-09389 | Global Focus Marketing | SILENCER 2510 |  |  | Woodlands-Laboratory-Blood Bank | MHHS-Woodlands |  |  |  | 029-09389 | 029-09389 | Woodlands | MHHS-Woodlands | Woodlands-Laboratory-Blood Bank | Lab | 1/1/20 | 7/1/20 | 7/1/20 |  | CENTRIFUGES |  | .needs class | [5 empty] | GLOBALFOCUS | [7 empty] | Covered PM Repair - Biomedical | MHHS-Woodlands
NO | NO |  |  |  | 029-04646 |  | Global Focus Marketing & Distribution Ltd. | S2200 |  |  | WOODLANDS - LABORATORY | MHHS-Woodlands |  | Centrifuge, General Purpose |  | 029-04646 |  | Woodlands |  | WOODLANDS - LABORATORY | [5 empty] | CENTRIFUGES |  | CENTRIFUGEGENPURP-GFMD Ltd-S2200 | CENTRIFUGEGENPURP | S2200 |  |  |  | GFMD Ltd | Centrifuge, General Purpose |  |  | CENTRIFUGEGENPURP-GFMD Ltd-S2200 |  |  |  | Covered PM Repair - Biomedical | MHHS-Woodlands
NO | NO |  |  |  | 069-45194 |  | Global Focus Marketing & Distribution Ltd. | S2410SP |  | 1805305C | TMC - LABORATORY - HVI LAB (7HVI) | MHHS-TMC |  |  |  | 069-45194 |  | TMC |  | TMC - LABORATORY - HVI LAB (7HVI) | [5 empty] | CENTRIFUGES |  | .needs class | [5 empty] | GLOBALFOCUS | [7 empty] | Covered PM Repair - Biomedical | MHHS-TMC
NO | YES |  |  |  | 069-05854 | 069-05854 | Global Surgical Corp | SMR 22000 |  |  | TMC-Jones-ENT Clinic (Jb) | MHHS-TMC |  |  |  | 069-05854 | 069-05854 | TMC | MHHS-TMC | TMC-Jones-ENT Clinic (Jb) | Jb100.11 | 7/1/19 |  |  | No PM Sticker | TABLES, EXAMINATION/TREATMENT |  | .needs class | [5 empty] | Global Surgi | [7 empty] | Covered PM Repair - Biomedical | MHHS-TMC
NO | YES |  |  |  | 069-14906 | 069-14906 | Global Surgical Corp | SMR 22000 |  | A05350 | TMC-Jones-ENT Clinic (Jb) | MHHS-TMC |  |  |  | 069-14906 | 069-14906 | TMC | MHHS-TMC | TMC-Jones-ENT Clinic (Jb) | Room 3 | 7/1/19 |  | 7/1/20 |  | TABLES, EXAMINATION/TREATMENT |  | .needs class | [5 empty] | Global Surgi | [7 empty] | Not Covered Vendor Only - Biomedical | MHHS-TMC
YES | YES | Serial Number Cnf |  |  | 099-00189 | 099-00189 | GlobTek | GTM41060-1809 |  | Cnf | 1st Floor |  |  |  |  | 099-00189 | 099-00189 | Katy | Katy | 1st Floor | Sports |  |  |  | No pm
YES | YES | Serial Number Cnf |  |  | 099-00188 | 099-00188 | GlobTek | GTM41060-1809 |  | Cnf | 1st Floor |  |  |  |  | 099-00188 | 099-00188 | Katy | Katy | 1st Floor | Sports |  |  |  | No pm
NO | YES |  |  |  | 000-03322 | 000-03322 | GN OTOMETRICS | MADSEN ACCUSCREEN |  |  | MH MG-(SL)-Sugar Land Multi-Specialty (Mp1) | MHHS-MG |  |  |  | 000-03322 | 000-03322 | Sugar Land | MHHS-MG | MH MG-(SL)-Sugar Land Multi-Specialty (Mp1) | Audio | 6/1/19 |  | 6/1/20 |  | AUDIOMETERS |  | .needs class | [5 empty] | GN Otometrics |  |  |  |  | 2/19/20 |  |  | Not Covered Vendor Only - Biomedical | MHHS-MG
YES | YES |  |  |  | 099-05181 | 099-05181 | Go Plus |  |  |  | TWC |  |  |  |  | 099-05181 | 099-05181 | TMC | Memorial Hermann-Texas Medical Center | TWC | PEMU
NO | NO |  |  |  | 013-35614 |  | Gomco |  |  |  | SW - CENTRAL SUPPLY | MHHS-Southwest |  |  |  | 013-35614 |  | Southwest |  | SW - CENTRAL SUPPLY | [5 empty] | ASPIRATORS |  | ASPIRATORSUCTPUMP-Allied Healthcare-405 |  |  |  |  | ASPIRATORSUCTPUMP-Allied Healthcare-405 | [8 empty] | Not Covered Vendor Only - Biomedical | MHHS-Southwest
NO | YES |  |  |  | 921-00377 | 921-00377 | Gomco |  |  | I-10557 | GH-OR Endoscopy | MHHS-Greater Heights |  | Stimulator, Neuromuscular |  | 921-00377 | 921-00377 | Central | MHHS-Greater Heights | GH-OR Endoscopy | BIOMED SHOP | 7/1/19 |  | 7/1/20 |  | ASPIRATORS | Stimulator, Neuromuscular | STIMNEUROMUSC-Dynatronics-400 | STIMNEUROMUSC |  |  |  |  | Dynatronics | Stimulator, Neuromuscular |  |  | STIMNEUROMUSC-Dynatronics-400 | 1/23/15 |  |  | Covered PM Repair - Biomedical | MHHS-Greater Heights | [8 empty] | STIMNEUROMUSC | Stimulator, Neuromuscular | Dynatronics
NO | YES |  |  |  | 005-04029 | 005-04029 | Gomco |  |  |  | SE-Central Supply | MHHS-Southeast |  |  |  | 005-04029 | 005-04029 | Southeast | MHHS-Southeast | SE-Central Supply | Central Supply | 8/1/19 |  | 8/1/20 |  | ASPIRATORS |  | ASPIRATORSUCTPUMP-Allied Healthcare-405 |  |  |  |  | ASPIRATORSUCTPUMP-Allied Healthcare-405 | [5 empty] | 10/20/18 |  |  | Covered PM Repair - Biomedical | MHHS-Southeast
NO | YES |  |  |  | 013-35613 | 013-35613 | Gomco |  |  | MR107547005 | SW-OR | MHHS-Southwest |  |  |  | 013-35613 | 013-35613 | Southwest | MHHS-Southwest | SW-OR | OR | 9/1/19 |  | 9/1/20 |  | ASPIRATORS | Aspirator (Suction Pump) | ASPIRATORSUCTPUMP-Allied Healthcare-405 |  |  |  |  | ASPIRATORSUCTPUMP-Allied Healthcare-405 | [5 empty] | 7/23/12 |  |  | Covered PM Repair - Biomedical | MHHS-Southwest | [8 empty] | ASPIRATORSUCTPUMP | Aspirator (Suction Pump) | ALLIEDHLTH
NO | YES |  |  |  | 005-02255 | 005-02255 | Gomco |  |  |  | SE-Central Supply |  |  |  |  | 005-02255 | 005-02255 | Southeast | MHHS-Southeast | SE-Central Supply | Central supply | 8/1/19 |  | 9/1/20
NO | NO | [5 empty] | Gomco | OPTIVAC G180 |  |  | GH - ICU | MHHS-Greater Heights | [5 empty] | Central & Greater Heights |  | GH - ICU | [5 empty] | ASPIRATORS |  | .needs class | [13 empty] | Covered PM Repair - Biomedical | MHHS-Greater Heights
NO | NO |  |  |  | 029-08946 |  | Gomco | OPTIVAC G180 |  | LOT# 0611 | MH MG - (WDLS) - SPRING CARDIOLOGY | MHHS-MG |  |  |  | 029-08946 |  | Woodlands |  | MH MG - (WDLS) - SPRING CARDIOLOGY | [5 empty] | ASPIRATORS |  | .needs class | [13 empty] | Covered PM Repair - Biomedical | MHHS-MG
YES | YES |  |  |  | 009-00156 | 009-00156 | Gomco Division | DOA-V180-AA |  |  | Biomed shop |  |  |  |  | 009-00156 | 009-00156 | Katy | Katy | Biomed shop | Biomed shop
NO | YES | Asset Tag 151-02405 |  |  | 151-02405 | 151-02405 | GOOD-LITE CO | YZ-5F |  | NSN | MH MG - (CY) - OCCUPATIONAL MEDICINE [MP1-STE180] | MHHS-MG |  | Lamp, Slit |  | 151-02405 | 151-02405 | Northwest & Cypress | MHHS-MG | MH MG - (CY) - OCCUPATIONAL MEDICINE [MP1-STE180] |  | 3/21/19 |  |  |  | SLIT LAMP | Lamp, Slit | LAMPSLIT-Belrose Refracting Equip-YZ5F | LAMPSLIT | YZ5F |  |  |  | Belrose Refracting Equip | Lamp, Slit |  |  | LAMPSLIT-Belrose Refracting Equip-YZ5F |  | Finished from Script 3/27/2020 12:11:52pm (Central) | LS-A | Covered PM Repair - Biomedical | MHHS-MG | [8 empty] | LAMPSLIT | Lamp, Slit | Belrose Refracting Equip
NO | YES |  |  |  | 143-01716 | 143-01716 | GOOD-LITE CO | YZ-5F |  |  | MH MG-(GH)-Urgent Care-Greater Heights | MHHS-MG |  | Lamp, Slit |  | 143-01716 | 143-01716 | Central | MHHS-MG | MH MG-(GH)-Urgent Care-Greater Heights | Exam room | 12/1/19 | 12/1/20 |  |  | SLIT LAMP | Lamp, Slit | LAMPSLIT-Belrose Refracting Equip-YZ5F | LAMPSLIT | YZ5F |  |  |  | Belrose Refracting Equip | Lamp, Slit |  |  | LAMPSLIT-Belrose Refracting Equip-YZ5F |  |  | LS-A | Covered PM Repair - Biomedical | MHHS-MG | [8 empty] | LAMPSLIT | Lamp, Slit | Belrose Refracting Equip
NO | YES |  |  |  | 000-05053 | 000-05053 | GOOD-LITE CO | YZ-5F |  |  | MH MG-(KY)-OCC Health Center (Mp1) | MHHS-MG |  | Lamp, Slit |  | 000-05053 | 000-05053 | Katy | MHHS-MG | MH MG-(KY)-OCC Health Center (Mp1) | Occupational Health | 4/1/19 | 4/1/20 |  |  | SLIT LAMP | Lamp, Slit | LAMPSLIT-Belrose Refracting Equip-YZ5F | LAMPSLIT | YZ5F |  |  |  | Belrose Refracting Equip | Lamp, Slit |  |  | LAMPSLIT-Belrose Refracting Equip-YZ5F |  |  | LS-A | Covered PM Repair - Biomedical | MHHS-MG | [8 empty] | LAMPSLIT | Lamp, Slit | Belrose Refracting Equip
YES | YES |  |  |  | 099-08444 | 099-08444 | Goodwin Manufacturing |  |  |  | Rosenberg |  |  |  |  | 099-08444 | 099-08444 | South | Rosenberg | Rosenberg | Exam Room 25 |  |  |  | New Add, no visible SN
YES | YES |  |  |  | 017-00189 | 017-00189 | Goodwin Mfg Inc | Giraffe Lamp |  |  | Physicians at Sugar Creek |  |  |  |  | 017-00189 | 017-00189 | Sugar Land | Physicians at Sugar Creek | Physicians at Sugar Creek | SW.10
NO | YES |  |  |  | 583-00823 | 583-00823 | Goodwin Mfg Inc. | 1196-02 |  | NONE | OPID - (KY) - KATY - 445 (MP1) | MHHS-OPID |  |  |  | 583-00823 | 583-00823 | Katy | Mhhs- others | OPID - (KY) - KATY - 445 (MP1) |  |  |  |  | One time safety inspection | LIGHTS, EXAMINATION |  | .needs class |  |  |  |  | .needs class | Goodwin Mfg Inc | [7 empty] | Covered PM Repair - Biomedical | MHHS-OPID
NO | NO |  |  |  | 069-TBD |  | Grafco | 1696M |  |  | MH MG - (TMC) - UPPER KIRBY | MHHS-MG |  |  |  | 069-TBD |  | TMC |  | MH MG - (TMC) - UPPER KIRBY | [5 empty] | LIGHTS, EXAMINATION |  | LAMPEXAM-Graham Medical Prod-1696 |  |  |  |  | LAMPEXAM-Graham Medical Prod-1696 | [8 empty] | Covered PM Repair - Biomedical | MHHS-MG
YES | YES |  |  |  | 142-09407 | 142-09407 | Grafco |  |  |  | Physicians Center of Sugar Creek |  |  |  |  | 142-09407 | 142-09407 | Sugar Land | Physicians Center of Sugar Creek | Physicians Center of Sugar Creek | Occ Med | [6 empty] | .needs class
YES | YES | [5 empty] | Graham Field | 03-222 |  |  | Memorial Hermann-JHC | [6 empty] | West | Memorial Hermann Memorial City Medical Center | Memorial Hermann-JHC | MH8 Nurses Station
YES | YES |  |  |  | 151-03686 | 151-03686 | Graham Field | labtron |  | AB-1685 | Sports medicine east |  |  |  |  | 151-03686 | 151-03686 | Pearland | Memorial Hermann Sports Medicine | Sports medicine east | ExM 2 | 2/1/20 |  |  | No pm
YES | YES |  |  |  | 013-04395 | 099-13652 | GraLab | Timer |  |  | SW - LABORATORY - HEMATOLOGY |  |  |  |  | 013-04395 | 099-13652 | Southwest | Memorial Hermann Diagnostic Laboratory - Southwest | SW - LABORATORY - HEMATOLOGY | Lab
YES | YES |  |  |  | 099-00265 | 099-00265 | GrandStream | GXV3275 |  | 20NFC8RGB0A74C09 | 1st floor |  |  |  |  | 099-00265 | 099-00265 | Katy | Katy | 1st floor | ER |  |  |  | No pm
YES | YES |  |  |  | 005-10168 | 005-10168 | Granite Microbsystems | ZGCAR-2400 |  | 11256M | Cardiac Rehab |  |  |  |  | 005-10168 | 005-10168 | Southeast | Memorial Hermann Southeast Hospital | Cardiac Rehab | W2406 pulmonary Function | 2/1/18 |  | 1/1/19
YES | YES |  |  |  | 099-06596 | 099-06596 | Graseby |  |  |  | Nuclear Medicine |  |  |  |  | 099-06596 | 099-06596 | TMC | Memorial Hermann-Medical Plaza 3 | Nuclear Medicine |  |  |  |  | No pm
YES | YES |  |  |  | 133-06125 | 133-06125 | Graseby | 3100 Syringe Pump |  | 12000786-09-2007 | KATY - BIOMED |  |  |  |  | 133-06125 | 133-06125 | Katy | Memorial Hermann Katy Hospital | KATY - BIOMED | Biomed Office | 2/1/09 | 2/1/10
YES | YES |  |  |  | 133-06124 | 133-06124 | Graseby | 3100 Syringe Pump |  | 120007761-09-2007 | KATY - BIOMED |  |  |  |  | 133-06124 | 133-06124 | Katy | Memorial Hermann Katy Hospital | KATY - BIOMED | Biomed Office
NO | YES |  |  |  | 133-02767 | 133-02767 | Graseby |  |  |  | Katy-Nuclear Medicine |  |  |  |  | 133-02767 | 133-02767 | Katy | MHHS-Katy | Katy-Nuclear Medicine | Nuclear Medicine | [5 empty] | Pump, Infusion, Syringe | PUMPINFUSIONSYRINGE-Smiths Medical-Graseby 3400 | [12 empty] | PUI-A | [9 empty] | Pump, Infusion, Syringe | PUMPINFUSIONSYRINGE | Pump, Infusion, Syringe | GRASEBY
YES | YES |  |  |  | 005-07591 | 005-07591 | Graseby |  |  |  | SE - CATH LAB - RECOVERY |  |  |  |  | 005-07591 | 005-07591 | Southeast | Memorial Hermann Southeast Hospital | SE - CATH LAB - RECOVERY | Nuclear Medicine 4 |  |  |  | No pm found |  | Pump, Infusion, Syringe | PUMPINFUSIONSYRINGE-GRASEBY-3400 | [12 empty] | PUI-A | [9 empty] | Pump, Infusion, Syringe | PUMPINFUSIONSYRINGE | Pump, Infusion, Syringe | GRASEBY
YES | YES |  |  |  | 013-10799 | 013-10799 | Graseby |  |  | 74082 2004 | SW RADIOLOGY |  |  |  |  | 013-10799 | 013-10799 | Southwest | Memorial Hermann Southwest Hospital | SW RADIOLOGY | Nuc med 1
NO | YES |  |  |  | 129-07239 | 129-07239 | Grason Stadler Inc | GSI 61 |  | AL040991 | MH MG-(STX)-South Texas-Wharton | MHHS-MG |  | Audiometer |  | 129-07239 | 129-07239 | South | MHHS-MG | MH MG-(STX)-South Texas-Wharton | Exam 6 | 5/1/19 | 5/1/20 |  |  | AUDIOMETERS | Audiometer | AUDIOMETER-Grason-Stadler-GSI 61 | AUDIOMETER | GSI 61 |  |  |  | Grason-Stadler | Audiometer |  | AUDIOMETER-Grason-Stadler-GSI 61 |  | 5/30/16 |  | A-A | Covered PM Repair - Biomedical | MHHS-MG | [8 empty] | AUDIOMETER | Audiometer | Grason-Stadler
YES | YES |  |  |  | 013-39194 | 013-39194 | Grimm Scientific Industries Inc | AB1A3201 |  |  | SW-Laboratory-Microbiology |  |  |  |  | 013-39194 | 013-39194 | Southwest | Memorial Hermann Southwest Hospital | SW-Laboratory-Microbiology | Microbiology
YES | YES |  |  |  | 069-40711 | 069-40711 | Grimm Scientific Industries Inc | G560 |  | 2-429829 | TMC - RADIOLOGY - IR/ANGIO |  |  |  |  | 069-40711 | 069-40711 | TMC | Memorial Hermann-Texas Medical Center | TMC - RADIOLOGY - IR/ANGIO | TMC - RADIOLOGY -IR/ANGIO
YES | YES |  |  |  | 099-07222 | 099-07222 | Grimm Scientific Industries Inc | Vortex Genie 2 |  | 2-450201 | Angio |  |  |  |  | 099-07222 | 099-07222 | TMC | Memorial Hermann-Texas Medical Center | Angio | Angio 5
YES | YES |  |  |  | 099-09200 | 099-09200 | Grundfos | Magna3 |  |  | TMC - SAROFIM 4 - PULMONARY |  |  |  |  | 099-09200 | 099-09200 | TMC | Memorial Hermann-Texas Medical Center | TMC - SAROFIM 4 - PULMONARY | S4 315 Resp dirty room
YES | YES |  |  |  | 145-00338 | 145-00338 | GSI Group Inc | PRN 50-M |  | A1968849 | PEARLAND - CARDIAC CATH LAB |  |  |  |  | 145-00338 | 145-00338 | Pearland | Memorial Hermann Pearland Hospital | PEARLAND - CARDIAC CATH LAB | Cardiac Cath Lab
YES | YES |  |  |  | 009-06276 | 009-06276 | GSI Medical Systems | XE-50P |  |  | Biomed shop |  |  |  |  | 009-06276 | 009-06276 | Central | Memorial Hermann Greater Heights Hospital | Biomed shop | BIOMED SHOP | [5 empty] | Printer | PRINTER-GSI Medical Systems-XE-50P | [22 empty] | Printer | PRINTER | Printer | GSI Medical Systems
NO | YES |  |  |  | 029-11954 | 029-11954 | Guangdong Galanz Enterprises Co.,Ltd. | GL17BK |  | BX16090661220 | MH MG-(EDLS)-Imperial Oaks |  |  |  |  | 029-11954 | 029-11954 | Woodland | MHMG Imperial Oaks Suite 100 | MH MG-(EDLS)-Imperial Oaks | MHMG Imperial Oaks
YES | YES |  |  |  | 099-02538 | 099-02538 | Guidant | Zoom Latitude |  |  | Cath Lab |  |  |  |  | 099-02538 | 099-02538 | Katy | Memorial Hermann Katy Hospital | Cath Lab | Outside Bay 1 | [5 empty] | Programmer, Pacemaker | PROGRAMPACEMAKER-GUIDANT-Zoom Latitude | [22 empty] | Programmer, Pacemaker | PROGRAMPACEMAKER | Programmer, Pacemaker | GUIDANT
YES | YES |  |  |  | 151-04950 | 151-04950 | Guidant Corporation | Guidant 3120 |  |  | CY - CARDIAC CATH LAB |  |  |  |  | 151-04950 | 151-04950 | Northwest | Memorial Hermann Cypress Hospital | CY - CARDIAC CATH LAB | M2 224.1
NO | NO |  |  |  | 000-05033 |  | Guidant Corporation | ZOOM LATITUDE |  |  | MH MG - (MC) - COMPREHENSIVE HEART CARE | MHHS-MG |  | Programmer, Pacemaker |  | 000-05033 |  | West & Memorial City |  | MH MG - (MC) - COMPREHENSIVE HEART CARE | [5 empty] | PROGRAMMER/TESTERS, CARDIAC PACEMAKER |  | PROGRAMPACEMAKER-GUIDANT-Zoom Latitude | PROGRAMPACEMAKER | Zoom Latitude |  |  |  | GUIDANT | Programmer, Pacemaker |  |  | PROGRAMPACEMAKER-GUIDANT-Zoom Latitude |  |  |  | Covered PM Repair - Biomedical | MHHS-MG
YES | YES |  |  |  | 129-04131 | 129-04131 | Gynecare | EAS2000-1 |  | R20740 | SUGAR LAND - BIOMED |  |  |  |  | 129-04131 | 129-04131 | Sugar Land | Memorial Hermann Sugar Land Hospital | SUGAR LAND - BIOMED | Biomed Shop | 8/1/18 |  | 2/1/19
YES | YES |  |  |  | 069-14271 | 069-14271 | Gynecare | Thermachoice II |  | R20522 | TMC - OR - ROBERTSON (2R) |  |  |  |  | 069-14271 | 069-14271 | TMC | Memorial Hermann-Texas Medical Center | TMC - OR - ROBERTSON (2R) | Surgical Speciman Station | 2/1/20 |  | 2/1/21 |  |  | Endometrial Ablation Device | ENDOMETRIALABLATDEV-Gynecare-Thermachoice II | [12 empty] | EAD-A | [9 empty] | Endometrial Ablation Device | ENDOMETRIALABLATDEV | Endometrial Ablation Device | Gynecare
NO | YES |  |  |  | 041-32849 | 041-32849 | Gynecare-Ethicon Inc (Johnson | EAS2000-1 |  | R22866 | MEMORIAL CITY - OUTPATIENT SURGERY | MHHS-Mem City |  | Electrosurgical Unit |  | 041-32849 | 041-32849 | West | Memorial herman - memorial city medical center | MEMORIAL CITY - OUTPATIENT SURGERY | W1 case cart staging area |  |  |  |  | RADIOFREQUENCY THERAPY SYSTEMS, TISSUE ABLATION |  | ELECTROSURGICALUNIT-Ethicon-EAS2000-1 | ELECTROSURGICALUNIT | EAS2000-1 |  |  |  | Ethicon | Electrosurgical Unit |  |  | ELECTROSURGICALUNIT-Ethicon-EAS2000-1 |  |  |  | Covered PM Repair - Biomedical | MHHS-Mem City
NO | YES |  |  |  | 041-32850 | 041-32850 | Gynecare-Ethicon Inc (Johnson | EAS2000-1 |  | R22507 | MEMORIAL CITY - OUTPATIENT SURGERY | MHHS-Mem City |  | Electrosurgical Unit |  | 041-32850 | 041-32850 | West | Memorial herman - memorial city medical center | MEMORIAL CITY - OUTPATIENT SURGERY | W1 case cart staging area |  |  |  |  | RADIOFREQUENCY THERAPY SYSTEMS, TISSUE ABLATION |  | ELECTROSURGICALUNIT-Ethicon-EAS2000-1 | ELECTROSURGICALUNIT | EAS2000-1 |  |  |  | Ethicon | Electrosurgical Unit |  |  | ELECTROSURGICALUNIT-Ethicon-EAS2000-1 |  |  |  | Not Covered Vendor Only - Lab Ana/Anes | MHHS-Mem City
NO | YES |  |  |  | 005-04088 | 005-04088 | Gynecare-Ethicon Inc (Johnson | IPX 1 |  | hei03834 | SE-OR | MHHS-Southeast |  | Pump, Food, Enteral |  | 005-04088 | 005-04088 | Southeast | MHHS-Southeast | SE-OR | Clean supply | 12/1/19 |  |  |  | MICROSURGICAL INSTRUMENTS |  | PUMPFOODENTERAL-Ross Prod-IPX 1 | PUMPFOODENTERAL | IPX 1 |  |  |  | Ross Prod | Pump, Food, Enteral |  |  | PUMPFOODENTERAL-Ross Prod-IPX 1 |  |  |  | Covered PM Repair - Biomedical | MHHS-Southeast
NO | YES |  |  |  | 041-04494 | 041-04494 | Gynecare-Ethicon Inc (Johnson | VERSAPOINT |  |  | MEMORIAL CITY - Outpatient Surgery | MHHS-Mem City |  | Electrosurgical Unit |  | 041-04494 | 041-04494 | West | Memorial Hermann Memorial City Medical Center | MEMORIAL CITY - Outpatient Surgery | W1 Case Cart Staging Area |  |  |  |  | ELECTROSURGICAL UNITS |  | ELECTROSURGICALUNIT-Ethicon-Versapoint | ELECTROSURGICALUNIT | Versapoint |  |  |  | Ethicon | Electrosurgical Unit |  |  | ELECTROSURGICALUNIT-Ethicon-Versapoint |  |  |  | Covered PM Repair - Biomedical | MHHS-Mem City
NO | YES |  |  |  | 069-38680 | 069-38680 | Gynecare-Ethicon Inc (Johnson | VERSAPOINT GENERATOR |  |  | TMC-OR-Robertson (2R) | MHHS-TMC |  |  |  | 069-38680 | 069-38680 | TMC | MHHS-TMC | TMC-OR-Robertson (2R) | TMC OR ROBERTSON (2R) | 3/1/20 |  | 9/1/20 |  | ELECTROSURGICAL UNITS |  | .needs class | [5 empty] | Gynecare |  |  |  |  | 7/15/18 |  |  | Not Covered Vendor Only - Biomedical | MHHS-TMC
NO | NO | [5 empty] | Gynecare-Ethicon Inc (Johnson & Johnson) | VERSAPOINT |  |  | MEMORIAL CITY - OUTPATIENT SURGERY | MHHS-Mem City |  | Electrosurgical Unit |  |  |  | West & Memorial City |  | MEMORIAL CITY - OUTPATIENT SURGERY | [5 empty] | ELECTROSURGICAL UNITS |  | ELECTROSURGICALUNIT-Ethicon-Versapoint | ELECTROSURGICALUNIT | Versapoint |  |  |  | Ethicon | Electrosurgical Unit |  |  | ELECTROSURGICALUNIT-Ethicon-Versapoint |  |  |  | Covered PM Repair - Biomedical | MHHS-Mem City
NO | NO | [5 empty] | Gynecare-Ethicon Inc (Johnson & Johnson) | VERSAPOINT |  |  | MEMORIAL CITY - OUTPATIENT SURGERY | MHHS-Mem City |  | Electrosurgical Unit |  |  |  | West & Memorial City |  | MEMORIAL CITY - OUTPATIENT SURGERY | [5 empty] | ELECTROSURGICAL UNITS |  | ELECTROSURGICALUNIT-Ethicon-Versapoint | ELECTROSURGICALUNIT | Versapoint |  |  |  | Ethicon | Electrosurgical Unit |  |  | ELECTROSURGICALUNIT-Ethicon-Versapoint |  |  |  | Not Covered Vendor Only - Biomedical | MHHS-Mem City
NO | YES |  |  |  | 129-05765 | 129-05765 | Gynex Corporation | C0-4100 LED |  | AK29366 | Sugar Land-OR | MHHS-Sugarland |  |  |  | 129-05765 | 129-05765 | Sugar Land | MHHS-Sugarland | Sugar Land-OR | OR Storage | 8/1/19 |  |  |  | MICROSCOPES, LIGHT, OPERATING |  | .needs class | [5 empty] | Gynex Corp |  |  |  |  | 11/1/20 |  |  | Not Covered Vendor Only - Biomedical | MHHS-Sugarland
YES | YES |  |  |  | 142-01476 | 142-01476 | Gyrus ACMI | G400 |  |  | NE-OR |  |  |  |  | 142-01476 | 142-01476 | Katy | MHHS-Northeast | NE-OR | OR 2 | 9/1/19 | 3/1/20 |  |  |  | Electrosurgical Unit | ELECTROSURGICALUNIT-Gyrus ACMI-G400 | [12 empty] | ESU-SA | [9 empty] | Electrosurgical Unit | ELECTROSURGICALUNIT | Electrosurgical Unit | Gyrus ACMI
NO | YES |  |  |  | 133-10447 | 133-10447 | Gyrus ACMI | VC-10 |  | FN81285413 | OR 2 |  |  |  |  | 133-10447 | 133-10447 | Katy | Katy | OR 2 | OR 2 | 1/1/20 | 1/1/21 |  |  |  | Aspirator (Suction Pump) | ASPIRATORSUCTPUMP-Gyrus ACMI Cyro-VC-10 | [22 empty] | Aspirator (Suction Pump) | ASPIRATORSUCTPUMP | Aspirator (Suction Pump) | Gyrus ACMI
NO | YES |  |  |  | 029-05068 | 029-05068 | Gyrus ACMI, An Olympus Company | DIEGO SYSTEM |  |  | Woodlands-OR | MHHS-Woodlands |  |  |  | 029-05068 | 029-05068 | Woodlands | MHHS-Woodlands | Woodlands-OR | Equipment Storage | 7/1/19 |  | 1/1/20 |  | ARTHROSCOPIC SHAVER SYSTEMS |  | .needs class | [5 empty] | Gyrus ACMI | [7 empty] | Clinical Miscellaneous | MHHS-Woodlands
NO | YES |  |  |  | 133-06145 | 133-06145 | Gyrus ACMI, An Olympus Company | G400 WORKSTATION |  |  | Katy-OR | MHHS-Katy |  |  |  | 133-06145 | 133-06145 | Katy | MHHS-Katy | Katy-OR | OR | 4/1/19 | 4/1/20 |  |  | ELECTROSURGICAL UNITS | Electrosurgical Unit | ELECTROSURGICALUNIT-Gyrus ACMI-G400 |  |  |  |  | ELECTROSURGICALUNIT-Gyrus ACMI-G400 | Gyrus ACMI |  |  |  |  | 11/1/13 |  | ESU-SA | Covered PM Repair - Biomedical | MHHS-Katy | [8 empty] | ELECTROSURGICALUNIT | Electrosurgical Unit | Gyrus ACMI
NO | YES |  |  |  | 133-08448 | 133-08448 | Gyrus ACMI, An Olympus Company | G400 WORKSTATION |  |  | Katy-OR | MHHS-Katy |  |  |  | 133-08448 | 133-08448 | Katy | MHHS-Katy | Katy-OR | O R | 8/1/19 | 8/1/20 |  |  | ELECTROSURGICAL UNITS | Electrosurgical Unit | ELECTROSURGICALUNIT-Gyrus ACMI-G400 |  |  |  |  | ELECTROSURGICALUNIT-Gyrus ACMI-G400 | Gyrus ACMI |  |  |  |  | 11/1/13 |  | ESU-SA | Covered PM Repair - Biomedical | MHHS-Katy | [8 empty] | ELECTROSURGICALUNIT | Electrosurgical Unit | Gyrus ACMI
NO | YES |  |  |  | 041-10873 | 041-10873 | Gyrus ACMI, An Olympus Company | G400 WORKSTATION |  |  | MEMORIAL CITY - Outpatient Surgery | MHHS-Mem City |  |  |  | 041-10873 | 041-10873 | West | Memorial Hermann Memorial City Medical Center | MEMORIAL CITY - Outpatient Surgery | W1 Case Cart Staging Area |  |  |  |  | ELECTROSURGICAL UNITS |  | ELECTROSURGICALUNIT-Gyrus ACMI-G400 |  |  |  |  | ELECTROSURGICALUNIT-Gyrus ACMI-G400 | Gyrus ACMI | [7 empty] | Not Covered Vendor Only - Biomedical | MHHS-Mem City
NO | YES |  |  |  | 005-12208 | 005-12208 | Gyrus ACMI, An Olympus Company | G400 WORKSTATION |  |  | SE-OR | MHHS-Southeast |  |  |  | 005-12208 | 005-12208 | Southeast | MHHS-Southeast | SE-OR |  | 11/1/19 |  |  |  | ELECTROSURGICAL UNITS |  | ELECTROSURGICALUNIT-Gyrus ACMI-G400 |  |  |  |  | ELECTROSURGICALUNIT-Gyrus ACMI-G400 | Gyrus ACMI |  |  |  |  | 2/13/20 |  |  | Not Covered Vendor Only - Biomedical | MHHS-Southeast
NO | YES |  |  |  | 013-14230 | 013-14230 | Gyrus ACMI, An Olympus Company | G400 WORKSTATION |  |  | SW-OR | MHHS-Southwest |  |  |  | 013-14230 | 013-14230 | Southwest | MHHS-Southwest | SW-OR | OR | 12/1/19 |  | 12/1/20 |  | ELECTROSURGICAL UNITS | Electrosurgical Unit | ELECTROSURGICALUNIT-Gyrus ACMI-G400 |  |  |  |  | ELECTROSURGICALUNIT-Gyrus ACMI-G400 | Gyrus ACMI |  |  |  |  | 2/13/20 |  | ESU-SA | Not Covered Vendor Only - Biomedical | MHHS-Southwest | [8 empty] | ELECTROSURGICALUNIT | Electrosurgical Unit | Gyrus ACMI
NO | YES |  |  |  | 013-17202 | 013-17202 | Gyrus ACMI, An Olympus Company | G400 WORKSTATION |  |  | SW-OR | MHHS-Southwest |  |  |  | 013-17202 | 013-17202 | Southwest | MHHS-Southwest | SW-OR | Or 14 | 7/1/19 |  | 7/1/20 |  | ELECTROSURGICAL UNITS | Electrosurgical Unit | ELECTROSURGICALUNIT-Gyrus ACMI-G400 |  |  |  |  | ELECTROSURGICALUNIT-Gyrus ACMI-G400 | Gyrus ACMI |  |  |  |  | 7/6/10 |  | ESU-SA | Covered PM Repair - Biomedical | MHHS-Southwest | [8 empty] | ELECTROSURGICALUNIT | Electrosurgical Unit | Gyrus ACMI
NO | YES |  |  |  | 129-02830 | 129-02830 | Gyrus ACMI, An Olympus Company | G400 WORKSTATION |  |  | Sugar Land-OR | MHHS-Sugarland |  |  |  | 129-02830 | 129-02830 | Sugar Land | MHHS-Sugarland | Sugar Land-OR | OR 8 | 9/1/19 |  | 9/1/20 |  | ELECTROSURGICAL UNITS | Electrosurgical Unit | ELECTROSURGICALUNIT-Gyrus ACMI-G400 |  |  |  |  | ELECTROSURGICALUNIT-Gyrus ACMI-G400 | Gyrus ACMI | [6 empty] | ESU-SA | Covered PM Repair - Biomedical | MHHS-Sugarland | [8 empty] | ELECTROSURGICALUNIT | Electrosurgical Unit | Gyrus ACMI
NO | YES |  |  |  | 029-09497 | 029-09497 | Gyrus ACMI, An Olympus Company | G400 WORKSTATION |  |  | Woodlands-OR | MHHS-Woodlands |  |  |  | 029-09497 | 029-09497 | Woodlands | MHHS-Woodlands | Woodlands-OR | OR | 1/1/19 |  | 2/1/20 |  | ELECTROSURGICAL UNITS | Electrosurgical Unit | ELECTROSURGICALUNIT-Gyrus ACMI-G400 |  |  |  |  | ELECTROSURGICALUNIT-Gyrus ACMI-G400 | Gyrus ACMI | [6 empty] | ESU-SA | Covered PM Repair - Biomedical | MHHS-Woodlands | [8 empty] | ELECTROSURGICALUNIT | Electrosurgical Unit | Gyrus ACMI
NO | YES |  |  |  |  | 029-07836 | Gyrus ACMI, An Olympus Company | G400 WORKSTATION |  |  | Woodlands-OR | MHHS-Woodlands |  |  |  |  | 029-07836 | Woodlands | MHHS-Woodlands | Woodlands-OR | Storage room | 1/1/19 |  | 1/1/20 |  | ELECTROSURGICAL UNITS | Electrosurgical Unit | ELECTROSURGICALUNIT-Gyrus ACMI-G400 |  |  |  |  | ELECTROSURGICALUNIT-Gyrus ACMI-G400 | Gyrus ACMI | [6 empty] | ESU-SA | Covered PM Repair - Biomedical | MHHS-Woodlands | [8 empty] | ELECTROSURGICALUNIT | Electrosurgical Unit | Gyrus ACMI
NO | NO |  |  |  | 041-16225 |  | Gyrus ACMI, An Olympus Company | G400 WORKSTATION |  |  | MEMORIAL CITY - MOR | MHHS-Mem City |  |  |  | 041-16225 |  | West & Memorial City |  | MEMORIAL CITY - MOR | [5 empty] | ELECTROSURGICAL UNITS |  | ELECTROSURGICALUNIT-Gyrus ACMI-G400 |  |  |  |  | ELECTROSURGICALUNIT-Gyrus ACMI-G400 | Gyrus ACMI | [7 empty] | Covered PM Repair - Biomedical | MHHS-Mem City
NO | NO | [5 empty] | Gyrus ACMI, An Olympus Company | G400 WORKSTATION |  |  | MEMORIAL CITY - MOR | MHHS-Mem City | [5 empty] | West & Memorial City |  | MEMORIAL CITY - MOR | [5 empty] | ELECTROSURGICAL UNITS |  | ELECTROSURGICALUNIT-Gyrus ACMI-G400 |  |  |  |  | ELECTROSURGICALUNIT-Gyrus ACMI-G400 | Gyrus ACMI | [7 empty] | Not Covered Vendor Only - Biomedical | MHHS-Mem City
NO | NO | [5 empty] | Gyrus ACMI, An Olympus Company | G400 WORKSTATION |  |  | NE - OR | MHHS-Northeast | [5 empty] | Katy |  | NE - OR | [5 empty] | ELECTROSURGICAL UNITS |  | ELECTROSURGICALUNIT-Gyrus ACMI-G400 |  |  |  |  | ELECTROSURGICALUNIT-Gyrus ACMI-G400 | Gyrus ACMI | [7 empty] | Covered PM Repair - Biomedical | MHHS-Northeast
NO | NO |  |  |  | 129-05511 |  | Gyrus ACMI, An Olympus Company | G400 WORKSTATION |  |  | SUGAR LAND - OR | MHHS-Sugarland |  |  |  | 129-05511 |  | Sugar Land |  | SUGAR LAND - OR | [5 empty] | ELECTROSURGICAL UNITS |  | ELECTROSURGICALUNIT-Gyrus ACMI-G400 |  |  |  |  | ELECTROSURGICALUNIT-Gyrus ACMI-G400 | Gyrus ACMI | [7 empty] | Covered PM Repair - Biomedical | MHHS-Sugarland
NO | NO |  |  |  | 029-05624 |  | Gyrus ACMI, An Olympus Company | G400 WORKSTATION |  |  | WOODLANDS - OR | MHHS-Woodlands |  |  |  | 029-05624 |  | Woodlands |  | WOODLANDS - OR | [5 empty] | ELECTROSURGICAL UNITS |  | ELECTROSURGICALUNIT-Gyrus ACMI-G400 |  |  |  |  | ELECTROSURGICALUNIT-Gyrus ACMI-G400 | Gyrus ACMI | [7 empty] | Covered PM Repair - Biomedical | MHHS-Woodlands
NO | YES |  |  |  | 069-29346 | 069-29346 | Gyrus ACMI, An Olympus Company | PK SUPERPULSE |  | GA0512100526S1 | TMC-OR-Robertson (2R) | MHHS-TMC |  |  |  | 069-29346 | 069-29346 | TMC | MHHS-TMC | TMC-OR-Robertson (2R) | TMC OR ROBERTSON (2R) | 11/1/19 |  | 5/1/20 |  | ELECTROSURGICAL UNITS |  | .needs class | [5 empty] | Gyrus ACMI | [7 empty] | Covered PM Repair - Biomedical | MHHS-TMC
NO | YES | [5 empty] | Gyrus ACMI, An Olympus Company | SUPERPULSE |  |  | GH-OR | MHHS-Greater Heights |  | Electrosurgical Unit |  |  |  | Central | MHHS-Greater Heights | GH-OR | RM 5 | 9/1/19 |  | 9/1/20 |  | ELECTROSURGICAL UNITS | Electrosurgical Unit | ELECTROSURGICALUNIT-Covidien-SuperPulse | ELECTROSURGICALUNIT | SuperPulse |  |  |  | Covidien | Electrosurgical Unit |  |  | ELECTROSURGICALUNIT-Covidien-SuperPulse |  |  | ESU-SA | Covered PM Repair - Biomedical | MHHS-Greater Heights | [8 empty] | ELECTROSURGICALUNIT | Electrosurgical Unit | Covidien
NO | YES |  |  |  |  | 029-07578 | Gyrus ACMI, An Olympus Company | VC10 |  | 240840jc | Woodlands-OR | MHHS-Woodlands |  | Aspirator (Suction Pump) |  |  | 029-07578 | Woodlands | MHHS-Woodlands | Woodlands-OR | Surgery Storage | 10/1/19 |  | 10/1/20 |  | ASPIRATORS | Aspirator (Suction Pump) | ASPIRATORSUCTPUMP-Gyrus ACMI Cyro-VC-10 | ASPIRATORSUCTPUMP | VC-10 |  |  |  | Gyrus ACMI | Aspirator (Suction Pump) |  |  | ASPIRATORSUCTPUMP-Gyrus ACMI Cyro-VC-10 | 4/1/18 |  |  | Covered PM Repair - Biomedical | MHHS-Woodlands | [8 empty] | ASPIRATORSUCTPUMP | Aspirator (Suction Pump) | Gyrus ACMI
NO | YES |  |  |  | 000-05009 | 000-05009 | H K SURGICAL | KIP II |  | HK15M021830 | MH MG - (MC) - COMPREHENSIVE HEART CARE | MHHS-MG |  | Pump, Infusion |  | 000-05009 | 000-05009 | West | Maura Herman Memorial city | MH MG - (MC) - COMPREHENSIVE HEART CARE | MH MG MC Comprehension heart care |  |  |  |  | IRRIGATION/DISTENTION SYSTEMS |  | PUMPINFUSION-HKSurgical-KIP-II | PUMPINFUSION | KIP-II |  |  |  | HK Surgical | Pump, Infusion |  |  | PUMPINFUSION-HKSurgical-KIP-II |  |  |  | Covered PM Repair - Respiratory/Steriliz | MHHS-MG
NO | NO |  |  |  | 069-41627 |  | H K SURGICAL | KLEIN INFILTRATION PUMP |  | G17005114 | TMC - OR - HERMANN (2HP) | MHHS-TMC |  |  |  | 069-41627 |  | TMC |  | TMC - OR - HERMANN (2HP) | [5 empty] | ASPIRATORS |  | .needs class | [5 empty] | HK Surgical | [7 empty] | Not Covered Vendor Only - Biomedical | MHHS-TMC
NO | YES |  |  |  | 241-02269 | 241-02269 | H/P/COSMOS | AIRWALK AP |  | cos30000va08-1220 | TIRR-Kirby Glenn | MHHS-TIRR |  |  |  | 241-02269 | 241-02269 | TMC | MHHS-Others | TIRR-Kirby Glenn | Rehab | 4/1/19 |  |  |  | EXERCISERS |  | .needs class |  |  |  |  | .needs class | [8 empty] | Covered PM Repair - Biomedical | MHHS-TIRR
NO | YES |  |  |  | 241-03204 | 241-03204 | H/P/COSMOS | AIRWALK AP |  | COS300028-0040 | TIRR-Kirby Glenn | MHHS-TIRR |  |  |  | 241-03204 | 241-03204 | TMC | MHHS-Others | TIRR-Kirby Glenn | Rehab | 5/1/19 |  |  |  | EXERCISERS |  | .needs class |  |  |  |  | .needs class | [8 empty] | Covered PM Repair - Biomedical | MHHS-TIRR
NO | NO |  |  |  | 241-03205 |  | H/P/COSMOS | AIRWALK AP |  | COS30001-01va02-0047 | TIRR - KIRBY GLENN | MHHS-TIRR |  |  |  | 241-03205 |  | TMC |  | TIRR - KIRBY GLENN | [5 empty] | EXERCISERS |  | .needs class |  |  |  |  | .needs class | [8 empty] | Not Covered Vendor Only - Biomedical | MHHS-TIRR
YES | YES |  |  |  | 029-11436 | 029-11436 | Haag-Streit | BD 900 |  |  | CCC in spring |  |  |  |  | 029-11436 | 029-11436 | ccc spring |  | CCC in spring |  |  |  | 11/1/20 |  |  | Lamp, Slit | LAMPSLIT-Haag-Streit-BD 900 | [12 empty] | LS-A | [9 empty] | Lamp, Slit | LAMPSLIT | Lamp, Slit | Haag-Streit
YES | YES |  |  |  | 069-46778 | 069-46778 | Haag-Streit | BQ 900 |  |  | TMC - HERMANN - PEDI ER (1HP) |  |  |  |  | 069-46778 | 069-46778 | TMC | Memorial Hermann-Texas Medical Center | TMC - HERMANN - PEDI ER (1HP) | Pedi 24 - Opthomology Room | 1/1/20 |  | 1/1/21 | New Add |  | Lamp, Slit | LAMPSLIT-Haag-Streit-BQ 900 | [12 empty] | LS-A | [9 empty] | Lamp, Slit | LAMPSLIT | Lamp, Slit | Haag-Streit
NO | YES | [5 empty] | Haag-Streit Group USA | 880LPC |  |  | GH-Cancer Center | MHHS-Greater Heights | [5 empty] | Central | MHHS-Greater Heights | GH-Cancer Center | Suite 150 |  |  |  |  | TABLES, EXAMINATION/TREATMENT |  | .needs class |  |  |  |  | .needs class | Haag-Streit |  |  |  |  | 8/1/17 |  |  | Not Covered Vendor Only - Biomedical | MHHS-Greater Heights
NO | YES |  |  |  | 005-02291 | 005-02291 | Haag-Streit Group USA | BM900 |  |  | SE-Emergency Center | MHHS-Southeast |  | Lamp, Slit |  | 005-02291 | 005-02291 | Southeast | MHHS-Southeast | SE-Emergency Center | SE - EMERGENCY CENTER | 8/1/19 |  | 3/1/20 |  | SLIT LAMP |  | LAMPSLIT-Haag-Streit-BM 900 | LAMPSLIT | BM 900 |  |  |  | Haag-Streit | Lamp, Slit |  |  | LAMPSLIT-Haag-Streit-BM 900 | 11/1/20 |  |  | Not Covered Vendor Only - Biomedical | MHHS-Southeast
NO | YES |  |  |  | 029-05312 | 029-05312 | Haag-Streit Group USA | BP 900 |  |  | Woodlands-ER | MHHS-Woodlands |  | Lamp, Slit |  | 029-05312 | 029-05312 | Woodlands | MHHS-Woodlands | Woodlands-ER | Storage equipment | 9/1/19 |  | 9/1/20 |  | ANALYZERS, PHYSIOLOGIC, VISUAL FUNCTION | Lamp, Slit | LAMPSLIT-Haag-Streit-BP-900 | LAMPSLIT | BP-900 |  |  |  | Haag-Streit | Lamp, Slit |  |  | LAMPSLIT-Haag-Streit-BP-900 | 12/1/20 |  | LS-A | Not Covered Vendor Only - Biomedical | MHHS-Woodlands | [8 empty] | LAMPSLIT | Lamp, Slit | Haag-Streit
NO | NO |  |  |  | 145-00806 |  | Haag-Streit Group USA | BP 900 |  |  | PEARLAND - EMERGENCY CENTER | MHHS-Pearland Hospital |  | Lamp, Slit |  | 145-00806 |  | Pearland |  | PEARLAND - EMERGENCY CENTER | [5 empty] | ANALYZERS, PHYSIOLOGIC, VISUAL FUNCTION |  | LAMPSLIT-Haag-Streit-BP-900 | LAMPSLIT | BP-900 |  |  |  | Haag-Streit | Lamp, Slit |  |  | LAMPSLIT-Haag-Streit-BP-900 |  |  |  | Not Covered Vendor Only - Biomedical | MHHS-Pearland Hospital
NO | YES |  |  |  | 133-09176 | 133-09176 | Haag-Streit Group USA | BP 900 SLIT LAMP |  |  | Katy-ER | MHHS-Katy |  |  |  | 133-09176 | 133-09176 | Katy | MHHS-Katy | Katy-ER | ER | 2/1/20 | 2/1/21 |  |  | SLIT LAMP |  | .needs class | [5 empty] | Haag-Streit |  |  |  |  | 12/1/20 |  |  | Not Covered Vendor Only - Biomedical | MHHS-Katy
NO | YES |  |  |  | 583-00967 | 583-00967 | Haag-Streit Group USA | BP 900 SLIT LAMP |  |  | KT CCC-(KY)-Emergency Room | MHHS-South Katy CCC |  |  |  | 583-00967 | 583-00967 | Katy | MHHS-Others | KT CCC-(KY)-Emergency Room | Clean equipment | 5/1/19 | 5/1/20 |  |  | SLIT LAMP |  | .needs class | [5 empty] | Haag-Streit |  |  |  |  | 12/11/20 |  |  | Not Covered Vendor Only - Biomedical | MHHS-South Katy CCC
NO | YES |  |  |  | 129-06117 | 129-06117 | Haag-Streit Group USA | BP 900 SLIT LAMP |  |  | SP CCC - (SL) - EMERGENCY ROOM | MHHS-Sienna Plantation CCC |  |  |  | 129-06117 | 129-06117 | Sugar Land | MHHS-Others | SP CCC - (SL) - EMERGENCY ROOM | Hall | 6/1/19 | 6/1/20 |  |  | SLIT LAMP |  | .needs class | [5 empty] | Haag-Streit |  |  |  |  | 12/11/20 |  |  | Not Covered Vendor Only - Biomedical | MHHS-Sienna Plantation CCC
NO | NO |  |  |  | 000-04928 |  | Haag-Streit Group USA | BP 900 SLIT LAMP |  | 000-04928 | MH MG - (CY) - GOODMAN WALLER | MHHS-MG |  |  |  | 000-04928 |  | Northwest & Cypress |  | MH MG - (CY) - GOODMAN WALLER | [5 empty] | SLIT LAMP |  | .needs class | [5 empty] | Haag-Streit | [7 empty] | No Coverage Specified | MHHS-MG
NO | YES |  |  |  | 013-04953 | 013-04953 | Haemonetics Corp |  |  | 00I071 | SW-OR | MHHS-Southwest |  | Cell Processor |  | 013-04953 | 013-04953 | Southwest | MHHS-Southwest | SW-OR | Or core 15.5 |  |  |  | No pm required? | AUTOTRANSFUSION UNITS, WHOLE BLOOD RECOVERY SYSTEM | Cell Processor | CELLPROCESSOR-Haemonetics-2005 | CELLPROCESSOR |  |  |  |  | Haemonetics | Cell Processor |  | CELLPROCESSOR-Haemonetics-2005 |  | 8/11/16 |  | CES-A | Covered PM Repair - Biomedical | MHHS-Southwest | [8 empty] | CELLPROCESSOR | Cell Processor | Haemonetics
NO | YES |  |  |  |  | 013-07086 | Haemonetics Corp |  |  | 02A045 | SW-HVI-OR | MHHS-Southwest |  | Cell Processor |  |  | 013-07086 | Southwest | MHHS-Southwest | SW-HVI-OR | CVOR2 | 8/1/19 |  |  | One Time Inspection | AUTOTRANSFUSION UNITS, WHOLE BLOOD RECOVERY SYSTEM | Cell Processor | CELLPROCESSOR-Haemonetics-2005 | CELLPROCESSOR |  |  |  |  | Haemonetics | Cell Processor |  | CELLPROCESSOR-Haemonetics-2005 |  | 8/27/19 |  | CES-A | Covered PM Repair - Biomedical | MHHS-Southwest | [8 empty] | CELLPROCESSOR | Cell Processor | Haemonetics
NO | YES |  |  |  | 013-07087 | 013-07087 | Haemonetics Corp |  |  | 02A044 | SW-HVI-OR | MHHS-Southwest |  | Cell Processor |  | 013-07087 | 013-07087 | Southwest | MHHS-Southwest | SW-HVI-OR | HVI OR Core | 9/1/19 |  | 9/1/20 |  | AUTOTRANSFUSION UNITS, WHOLE BLOOD RECOVERY SYSTEM | Cell Processor | CELLPROCESSOR-Haemonetics-2005 | CELLPROCESSOR |  |  |  |  | Haemonetics | Cell Processor |  | CELLPROCESSOR-Haemonetics-2005 |  | 5/15/18 |  | CES-A | Covered PM Repair - Biomedical | MHHS-Southwest | [8 empty] | CELLPROCESSOR | Cell Processor | Haemonetics
NO | YES |  |  |  | 142-06960 | 142-06960 | Haemonetics Corp | 2600 OMNI SYSTEM |  | 0514CTI | NE-Laboratory | MHHS-Northeast |  |  |  | 142-06960 | 142-06960 | Katy | MHHS-Northeast | NE-Laboratory | Lab | 7/1/19 | 1/1/20 |  |  | SEAL CRIMPERS, BOTTLE/VIAL/TUBE | Sealer, Tube | SEALERTUBE-Sebra-Omni Sealer 2600 |  |  |  |  | SEALERTUBE-Sebra-Omni Sealer 2600 | Haemonetics | [7 empty] | Covered PM Repair - Biomedical | MHHS-Northeast | [8 empty] | SEALERTUBE | Sealer, Tube | Sebra
NO | YES |  |  |  | 013-16865 | 013-16865 | Haemonetics Corp | 2600 OMNI SYSTEM |  | M07642 | SW-Laboratory-Blood Bank | MHHS-Southwest |  |  |  | 013-16865 | 013-16865 | Southwest | MHHS-Southwest | SW-Laboratory-Blood Bank | Blood Bank | 2/1/20 |  | 2/1/21 |  | SEAL CRIMPERS, BOTTLE/VIAL/TUBE | Sealer, Tube | SEALERTUBE-Sebra-Omni Sealer 2600 |  |  |  |  | SEALERTUBE-Sebra-Omni Sealer 2600 | Haemonetics | [7 empty] | Covered PM Repair - Biomedical | MHHS-Southwest | [8 empty] | SEALERTUBE | Sealer, Tube | Sebra
NO | YES |  |  |  | 013-37947 | 013-37947 | Haemonetics Corp | CELL SAVER 5 |  | 13K053 | SW-HVI-OR | MHHS-Southwest |  | Autotransfusion Unit |  | 013-37947 | 013-37947 | Southwest | MHHS-Southwest | SW-HVI-OR | SW-HVI-OR | 11/1/19 |  | 1/1/20 |  | AUTOTRANSFUSION UNITS, WHOLE BLOOD RECOVERY SYSTEM | Autotransfusion Unit | AUTOTRANSFUSIONUNIT-Haemonetics-Cell Saver 5 | AUTOTRANSFUSIONUNIT | Cell Saver 5 |  |  |  | Haemonetics | Autotransfusion Unit |  | AUTOTRANSFUSIONUNIT-Haemonetics-Cell Saver 5 |  | 1/1/12 |  | AUU-SA | Covered PM Repair - Biomedical | MHHS-Southwest | [8 empty] | AUTOTRANSFUSIONUNIT | Autotransfusion Unit | Haemonetics
NO | YES |  |  |  | 925-00921 | 925-00921 | Haemonetics Corp | CELL SAVER ELITE |  | BO25737L15 | MHOSH-OR | MHHS Orthopedic & Spine |  | Autotransfusion Unit |  | 925-00921 | 925-00921 | Central & Greater Heights | MHHS-Orthopedic & Spine | MHOSH-OR |  | 7/2/19 |  |  |  | AUTOTRANSFUSION UNITS, WHOLE BLOOD RECOVERY SYSTEM | Autotransfusion Unit | AUTOTRANSFUSIONUNIT-HAEMONETICS-Cell Saver Elite | AUTOTRANSFUSIONUNIT | Cell Saver Elite |  |  |  | HAEMONETICS | Autotransfusion Unit |  | AUTOTRANSFUSIONUNIT-HAEMONETICS-Cell Saver Elite |  | 1/1/12 | MHOSH Inventory Dec 2019 into 2020 - Copy.xls - Newly Verified | AUU-SA | Covered PM Repair - Biomedical | MHHS Orthopedic & Spine | [8 empty] | AUTOTRANSFUSIONUNIT | Autotransfusion Unit | HAEMONETICS
NO | YES |  |  |  | 925-00922 | 925-00922 | Haemonetics Corp | CELL SAVER ELITE |  | BO24208F14 | MHOSH-OR | MHHS Orthopedic & Spine |  | Autotransfusion Unit |  | 925-00922 | 925-00922 | Central & Greater Heights | MHHS-Orthopedic & Spine | MHOSH-OR |  | 7/2/19 |  |  |  | AUTOTRANSFUSION UNITS, WHOLE BLOOD RECOVERY SYSTEM | Autotransfusion Unit | AUTOTRANSFUSIONUNIT-HAEMONETICS-Cell Saver Elite | AUTOTRANSFUSIONUNIT | Cell Saver Elite |  |  |  | HAEMONETICS | Autotransfusion Unit |  | AUTOTRANSFUSIONUNIT-HAEMONETICS-Cell Saver Elite |  | 1/1/12 | MHOSH Inventory Dec 2019 into 2020 - Copy.xls - Newly Verified | AUU-SA | Covered PM Repair - Biomedical | MHHS Orthopedic & Spine | [8 empty] | AUTOTRANSFUSIONUNIT | Autotransfusion Unit | HAEMONETICS
NO | YES |  |  |  | 925-00923 | 925-00923 | Haemonetics Corp | CELL SAVER ELITE |  | BO25755B15 | MHOSH-OR | MHHS Orthopedic & Spine |  | Autotransfusion Unit |  | 925-00923 | 925-00923 | Central & Greater Heights | MHHS-Orthopedic & Spine | MHOSH-OR |  | 7/2/19 |  |  |  | AUTOTRANSFUSION UNITS, WHOLE BLOOD RECOVERY SYSTEM | Autotransfusion Unit | AUTOTRANSFUSIONUNIT-HAEMONETICS-Cell Saver Elite | AUTOTRANSFUSIONUNIT | Cell Saver Elite |  |  |  | HAEMONETICS | Autotransfusion Unit |  | AUTOTRANSFUSIONUNIT-HAEMONETICS-Cell Saver Elite |  | 1/1/12 | MHOSH Inventory Dec 2019 into 2020 - Copy.xls - Newly Verified | AUU-SA | Covered PM Repair - Biomedical | MHHS Orthopedic & Spine | [8 empty] | AUTOTRANSFUSIONUNIT | Autotransfusion Unit | HAEMONETICS
NO | YES |  |  |  | 925-00924 | 925-00924 | Haemonetics Corp | CELL SAVER ELITE |  | BO26743I15 | MHOSH-OR | MHHS Orthopedic & Spine |  | Autotransfusion Unit |  | 925-00924 | 925-00924 | Central & Greater Heights | MHHS-Orthopedic & Spine | MHOSH-OR |  | 7/2/19 |  |  |  | AUTOTRANSFUSION UNITS, WHOLE BLOOD RECOVERY SYSTEM | Autotransfusion Unit | AUTOTRANSFUSIONUNIT-HAEMONETICS-Cell Saver Elite | AUTOTRANSFUSIONUNIT | Cell Saver Elite |  |  |  | HAEMONETICS | Autotransfusion Unit |  | AUTOTRANSFUSIONUNIT-HAEMONETICS-Cell Saver Elite |  | 1/1/12 | MHOSH Inventory Dec 2019 into 2020 - Copy.xls - Newly Verified | AUU-SA | Covered PM Repair - Biomedical | MHHS Orthopedic & Spine | [8 empty] | AUTOTRANSFUSIONUNIT | Autotransfusion Unit | HAEMONETICS
NO | YES |  |  |  | 925-00925 | 925-00925 | Haemonetics Corp | CELL SAVER ELITE |  | BO26742I15 | MHOSH-OR | MHHS Orthopedic & Spine |  | Autotransfusion Unit |  | 925-00925 | 925-00925 | Central & Greater Heights | MHHS-Orthopedic & Spine | MHOSH-OR |  | 7/2/19 |  |  |  | AUTOTRANSFUSION UNITS, WHOLE BLOOD RECOVERY SYSTEM | Autotransfusion Unit | AUTOTRANSFUSIONUNIT-HAEMONETICS-Cell Saver Elite | AUTOTRANSFUSIONUNIT | Cell Saver Elite |  |  |  | HAEMONETICS | Autotransfusion Unit |  | AUTOTRANSFUSIONUNIT-HAEMONETICS-Cell Saver Elite |  | 1/1/12 | MHOSH Inventory Dec 2019 into 2020 - Copy.xls - Newly Verified | AUU-SA | Covered PM Repair - Biomedical | MHHS Orthopedic & Spine | [8 empty] | AUTOTRANSFUSIONUNIT | Autotransfusion Unit | HAEMONETICS
NO | YES |  |  |  | 005-11815 | 005-11815 | Haemonetics Corp | CELL SAVER ELITE |  | 17H563SPG | SE-OR | MHHS-Southeast |  | Autotransfusion Unit |  | 005-11815 | 005-11815 | Southeast | MHHS-Southeast | SE-OR | OR14 | 12/1/19 |  |  |  | AUTOTRANSFUSION UNITS, WHOLE BLOOD RECOVERY SYSTEM |  | AUTOTRANSFUSIONUNIT-HAEMONETICS-Cell Saver Elite | AUTOTRANSFUSIONUNIT | Cell Saver Elite |  |  |  | HAEMONETICS | Autotransfusion Unit |  | AUTOTRANSFUSIONUNIT-HAEMONETICS-Cell Saver Elite |  | 1/1/12 |  |  | Covered PM Repair - Biomedical | MHHS-Southeast
NO | YES |  |  |  | 013-35054 | 013-35054 | Haemonetics Corp | CELL SAVER ELITE |  | 12D085 | SW-HVI-OR | MHHS-Southwest |  | Autotransfusion Unit |  | 013-35054 | 013-35054 | Southwest | MHHS-Southwest | SW-HVI-OR | HVI OR Core |  |  | 3/1/20 | No PM Sticker | AUTOTRANSFUSION UNITS, WHOLE BLOOD RECOVERY SYSTEM | Autotransfusion Unit | AUTOTRANSFUSIONUNIT-HAEMONETICS-Cell Saver Elite | AUTOTRANSFUSIONUNIT | Cell Saver Elite |  |  |  | HAEMONETICS | Autotransfusion Unit |  | AUTOTRANSFUSIONUNIT-HAEMONETICS-Cell Saver Elite |  | 1/1/12 |  | AUU-SA | Covered PM Repair - Biomedical | MHHS-Southwest | [8 empty] | AUTOTRANSFUSIONUNIT | Autotransfusion Unit | HAEMONETICS
NO | YES |  |  |  | 029-12365 | 029-12365 | Haemonetics Corp | CELL SAVER ELITE |  | 16E554SPG | Woodlands-OR | MHHS-Woodlands |  | Autotransfusion Unit |  | 029-12365 | 029-12365 | Woodlands | MHHS-Woodlands | Woodlands-OR | OR Room 18 | 2/1/20 |  | 2/1/21 |  | AUTOTRANSFUSION UNITS, WHOLE BLOOD RECOVERY SYSTEM | Autotransfusion Unit | AUTOTRANSFUSIONUNIT-HAEMONETICS-Cell Saver Elite | AUTOTRANSFUSIONUNIT | Cell Saver Elite |  |  |  | HAEMONETICS | Autotransfusion Unit |  | AUTOTRANSFUSIONUNIT-HAEMONETICS-Cell Saver Elite |  | 1/1/12 |  | AUU-SA | Covered PM Repair - Biomedical | MHHS-Woodlands | [8 empty] | AUTOTRANSFUSIONUNIT | Autotransfusion Unit | HAEMONETICS
NO | NO |  |  |  | 005-12990 |  | Haemonetics Corp | CELL SAVER ELITE |  | 19A433SPG | SE - OR | MHHS-Southeast |  | Autotransfusion Unit |  | 005-12990 |  | Southeast & Bay Area |  | SE - OR | [5 empty] | AUTOTRANSFUSION UNITS, WHOLE BLOOD RECOVERY SYSTEM |  | AUTOTRANSFUSIONUNIT-HAEMONETICS-Cell Saver Elite | AUTOTRANSFUSIONUNIT | Cell Saver Elite |  |  |  | HAEMONETICS | Autotransfusion Unit |  | AUTOTRANSFUSIONUNIT-HAEMONETICS-Cell Saver Elite |  |  |  |  | Covered PM Repair - Biomedical | MHHS-Southeast
NO | NO |  |  |  | 029-09792 |  | Haemonetics Corp | CELL SAVER ELITE |  | 15C518SPG | WOODLANDS - OR | MHHS-Woodlands |  | Autotransfusion Unit |  | 029-09792 |  | Woodlands |  | WOODLANDS - OR | [5 empty] | AUTOTRANSFUSION UNITS, WHOLE BLOOD RECOVERY SYSTEM |  | AUTOTRANSFUSIONUNIT-HAEMONETICS-Cell Saver Elite | AUTOTRANSFUSIONUNIT | Cell Saver Elite |  |  |  | HAEMONETICS | Autotransfusion Unit |  | AUTOTRANSFUSIONUNIT-HAEMONETICS-Cell Saver Elite |  |  |  |  | Covered PM Repair - Biomedical | MHHS-Woodlands
NO | NO |  |  |  | 029-09793 |  | Haemonetics Corp | CELL SAVER ELITE |  | 18C517SPG | WOODLANDS - OR | MHHS-Woodlands |  | Autotransfusion Unit |  | 029-09793 |  | Woodlands |  | WOODLANDS - OR | [5 empty] | AUTOTRANSFUSION UNITS, WHOLE BLOOD RECOVERY SYSTEM |  | AUTOTRANSFUSIONUNIT-HAEMONETICS-Cell Saver Elite | AUTOTRANSFUSIONUNIT | Cell Saver Elite |  |  |  | HAEMONETICS | Autotransfusion Unit |  | AUTOTRANSFUSIONUNIT-HAEMONETICS-Cell Saver Elite |  |  |  |  | Covered PM Repair - Biomedical | MHHS-Woodlands
NO | NO |  |  |  | 029-12977 |  | Haemonetics Corp | CELL SAVER ELITE |  | 18L680SPG | WOODLANDS - OR | MHHS-Woodlands |  | Autotransfusion Unit |  | 029-12977 |  | Woodlands |  | WOODLANDS - OR | [5 empty] | AUTOTRANSFUSION UNITS, WHOLE BLOOD RECOVERY SYSTEM |  | AUTOTRANSFUSIONUNIT-HAEMONETICS-Cell Saver Elite | AUTOTRANSFUSIONUNIT | Cell Saver Elite |  |  |  | HAEMONETICS | Autotransfusion Unit |  | AUTOTRANSFUSIONUNIT-HAEMONETICS-Cell Saver Elite |  |  |  |  | Covered PM Repair - Biomedical | MHHS-Woodlands
NO | NO |  |  |  | 069-40102 |  | Haemonetics Corp | SEBRA 2380 HAND HELD TUBE SEALER |  | 0661CT1 | TMC - LABORATORY - BLOOD BANK (1R) | MHHS-TMC |  |  |  | 069-40102 |  | TMC |  | TMC - LABORATORY - BLOOD BANK (1R) | [5 empty] | SEAL CRIMPERS, BOTTLE/VIAL/TUBE |  | .needs class | [5 empty] | Haemonetics | [7 empty] | Covered PM Repair - Biomedical | MHHS-TMC
NO | YES |  |  |  | 069-46733 | 069-46733 | Haemonetics Corp | TEG 6S |  | T1-18J-101268 | Memorial Hermann- Texas Medcal Center- OR | MHHS-TMC |  | Analyzer, Hemostasis |  | 069-46733 | 069-46733 | TMC | TMC | Memorial Hermann- Texas Medcal Center- OR | Tec Lab | 8/1/19 |  | 8/1/20 |  | ANALYZERS, LABORATORY, HEMATOLOGY |  | ANAYLZERHEMOSTASIS-HAEMONETICS-TEG 6s | ANAYLZERHEMOSTASIS | TEG 6s |  |  |  | HAEMONETICS | Analyzer, Hemostasis |  | ANAYLZERHEMOSTASIS-HAEMONETICS-TEG 6s |  | 10/1/18 |  |  | Covered PM Repair - Biomedical | MHHS-TMC
NO | YES |  |  |  | 069-46734 | 069-46734 | Haemonetics Corp | TEG 6S |  | T1-18J-101251 | Memorial Hermann- Texas Medcal Center- OR | MHHS-TMC |  | Analyzer, Hemostasis |  | 069-46734 | 069-46734 | TMC | TMC | Memorial Hermann- Texas Medcal Center- OR | Tec Lab | 8/1/19 |  | 8/1/20 |  | ANALYZERS, LABORATORY, HEMATOLOGY |  | ANAYLZERHEMOSTASIS-HAEMONETICS-TEG 6s | ANAYLZERHEMOSTASIS | TEG 6s |  |  |  | HAEMONETICS | Analyzer, Hemostasis |  | ANAYLZERHEMOSTASIS-HAEMONETICS-TEG 6s |  |  |  |  | Covered PM Repair - Biomedical | MHHS-TMC
NO | NO | [5 empty] | Haemonetics Corp | TEG THROMBELASTOGRAPH |  | 05F1-1383-LBB | GH - OR CV PERFUSION | MHHS-Greater Heights | [5 empty] | Central & Greater Heights |  | GH - OR CV PERFUSION | [5 empty] | ANALYZERS, LABORATORY, HEMATOLOGY |  | .needs class | [5 empty] | Haemonetics | [7 empty] | Covered PM Repair - Biomedical | MHHS-Greater Heights
NO | NO | [5 empty] | Haemonetics Corp | TEG THROMBELASTOGRAPH |  | 05F1-1382-LBB | GH - OR CV PERFUSION | MHHS-Greater Heights | [5 empty] | Central & Greater Heights |  | GH - OR CV PERFUSION | [5 empty] | ANALYZERS, LABORATORY, HEMATOLOGY |  | .needs class | [5 empty] | Haemonetics | [7 empty] | Covered PM Repair - Biomedical | MHHS-Greater Heights
YES | YES |  |  |  | 029-06398 | 029-06398 | Haemonetics Corporation |  |  | 02L036 | SE - OR |  |  |  |  | 029-06398 | 029-06398 | Southeast | Southeast | SE - OR | SE-OR Corridor
NO | YES |  |  |  |  | 099-04400 | Haemonetics Corporation | Cell Saver 5 Plus |  | 05D081 | Katy-OR | [5 empty] | 099-04400 | Katy | MHHS-Katy | Katy-OR | OR Hallway Near Sterile Core | 3/1/19 | 9/1/19
YES | YES |  |  |  | 151-04969 | 151-04969 | Haemonetics Corporation | Cell Saver Elite |  | 12J366 | CY - OR |  |  |  |  | 151-04969 | 151-04969 | Northwest | Memorial Hermann Cypress Hospital | CY - OR | Or storage
NO | YES |  |  |  | 099-04527 | 099-04527 | Haemonetics Corporation | Cell Saver Elite |  | 16E556SPG | Pearland-OR |  |  |  |  | 099-04527 | 099-04527 | Pearland | MHHS-Pearland Hospital | Pearland-OR | O.R. Pack storage 207 |  | 4/1/19
YES | YES |  |  |  | 099-07741 | 099-07741 | Haemonetics Corporation | Cell Saver Elite |  | 15C508SPG | SE - OR |  |  |  |  | 099-07741 | 099-07741 | Southeast | Memorial Hermann Southeast Hospital | SE - OR | Hallway |  |  | 4/1/20
YES | YES |  |  |  | 099-07740 | 099-07740 | Haemonetics Corporation | Cell Saver Elite |  | 19F002SPG | SE - OR |  |  |  |  | 099-07740 | 099-07740 | Southeast | Memorial Hermann Southeast Hospital | SE - OR | Hallway
YES | YES | [5 empty] | Haemonetics Corporation | TEG 5000 |  | 05e11333lbb | TMC - LABORATORY - HEMATOLOGY (1R) | [6 empty] | TMC | Memorial Hermann-Texas Medical Center | TMC - LABORATORY - HEMATOLOGY (1R) | Center
NO | YES |  |  |  | 069-06419 | 069-06419 | Haemonetics Corporation | TEG 5000 |  | NSN | TMC-Laboratory-Hematology (1R) |  |  |  |  | 069-06419 | 069-06419 | TMC | MHHS-TMC | TMC-Laboratory-Hematology (1R) | Center
NO | YES |  |  |  | 069-29181 | 069-29181 | Haemonetics Corporation | TEG 5000 |  | 0351-912-15bb | TMC-Laboratory-Hematology (1R) |  |  |  |  | 069-29181 | 069-29181 | TMC | MHHS-TMC | TMC-Laboratory-Hematology (1R) | Center | 1/1/20 |  | 7/1/20
YES | YES |  |  |  | 099-09372 | 099-09372 | Haemonetics Corporation | Teg 6s |  | nsn | Memorial Hermann- Texas Medical Center Ribinson |  |  |  |  | 099-09372 | 099-09372 |  | TMC | Memorial Hermann- Texas Medical Center Ribinson | Lab storage | 3/1/20 |  |  | No PM Sticker
YES | YES |  |  |  | 099-09373 | 099-09373 | Haemonetics Corporation | Teg 6s |  | Nsn | Memorial Hermann- Texas Medical Center Ribinson |  |  |  |  | 099-09373 | 099-09373 |  | TMC | Memorial Hermann- Texas Medical Center Ribinson | Lab storage | 3/1/20 |  |  | No PM Sticker
YES | YES |  |  |  | 099-09374 | 099-09374 | Haemonetics Corporation | Teg 6s |  | Nsn | Memorial Hermann- Texas Medical Center Ribinson |  |  |  |  | 099-09374 | 099-09374 |  | TMC | Memorial Hermann- Texas Medical Center Ribinson | Lab storage | 3/1/20 |  |  | No PM Sticker
YES | YES |  |  |  | 099-12628 | 099-12628 | Haemoscope Corp | 100AD |  |  | TMC - OR - CVOR (7HVI) |  |  |  |  | 099-12628 | 099-12628 | TMC | Memorial Hermann Heart | TMC - OR - CVOR (7HVI) | Sterile Core
NO | YES |  |  |  | 013-15585 | 013-15585 | Haemoscope Corporation | TEG 5000 |  | 07A1-1818-MBB | SW-HVI-OR | MHHS-Southwest |  | Analyzer, Hematology |  | 013-15585 | 013-15585 | Southwest | MHHS-Southwest | SW-HVI-OR | CVOR1 | 5/1/19 |  |  |  | ANALYZERS, LABORATORY, HEMATOLOGY | Analyzer, Hematology | ANALYZERHEMATOLOGY-Haemonetics-TEG 5000 | ANALYZERHEMATOLOGY | TEG 5000 |  |  |  | Haemonetics | Analyzer, Hematology |  |  | ANALYZERHEMATOLOGY-Haemonetics-TEG 5000 | 7/29/19 |  | AH-A | Covered PM Repair - Biomedical | MHHS-Southwest | [8 empty] | ANALYZERHEMATOLOGY | Analyzer, Hematology | Haemonetics
NO | YES |  |  |  | 013-38090 | 013-38090 | Haemoscope Corporation | TEG 5000 |  | S011706895 | SW-Laboratory-Hematology | MHHS-Southwest |  | Analyzer, Hematology |  | 013-38090 | 013-38090 | Southwest | MHHS-Southwest | SW-Laboratory-Hematology | [5 empty] | ANALYZERS, LABORATORY, HEMATOLOGY | Analyzer, Hematology | ANALYZERHEMATOLOGY-Haemonetics-TEG 5000 | ANALYZERHEMATOLOGY | TEG 5000 |  |  |  | Haemonetics | Analyzer, Hematology |  |  | ANALYZERHEMATOLOGY-Haemonetics-TEG 5000 | 7/29/19 |  | AH-A | Covered PM Repair - Biomedical | MHHS-Southwest | [8 empty] | ANALYZERHEMATOLOGY | Analyzer, Hematology | Haemonetics
NO | YES |  |  |  | 013-38091 | 013-38091 | Haemoscope Corporation | TEG 5000 |  | S011706897 | SW-Laboratory-Hematology | MHHS-Southwest |  | Analyzer, Hematology |  | 013-38091 | 013-38091 | Southwest | MHHS-Southwest | SW-Laboratory-Hematology | [5 empty] | ANALYZERS, LABORATORY, HEMATOLOGY | Analyzer, Hematology | ANALYZERHEMATOLOGY-Haemonetics-TEG 5000 | ANALYZERHEMATOLOGY | TEG 5000 |  |  |  | Haemonetics | Analyzer, Hematology |  |  | ANALYZERHEMATOLOGY-Haemonetics-TEG 5000 | 10/28/20 |  | AH-A | Not Covered Vendor Only - Biomedical | MHHS-Southwest | [8 empty] | ANALYZERHEMATOLOGY | Analyzer, Hematology | Haemonetics
NO | YES |  |  |  | 069-29819 | 069-29819 | Haemoscope Corporation | TEG 5000 |  | 04E1-1072-LBB | TMC-OR-CVOR (7Hvi) | MHHS-TMC |  | Analyzer, Hematology |  | 069-29819 | 069-29819 | TMC | MHHS-TMC | TMC-OR-CVOR (7Hvi) | Sterile Core | 10/1/18 |  | 4/1/19 |  | ANALYZERS, LABORATORY, HEMATOLOGY | Analyzer, Hematology | ANALYZERHEMATOLOGY-Haemonetics-TEG 5000 | ANALYZERHEMATOLOGY | TEG 5000 |  |  |  | Haemonetics | Analyzer, Hematology |  |  | ANALYZERHEMATOLOGY-Haemonetics-TEG 5000 | 2/1/18 |  | AH-A | Covered PM Repair - Biomedical | MHHS-TMC | [8 empty] | ANALYZERHEMATOLOGY | Analyzer, Hematology | Haemonetics
NO | YES |  |  |  | 074-04250 | 074-04250 | Haemoscope Corporation | TEG 5000 |  | S021103259 | TMC-OR-CVOR (7Hvi) | MHHS-TMC |  | Analyzer, Hematology |  | 074-04250 | 074-04250 | TMC | MHHS-TMC | TMC-OR-CVOR (7Hvi) | Sterile Core | 9/1/15 |  |  |  | ANALYZERS, LABORATORY, HEMATOLOGY | Analyzer, Hematology | ANALYZERHEMATOLOGY-Haemonetics-TEG 5000 | ANALYZERHEMATOLOGY | TEG 5000 |  |  |  | Haemonetics | Analyzer, Hematology |  |  | ANALYZERHEMATOLOGY-Haemonetics-TEG 5000 | 10/28/20 |  | AH-A | Not Covered Vendor Only - Biomedical | MHHS-TMC | [8 empty] | ANALYZERHEMATOLOGY | Analyzer, Hematology | Haemonetics
NO | YES |  |  |  | 069-06416 | 069-06416 | Haemoscope Corporation | TEG 5000 |  | 99H1-073-IBB | TMC - SEROFIM 2 - OR | MHHS-TMC |  | Analyzer, Hematology |  | 069-06416 | 069-06416 | TMC | Memorial Hermann-Texas Medical Center | TMC - SEROFIM 2 - OR | TEG Lab | 9/1/19 |  | 3/1/20 |  | ANALYZERS, LABORATORY, HEMATOLOGY |  | ANALYZERHEMATOLOGY-Haemonetics-TEG 5000 | ANALYZERHEMATOLOGY | TEG 5000 |  |  |  | Haemonetics | Analyzer, Hematology |  |  | ANALYZERHEMATOLOGY-Haemonetics-TEG 5000 |  |  |  | Covered PM Repair - Biomedical | MHHS-TMC
NO | YES |  |  |  | 069-06417 | 069-06417 | Haemoscope Corporation | TEG 5000 |  | 01L1-462-IBB | TMC - SEROFIM 2 - OR | MHHS-TMC |  | Analyzer, Hematology |  | 069-06417 | 069-06417 | TMC | Memorial Hermann-Texas Medical Center | TMC - SEROFIM 2 - OR | TEG Lab | 9/1/19 |  | 3/1/20 |  | ANALYZERS, LABORATORY, HEMATOLOGY |  | ANALYZERHEMATOLOGY-Haemonetics-TEG 5000 | ANALYZERHEMATOLOGY | TEG 5000 |  |  |  | Haemonetics | Analyzer, Hematology |  |  | ANALYZERHEMATOLOGY-Haemonetics-TEG 5000 |  |  |  | Covered PM Repair - Biomedical | MHHS-TMC
NO | YES |  |  |  | 069-06418 | 069-06418 | Haemoscope Corporation | TEG 5000 |  | 99G1-058-IBB | TMC - SEROFIM 2 - OR | MHHS-TMC |  | Analyzer, Hematology |  | 069-06418 | 069-06418 | TMC | Memorial Hermann-Texas Medical Center | TMC - SEROFIM 2 - OR | TEG Lab | 9/1/19 |  | 3/1/20 |  | ANALYZERS, LABORATORY, HEMATOLOGY |  | ANALYZERHEMATOLOGY-Haemonetics-TEG 5000 | ANALYZERHEMATOLOGY | TEG 5000 |  |  |  | Haemonetics | Analyzer, Hematology |  |  | ANALYZERHEMATOLOGY-Haemonetics-TEG 5000 |  |  |  | Covered PM Repair - Biomedical | MHHS-TMC
NO | YES |  |  |  | 029-09979 | 029-09979 | Haemoscope Corporation | TEG 5000 |  | S101304714 | Woodlands-Laboratory-Blood Bank | MHHS-Woodlands |  | Analyzer, Hematology |  | 029-09979 | 029-09979 | Woodlands | MHHS-Woodlands | Woodlands-Laboratory-Blood Bank | Lab | 9/1/19 | 3/1/20 | 3/1/20 |  | ANALYZERS, LABORATORY, HEMATOLOGY | Analyzer, Hematology | ANALYZERHEMATOLOGY-Haemonetics-TEG 5000 | ANALYZERHEMATOLOGY | TEG 5000 |  |  |  | Haemonetics | Analyzer, Hematology |  |  | ANALYZERHEMATOLOGY-Haemonetics-TEG 5000 | 9/10/13 |  | AH-A | Covered PM Repair - Biomedical | MHHS-Woodlands | [8 empty] | ANALYZERHEMATOLOGY | Analyzer, Hematology | Haemonetics
NO | YES |  |  |  | 029-09980 | 029-09980 | Haemoscope Corporation | TEG 5000 |  | S101304690 | Woodlands-Laboratory-Blood Bank | MHHS-Woodlands |  | Analyzer, Hematology |  | 029-09980 | 029-09980 | Woodlands | MHHS-Woodlands | Woodlands-Laboratory-Blood Bank | Lab | 9/1/19 | 3/1/20 | 3/1/20 |  | ANALYZERS, LABORATORY, HEMATOLOGY | Analyzer, Hematology | ANALYZERHEMATOLOGY-Haemonetics-TEG 5000 | ANALYZERHEMATOLOGY | TEG 5000 |  |  |  | Haemonetics | Analyzer, Hematology |  |  | ANALYZERHEMATOLOGY-Haemonetics-TEG 5000 |  |  | AH-A | Covered PM Repair - Biomedical | MHHS-Woodlands | [8 empty] | ANALYZERHEMATOLOGY | Analyzer, Hematology | Haemonetics
NO | NO |  |  |  | 041-09252 |  | Haemoscope Corporation | TEG 5000 |  | 03j1-919-kbb | MEMORIAL CITY - MOR | MHHS-Mem City |  | Analyzer, Hematology |  | 041-09252 |  | West & Memorial City |  | MEMORIAL CITY - MOR | [5 empty] | ANALYZERS, LABORATORY, HEMATOLOGY |  | ANALYZERHEMATOLOGY-Haemonetics-TEG 5000 | ANALYZERHEMATOLOGY | TEG 5000 |  |  |  | Haemonetics | Analyzer, Hematology |  |  | ANALYZERHEMATOLOGY-Haemonetics-TEG 5000 |  |  |  | Covered PM Repair - Biomedical | MHHS-Mem City
NO | NO | [5 empty] | Haemoscope Corporation | TEG 5000 |  | 02i1-622-ibb | MEMORIAL CITY - MOR | MHHS-Mem City |  | Analyzer, Hematology |  |  |  | West & Memorial City |  | MEMORIAL CITY - MOR | [5 empty] | ANALYZERS, LABORATORY, HEMATOLOGY |  | ANALYZERHEMATOLOGY-Haemonetics-TEG 5000 | ANALYZERHEMATOLOGY | TEG 5000 |  |  |  | Haemonetics | Analyzer, Hematology |  |  | ANALYZERHEMATOLOGY-Haemonetics-TEG 5000 |  |  |  | Covered PM Repair - Biomedical | MHHS-Mem City
NO | NO | [5 empty] | Haemoscope Corporation | TEG 5000 |  | 02J1-635-IBB | MEMORIAL CITY - MOR | MHHS-Mem City |  | Analyzer, Hematology |  |  |  | West & Memorial City |  | MEMORIAL CITY - MOR | [5 empty] | ANALYZERS, LABORATORY, HEMATOLOGY |  | ANALYZERHEMATOLOGY-Haemonetics-TEG 5000 | ANALYZERHEMATOLOGY | TEG 5000 |  |  |  | Haemonetics | Analyzer, Hematology |  |  | ANALYZERHEMATOLOGY-Haemonetics-TEG 5000 |  |  |  | Not Covered Vendor Only - Biomedical | MHHS-Mem City
NO | NO |  |  |  | 069-34365 |  | Haemoscope Corporation | TEG 5000 |  | 08L1-2445-MBB | TMC - LABORATORY - EMERGENCY ROOM (1HP) | MHHS-TMC |  | Analyzer, Hematology |  | 069-34365 |  | TMC |  | TMC - LABORATORY - EMERGENCY ROOM (1HP) | [5 empty] | ANALYZERS, LABORATORY, HEMATOLOGY |  | ANALYZERHEMATOLOGY-Haemonetics-TEG 5000 | ANALYZERHEMATOLOGY | TEG 5000 |  |  |  | Haemonetics | Analyzer, Hematology |  |  | ANALYZERHEMATOLOGY-Haemonetics-TEG 5000 |  |  |  | Covered PM Repair - Biomedical | MHHS-TMC
NO | NO |  |  |  | 069-34366 |  | Haemoscope Corporation | TEG 5000 |  | 08L1-2439-MBB | TMC - LABORATORY - EMERGENCY ROOM (1HP) | MHHS-TMC |  | Analyzer, Hematology |  | 069-34366 |  | TMC |  | TMC - LABORATORY - EMERGENCY ROOM (1HP) | [5 empty] | ANALYZERS, LABORATORY, HEMATOLOGY |  | ANALYZERHEMATOLOGY-Haemonetics-TEG 5000 | ANALYZERHEMATOLOGY | TEG 5000 |  |  |  | Haemonetics | Analyzer, Hematology |  |  | ANALYZERHEMATOLOGY-Haemonetics-TEG 5000 |  |  |  | Covered PM Repair - Biomedical | MHHS-TMC
NO | NO |  |  |  | 069-39931 |  | Haemoscope Corporation | TEG 5000 |  | S121304868 | TMC - LABORATORY - EMERGENCY ROOM (1HP) | MHHS-TMC |  | Analyzer, Hematology |  | 069-39931 |  | TMC |  | TMC - LABORATORY - EMERGENCY ROOM (1HP) | [5 empty] | ANALYZERS, LABORATORY, HEMATOLOGY |  | ANALYZERHEMATOLOGY-Haemonetics-TEG 5000 | ANALYZERHEMATOLOGY | TEG 5000 |  |  |  | Haemonetics | Analyzer, Hematology |  |  | ANALYZERHEMATOLOGY-Haemonetics-TEG 5000 |  |  |  | Not Covered Vendor Only - Biomedical | MHHS-TMC
NO | NO |  |  |  | 029-03830 |  | Haemoscope Corporation | TEG 5000 |  | 05E1-1336-LBB | TMC - LABORATORY - HVI LAB (7HVI) | MHHS-TMC |  | Analyzer, Hematology |  | 029-03830 |  | TMC |  | TMC - LABORATORY - HVI LAB (7HVI) | [5 empty] | ANALYZERS, LABORATORY, HEMATOLOGY |  | ANALYZERHEMATOLOGY-Haemonetics-TEG 5000 | ANALYZERHEMATOLOGY | TEG 5000 |  |  |  | Haemonetics | Analyzer, Hematology |  |  | ANALYZERHEMATOLOGY-Haemonetics-TEG 5000 |  |  |  | Covered PM Repair - Biomedical | MHHS-TMC
NO | NO |  |  |  | 069-35603 |  | Haemoscope Corporation | TEG 5000 |  | S011203628 | TMC - LABORATORY - HVI LAB (7HVI) | MHHS-TMC |  | Analyzer, Hematology |  | 069-35603 |  | TMC |  | TMC - LABORATORY - HVI LAB (7HVI) | [5 empty] | ANALYZERS, LABORATORY, HEMATOLOGY |  | ANALYZERHEMATOLOGY-Haemonetics-TEG 5000 | ANALYZERHEMATOLOGY | TEG 5000 |  |  |  | Haemonetics | Analyzer, Hematology |  |  | ANALYZERHEMATOLOGY-Haemonetics-TEG 5000 |  |  |  | Covered PM Repair - Biomedical | MHHS-TMC
NO | NO |  |  |  | 069-35604 |  | Haemoscope Corporation | TEG 5000 |  | S011203627 | TMC - LABORATORY - HVI LAB (7HVI) | MHHS-TMC |  | Analyzer, Hematology |  | 069-35604 |  | TMC |  | TMC - LABORATORY - HVI LAB (7HVI) | [5 empty] | ANALYZERS, LABORATORY, HEMATOLOGY |  | ANALYZERHEMATOLOGY-Haemonetics-TEG 5000 | ANALYZERHEMATOLOGY | TEG 5000 |  |  |  | Haemonetics | Analyzer, Hematology |  |  | ANALYZERHEMATOLOGY-Haemonetics-TEG 5000 |  |  |  | Covered PM Repair - Biomedical | MHHS-TMC
NO | NO |  |  |  | 069-39941 |  | Haemoscope Corporation | TEG 5000 |  | S061405514 | TMC - OR - ANESTHESIA (OLD) | MHHS-TMC |  | Analyzer, Hematology |  | 069-39941 |  | TMC |  | TMC - OR - ANESTHESIA (OLD) | [5 empty] | ANALYZERS, LABORATORY, HEMATOLOGY |  | ANALYZERHEMATOLOGY-Haemonetics-TEG 5000 | ANALYZERHEMATOLOGY | TEG 5000 |  |  |  | Haemonetics | Analyzer, Hematology |  |  | ANALYZERHEMATOLOGY-Haemonetics-TEG 5000 |  |  |  | Covered PM Repair - Biomedical | MHHS-TMC
YES | YES |  |  |  | 005-12329 | 005-12329 | Hagg-Streit | BM900 |  |  | ER |  |  |  |  | 005-12329 | 005-12329 | Southeast | Memorial Hermann Convenient Care Center in League City (League City CCC) | ER | Storage | 2/1/20 |  | 2/1/21
NO | YES |  |  |  | 145-00300 | 145-00300 | Haier | HCR17W |  | BS0880B8200BKDB61026 | Pearland-Laboratory-Main | MHHS-Pearland Hospital |  |  |  | 145-00300 | 145-00300 | Pearland | MHHS-Pearland Hospital | Pearland-Laboratory-Main | Specimen Processing | 1/1/20 | 1/1/21 |  |  | REFRIGERATORS, PHARMACY |  | .needs class | [5 empty] | Haier | [7 empty] | Covered PM Repair - Biomedical | MHHS-Pearland Hospital
YES | YES |  |  |  | 099-00380 | 099-00380 | Haier | HSA02WNDWW |  | BA08R0E0100BL83A0050 | MH MG - (SW) - BELLAIRE CENTER |  |  |  |  | 099-00380 | 099-00380 | Southwest | MH Bellaire Center | MH MG - (SW) - BELLAIRE CENTER | Exam 9 | [5 empty] | Refrigerator, Kitchen | REFRIGERATORKITCHEN-Haier-HSA02WNDWW | [22 empty] | Refrigerator, Kitchen | REFRIGERATORKITCHEN | Refrigerator, Kitchen | Haier
NO | NO |  |  |  | 009-09887 |  | HALL SURGICAL | 5048-020 |  |  | GH - OR | MHHS-Greater Heights |  | Charger, Battery |  | 009-09887 |  | Central & Greater Heights |  | GH - OR | [5 empty] | BATTERIES |  | CHARGERBATTERY-Comed-5048-020 | CHARGERBATTERY | 5048-020 |  |  |  | Comed | Charger, Battery |  |  | CHARGERBATTERY-Comed-5048-020 |  |  |  | Covered PM Repair - Biomedical | MHHS-Greater Heights
NO | NO |  |  |  | 009-09888 |  | HALL SURGICAL | 5048-020 |  |  | GH - OR | MHHS-Greater Heights |  | Charger, Battery |  | 009-09888 |  | Central & Greater Heights |  | GH - OR | [5 empty] | BATTERIES |  | CHARGERBATTERY-Comed-5048-020 | CHARGERBATTERY | 5048-020 |  |  |  | Comed | Charger, Battery |  |  | CHARGERBATTERY-Comed-5048-020 |  |  |  | Covered PM Repair - Biomedical | MHHS-Greater Heights
NO | YES |  |  |  |  | 099-02866 | Halsey | EFA141B |  |  | NE-Cancer Center | MHHS-Northeast |  |  |  |  | 099-02866 | Katy | MHHS-Northeast | NE-Cancer Center | Fabrication Room | 10/1/18 | 10/1/19 |  |  | WARMING/COOLING UNITS, PATIENT |  | .needs class | [5 empty] | Halsey X-Ray | [7 empty] | Not Covered Vendor Only - Biomedical | MHHS-Northeast
YES | YES | Serial Number Cnf |  |  | 041-04936 | 041-04936 | Halsey X-Ray Products, Inc | Mark IV |  | CNF | MEMORIAL CITY - MOR |  |  |  |  | 041-04936 | 041-04936 | West | Memorial Hermann Memorial City Medical Center | MEMORIAL CITY - MOR | OR 8
YES | YES | Serial Number Cnf |  |  | 041-04935 | 041-04935 | Halsey X-Ray Products, Inc | Mark IV |  | CNF | MEMORIAL CITY - ANESTHESIOLOGY |  |  |  |  | 041-04935 | 041-04935 | West | Memorial Hermann Memorial City Medical Center | MEMORIAL CITY - ANESTHESIOLOGY | OR 7
YES | YES | Serial Number Cnf |  |  | 041-04615 | 041-04615 | Halsey X-Ray Products, Inc | Mark IV |  | CNF | Memorial City-Outpatient Surgery |  |  |  |  | 041-04615 | 041-04615 | West | Memorial Hermann Memorial City Medical Center | Memorial City-Outpatient Surgery | W1 OPS OR 8
NO | YES |  |  |  | 145-00034 | 145-00034 | Halyand | PMG ADVANCED |  | ST5341-004 | Pearland-OR | MHHS-Pearland Hospital |  | Radiofrequency Therapy System |  | 145-00034 | 145-00034 | Pearland | MHHS-Pearland Hospital | Pearland-OR | O.R. Pack Storage | 9/1/19 | 9/1/20 |  |  | RADIOFREQUENCY GENERATOR | Radiofrequency Therapy System | RFTHERAPY-Kimberly-Clark-PMG-Advanced | RFTHERAPY | PMG-Advanced |  |  |  | Kimberly-Clark | Radiofrequency Therapy System |  |  | RFTHERAPY-Kimberly-Clark-PMG-Advanced |  |  |  | Not Covered Vendor Only - Biomedical | MHHS-Pearland Hospital | [8 empty] | RFTHERAPY | Radiofrequency Therapy System | Kimberly-Clark
NO | YES |  |  |  | 129-07365 | 129-07365 | HALYARD | EZSTIM III |  | Lot#201476248 | Sugar Land-OR | MHHS-Sugarland |  |  |  | 129-07365 | 129-07365 | Sugar Land | MHHS-Sugarland | Sugar Land-OR | PACU | 1/1/17 |  |  |  | STIMULATORS, ELECTRICAL, PERIPHERAL NERVE, ANALGES |  | .needs class | [5 empty] | Halyard Health |  |  |  |  | 3/27/16 |  |  | Covered PM Repair - Biomedical | MHHS-Sugarland
NO | YES |  |  |  | 129-07375 | 129-07375 | HALYARD | EZSTIM III |  | Lot# 202476248 | Sugar Land-OR | MHHS-Sugarland |  |  |  | 129-07375 | 129-07375 | Sugar Land | MHHS-Sugarland | Sugar Land-OR |  | 1/1/17 | 1/1/18 |  |  | STIMULATORS, ELECTRICAL, PERIPHERAL NERVE, ANALGES |  | .needs class | [5 empty] | Halyard Health | [7 empty] | Covered PM Repair - Biomedical | MHHS-Sugarland
YES | YES | [5 empty] | Halyard | MS-IVB |  |  | MEMORIAL CITY - ANESTHESIOLOGY | [6 empty] | West | West | MEMORIAL CITY - ANESTHESIOLOGY | MH11:507 OR7
YES | YES |  |  |  | 925-01895 | 925-01895 | Halyard Health | ES500 |  |  | MHOSH - 3RD FLOOR |  |  |  |  | 925-01895 | 925-01895 | Central | Memorial Hermann orthopedic and spine | MHOSH - 3RD FLOOR | MHOSH - 3RD FLOOR | [5 empty] | Stimulator, Nerve | STIMULATORNERVE-Halyard Health-ES500 | [22 empty] | Stimulator, Nerve | STIMULATORNERVE | Stimulator, Nerve | Halyard Health
YES | YES |  |  |  | 099-04014 | 099-04014 | Halyard Health | Ministim MS-IVB |  |  | KATY - OR |  |  |  |  | 099-04014 | 099-04014 | Katy | Memorial Hermann Katy Hospital | KATY - OR | OR 6
NO | YES |  |  |  | 099-04026 | 099-04026 | Halyard Health | Ministim MS-IVB |  |  | Katy-OR |  |  |  |  | 099-04026 | 099-04026 | Katy | MHHS-Katy | Katy-OR | OR 9
NO | YES | Serial Number 10190 |  |  | 099-03974 | 099-03974 | Halyard Health | Ministim MS-IVB |  |  | Katy-OR |  |  |  |  | 099-03974 | 099-03974 | Katy | MHHS-Katy | Katy-OR | OR 8
YES | YES | Serial Number Cnf |  |  | 099-03197 | 099-03197 | Halyard Health | MS-IVB |  | Cnf | OR |  |  |  |  | 099-03197 | 099-03197 | Katy | Memorial Hermann Katy Hospital | OR | OR 3 |  |  |  | Serial number sticker missing |  | Stimulator, Nerve | STIMULATORNERVE-Halyard Health-MS-IVB | [22 empty] | Stimulator, Nerve | STIMULATORNERVE | Stimulator, Nerve | Halyard Health
YES | YES | Serial Number Cnf |  |  | 099-03202 | 099-03202 | Halyard Health | MS-IVB |  | Cnf | OR |  |  |  |  | 099-03202 | 099-03202 | Katy | Memorial Hermann Katy Hospital | OR | OR 7 |  |  |  | Serial sticker missing |  | Stimulator, Nerve | STIMULATORNERVE-Halyard Health-MS-IVB | [22 empty] | Stimulator, Nerve | STIMULATORNERVE | Stimulator, Nerve | Halyard Health
YES | YES |  |  |  | 099-03295 | 099-03295 | Halyard Health | MS-IVB |  |  | KATY - OR |  |  |  |  | 099-03295 | 099-03295 | Katy | Memorial Hermann Katy Hospital | KATY - OR | OR10 | [5 empty] | Stimulator, Nerve | STIMULATORNERVE-Halyard Health-MS-IVB | [22 empty] | Stimulator, Nerve | STIMULATORNERVE | Stimulator, Nerve | Halyard Health
YES | YES |  |  |  | 099-04879 | 099-04879 | Halyard Health | MS-IVB |  | Lot 203207860 | KATY - OR |  |  |  |  | 099-04879 | 099-04879 | Katy | Memorial Hermann Katy Hospital | KATY - OR | OR 11 | [5 empty] | Stimulator, Nerve | STIMULATORNERVE-Halyard Health-MS-IVB | [22 empty] | Stimulator, Nerve | STIMULATORNERVE | Stimulator, Nerve | Halyard Health
YES | YES |  |  |  | 099-04681 | 099-04681 | Halyard Health | MS-IVB |  |  | KATY - OR |  |  |  |  | 099-04681 | 099-04681 | Katy | Memorial Hermann Katy Hospital | KATY - OR | Anesthesia room W2:325 | [5 empty] | Stimulator, Nerve | STIMULATORNERVE-Halyard Health-MS-IVB | [22 empty] | Stimulator, Nerve | STIMULATORNERVE | Stimulator, Nerve | Halyard Health
YES | YES |  |  |  | 099-03054 | 099-03054 | Halyard Health | MS-IVB |  |  | KATY - OR |  |  |  |  | 099-03054 | 099-03054 | Katy | Memorial Hermann Katy Hospital | KATY - OR | C SECTION OR1 | [5 empty] | Stimulator, Nerve | STIMULATORNERVE-Halyard Health-MS-IVB | [22 empty] | Stimulator, Nerve | STIMULATORNERVE | Stimulator, Nerve | Halyard Health
YES | YES |  |  |  | 099-02540 | 099-02540 | Halyard Health | MS-IVB |  |  | Cath Lab |  |  |  |  | 099-02540 | 099-02540 | Katy | Memorial Hermann Katy Hospital | Cath Lab | Outside Bay 1 | [5 empty] | Stimulator, Nerve | STIMULATORNERVE-Halyard Health-MS-IVB | [22 empty] | Stimulator, Nerve | STIMULATORNERVE | Stimulator, Nerve | Halyard Health
YES | YES |  |  |  | 142-09217 | 142-09217 | Halyard Health | MS-IVB |  |  | Woodlands hospital |  |  |  |  | 142-09217 | 142-09217 | Woodlands | Memorial Hermann The Woodlands Medical Center | Woodlands hospital | Biomed shop |  |  |  | No PM sticker |  | Stimulator, Nerve | STIMULATORNERVE-Halyard Health-MS-IVB | [22 empty] | Stimulator, Nerve | STIMULATORNERVE | Stimulator, Nerve | Halyard Health
YES | YES |  |  |  | 099-14990 | 099-14990 | Halyard Health | MS-IVB |  |  | SW - Biomed |  |  |  |  | 099-14990 | 099-14990 | Southwest | Memorial Hermann Southwest Hospital | SW - Biomed | Biomed | 3/1/20 |  |  | Not working |  | Stimulator, Nerve | STIMULATORNERVE-Halyard Health-MS-IVB | [22 empty] | Stimulator, Nerve | STIMULATORNERVE | Stimulator, Nerve | Halyard Health
YES | YES |  |  |  | 151-04848 | 151-04848 | Halyard Health | MS-IVB |  |  | Biomed |  |  |  |  | 151-04848 | 151-04848 | West | Memorial Hermann Memorial City Medical Center | Biomed | Biomed lab |  |  |  | No pm shown
YES | YES |  |  |  | 041-33903 | 041-33903 | Halyard Health | MS-IVB |  |  | Memorial City Day Surgery |  |  |  |  | 041-33903 | 041-33903 | West | Memorial Hermann - Memorial City | Memorial City Day Surgery | West Tower Nurses Desk
YES | YES | Serial Number Cnf |  |  | 041-33902 | 041-33902 | Halyard Health | MS-IVB |  | CNF | Memorial City Day Surgery |  |  |  |  | 041-33902 | 041-33902 | West | Memorial Hermann - Memorial City | Memorial City Day Surgery | West Tower Nurses Desk
YES | YES | Serial Number Cnf |  |  | 041-33901 | 041-33901 | Halyard Health | MS-IVB |  | CNF | Memorial City Day Surgery |  |  |  |  | 041-33901 | 041-33901 | West | Memorial Hermann - Memorial City | Memorial City Day Surgery | West Tower Nurses Desk
YES | YES | [5 empty] | Halyard Health | MS-IVB |  |  | MEMORIAL CITY - OUTPATIENT SURGERY | [6 empty] | West | Memorial Hermann - Memorial City | MEMORIAL CITY - OUTPATIENT SURGERY | W1 300.70 OR 5
YES | YES | [5 empty] | Halyard Health | MS-IVB |  |  | Memorial City-Outpatient Surgery | [6 empty] | West | Memorial Hermann Memorial City Medical Center | Memorial City-Outpatient Surgery | W1 OPS OR 4
YES | YES | [5 empty] | Halyard Health | MS-IVB |  |  | Memorial City Surgery Dept - Ortho | [6 empty] | West | Memorial Hermann - Memorial City | Memorial City Surgery Dept - Ortho | 11th Floor: OR Room 8
YES | YES | [5 empty] | Halyard Health | MS-IVB |  |  | Memorial City - Surgery Dept. - Ortho | [6 empty] | West | Memorial Hermann - Memorial City | Memorial City - Surgery Dept. - Ortho | 11th Floor OR Room 5
NO | YES |  |  |  | 013-04267 | 013-04267 | Hamilton Bell Co., Inc. | VANGUARD 6500 |  |  | CBC - (SW) - SHARPSTOWN HIGH SCHOOL CLINIC | MHHS-Neighborhood Clinics |  |  |  | 013-04267 | 013-04267 | Southwest |  | CBC - (SW) - SHARPSTOWN HIGH SCHOOL CLINIC |  | 04/11/2019 |  |  |  | CENTRIFUGES |  | .needs class | [5 empty] | Hamilton Bell |  |  |  |  | 04/01/2018 |  |  | Covered PM Repair - Biomedical | MHHS-Neighborhood Clinics
NO | NO |  |  |  | 069-17508 |  | Hamilton Bell Co., Inc. | VANGUARD 6500 |  |  | TMC - LABORATORY - SURGICAL STAT LAB (2R) | MHHS-TMC |  |  |  | 069-17508 |  | TMC |  | TMC - LABORATORY - SURGICAL STAT LAB (2R) | [5 empty] | CENTRIFUGES |  | .needs class | [5 empty] | Hamilton Bell | [7 empty] | Covered PM Repair - Biomedical | MHHS-TMC
NO | YES |  |  |  | 069-48442 | 069-48442 | HAMILTON COMPANY | HAMILTON-T1 |  |  | TMC-Sarofim 3-OR | MHHS-TMC |  | Ventilator |  | 069-48442 | 069-48442 | TMC | MHHS-TMC | TMC-Sarofim 3-OR | TMC -SAROFIM 3 - OR | 1/1/20 |  | 7/1/20 |  | VENTILATORS, TRANSPORT |  | VENTILATOR-Hamilton Medical-HAMILTON-T1 | VENTILATOR | HAMILTON-T1 |  |  |  | Hamilton Medical | Ventilator |  |  | VENTILATOR-Hamilton Medical-HAMILTON-T1 | 9/1/08 |  |  | Covered PM Repair - Biomedical | MHHS-TMC
NO | YES |  |  |  | 129-06501 | 129-06501 | Hamilton Medical Inc | 4K783 |  | PF1208022 | MH MG - (SL) - SUGAR LAND CARDIOLOGY | MHHS-MG |  |  |  | 129-06501 | 129-06501 | Sugar Land |  | MH MG - (SL) - SUGAR LAND CARDIOLOGY |  | 6/1/17 | 6/1/18 |  |  | TABLES, EXAMINATION/TREATMENT |  | .needs class |  |  |  |  | .needs class | Hamilton Medical | [7 empty] | Covered PM Repair - Biomedical | MHHS-MG
NO | YES |  |  |  | 069-15351 |  | Hamilton Medical Inc | SAFEAIRE |  | A05631 | Memorial Hermann- Texas Medica Center Robertson Radiology | MHHS-TMC |  | Hood, Fume |  | 069-15351 |  | TMC | TCM | Memorial Hermann- Texas Medica Center Robertson Radiology | Nuclear pharmacy | 8/1/19 |  |  | No PM Sticker | HOODS, CHEMICAL FUME |  | HOODFUME-Thermo Hamilton Labs-SafeAire | HOODFUME | SafeAire |  |  |  | Thermo Hamilton Labs | Hood, Fume |  |  | HOODFUME-Thermo Hamilton Labs-SafeAire |  |  |  | Covered PM Repair - Biomedical | MHHS-TMC
NO | YES | Asset Tag 005-07406 |  |  | 005-07406 | 005-07406 | Hampshire Controls Corp. | TC-3 |  |  | SE-Laboratory-Blood Bank |  |  |  |  | 005-07406 | 005-07406 | Southeast | MHHS-Southeast | SE-Laboratory-Blood Bank
NO | YES |  |  |  | 133-09774 | 133-09774 | HAMPSHIRE CONTROLS CORPORATION | TC-12 |  |  | Katy-Laboratory-Blood Bank | MHHS-Katy |  | Thermometer, Electronic |  | 133-09774 | 133-09774 | Katy | MHHS-Katy | Katy-Laboratory-Blood Bank | Biomed Shop | 3/1/19 | 3/1/20 |  |  | THERMOMETERS, ELECTRONIC, LABORATORY | Thermometer, Electronic | THERMOMETERELECT-Hampshire Contr-TC-12 | THERMOMETERELECT | TC-12 |  |  |  | HAMPSHIRECONTROLS | Thermometer, Electronic |  | THERMOMETERELECT-Hampshire Contr-TC-12 |  | 5/20/16 |  |  | Covered PM Repair - Biomedical | MHHS-Katy | [8 empty] | THERMOMETERELECT | Thermometer, Electronic | HAMPSHIRECONTROLS
NO | YES | Asset Tag 005-07406 |  |  | 005-07406 | 005-07406 | HAMPSHIRE CONTROLS CORPORATION | TC-3 TEMP-CHECK RAPID RESPONSE THERMOMETER |  |  | (null) | MHHS-Southeast |  |  |  | 005-07406 | 005-07406 | (null) | MHHS-Southeast | (null) | (null) |  |  |  | (null) | THERMOMETERS, ELECTRONIC, LABORATORY |  | .needs class | [5 empty] | HAMPSHIRECONTROLS |  | (null) |  |  |  | (null) |  | Covered PM Repair - Biomedical | MHHS-Southeast
YES | YES | Serial Number Cnf |  |  | 133-31024 | 133-31024 | Hana |  |  | Cnf | SUGAR LAND - OR |  |  |  |  | 133-31024 | 133-31024 | Sugar Land |  | SUGAR LAND - OR |  |  |  |  | No pm
YES | YES |  |  |  |  | 041-33157 | Hanau Med | Hanaulux blue 30 |  |  | MEMORIAL CITY - ER | [5 empty] | 041-33157 | West | Memorial Hermann Memorial City ER | MEMORIAL CITY - ER | Peds ER Rm 7 |  |  |  | No PM sticker
YES | YES |  |  |  | 099-02593 | 099-02593 | Hanaulux | Blue 30 |  |  | KATY - ER |  |  |  |  | 099-02593 | 099-02593 | Katy | Memorial Hermann Katy Hospital Emergency Center | KATY - ER | Ec 9
YES | YES |  |  |  |  | 151-04350 | Hanaulux | Blue 30 |  |  | MEMORIAL CITY - ER | [5 empty] | 151-04350 | West | Memorialcity - memorial herman emergency center | MEMORIAL CITY - ER | E1-209 |  |  |  | No pm sticker found
YES | YES |  |  |  |  | 099-02161 | Hanaulux | Blue 30 |  |  | MEMORIAL CITY - ER | [5 empty] | 099-02161 | West | Memorialcity - memorial herman emergency center | MEMORIAL CITY - ER | E1-212 |  |  |  | No pm sticker found
YES | YES |  |  |  | 151-03967 |  | Hanaulux blue 30 |  |  |  | MEMORIAL CITY - ER - PEDS Room 9 |  |  |  |  | 151-03967 |  | West | Memorial Hermann - Memorial City | MEMORIAL CITY - ER - PEDS Room 9 | Memorial City ER Peds Room 9
NO | YES |  |  |  | 151-03970 |  | Hanaulux blue 30 | 56077460 (blue 30S) |  |  | MEMORIAL CITY - ER - PEDS Room 11 |  |  |  |  | 151-03970 |  | West | Memorial Hermann - Memorial City | MEMORIAL CITY - ER - PEDS Room 11 | Memorial City ER Peds Room 11
NO | YES |  |  |  | 151-04369 |  | Hanaulux blue 30 | 56077460 (blue 30S) |  |  | MEMORIAL CITY - ER - PEDS Room 2 |  |  |  |  | 151-04369 |  | West | Memorial Hermann - Memorial City | MEMORIAL CITY - ER - PEDS Room 2 | Memorial City ER Peds Room 2
NO | YES |  |  |  | 005-13172 | 005-13172 | HANAULUX blue 30 | 56077460 BLUE 30 S Lamp |  | AR002469 | MEMORIAL CITY - CARDIOLOGY |  |  |  |  | 005-13172 | 005-13172 | West | Memorial Hermann - Memorial City | MEMORIAL CITY - CARDIOLOGY | Cath Lab E9 125 Storage Closet
YES | YES |  |  |  | 005-08978 | 005-08978 | Hanauport | 940 sem |  |  | SE - Emergancy Center |  |  |  |  | 005-08978 | 005-08978 | Southeast | Memorial Hermann Southeast Hospital | SE - Emergancy Center | Room 4
YES | YES |  |  |  | 005-08240 | 005-08240 | Hanauport | 940SEM |  |  | SE - EMERGENCY CENTER |  |  |  |  | 005-08240 | 005-08240 | Southeast | Memorial Hermann-Southeast Hosptal | SE - EMERGENCY CENTER | W1 306 Major RM 6
YES | YES |  |  |  |  | 005-08243 | Hanauport | Alphaking |  |  | SE - EMERGENCY CENTER | [5 empty] | 005-08243 | Southeast | Memorial Hermann Southeast Hospital | SE - EMERGENCY CENTER | ER3
YES | YES |  |  |  | 005-08242 | 005-08242 | Hanauport | Alphaking |  |  | SE - EMERGENCY CENTER |  |  |  |  | 005-08242 | 005-08242 |  | Memorial Hermann- South East | SE - EMERGENCY CENTER
NO | YES |  |  |  | 069-44351 | 069-44351 | Handler Manufacturing | 16B |  | 146910/4/18/015 | TMC-Jones-ENT Clinic (Jb) | MHHS-TMC |  | Dental Grinder |  | 069-44351 | 069-44351 | TMC | MHHS-TMC | TMC-Jones-ENT Clinic (Jb) | Audiology | 7/1/19 |  | 7/1/20 |  | DENTAL DELIVERY UNITS |  | DENTGRIND-Handler Mfg-16B | DENTGRIND | 16B |  |  |  | Handler Mfg | Dental Grinder |  | DENTGRIND-Handler Mfg-16B |  | 5/15/16 |  |  | Covered PM Repair - Biomedical | MHHS-TMC
NO | YES |  |  |  | 069-46361 | 069-46361 | Hans Rudolph Inc |  |  | 553-52099 | TMC-Respiratory-Pulmonary Lab | MHHS-TMC |  | Syringes, Plunger, Calibration, Spirometer/Pulmonary Function Analyzer |  | 069-46361 | 069-46361 | TMC | MHHS-TMC | TMC-Respiratory-Pulmonary Lab | Exam 15 |  |  |  | No pm | DEFAULT | Syringes, Plunger, Calibration, Spirometer/Pulmonary Function Analyzer | MISCELLANEOUS-Hans Rudolph Inc-5530 | MISCELLANEOUS |  |  |  |  | Hans Rudolph Inc | Syringes, Plunger, Calibration, Spirometer/Pulmonary Function Analyzer |  | MISCELLANEOUS-Hans Rudolph Inc-5530 |  | 3/1/14 |  |  | Covered PM Repair - Biomedical | MHHS-TMC | [7 empty] | Miscellaneous | MISCELLANEOUS | Syringes, Plunger, Calibration, Spirometer/Pulmonary Function Analyzer | Hans Rudolph Inc
YES | YES |  |  |  | 142-08976 | 142-08976 | Hans Rudolph Inc |  |  | 553-46890 | SMR - (SL) - SL IRONMAN [MP2-STE100] |  |  |  |  | 142-08976 | 142-08976 | Sugar Land | IRONMAN Sports Medicine Institute at Sugar Land (#100) | SMR - (SL) - SL IRONMAN [MP2-STE100] | Gym | [5 empty] | Syringes, Plunger, Calibration, Spirometer/Pulmonary Function Analyzer | MISCELLANEOUS-Hans Rudolph Inc-5530 | [22 empty] | Miscellaneous | MISCELLANEOUS | Syringes, Plunger, Calibration, Spirometer/Pulmonary Function Analyzer | Hans Rudolph Inc
YES | YES | Serial Number Cnf |  |  | 099-03616 | 099-03616 | HARD Mfg Co Inc | E1955-KG 9-2006 |  | Cnf | Peds |  |  |  |  | 099-03616 | 099-03616 | Katy | Memorial Hermann Katy Hospital | Peds | Storage E3 240
NO | YES |  |  |  | 129-01807 | 129-01807 | Harris | ELT-11V-85SI |  | U06O-270158-UO | Operating Room | MHHS-Sugarland |  |  |  | 129-01807 | 129-01807 | Sugar Land | Memorial Hermann Sugar Land Hospital | Operating Room | Equipment Storage W2 300.5 | 12/1/19 |  |  |  | FREEZERS, LABORATORY, CRYOGENIC |  | .needs class | [13 empty] | Covered PM Repair - Biomedical | MHHS-Sugarland
NO | YES |  |  |  | 013-38696 | 013-38696 | Harris | ELT-13V-85D12 |  | Z15F-314907-UH | SW-OR | MHHS-Southwest |  |  |  | 013-38696 | 013-38696 | Southwest | MHHS-Southwest | SW-OR | Or 11.5 | 3/1/20 |  | 6/1/20 |  | FREEZERS, LABORATORY, CRYOGENIC |  | .needs class | [13 empty] | Covered PM Repair - Biomedical | MHHS-Southwest
NO | YES |  |  |  | 133-04083 | 133-04083 | Harris | HLT-12V-30PF-A |  | Y13R-126148-YR | Katy-Laboratory | MHHS-Katy |  |  |  | 133-04083 | 133-04083 | Katy | MHHS-Katy | Katy-Laboratory | Lab | 1/1/20 | 4/1/20 |  |  | FREEZERS, BLOOD |  | .needs class | [10 empty] | 11/30/18 |  |  | Covered PM Repair - Respiratory/Steriliz | MHHS-Katy
YES | YES |  |  |  |  | 041-03961 | Harvard Clinical | Harvard 2 |  |  | MEMORIAL CITY - MEMORIAL CITY 10TH FLOOR STORAGE | [5 empty] | 041-03961 | West | MEMORIAL CITY - MEMORIAL HERMANN HOSPITAL | MEMORIAL CITY - MEMORIAL CITY 10TH FLOOR STORAGE | 10th floor storage
NO | YES | [5 empty] | Harvest Technologies Corp | SMP2-115 |  | SMP2-4300 | MHOSH-OR | MHHS Orthopedic & Spine |  | Centrifuge, General Purpose |  |  |  | Central & Greater Heights | MHHS-Orthopedic & Spine | MHOSH-OR |  | 7/19/19 |  |  |  | CENTRIFUGES | Centrifuge, General Purpose | CENTRIFUGEGENPURP-Harvest Tech-SMP2-115 | CENTRIFUGEGENPURP | SMP2-115 |  |  |  | Harvest Tech | Centrifuge, General Purpose |  | CENTRIFUGEGENPURP-Harvest Tech-SMP2-115 |  |  | MHOSH Inventory Dec 2019 into 2020 - Copy.xls - Newly Verified | CGP-A | Covered PM Repair - Biomedical | MHHS Orthopedic & Spine | [8 empty] | CENTRIFUGEGENPURP | Centrifuge, General Purpose | Harvest Tech
YES | YES |  |  |  | 099-07629 | 099-07629 | Hausmann | Unknown |  | Unknown | SE - UNIT 2B (ONCOLOGY) |  |  |  |  | 099-07629 | 099-07629 | Southeast | Memorial Hermann Southeast Hospital | SE - UNIT 2B (ONCOLOGY) | Occupational Therapy
YES | YES | Serial Number Cnf |  |  | 013-04635 | 013-04635 | Hausmann Industries Inc | 4000N |  | Cnf | SMR - (SL) - WILLIAMS TRACE |  |  |  |  | 013-04635 | 013-04635 | Sugar Land | Memorial Hermann Sports Medicine | SMR - (SL) - WILLIAMS TRACE | Gym |  |  |  | Data plate missing
YES | YES |  |  |  | 099-11618 | 099-11618 | Hausmann Industries Inc | CNF |  |  | TMC - REHAB - OT/PT CLINIC (4J) |  |  |  |  | 099-11618 | 099-11618 | TMC |  | TMC - REHAB - OT/PT CLINIC (4J) | Rehab | 3/1/20 | [5 empty] | .needs class
YES | YES |  |  |  | 099-11788 | 099-11788 | Hausmann Industries Inc | Cnf |  |  | TMC - REHAB - OT/PT CLINIC (4J) |  |  |  |  | 099-11788 | 099-11788 | TMC | Mischer Neuroscience Institute | TMC - REHAB - OT/PT CLINIC (4J) | Rehab | [6 empty] | .needs class
YES | YES |  |  |  | 241-04256 | 241-04256 | Hausmann Industries Inc | Table |  |  | TIRR - PATIENT CARE UNIT 2-C - 2414368 |  |  |  |  | 241-04256 | 241-04256 | TMC | TIRR Memorial Hermann | TIRR - PATIENT CARE UNIT 2-C - 2414368 | Multi-purpose Room |  |  |  | New Add - No PM Required Sticker - couldnt make out previous Asset Number
YES | YES |  |  |  | 099-07630 | 099-07630 | Hausmann Industries Inc | Unknown |  | Unknown | SE - UNIT 2B (ONCOLOGY) |  |  |  |  | 099-07630 | 099-07630 | Southeast | Memorial Hermann Southeast Hospital | SE - UNIT 2B (ONCOLOGY) | Occupational Therapy
NO | NO | [5 empty] | HAUSMANN INDUSTRIES, INC. |  |  | A0872-1 | KATY REHAB - INPATIENT REHAB GYM | MHHS-Katy Rehab |  | Bars, Parallel |  |  |  | Katy |  | KATY REHAB - INPATIENT REHAB GYM | [5 empty] | DEFAULT 12 MONTHS |  | PARALLELBARS-HausmannInd-1398 | PARALLELBARS |  |  |  |  | Hausmann Ind | Bars, Parallel |  | PARALLELBARS-HausmannInd-1398 |  |  |  |  | Covered PM Repair - Biomedical | MHHS-Katy Rehab
NO | YES |  |  |  | 013-04634 | 013-04634 | HAUSMANN INDUSTRIES, INC. |  |  |  | SMR-(STX)-Wharton | MHHS-SMR |  | Table, Exam |  | 013-04634 | 013-04634 | South | MHHS-Others | SMR-(STX)-Wharton | Gym Floor | 3/1/18 |  |  |  | TABLES, EXAMINATION/TREATMENT | Table, Exam | TABLEEXAM-HausmannInd-1440 | TABLEEXAM |  |  |  |  | Hausmann Ind | Table, Exam |  | TABLEEXAM-HausmannInd-1440 |  | 10/15/15 |  |  | Covered PM Repair - Biomedical | MHHS-SMR | [8 empty] | TABLEEXAM | Table, Exam | Hausmann Ind
NO | YES |  |  |  |  | 241-01886 | HAUSMANN INDUSTRIES, INC. |  |  |  | TIRR-Therapy Gym | MHHS-TIRR |  | Table, Exam |  |  | 241-01886 | TMC | MHHS-Others | TIRR-Therapy Gym | Reb | 12/1/19 |  |  |  | TABLES, EXAMINATION/TREATMENT | Table, Exam | TABLEEXAM-HausmannInd-1440 | TABLEEXAM |  |  |  |  | Hausmann Ind | Table, Exam |  | TABLEEXAM-HausmannInd-1440 |  | 5/25/15 |  |  | Covered PM Repair - Biomedical | MHHS-TIRR | [8 empty] | TABLEEXAM | Table, Exam | Hausmann Ind
NO | YES |  |  |  | 241-01739 |  | HAUSMANN INDUSTRIES, INC. |  |  |  | TIRR-Therapy Gym | MHHS-TIRR |  | Table, Exam |  | 241-01739 |  | TMC | MHHS-Others | TIRR-Therapy Gym |  | 9/1/19 |  |  |  | TABLES, EXAMINATION/TREATMENT | Table, Exam | TABLEEXAM-HausmannInd-1440 | TABLEEXAM |  |  |  |  | Hausmann Ind | Table, Exam |  | TABLEEXAM-HausmannInd-1440 |  | 9/18/15 |  |  | Covered PM Repair - Biomedical | MHHS-TIRR | [8 empty] | TABLEEXAM | Table, Exam | Hausmann Ind
NO | YES |  |  |  | 241-01740 | 241-01740 | HAUSMANN INDUSTRIES, INC. |  |  |  | TIRR-Therapy Gym | MHHS-TIRR |  | Table, Exam |  | 241-01740 | 241-01740 | TMC | MHHS-Others | TIRR-Therapy Gym |  | 11/1/19 |  |  |  | TABLES, EXAMINATION/TREATMENT | Table, Exam | TABLEEXAM-HausmannInd-1440 | TABLEEXAM |  |  |  |  | Hausmann Ind | Table, Exam |  | TABLEEXAM-HausmannInd-1440 |  | 5/15/15 |  |  | Covered PM Repair - Biomedical | MHHS-TIRR | [8 empty] | TABLEEXAM | Table, Exam | Hausmann Ind
NO | YES |  |  |  | 241-01741 | 241-01741 | HAUSMANN INDUSTRIES, INC. |  |  |  | TIRR-Therapy Gym | MHHS-TIRR |  | Table, Exam |  | 241-01741 | 241-01741 | TMC | MHHS-Others | TIRR-Therapy Gym |  | 9/1/18 |  |  |  | TABLES, EXAMINATION/TREATMENT | Table, Exam | TABLEEXAM-HausmannInd-1440 | TABLEEXAM |  |  |  |  | Hausmann Ind | Table, Exam |  | TABLEEXAM-HausmannInd-1440 |  | 5/15/14 |  |  | Covered PM Repair - Biomedical | MHHS-TIRR | [8 empty] | TABLEEXAM | Table, Exam | Hausmann Ind
NO | NO |  |  |  | 241-01790 |  | HAUSMANN INDUSTRIES, INC. |  |  |  | TIRR - THERAPY GYM | MHHS-TIRR |  | Table, Exam |  | 241-01790 |  | TMC |  | TIRR - THERAPY GYM | [5 empty] | TABLES, EXAMINATION/TREATMENT |  | TABLEEXAM-HausmannInd-1440 | TABLEEXAM |  |  |  |  | Hausmann Ind | Table, Exam |  | TABLEEXAM-HausmannInd-1440 |  |  |  |  | Covered PM Repair - Biomedical | MHHS-TIRR
NO | YES |  |  |  | 013-12482 | 013-12482 | HAUSMANN INDUSTRIES, INC. |  |  |  | SW-Inpatient Rehab Therapy | MHHS-Southwest |  |  |  | 013-12482 | 013-12482 | Southwest | MHHS-Southwest | SW-Inpatient Rehab Therapy | Rehab PT OT | 10/1/05 | 3/1/20 |  | No next pm | TABLES, EXAMINATION/TREATMENT |  | .needs class |  |  |  |  | .needs class | Hausmann Ind |  |  |  |  | 5/18/13 |  |  | Covered PM Repair - Biomedical | MHHS-Southwest
NO | YES |  |  |  | 000-03898 | 000-03898 | HAUSMANN INDUSTRIES, INC. |  |  |  | MH MG - (MC) - BARIATRIC SURGERY GALLERIA | MHHS-MG |  | Table, Exam |  | 000-03898 | 000-03898 | West | MHHS-MG | MH MG - (MC) - BARIATRIC SURGERY GALLERIA | West and Memorial City |  |  |  |  | TABLES, EXAMINATION/TREATMENT | Table, Exam | TABLEEXAM-HausmannInd-4416 | TABLEEXAM |  |  |  |  | Hausmann Ind | Table, Exam |  | TABLEEXAM-HausmannInd-4416 |  |  |  |  | Covered PM Repair - Biomedical | MHHS-MG | [8 empty] | TABLEEXAM | Table, Exam | Hausmann Ind
NO | YES |  |  |  | 000-03899 | 000-03899 | HAUSMANN INDUSTRIES, INC. |  |  |  | MH MG - (MC) - BARIATRIC SURGERY GALLERIA | MHHS-MG |  | Table, Exam |  | 000-03899 | 000-03899 | West | MHHS-MG | MH MG - (MC) - BARIATRIC SURGERY GALLERIA | Exam 2 | 2/1/20 |  |  | No pm | TABLES, EXAMINATION/TREATMENT | Table, Exam | TABLEEXAM-HausmannInd-4416 | TABLEEXAM |  |  |  |  | Hausmann Ind | Table, Exam |  | TABLEEXAM-HausmannInd-4416 |  |  |  |  | Covered PM Repair - Biomedical | MHHS-MG | [8 empty] | TABLEEXAM | Table, Exam | Hausmann Ind
NO | YES |  |  |  | 241-01181 | 241-01181 | HAUSMANN INDUSTRIES, INC. |  |  |  | TIRR - BIOMEDICAL SERVICES | MHHS-TIRR |  | Table, Exam |  | 241-01181 | 241-01181 | TMC |  | TIRR - BIOMEDICAL SERVICES |  | 12/4/18 |  |  |  | TABLES, EXAMINATION/TREATMENT | Table, Exam | TABLEEXAM-HausmannInd-4710 | TABLEEXAM |  |  |  |  | Hausmann Ind | Table, Exam |  | TABLEEXAM-HausmannInd-4710 |  | 11/30/17 | Finished from Script 3/27/2020 12:11:52pm (Central) |  | Covered PM Repair - Biomedical | MHHS-TIRR | [8 empty] | TABLEEXAM | Table, Exam | Hausmann Ind
NO | YES |  |  |  | 029-11657 | 029-11657 | HAUSMANN INDUSTRIES, INC. | 4E-D4A-10-HAUS |  |  | TIRR-Woodlands Inpatient | MHHS-TIRR |  |  |  | 029-11657 | 029-11657 | Woodlands | MHHS-Others | TIRR-Woodlands Inpatient | TIRR | 4/1/19 |  |  |  | TABLES, EXAMINATION/TREATMENT |  | .needs class |  |  |  |  | .needs class | Hausmann Ind | [7 empty] | Covered PM Repair - Biomedical | MHHS-TIRR
NO | NO |  |  |  | 241-02598 |  | HAUSMANN INDUSTRIES, INC. | HI/LOW |  |  | TIRR - OP - WEST UNIVERSITY CLINIC | MHHS-TIRR |  |  |  | 241-02598 |  | TMC |  | TIRR - OP - WEST UNIVERSITY CLINIC | [5 empty] | TABLES, EXAMINATION/TREATMENT |  | .needs class | [5 empty] | Hausmann Ind | [7 empty] | Covered PM Repair - Biomedical | MHHS-TIRR
NO | YES |  |  |  | 029-09130 | 029-09130 | HAUSMANN INDUSTRIES, INC. | SERIES 1427 |  | SO110800 | TIRR - OP - WOODLANDS (MP2, STE 200) | MHHS-TIRR |  |  |  | 029-09130 | 029-09130 | Woodlands |  | TIRR - OP - WOODLANDS (MP2, STE 200) |  |  |  |  | No pm | TABLES, EXAMINATION/TREATMENT |  | .needs class | [5 empty] | Hausmann Ind | [7 empty] | Covered PM Repair - Biomedical | MHHS-TIRR
NO | YES |  |  |  | 029-09131 | 029-09131 | HAUSMANN INDUSTRIES, INC. | SERIES 1427 |  | SO110812 | TIRR - OP - WOODLANDS (MP2, STE 200) | MHHS-TIRR |  |  |  | 029-09131 | 029-09131 | Woodlands |  | TIRR - OP - WOODLANDS (MP2, STE 200) |  |  |  |  | No pm | TABLES, EXAMINATION/TREATMENT |  | .needs class | [5 empty] | Hausmann Ind | [7 empty] | Covered PM Repair - Biomedical | MHHS-TIRR
NO | YES |  |  |  | 029-09133 | 029-09133 | HAUSMANN INDUSTRIES, INC. | SERIES 1427 |  | SO110801 | TIRR - OP - WOODLANDS (MP2, STE 200) | MHHS-TIRR |  |  |  | 029-09133 | 029-09133 | Woodlands | Memorial Hermann The Woodlands Medical Center | TIRR - OP - WOODLANDS (MP2, STE 200) | TIRR Suite 270 |  |  |  | No pm required sticker | TABLES, EXAMINATION/TREATMENT |  | .needs class | [5 empty] | Hausmann Ind | [7 empty] | Covered PM Repair - Biomedical | MHHS-TIRR
NO | YES |  |  |  | 029-09135 | 029-09135 | HAUSMANN INDUSTRIES, INC. | SERIES 1427 |  | NONE | TIRR - OP - WOODLANDS (MP2, STE 200) | MHHS-TIRR |  |  |  | 029-09135 | 029-09135 | Woodlands | MHHS-others | TIRR - OP - WOODLANDS (MP2, STE 200) | MP2 suite 270 |  |  |  |  | TABLES, EXAMINATION/TREATMENT |  | .needs class | [5 empty] | Hausmann Ind | [7 empty] | Covered PM Repair - Biomedical | MHHS-TIRR
NO | YES |  |  |  | 029-09149 | 029-09149 | HAUSMANN INDUSTRIES, INC. | SERIES 1427 |  | NEED | TIRR - OP - WOODLANDS (MP2, STE 200) | MHHS-TIRR |  |  |  | 029-09149 | 029-09149 | Woodlands | MHHS-others | TIRR - OP - WOODLANDS (MP2, STE 200) | MP2 suite 270 |  |  |  |  | TABLES, EXAMINATION/TREATMENT |  | .needs class | [5 empty] | Hausmann Ind | [7 empty] | Covered PM Repair - Biomedical | MHHS-TIRR
NO | YES |  |  |  | 029-09595 | 029-09595 | HAUSMANN INDUSTRIES, INC. | SERIES 1427 |  |  | TIRR - OP - WOODLANDS (MP2, STE 200) | MHHS-TIRR |  |  |  | 029-09595 | 029-09595 | Woodlands |  | TIRR - OP - WOODLANDS (MP2, STE 200) |  |  |  |  | No pm | TABLES, EXAMINATION/TREATMENT |  | .needs class | [5 empty] | Hausmann Ind | [7 empty] | Covered PM Repair - Biomedical | MHHS-TIRR
NO | YES | Serial Number Cnf |  |  | 029-09132 | 029-09132 | HAUSMANN INDUSTRIES, INC. | SERIES 1427 |  | Cnf | TIRR - OP - WOODLANDS (MP2, STE 200) |  |  |  |  | 029-09132 | 029-09132 | Woodlands |  | TIRR - OP - WOODLANDS (MP2, STE 200)
NO | NO |  |  |  | 029-09150 |  | HAUSMANN INDUSTRIES, INC. | SERIES 1427 |  |  | TIRR - OP - WOODLANDS (MP2, STE 200) | MHHS-TIRR |  |  |  | 029-09150 |  | Woodlands |  | TIRR - OP - WOODLANDS (MP2, STE 200) | [5 empty] | TABLES, EXAMINATION/TREATMENT |  | .needs class | [5 empty] | Hausmann Ind | [7 empty] | Covered PM Repair - Biomedical | MHHS-TIRR
NO | YES |  |  |  | 069-38834 | 069-38834 | HAUSMANN INDUSTRIES, INC. | SERIES 1441 |  |  | TMC-Rehab-Ot/Pt Clinic (4J) | MHHS-TMC |  |  |  | 069-38834 | 069-38834 | TMC | MHHS-TMC | TMC-Rehab-Ot/Pt Clinic (4J) | Inpatient rehab Jim J466 | 4/1/19 |  |  |  | TABLES, EXAMINATION/TREATMENT |  | .needs class | [5 empty] | Hausmann Ind | [7 empty] | Covered PM Repair - Biomedical | MHHS-TMC
NO | YES |  |  |  | 069-42314 | 069-42314 | HAUSMANN INDUSTRIES, INC. | WORK TABLE |  |  | TMC-Rehab-Therapy Gym (Jg) | MHHS-TMC |  | Cart, Equipment |  | 069-42314 | 069-42314 | TMC | MHHS-TMC | TMC-Rehab-Therapy Gym (Jg) |  | 2/1/20 |  | 2/1/21 |  | MISCELLANEOUS DEPARTMENT SAFETY TESTING |  | CARTEQUIPMENT-Blickman Inc-Work Table | CARTEQUIPMENT | Work Table |  |  |  | Blickman Inc | Cart, Equipment |  |  | CARTEQUIPMENT-Blickman Inc-Work Table | 4/1/17 |  |  | Covered PM Repair - Biomedical | MHHS-TMC
NO | YES |  |  |  | 069-42315 | 069-42315 | HAUSMANN INDUSTRIES, INC. | WORK TABLE |  |  | TMC-Rehab-Therapy Gym (Jg) | MHHS-TMC |  | Cart, Equipment |  | 069-42315 | 069-42315 | TMC | MHHS-TMC | TMC-Rehab-Therapy Gym (Jg) |  | 2/1/20 |  | 2/1/20 |  | MISCELLANEOUS DEPARTMENT SAFETY TESTING |  | CARTEQUIPMENT-Blickman Inc-Work Table | CARTEQUIPMENT | Work Table |  |  |  | Blickman Inc | Cart, Equipment |  |  | CARTEQUIPMENT-Blickman Inc-Work Table | 4/1/17 |  |  | Covered PM Repair - Biomedical | MHHS-TMC
NO | NO |  |  |  | 009-33622 |  | Hausted Patient Handling Systems | VIC429ST |  |  | GH - RADIOLOGY | MHHS-Greater Heights |  | Chair, Exam, Mechanical |  | 009-33622 |  | Central & Greater Heights |  | GH - RADIOLOGY | [5 empty] | TABLES, IMAGING, RADIOGRAPHIC |  | CHAIRMECHANICAL-HAUSTED-VIC-429-ST | CHAIRMECHANICAL | VIC-429-ST |  |  |  | HAUSTED | Chair, Exam, Mechanical |  |  | CHAIRMECHANICAL-HAUSTED-VIC-429-ST |  |  |  | Covered PM Repair - Biomedical | MHHS-Greater Heights
NO | NO | [5 empty] | Hausted Patient Handling Systems | VIC429ST |  |  | TMC - RADIOLOGY - HERMANN PAVILION | MHHS-TMC |  | Chair, Exam, Mechanical |  |  |  | TMC |  | TMC - RADIOLOGY - HERMANN PAVILION | [5 empty] | TABLES, IMAGING, RADIOGRAPHIC |  | CHAIRMECHANICAL-HAUSTED-VIC-429-ST | CHAIRMECHANICAL | VIC-429-ST |  |  |  | HAUSTED | Chair, Exam, Mechanical |  |  | CHAIRMECHANICAL-HAUSTED-VIC-429-ST |  |  |  | Covered PM Repair - Biomedical | MHHS-TMC
NO | NO | [5 empty] | Hausted Patient Handling Systems | VIC429ST |  |  | TMC - RADIOLOGY - HERMANN PAVILION | MHHS-TMC |  | Chair, Exam, Mechanical |  |  |  | TMC |  | TMC - RADIOLOGY - HERMANN PAVILION | [5 empty] | TABLES, IMAGING, RADIOGRAPHIC |  | CHAIRMECHANICAL-HAUSTED-VIC-429-ST | CHAIRMECHANICAL | VIC-429-ST |  |  |  | HAUSTED | Chair, Exam, Mechanical |  |  | CHAIRMECHANICAL-HAUSTED-VIC-429-ST |  |  |  | Covered PM Repair - Biomedical | MHHS-TMC
NO | NO |  |  |  | 077-09070 |  | Health Care Logistics Inc. | HRX220 |  | H02201106 | TMC - PHARMACY - CHILDRENS (8HP) | MHHS-TMC |  |  |  | 077-09070 |  | TMC |  | TMC - PHARMACY - CHILDRENS (8HP) | [5 empty] | SCALES, CLINICAL, PRECISION |  | .needs class | [5 empty] | HEALTHCARELOGISTICS | [7 empty] | Not Covered Vendor Only - Biomedical | MHHS-TMC
YES | YES |  |  |  | 099-13683 | 099-13683 | Health O Meter |  |  |  | SW - Cardiac rehab |  |  |  |  | 099-13683 | 099-13683 | Southwest | Memorial Hermann Southwest Hospital Emergency Center | SW - Cardiac rehab | Nutsing
YES | YES |  |  |  | 029-09456 | 029-09456 | Health O Meter | 1100KL |  | 1100LD0743 | WOODLANDS - Pre op |  |  |  |  | 029-09456 | 029-09456 |  |  | WOODLANDS - Pre op |  |  |  | 11/1/18 |  |  | Scale, Patient | SCALEPATIENT-Health O Meter-1100KL | [12 empty] | SP-A | [9 empty] | Scale, Patient | SCALEPATIENT | Scale, Patient | Health O Meter
YES | YES | Serial Number 0 |  |  | 013-39287 | 013-39287 | Health O Meter | 1100KL |  |  | 3rd floor |  |  |  |  | 013-39287 | 013-39287 | Southwest | Memorial Hermann Medical Group Southwest (#350) | 3rd floor | Hallway | 1/1/20 |  | 1/1/21 |  |  | Scale, Patient | SCALEPATIENT-Health O Meter-1100KL | [12 empty] | SP-A | [9 empty] | Scale, Patient | SCALEPATIENT | Scale, Patient | Health O Meter
YES | YES | Serial Number 0 |  |  | 069-46023 | 069-46023 | Health O Meter | 1100KL |  |  | TMC- Pre Op |  |  |  |  | 069-46023 | 069-46023 | TMC | Memorial Hermann Texas Medical Center | TMC- Pre Op | Pre Op hallway | 2/1/20 |  | 2/1/21 |  |  | Scale, Patient | SCALEPATIENT-Health O Meter-1100KL | [12 empty] | SP-A | [9 empty] | Scale, Patient | SCALEPATIENT | Scale, Patient | Health O Meter
YES | YES |  |  |  | 099-10484 | 099-10484 | Health O Meter | 142KL |  |  | Sports Medicine |  |  |  |  | 099-10484 | 099-10484 | Southwest | Memorial Hermann Hospital - Sports Medicine | Sports Medicine | Suite 570 | [5 empty] | Scale, Patient | SCALEPATIENT-Health O Meter-142KL | [12 empty] | SP-A | [9 empty] | Scale, Patient | SCALEPATIENT | Scale, Patient | Health O Meter
YES | YES |  |  |  | 142-08908 | 142-08908 | Health O Meter | 160KL |  |  | TiRR |  |  |  |  | 142-08908 | 142-08908 | Sugar Land | TIRR Memorial Hermann Sugar Land - Outpatient (#195) | TiRR | [6 empty] | Scale, Patient | SCALEPATIENT-Health O Meter-160KL | [12 empty] | SP-A | [9 empty] | Scale, Patient | SCALEPATIENT | Scale, Patient | Health O Meter
YES | YES | Serial Number 0 |  |  | 129-31166 | 129-31166 | Health O Meter | 2101KL |  |  | Sugar Land - Cath Lab |  |  |  |  | 129-31166 | 129-31166 | Sugar Land | Memorial Hermann Sugar Land Hospital | Sugar Land - Cath Lab |  | 4/1/19 | 4/1/20 |  |  |  | Scale, Platform, Wheelchair | SCALEPLATFORMWHEELCHAIR-Health O Meter-2101KL | [12 empty] | SPW-A | [9 empty] | Scale, Platform, Wheelchair | SCALEPLATFORMWHEELCHAIR | Scale, Platform, Wheelchair | Health O Meter
YES | YES | Serial Number 0 |  |  | 099-00750 | 099-00750 | Health O Meter | 2500KL |  |  | Inpatient rehab |  |  |  |  | 099-00750 | 099-00750 | Katy | Memorial Hermann Rehabilitation Hospital - Katy (#102) | Inpatient rehab | Nurses station | [5 empty] | Scale, Patient | SCALEPATIENT-Health O Meter-2500KL | [12 empty] | SP-A | [9 empty] | Scale, Patient | SCALEPATIENT | Scale, Patient | Health O Meter
YES | YES |  |  |  | 029-12445 | 029-12445 | Health O Meter | 2500KL |  | 500 0133950 | Cardiac rehab |  |  |  |  | 029-12445 | 029-12445 | Woodlands | Memorial Hermann The Woodlands Medical Center | Cardiac rehab | Cardiac rehab | [5 empty] | Scale, Patient | SCALEPATIENT-Health O Meter-2500KL | [12 empty] | SP-A | [9 empty] | Scale, Patient | SCALEPATIENT | Scale, Patient | Health O Meter
YES | YES | Serial Number 0 |  |  | 000-04511 | 000-04511 | Health O Meter | 2600KL |  |  | ER |  |  |  |  | 000-04511 | 000-04511 | Katy | Memorial Hermann Convenient Care Center in Kingwood (Kingwood CCC) | ER | Hall | [5 empty] | Scale, Platform, Wheelchair | SCALEPLATFORMWHEELCHAIR-Health O Meter-2600KL | [12 empty] | SPW-A | [9 empty] | Scale, Platform, Wheelchair | SCALEPLATFORMWHEELCHAIR | Scale, Platform, Wheelchair | Health O Meter
YES | YES |  |  |  | 151-04333 | 151-04333 | Health O Meter |  |  | 752T001168 | Sports medicine east |  |  |  |  | 151-04333 | 151-04333 | Pearland | Memorial Hermann Sports Medicine | Sports medicine east | Office | 2/1/20 |  |  | No pm |  | Scale, Patient | [13 empty] | SP-A | [10 empty] | SCALEPATIENT | Scale, Patient | Health O Meter
YES | YES |  |  |  | 151-04995 | 151-04995 | Health O Meter | 3400KL |  |  | CY - CENTRAL SUPPLY |  |  |  |  | 151-04995 | 151-04995 | Northwest | Memorial Hermann Cypress Hospital | CY - CENTRAL SUPPLY | NICU 1 | [5 empty] | Scale, Infant | SCALEINFANT-Health O Meter-3400KL | [12 empty] | SI-A | [9 empty] | Scale, Infant | SCALEINFANT | Scale, Infant | Health O Meter
YES | YES |  |  |  | 005-34332 | 005-34332 | Health O Meter | 3400KL |  | 340-000-0959 | SE-L |  |  |  |  | 005-34332 | 005-34332 |  | Memorial Hermann- SE- L | SE-L |  | 3/1/20 |  | 3/1/21 |  |  | Scale, Infant | SCALEINFANT-Health O Meter-3400KL | [12 empty] | SI-A | [9 empty] | Scale, Infant | SCALEINFANT | Scale, Infant | Health O Meter
YES | YES |  |  |  | 005-34335 | 005-34335 | Health O Meter | 3400KL |  |  | Lobar Delivery |  |  |  |  | 005-34335 | 005-34335 | Southeast | Memorial Hermann Southeast Hospital | Lobar Delivery | LABOR DELIVERY ROOM 4 | 3/1/20 |  | 3/1/21 |  |  | Scale, Infant | SCALEINFANT-Health O Meter-3400KL | [12 empty] | SI-A | [9 empty] | Scale, Infant | SCALEINFANT | Scale, Infant | Health O Meter
YES | YES |  |  |  | 005-34333 | 005-34333 | Health O Meter | 3400KL |  | 340-000-0950 | SE-L |  |  |  |  | 005-34333 | 005-34333 |  | Memorial Hermann- SE- L | SE-L |  | 3/1/20 |  | 3/1/21 |  |  | Scale, Infant | SCALEINFANT-Health O Meter-3400KL | [12 empty] | SI-A | [9 empty] | Scale, Infant | SCALEINFANT | Scale, Infant | Health O Meter
YES | YES |  |  |  | 005-34334 | 005-34334 | Health O Meter | 3400KL |  |  | Labor and Delivery |  |  |  |  | 005-34334 | 005-34334 | Southeast | Memorial Hermann Southeast | Labor and Delivery | L | 3/1/20 |  | 3/1/21 |  |  | Scale, Infant | SCALEINFANT-Health O Meter-3400KL | [12 empty] | SI-A | [9 empty] | Scale, Infant | SCALEINFANT | Scale, Infant | Health O Meter
YES | YES |  |  |  | 005-34242 | 005-34242 | Health O Meter | 3400KL |  |  | SE - LABOR |  |  |  |  | 005-34242 | 005-34242 | Southeast | Memorial Hermann Southeast Hospital | SE - LABOR |  |  |  | 4/1/20 |  |  | Scale, Infant | SCALEINFANT-Health O Meter-3400KL | [12 empty] | SI-A | [9 empty] | Scale, Infant | SCALEINFANT | Scale, Infant | Health O Meter
YES | YES |  |  |  | 009-34060 | 009-34060 | Health O Meter |  |  |  | TIRR - GREATER HEIGHTS |  |  |  |  | 009-34060 | 009-34060 |  |  | TIRR - GREATER HEIGHTS | [6 empty] | Scale, Patient | SCALEPATIENT-Health O Meter-400 | [12 empty] | SP-A | [9 empty] | Scale, Patient | SCALEPATIENT | Scale, Patient | Health O Meter
YES | YES |  |  |  | 099-11353 | 099-11353 | Health O Meter | 400 FSH |  |  | Transitional Care Unit |  |  |  |  | 099-11353 | 099-11353 | TMC | Memorial Hermann-Texas Medical Center | Transitional Care Unit | Storage | 3/1/20
YES | YES |  |  |  | 041-33536 | 041-33536 | Health O Meter |  |  |  | SE - Bed Repair Shop |  |  |  |  | 041-33536 | 041-33536 | Southeast | Memorial Hermann Southeast Hospital | SE - Bed Repair Shop | Bed Repair Shop
YES | YES |  |  |  | 151-05142 | 151-05142 | Health O Meter |  |  |  | Bone Density |  |  |  |  | 151-05142 | 151-05142 | Pearland | Memorial Hermann Imaging Center - Pearland (#104) | Bone Density | [6 empty] | Scale, Patient | SCALEPATIENT-Health O Meter-402 | [12 empty] | SP-A | [9 empty] | Scale, Patient | SCALEPATIENT | Scale, Patient | Health O Meter
YES | YES |  |  |  | 099-06872 | 099-06872 | Health O Meter | 402KL |  | 4020123 835 | SE - WOUND CARE |  |  |  |  | 099-06872 | 099-06872 |  | Memorial Hermann- Fresher building 1 | SE - WOUND CARE | reception | 4/1/20 |  |  | No PM Sticker |  | Scale, Patient | SCALEPATIENT-Health O Meter-402KL | [12 empty] | SP-A | [9 empty] | Scale, Patient | SCALEPATIENT | Scale, Patient | Health O Meter
YES | YES |  |  |  | 009-33215 | 009-33215 | Health O Meter | 402KL |  |  | Therapy |  |  |  |  | 009-33215 | 009-33215 | Central | Memorial Hermann Greater Heights Hospital | Therapy | Therapy Treatment RM 2
YES | YES | Serial Number Cnf |  |  | 041-33592 | 041-33592 | Health O Meter |  |  | CNF | Bldg 925 suite 400 |  |  |  |  | 041-33592 | 041-33592 | West | Memorial Hermann Medical Group Memorial City Cardiology (#400) | Bldg 925 suite 400 | By the hot lab
YES | YES |  |  |  | 099-06300 | 099-06300 | Health O Meter | 451KL |  |  | Rehabilition |  |  |  |  | 099-06300 | 099-06300 | Southeast | Memorial Hermann Southeast Hospital | Rehabilition | Hydrotherapy W 2005 | 4/1/20 |  |  | Cnf sn |  | Scale, Infant | SCALEINFANT-Health O Meter-451KL | [12 empty] | SI-A | [9 empty] | Scale, Infant | SCALEINFANT | Scale, Infant | Health O Meter
YES | YES |  |  |  | 099-06301 | 099-06301 | Health O Meter | 451KL |  |  | Rehabilition |  |  |  |  | 099-06301 | 099-06301 | Southeast | Memorial Hermann Southeast Hospital | Rehabilition | Hydrotherapy W 2005 | [5 empty] | Scale, Infant | SCALEINFANT-Health O Meter-451KL | [12 empty] | SI-A | [9 empty] | Scale, Infant | SCALEINFANT | Scale, Infant | Health O Meter
YES | YES |  |  |  | 099-00021 | 099-00021 | Health O Meter | 499KL |  |  | Radiology |  |  |  |  | 099-00021 | 099-00021 | Katy | Memorial Hermann Northeast Hospital | Radiology | Stress lab | [5 empty] | Scale, Patient | SCALEPATIENT-Health O Meter-499KL | [12 empty] | SP-A | [9 empty] | Scale, Patient | SCALEPATIENT | Scale, Patient | Health O Meter
YES | YES |  |  |  | 142-09590 | 142-09590 | Health O Meter | 499KL |  |  | TIRR - OP - WOODLANDS (MP2, STE 200) |  |  |  |  | 142-09590 | 142-09590 | Woodlands | Memorial Hermann | TIRR - OP - WOODLANDS (MP2, STE 200) | Suite 500 Pedi
YES | YES |  |  |  | 099-13740 | 099-13740 | Health O Meter |  |  |  | ER |  |  |  |  | 099-13740 | 099-13740 | Southwest | Memorial Hermann Southwest Hospital Emergency Center | ER | Southwest ER Triage
NO | YES |  |  |  | 129-07225 | 129-07225 | Health O Meter | 500KL |  |  | Specialty clinic |  |  |  |  | 129-07225 | 129-07225 | South | Memorial Hermann Medical Group Wharton | Specialty clinic | Hallway | 10/1/20 | 10/1/19 |  |  |  | Scale, Patient | SCALEPATIENT-Health O Meter-500KL | [12 empty] | SP-A | [9 empty] | Scale, Patient | SCALEPATIENT | Scale, Patient | Health O Meter
NO | YES | [5 empty] | Health O Meter | 500KL |  |  | Cardiology | [6 empty] | South | Memorial Hermann Medical Group Wharton | Cardiology | Hallway nurses station | 10/1/19 | 10/1/20 |  |  |  | Scale, Patient | SCALEPATIENT-Health O Meter-500KL | [12 empty] | SP-A | [9 empty] | Scale, Patient | SCALEPATIENT | Scale, Patient | Health O Meter
NO | YES | Asset Tag 017-01103 |  |  | 017-01103 | 017-01103 | Health O Meter | 500KL |  |  | Pearland-Beds |  |  |  |  | 017-01103 | 017-01103 | Pearland | MHHS-Pearland Hospital | Pearland-Beds | Hallway | [5 empty] | Scale, Patient | SCALEPATIENT-Health O Meter-500KL | [12 empty] | SP-A | [9 empty] | Scale, Patient | SCALEPATIENT | Scale, Patient | Health O Meter
YES | YES |  |  |  | 017-01102 | 017-01102 | Health O Meter | 500KL |  |  | Sports medicine east |  |  |  |  | 017-01102 | 017-01102 | Pearland | Memorial Hermann Sports Medicine | Sports medicine east | By exam 8 | 2/1/19 | 2/1/20 |  |  |  | Scale, Patient | SCALEPATIENT-Health O Meter-500KL | [12 empty] | SP-A | [9 empty] | Scale, Patient | SCALEPATIENT | Scale, Patient | Health O Meter
NO | YES | Asset Tag 005-10216 |  |  | 005-10216 | 005-10216 | Health O Meter | 500KL |  |  | MH MG-(PL)-Pearland Timeshare (Mp1) |  |  |  |  | 005-10216 | 005-10216 | Pearland | MHHS-MG | MH MG-(PL)-Pearland Timeshare (Mp1) | Nurses Station | 2/1/20 | 2/1/21 |  |  |  | Scale, Patient | SCALEPATIENT-Health O Meter-500KL | [12 empty] | SP-A | [9 empty] | Scale, Patient | SCALEPATIENT | Scale, Patient | Health O Meter
NO | YES | Asset Tag 005-10217 |  |  | 005-10217 | 005-10217 | Health O Meter | 500KL |  |  | MH MG-(PL)-Pearland Timeshare (Mp1) |  |  |  |  | 005-10217 | 005-10217 | Pearland | MHHS-MG | MH MG-(PL)-Pearland Timeshare (Mp1) | Treadmill/Procedure room | 2/1/19 | 2/1/20 |  |  |  | Scale, Patient | SCALEPATIENT-Health O Meter-500KL | [12 empty] | SP-A | [9 empty] | Scale, Patient | SCALEPATIENT | Scale, Patient | Health O Meter
NO | YES |  |  |  | 005-10219 | 005-10219 | Health O Meter | 500KL |  |  | MH MG-(PL)-Pearland Multi-Specialty (Mp 2) |  |  |  |  | 005-10219 | 005-10219 | Pearland | MHHS-MG | MH MG-(PL)-Pearland Multi-Specialty (Mp 2) | Timeshare | [5 empty] | Scale, Patient | SCALEPATIENT-Health O Meter-500KL | [12 empty] | SP-A | [9 empty] | Scale, Patient | SCALEPATIENT | Scale, Patient | Health O Meter
NO | YES | Asset Tag 005-10216 |  |  | 005-10216 | 005-10216 | Health O Meter | 500KL |  |  | MH MG-(PL)-Pearland Multi-Specialty (Mp 2) |  |  |  |  | 005-10216 | 005-10216 | Pearland | MHHS-MG | MH MG-(PL)-Pearland Multi-Specialty (Mp 2) | Timeshare | [5 empty] | Scale, Patient | SCALEPATIENT-Health O Meter-500KL | [12 empty] | SP-A | [9 empty] | Scale, Patient | SCALEPATIENT | Scale, Patient | Health O Meter
YES | YES |  |  |  | 000-04509 | 000-04509 | Health O Meter | 500KL |  |  | ER |  |  |  |  | 000-04509 | 000-04509 | Katy | Memorial Hermann Convenient Care Center in Kingwood (Kingwood CCC) | ER | Triage | [5 empty] | Scale, Patient | SCALEPATIENT-Health O Meter-500KL | [12 empty] | SP-A | [9 empty] | Scale, Patient | SCALEPATIENT | Scale, Patient | Health O Meter
YES | YES |  |  |  | 000-04508 | 000-04508 | Health O Meter | 500KL |  |  | MH MG - (NE) - KINGWOOD CCC |  |  |  |  | 000-04508 | 000-04508 | Katy | Sports Medicine | MH MG - (NE) - KINGWOOD CCC | Hall | 2/1/20 |  |  |  |  | Scale, Patient | SCALEPATIENT-Health O Meter-500KL | [12 empty] | SP-A | [9 empty] | Scale, Patient | SCALEPATIENT | Scale, Patient | Health O Meter
YES | YES |  |  |  | 009-10575 | 009-10575 | Health O Meter | 500KL |  | 500 0131242 | MH MG - (GH) - GH CCC - TIMESHeARE |  |  |  |  | 009-10575 | 009-10575 | Central | Memorial Hermann Medical Group Greater Heights Primary Care (located in the CCC) | MH MG - (GH) - GH CCC - TIMESHeARE | Room 1 |  |  |  | No pm |  | Scale, Patient | SCALEPATIENT-Health O Meter-500KL | [12 empty] | SP-A | [9 empty] | Scale, Patient | SCALEPATIENT | Scale, Patient | Health O Meter
YES | YES |  |  |  | 017-01341 | 017-01341 | Health O Meter | 500KL |  |  | MH MG - (SW) - SW MEDICAL PLAZA 4 (MP4) |  |  |  |  | 017-01341 | 017-01341 | Southwest | Memorial Hermann Medical Group Southwest (#350) | MH MG - (SW) - SW MEDICAL PLAZA 4 (MP4) | Hallway | [5 empty] | Scale, Patient | SCALEPATIENT-Health O Meter-500KL | [12 empty] | SP-A | [9 empty] | Scale, Patient | SCALEPATIENT | Scale, Patient | Health O Meter
YES | YES |  |  |  | 142-07136 | 142-07136 | Health O Meter | 500KL |  |  | MH MG - (SW) - SW MEDICAL PLAZA 4 (MP4) |  |  |  |  | 142-07136 | 142-07136 | Southwest | Memorial Hermann Medical Group Southwest (#350) | MH MG - (SW) - SW MEDICAL PLAZA 4 (MP4) | Hallway | [5 empty] | Scale, Patient | SCALEPATIENT-Health O Meter-500KL | [12 empty] | SP-A | [9 empty] | Scale, Patient | SCALEPATIENT | Scale, Patient | Health O Meter
YES | YES |  |  |  | 009-34058 | 009-34058 | Health O Meter | 500KL |  |  | MH MG - (SW) - SW MEDICAL PLAZA 4 (MP4) |  |  |  |  | 009-34058 | 009-34058 | Southwest | Memorial Hermann Medical Group Southwest (#350) | MH MG - (SW) - SW MEDICAL PLAZA 4 (MP4) | Nurse station | [5 empty] | Scale, Patient | SCALEPATIENT-Health O Meter-500KL | [12 empty] | SP-A | [9 empty] | Scale, Patient | SCALEPATIENT | Scale, Patient | Health O Meter
YES | YES |  |  |  | 099-10646 | 099-10646 | Health O Meter | 500KL |  |  | Breast Center |  |  |  |  | 099-10646 | 099-10646 | Southwest | Memorial Herman Southwest Hospital | Breast Center | Breast Center | [5 empty] | Scale, Patient | SCALEPATIENT-Health O Meter-500KL | [12 empty] | SP-A | [9 empty] | Scale, Patient | SCALEPATIENT | Scale, Patient | Health O Meter
YES | YES |  |  |  | 241-03201 | 241-03201 | Health O Meter | 500KL |  |  | TIRR - KIRBY GLENN |  |  |  |  | 241-03201 | 241-03201 | TMC | TIRR Memorial Hermann | TIRR - KIRBY GLENN | Area B | 10/1/18 |  | 10/1/19 |  |  | Scale, Patient | SCALEPATIENT-Health O Meter-500KL | [12 empty] | SP-A | [9 empty] | Scale, Patient | SCALEPATIENT | Scale, Patient | Health O Meter
YES | YES |  |  |  | 099-06863 | 099-06863 | Health O Meter | 500KL |  | 500-006-6789 | MNA - (MC) - PATIENT CENTERED NEUROLOGY (MP3 SUITE 750) |  |  |  |  | 099-06863 | 099-06863 |  | Memorial Hermann- medical plaza 3 | MNA - (MC) - PATIENT CENTERED NEUROLOGY (MP3 SUITE 750) | Suit 750 | 4/1/20 |  |  | No PM Sticker |  | Scale, Patient | SCALEPATIENT-Health O Meter-500KL | [12 empty] | SP-A | [9 empty] | Scale, Patient | SCALEPATIENT | Scale, Patient | Health O Meter
NO | YES | Asset Tag 069-35977 |  |  | 069-35977 | 069-35977 | Health O Meter | 500KL |  |  | Cancer center |  |  |  |  | 069-35977 | 069-35977 | TMC | Memorial Hermann-Texas Medical Center | Cancer center | Exam 2 | 3/1/20 |  | 3/1/21
NO | YES |  |  |  | 041-12576 | 041-12576 | Health O Meter | 500KL |  |  | Emergency OB |  |  |  |  | 041-12576 | 041-12576 | West | Womens Memorial Hermann Memorial City Hospital | Emergency OB | Hall way
YES | YES |  |  |  |  | 041-12574 | Health O Meter | 500KL |  | 500 0009639 | MEMORIAL CITY - PEDS - NURSERY | [5 empty] | 041-12574 | West | Memorial Hermann Memorial City Medical Center | MEMORIAL CITY - PEDS - NURSERY | MEMORIAL CITY PEDS
YES | YES |  |  |  | 009-33352 | 009-33352 | Health O Meter | 500KL |  | 500 0140817 | MH MG TMC OB GYN |  |  |  |  | 009-33352 | 009-33352 | North west | Memorial greater heights | MH MG TMC OB GYN | MH MG TMC OB GYN
YES | YES |  |  |  | 151-03004 | 151-03004 | Health O Meter | 500KL |  |  | MH-Atascocita |  |  |  |  | 151-03004 | 151-03004 | Katy | Memorial herman northeast | MH-Atascocita | Hallway |  |  |  | No p.m.
NO | YES |  |  |  |  | 074-06204 | Health O Meter | 500KL |  | 500 0131437 | MH MG-(EDLS)-Imperial Oaks | [5 empty] | 074-06204 | Woodland | MHMG Imperial Oaks Suite 100 | MH MG-(EDLS)-Imperial Oaks | MHMG Imperial Oaks
YES | YES |  |  |  | 005-09334 | 005-09334 | Health O Meter |  |  |  | Primary care 100 |  |  |  |  | 005-09334 | 005-09334 | Pearland | Memorial Hermann Medical Group Central Pearland | Primary care 100 | Exam 19 |  |  |  | No pm sticker
YES | YES | Serial Number Cnf |  |  | 099-06890 | 099-06890 | Health O Meter | 597KL |  | Cnf | Mh mg-mc- memorial city (mp3) |  |  |  |  | 099-06890 | 099-06890 | West | Memorial Hermann Cancer Center - Memorial City (#100) | Mh mg-mc- memorial city (mp3) | Room 138 |  |  |  | No pm |  | Scale, Patient | SCALEPATIENT-Health O Meter-597KL | [12 empty] | SP-A | [9 empty] | Scale, Patient | SCALEPATIENT | Scale, Patient | Health O Meter
YES | YES |  |  |  | 029-13379 | 029-13379 | Health O Meter | 600KL |  | 600KL05200 | WOODLANDS - West Tower 6th floor |  |  |  |  | 029-13379 | 029-13379 | Woodlands | Memorial Hermann Hospital boyfriends | WOODLANDS - West Tower 6th floor | Nurse Station |  |  |  | No p.m. |  | Scale, Patient | SCALEPATIENT-Health O Meter-600KL | [12 empty] | SP-A | [9 empty] | Scale, Patient | SCALEPATIENT | Scale, Patient | Health O Meter
YES | YES |  |  |  | 005-10819 | 005-10819 | Health O Meter | CNF |  |  | MH MG - (PL) - PEARLAND CLINIC |  |  |  |  | 005-10819 | 005-10819 | Pearland | Memorial Hermann Medical Group Central Pearland | MH MG - (PL) - PEARLAND CLINIC | Suite 100 storage | [6 empty] | .needs class
YES | YES |  |  |  | 142-08876 | 142-08876 | Health O Meter | Mechanical |  |  | Physicians at Sugar Creek |  |  |  |  | 142-08876 | 142-08876 | Sugar Land | Physicians at Sugar Creek | Physicians at Sugar Creek | NW | [5 empty] | Scale, Patient | SCALEPATIENT-Health O Meter-Mechanical | [12 empty] | SP-A | [9 empty] | Scale, Patient | SCALEPATIENT | Scale, Patient | Health O Meter
YES | YES |  |  |  | 005-33057 | 005-33057 | Health O Meter | mechanical |  |  | Hall |  |  |  |  | 005-33057 | 005-33057 | Woodlands | Memorial Hermann 24-Hour Emergency Care | Hall | Hall | [5 empty] | Scale, Patient | SCALEPATIENT-Health O Meter-Mechanical | [12 empty] | SP-A | [9 empty] | Scale, Patient | SCALEPATIENT | Scale, Patient | Health O Meter
YES | YES |  |  |  |  | 099-10632 | Health O Meter | Mechanical |  |  | SW - HVI - NONINVASIVE CARDIOLOGY | [5 empty] | 099-10632 | Southwest | Memorial Hermann Heart | SW - HVI - NONINVASIVE CARDIOLOGY | Nuclear Medicine |  |  |  | New Add - ?AuOne Time Inspection?Au Sticker |  | Scale, Patient | SCALEPATIENT-Health O Meter-Mechanical | [12 empty] | SP-A | [9 empty] | Scale, Patient | SCALEPATIENT | Scale, Patient | Health O Meter
YES | YES |  |  |  | 099-10906 | 099-10906 | Health O Meter | Mechanical |  |  | SW - PULMONARY FUNCTION |  |  |  |  | 099-10906 | 099-10906 | Southwest | Memorial Hermann Southwest Hospital | SW - PULMONARY FUNCTION | PFT |  |  |  | New Add |  | Scale, Patient | SCALEPATIENT-Health O Meter-Mechanical | [12 empty] | SP-A | [9 empty] | Scale, Patient | SCALEPATIENT | Scale, Patient | Health O Meter
YES | YES |  |  |  | 099-10988 | 099-10988 | Health O Meter | Mechanical |  |  | SW - HYPERBARIC |  |  |  |  | 099-10988 | 099-10988 | Southwest | Memorial Hermann Southwest Hospital | SW - HYPERBARIC | Wound Care |  |  |  | New Add |  | Scale, Patient | SCALEPATIENT-Health O Meter-Mechanical | [12 empty] | SP-A | [9 empty] | Scale, Patient | SCALEPATIENT | Scale, Patient | Health O Meter
YES | YES | Serial Number Cnf |  |  | 017-01030 | 017-01030 | Health O Meter | Mechanical |  | Cnf | [5 empty] | 017-01030 | 017-01030 | [9 empty] | Scale, Patient | SCALEPATIENT-Health O Meter-Mechanical | [12 empty] | SP-A | [9 empty] | Scale, Patient | SCALEPATIENT | Scale, Patient | Health O Meter
YES | YES | Serial Number Cnf |  |  | 583-01033 | 583-01033 | Health O Meter | Mechanical Scale |  | CNF | Katy - Inpatient Rehab |  |  |  |  | 583-01033 | 583-01033 | Katy | Memorial Hermann Rehabilitation Hospital - Katy (#102) | Katy - Inpatient Rehab | Katy - Inpatient Rehab
YES | YES |  |  |  | 005-33644 | 005-33644 | Health O Meter | Professional |  | 500 0149577 | OPID - (WDLS) - WOODLANDS - 430 (MP3) |  |  |  |  | 005-33644 | 005-33644 | Woodlands | Memorial Hermann Medical Group Specialists for Women (#350) | OPID - (WDLS) - WOODLANDS - 430 (MP3) | Hallway | [5 empty] | Scale, Patient | SCALEPATIENT-Health O Meter-Professional | [12 empty] | SP-A | [9 empty] | Scale, Patient | SCALEPATIENT | Scale, Patient | Health O Meter
NO | YES |  |  |  | 069-35976 | 069-35976 | Health O Meter | Professional |  |  | TMC-Plaza-Cancer Center (Ste 2900) |  |  |  |  | 069-35976 | 069-35976 | TMC | MHHS-TMC | TMC-Plaza-Cancer Center (Ste 2900) | Intake Room | 2/1/19 |  | 2/1/20
YES | YES | Serial Number Cnf |  |  | 099-02532 | 099-02532 | Health O Meter | Standing |  | Cnf | KATY - AMBULATORY CARE |  |  |  |  | 099-02532 | 099-02532 | Katy | Memorial Hermann Katy Hospital | KATY - AMBULATORY CARE | Outside room 12 | [5 empty] | Scale, Patient | SCALEPATIENT-Health O Meter-Standing | [12 empty] | SP-A | [9 empty] | Scale, Patient | SCALEPATIENT | Scale, Patient | Health O Meter
NO | YES |  |  |  | 009-10308 | 009-10308 | Health-O-Meter Inc | 1100KL |  | 1100L04293 | GH-Ortho Joint Center 4N | MHHS-Greater Heights |  | Scale, Patient |  | 009-10308 | 009-10308 | Central | MHHS-Greater Heights | GH-Ortho Joint Center 4N | Hall | 9/1/19 |  | 9/1/20 |  | SCALES, PATIENT | Scale, Patient | SCALEPATIENT-Health O Meter-1100KL | SCALEPATIENT | 1100KL |  |  |  | Health O Meter | Scale, Patient |  | SCALEPATIENT-Health O Meter-1100KL |  |  |  | SP-A | Covered PM Repair - Biomedical | MHHS-Greater Heights | [8 empty] | SCALEPATIENT | Scale, Patient | Health O Meter
NO | YES |  |  |  | 133-10468 | 133-10468 | Health-O-Meter Inc | 1100KL |  | NSN | KATY - AMBULATORY CARE | MHHS-Katy |  | Scale, Patient |  | 133-10468 | 133-10468 | Katy | Memorial Hermann Katy Hospital | KATY - AMBULATORY CARE | OUTSIDE ROOM 1 | 3/1/19 | 3/1/20 |  |  | SCALES, PATIENT | Scale, Patient | SCALEPATIENT-Health O Meter-1100KL | SCALEPATIENT | 1100KL |  |  |  | Health O Meter | Scale, Patient |  | SCALEPATIENT-Health O Meter-1100KL |  |  |  | SP-A | Covered PM Repair - Biomedical | MHHS-Katy | [8 empty] | SCALEPATIENT | Scale, Patient | Health O Meter
NO | YES |  |  |  | 041-32459 | 041-32459 | Health-O-Meter Inc | 1100KL |  |  | MEMORIAL CITY - MOR PREOP | MHHS-Mem City |  | Scale, Patient |  | 041-32459 | 041-32459 | West | Memorial Hermann Memorial City Medical Center | MEMORIAL CITY - MOR PREOP | PACU |  |  |  | No pm sticker on the unit | SCALES, PATIENT |  | SCALEPATIENT-Health O Meter-1100KL | SCALEPATIENT | 1100KL |  |  |  | Health O Meter | Scale, Patient |  | SCALEPATIENT-Health O Meter-1100KL |  |  |  |  | Covered PM Repair - Biomedical | MHHS-Mem City
NO | YES |  |  |  | 009-10632 | 009-10632 | Health-O-Meter Inc | 1100KL |  | 1100L04641 | MH MG-(GH)-GH CCC-Timeshare | MHHS-MG |  | Scale, Patient |  | 009-10632 | 009-10632 | Central | MHHS-MG | MH MG-(GH)-GH CCC-Timeshare | Sports | 7/1/18 | 7/1/20 |  |  | SCALES, PATIENT | Scale, Patient | SCALEPATIENT-Health O Meter-1100KL | SCALEPATIENT | 1100KL |  |  |  | Health O Meter | Scale, Patient |  | SCALEPATIENT-Health O Meter-1100KL |  |  |  | SP-A | Covered PM Repair - Biomedical | MHHS-MG | [8 empty] | SCALEPATIENT | Scale, Patient | Health O Meter
NO | YES |  |  |  | 005-12378 | 005-12378 | Health-O-Meter Inc | 1100KL |  | 1100L05306 | MH MG - (SE) - LC CCC - TIMESHARE | MHHS-MG |  | Scale, Patient |  | 005-12378 | 005-12378 | Southeast | MHHS-MG | MH MG - (SE) - LC CCC - TIMESHARE | Family Medicine | 2/1/20 |  | 2/1/21 |  | SCALES, PATIENT | Scale, Patient | SCALEPATIENT-Health O Meter-1100KL | SCALEPATIENT | 1100KL |  |  |  | Health O Meter | Scale, Patient |  | SCALEPATIENT-Health O Meter-1100KL |  |  |  | SP-A | Covered PM Repair - Biomedical | MHHS-MG | [8 empty] | SCALEPATIENT | Scale, Patient | Health O Meter
NO | YES |  |  |  | 005-10596 | 005-10596 | Health-O-Meter Inc | 1100KL |  | 1100L00350 | MH MG - (SE) - URGENT CARE - FRIENDSWOOD | MHHS-MG |  | Scale, Patient |  | 005-10596 | 005-10596 | Southeast | Memorial Hermann Urgent Care Friendswood (#112) | MH MG - (SE) - URGENT CARE - FRIENDSWOOD |  | 2/1/19 |  |  |  | SCALES, PATIENT | Scale, Patient | SCALEPATIENT-Health O Meter-1100KL | SCALEPATIENT | 1100KL |  |  |  | Health O Meter | Scale, Patient |  | SCALEPATIENT-Health O Meter-1100KL |  |  |  | SP-A | Covered PM Repair - Biomedical | MHHS-MG | [8 empty] | SCALEPATIENT | Scale, Patient | Health O Meter
NO | YES |  |  |  | 142-07212 | 142-07212 | Health-O-Meter Inc | 1100KL |  | NSN | NE-Cancer Center | MHHS-Northeast |  | Scale, Patient |  | 142-07212 | 142-07212 | Katy | MHHS-Northeast | NE-Cancer Center | Infusion Center | 8/1/19 |  |  |  | SCALES, PATIENT | Scale, Patient | SCALEPATIENT-Health O Meter-1100KL | SCALEPATIENT | 1100KL |  |  |  | Health O Meter | Scale, Patient |  | SCALEPATIENT-Health O Meter-1100KL |  |  |  | SP-A | Covered PM Repair - Biomedical | MHHS-Northeast | [8 empty] | SCALEPATIENT | Scale, Patient | Health O Meter
NO | YES |  |  |  | 129-07932 | 129-07932 | Health-O-Meter Inc | 1100KL |  |  | Sugar Land-ER | MHHS-Sugarland |  | Scale, Patient |  | 129-07932 | 129-07932 | Sugar Land | MHHS-Sugarland | Sugar Land-ER |  | 9/1/19 |  |  |  | SCALES, PATIENT | Scale, Patient | SCALEPATIENT-Health O Meter-1100KL | SCALEPATIENT | 1100KL |  |  |  | Health O Meter | Scale, Patient |  | SCALEPATIENT-Health O Meter-1100KL |  |  |  | SP-A | Covered PM Repair - Biomedical | MHHS-Sugarland | [8 empty] | SCALEPATIENT | Scale, Patient | Health O Meter
NO | YES |  |  |  | 029-32003 | 029-32003 | Health-O-Meter Inc | 1100KL |  | NSN | TIRR-Woodlands Inpatient | MHHS-TIRR |  | Scale, Patient |  | 029-32003 | 029-32003 | Woodlands | MHHS-Others | TIRR-Woodlands Inpatient |  | 5/1/18 |  | 5/1/19 |  | SCALES, PATIENT | Scale, Patient | SCALEPATIENT-Health O Meter-1100KL | SCALEPATIENT | 1100KL |  |  |  | Health O Meter | Scale, Patient |  | SCALEPATIENT-Health O Meter-1100KL |  |  |  | SP-A | Covered PM Repair - Biomedical | MHHS-TIRR | [8 empty] | SCALEPATIENT | Scale, Patient | Health O Meter
NO | YES |  |  |  | 029-32004 | 029-32004 | Health-O-Meter Inc | 1100KL |  | NSN | TIRR-Woodlands Inpatient | MHHS-TIRR |  | Scale, Patient |  | 029-32004 | 029-32004 | Woodlands | MHHS-Others | TIRR-Woodlands Inpatient | TIRR | 5/1/18 |  | 3/1/19 |  | SCALES, PATIENT | Scale, Patient | SCALEPATIENT-Health O Meter-1100KL | SCALEPATIENT | 1100KL |  |  |  | Health O Meter | Scale, Patient |  | SCALEPATIENT-Health O Meter-1100KL |  |  |  | SP-A | Covered PM Repair - Biomedical | MHHS-TIRR | [8 empty] | SCALEPATIENT | Scale, Patient | Health O Meter
NO | YES |  |  |  | 069-46764 | 069-46764 | Health-O-Meter Inc | 1100KL |  | NSN | TMC-Cullen-Oncology/Hematology (4C) | MHHS-TMC |  | Scale, Patient |  | 069-46764 | 069-46764 | TMC | MHHS-TMC | TMC-Cullen-Oncology/Hematology (4C) | MICU | 7/1/19 |  |  |  | SCALES, PATIENT | Scale, Patient | SCALEPATIENT-Health O Meter-1100KL | SCALEPATIENT | 1100KL |  |  |  | Health O Meter | Scale, Patient |  | SCALEPATIENT-Health O Meter-1100KL |  |  |  | SP-A | Covered PM Repair - Biomedical | MHHS-TMC | [8 empty] | SCALEPATIENT | Scale, Patient | Health O Meter
NO | YES |  |  |  | 069-46766 | 069-46766 | Health-O-Meter Inc | 1100KL |  | NSN | TMC-Cullen-Oncology/Hematology (4C) | MHHS-TMC |  | Scale, Patient |  | 069-46766 | 069-46766 | TMC | MHHS-TMC | TMC-Cullen-Oncology/Hematology (4C) | [5 empty] | SCALES, PATIENT | Scale, Patient | SCALEPATIENT-Health O Meter-1100KL | SCALEPATIENT | 1100KL |  |  |  | Health O Meter | Scale, Patient |  | SCALEPATIENT-Health O Meter-1100KL |  |  |  | SP-A | Covered PM Repair - Biomedical | MHHS-TMC | [8 empty] | SCALEPATIENT | Scale, Patient | Health O Meter
NO | YES |  |  |  | 069-44366 | 069-44366 | Health-O-Meter Inc | 1100KL |  | NSN | TMC-Sarofim 5-Burn Unit | MHHS-TMC |  | Scale, Patient |  | 069-44366 | 069-44366 | TMC | MHHS-TMC | TMC-Sarofim 5-Burn Unit | Equipment room |  |  |  |  | SCALES, PATIENT |  | SCALEPATIENT-Health O Meter-1100KL | SCALEPATIENT | 1100KL |  |  |  | Health O Meter | Scale, Patient |  | SCALEPATIENT-Health O Meter-1100KL |  |  |  |  | Covered PM Repair - Biomedical | MHHS-TMC
NO | YES |  |  |  | 029-09394 | 029-09394 | Health-O-Meter Inc | 1100KL |  | 1100L00891 | Woodlands-Cardiopulmonary | MHHS-Woodlands |  | Scale, Patient |  | 029-09394 | 029-09394 | Woodlands | MHHS-Woodlands | Woodlands-Cardiopulmonary | EEG study | 11/1/19 |  | 11/1/20 |  | SCALES, PATIENT | Scale, Patient | SCALEPATIENT-Health O Meter-1100KL | SCALEPATIENT | 1100KL |  |  |  | Health O Meter | Scale, Patient |  | SCALEPATIENT-Health O Meter-1100KL |  |  |  | SP-A | Covered PM Repair - Biomedical | MHHS-Woodlands | [8 empty] | SCALEPATIENT | Scale, Patient | Health O Meter
NO | YES |  |  |  | 029-10746 | 029-10746 | Health-O-Meter Inc | 1100KL |  | 1100L02871 | Woodlands-Diabetes Education | MHHS-Woodlands |  | Scale, Patient |  | 029-10746 | 029-10746 | Woodlands | MHHS-Woodlands | Woodlands-Diabetes Education | Mob1 | 11/1/18 |  | 11/1/19 | M | SCALES, PATIENT | Scale, Patient | SCALEPATIENT-Health O Meter-1100KL | SCALEPATIENT | 1100KL |  |  |  | Health O Meter | Scale, Patient |  | SCALEPATIENT-Health O Meter-1100KL |  |  |  | SP-A | Covered PM Repair - Biomedical | MHHS-Woodlands | [8 empty] | SCALEPATIENT | Scale, Patient | Health O Meter
NO | YES |  |  |  | 129-07388 | 129-07388 | Health-O-Meter Inc | 2000KL |  |  | Sugar Land-Pedi IMU | MHHS-Sugarland |  | Scale, Patient |  | 129-07388 | 129-07388 | Sugar Land | MHHS-Sugarland | Sugar Land-Pedi IMU | PEDI IMU | 3/1/19 |  | 3/1/20 |  | SCALES, PATIENT | Scale, Patient | SCALEPATIENT-Health O Meter-2000KL | SCALEPATIENT | 2000KL |  |  |  | Health O Meter | Scale, Patient |  | SCALEPATIENT-Health O Meter-2000KL |  | 5/21/19 |  | SP-A | Covered PM Repair - Biomedical | MHHS-Sugarland | [8 empty] | SCALEPATIENT | Scale, Patient | Health O Meter
NO | YES |  |  |  | 009-33734 | 009-33734 | Health-O-Meter Inc | 2101KL |  | NSN | GH-Med Surg 6 | MHHS-Greater Heights |  | Scale, Platform, Wheelchair |  | 009-33734 | 009-33734 | Central | MHHS-Greater Heights | GH-Med Surg 6 | Hallway | 12/1/19 |  | 12/1/20 |  | SCALES, PATIENT | Scale, Platform, Wheelchair | SCALEPLATFORMWHEELCHAIR-Health O Meter-2101KL | SCALEPLATFORMWHEELCHAIR | 2101KL |  |  |  | Health O Meter | Scale, Platform, Wheelchair |  | SCALEPLATFORMWHEELCHAIR-Health O Meter-2101KL |  | 3/1/14 |  | SPW-A | Covered PM Repair - Biomedical | MHHS-Greater Heights | [8 empty] | SCALEPLATFORMWHEELCHAIR | Scale, Platform, Wheelchair | Health O Meter
NO | YES |  |  |  | 129-05767 | 129-05767 | Health-O-Meter Inc | 2101KL |  |  | MH MG-(SL)-Physicians At Sugar Creek | MHHS-MG |  | Scale, Platform, Wheelchair |  | 129-05767 | 129-05767 | Sugar Land | MHHS-MG | MH MG-(SL)-Physicians At Sugar Creek | Orange Nurses Station | 11/1/18 |  |  |  | SCALES, PATIENT | Scale, Platform, Wheelchair | SCALEPLATFORMWHEELCHAIR-Health O Meter-2101KL | SCALEPLATFORMWHEELCHAIR | 2101KL |  |  |  | Health O Meter | Scale, Platform, Wheelchair |  | SCALEPLATFORMWHEELCHAIR-Health O Meter-2101KL |  | 3/1/14 |  | SPW-A | Covered PM Repair - Biomedical | MHHS-MG | [8 empty] | SCALEPLATFORMWHEELCHAIR | Scale, Platform, Wheelchair | Health O Meter
NO | YES |  |  |  | 129-05797 | 129-05797 | Health-O-Meter Inc | 2101KL |  |  | MH MG-(SL)-Physicians At Sugar Creek | MHHS-MG |  | Scale, Platform, Wheelchair |  | 129-05797 | 129-05797 | Sugar Land | MHHS-MG | MH MG-(SL)-Physicians At Sugar Creek |  | 11/1/18 | 11/1/19 |  |  | SCALES, PATIENT | Scale, Platform, Wheelchair | SCALEPLATFORMWHEELCHAIR-Health O Meter-2101KL | SCALEPLATFORMWHEELCHAIR | 2101KL |  |  |  | Health O Meter | Scale, Platform, Wheelchair |  | SCALEPLATFORMWHEELCHAIR-Health O Meter-2101KL |  | 3/1/14 |  | SPW-A | Covered PM Repair - Biomedical | MHHS-MG | [8 empty] | SCALEPLATFORMWHEELCHAIR | Scale, Platform, Wheelchair | Health O Meter
NO | YES | Serial Number 475 |  |  | 129-05801 | 129-05801 | Health-O-Meter Inc | 2101KL |  |  | MH MG-(SL)-Physicians At Sugar Creek | MHHS-MG |  | Scale, Platform, Wheelchair |  | 129-05801 | 129-05801 | Sugar Land | MHHS-MG | MH MG-(SL)-Physicians At Sugar Creek | Purple Nurses Station | 11/1/18 |  |  |  | SCALES, PATIENT | Scale, Platform, Wheelchair | SCALEPLATFORMWHEELCHAIR-Health O Meter-2101KL | SCALEPLATFORMWHEELCHAIR | 2101KL |  |  |  | Health O Meter | Scale, Platform, Wheelchair |  | SCALEPLATFORMWHEELCHAIR-Health O Meter-2101KL |  | 3/1/14 |  | SPW-A | Covered PM Repair - Biomedical | MHHS-MG | [8 empty] | SCALEPLATFORMWHEELCHAIR | Scale, Platform, Wheelchair | Health O Meter
NO | YES |  |  |  | 129-05803 | 129-05803 | Health-O-Meter Inc | 2101KL |  |  | MH MG-(SL)-Physicians At Sugar Creek | MHHS-MG |  | Scale, Platform, Wheelchair |  | 129-05803 | 129-05803 | Sugar Land | MHHS-MG | MH MG-(SL)-Physicians At Sugar Creek | Green Pod | 11/1/18 |  |  |  | SCALES, PATIENT | Scale, Platform, Wheelchair | SCALEPLATFORMWHEELCHAIR-Health O Meter-2101KL | SCALEPLATFORMWHEELCHAIR | 2101KL |  |  |  | Health O Meter | Scale, Platform, Wheelchair |  | SCALEPLATFORMWHEELCHAIR-Health O Meter-2101KL |  | 3/1/14 |  | SPW-A | Covered PM Repair - Biomedical | MHHS-MG | [8 empty] | SCALEPLATFORMWHEELCHAIR | Scale, Platform, Wheelchair | Health O Meter
NO | YES |  |  |  | 929-00967 | 929-00967 | Health-O-Meter Inc | 2101KL |  | NSN | GH-Preop | MHHS Orthopedic & Spine |  | Scale, Platform, Wheelchair |  | 929-00967 | 929-00967 | Central | MHHS-Greater Heights | GH-Preop | [5 empty] | SCALES, PATIENT | Scale, Platform, Wheelchair | SCALEPLATFORMWHEELCHAIR-Health O Meter-2101KL | SCALEPLATFORMWHEELCHAIR | 2101KL |  |  |  | Health O Meter | Scale, Platform, Wheelchair |  | SCALEPLATFORMWHEELCHAIR-Health O Meter-2101KL |  | 3/1/14 | MHOSH Inventory Dec 2019 into 2020 - Copy.xls - Already Verified | SPW-A | Covered PM Repair - Biomedical | MHHS Orthopedic & Spine | [8 empty] | SCALEPLATFORMWHEELCHAIR | Scale, Platform, Wheelchair | Health O Meter
NO | YES |  |  |  | 129-07774 | 129-07774 | Health-O-Meter Inc | 2101KL |  | NSN | Sugar Land-Med/Surg-East 4th | MHHS-Sugarland |  | Scale, Platform, Wheelchair |  | 129-07774 | 129-07774 | Sugar Land | MHHS-Sugarland | Sugar Land-Med/Surg-East 4th |  | 12/1/19 | 12/1/20 |  |  | SCALES, PATIENT | Scale, Platform, Wheelchair | SCALEPLATFORMWHEELCHAIR-Health O Meter-2101KL | SCALEPLATFORMWHEELCHAIR | 2101KL |  |  |  | Health O Meter | Scale, Platform, Wheelchair |  | SCALEPLATFORMWHEELCHAIR-Health O Meter-2101KL |  | 3/1/14 |  | SPW-A | Covered PM Repair - Biomedical | MHHS-Sugarland | [8 empty] | SCALEPLATFORMWHEELCHAIR | Scale, Platform, Wheelchair | Health O Meter
NO | YES |  |  |  | 129-07775 | 129-07775 | Health-O-Meter Inc | 2101KL |  | NSN | Sugar Land-Med/Surg-East 4th | MHHS-Sugarland |  | Scale, Platform, Wheelchair |  | 129-07775 | 129-07775 | Sugar Land | MHHS-Sugarland | Sugar Land-Med/Surg-East 4th |  | 12/1/19 |  |  |  | SCALES, PATIENT | Scale, Platform, Wheelchair | SCALEPLATFORMWHEELCHAIR-Health O Meter-2101KL | SCALEPLATFORMWHEELCHAIR | 2101KL |  |  |  | Health O Meter | Scale, Platform, Wheelchair |  | SCALEPLATFORMWHEELCHAIR-Health O Meter-2101KL |  | 3/1/14 |  | SPW-A | Covered PM Repair - Biomedical | MHHS-Sugarland | [8 empty] | SCALEPLATFORMWHEELCHAIR | Scale, Platform, Wheelchair | Health O Meter
NO | NO |  |  |  | 005-11949 |  | Health-O-Meter Inc | 2101KL |  |  | SE - UNIT 1A (OBSERVATION) | MHHS-Southeast |  | Scale, Platform, Wheelchair |  | 005-11949 |  | Southeast & Bay Area |  | SE - UNIT 1A (OBSERVATION) | [5 empty] | SCALES, PATIENT |  | SCALEPLATFORMWHEELCHAIR-Health O Meter-2101KL | SCALEPLATFORMWHEELCHAIR | 2101KL |  |  |  | Health O Meter | Scale, Platform, Wheelchair |  | SCALEPLATFORMWHEELCHAIR-Health O Meter-2101KL |  |  |  |  | Covered PM Repair - Biomedical | MHHS-Southeast
NO | NO | [5 empty] | Health-O-Meter Inc | 2101KLS |  |  | MH MG - (MC) - MEMORIAL CITY (MP3) | MHHS-MG | [5 empty] | West & Memorial City |  | MH MG - (MC) - MEMORIAL CITY (MP3) | [5 empty] | SCALES, PATIENT |  | .needs class |  |  |  |  | .needs class | Health O Meter | [7 empty] | Covered PM Repair - Biomedical | MHHS-MG
NO | YES | [5 empty] | Health-O-Meter Inc |  |  | 9412b0585 | Floor 1 | MHHS-Southwest |  | Scale, Patient |  |  |  | Southwest | Memorial Hermann Southwest Hospital | Floor 1 | Floor 1 | 8/1/19 |  |  | Not working, per staff. | SCALES, PATIENT | Scale, Patient | SCALEPATIENT-Scale-Tronix-2200 | SCALEPATIENT |  |  |  |  | Scale-Tronix | Scale, Patient |  |  | SCALEPATIENT-Scale-Tronix-2200 | 2/1/14 |  | SP-A | Covered PM Repair - Biomedical | MHHS-Southwest | [8 empty] | SCALEPATIENT | Scale, Patient | Scale-Tronix
NO | YES |  |  |  | 005-13026 | 005-13026 | Health-O-Meter Inc | 2210KL |  |  | SE - EMERGENCY CENTER | MHHS-Southeast |  | Scale, Infant |  | 005-13026 | 005-13026 | Southeast | Memorial Hermman South East | SE - EMERGENCY CENTER | Nurse Station | 10/1/19 |  |  |  | SCALES, INFANT |  | SCALEINFANT-Health O Meter-2210 KL | SCALEINFANT | 2210 KL |  |  |  | Health O Meter | Scale, Infant |  |  | SCALEINFANT-Health O Meter-2210 KL |  |  |  | Covered PM Repair - Biomedical | MHHS-Southeast
NO | NO |  |  |  | 005-13027 |  | Health-O-Meter Inc | 2210KL |  |  | SE - EMERGENCY CENTER | MHHS-Southeast |  | Scale, Infant |  | 005-13027 |  | Southeast & Bay Area |  | SE - EMERGENCY CENTER | [5 empty] | SCALES, INFANT |  | SCALEINFANT-Health O Meter-2210 KL | SCALEINFANT | 2210 KL |  |  |  | Health O Meter | Scale, Infant |  |  | SCALEINFANT-Health O Meter-2210 KL |  |  |  | Not Covered Vendor Only - Lab Ana/Anes | MHHS-Southeast
NO | YES |  |  |  | 013-36452 | 013-36452 | Health-O-Meter Inc | 2500KL |  |  | CBC - (SW) - ALIEF CLINIC | MHHS-Neighborhood Clinics |  | Scale, Patient |  | 013-36452 | 013-36452 | Southwest |  | CBC - (SW) - ALIEF CLINIC |  | 08/03/2018 |  |  |  | SCALES, PATIENT |  | SCALEPATIENT-Health O Meter-2500KL | SCALEPATIENT | 2500KL |  |  |  | Health O Meter | Scale, Patient |  | SCALEPATIENT-Health O Meter-2500KL |  | 06/26/2013 |  |  | Covered PM Repair - Biomedical | MHHS-Neighborhood Clinics
NO | NO |  |  |  | 129-06592 |  | Health-O-Meter Inc | 2500KL |  | n/a | MH MG - (STX) - SOUTH TEXAS - WHARTON | MHHS-MG |  | Scale, Patient |  | 129-06592 |  | South |  | MH MG - (STX) - SOUTH TEXAS - WHARTON | [5 empty] | SCALES, PATIENT |  | SCALEPATIENT-Health O Meter-2500KL | SCALEPATIENT | 2500KL |  |  |  | Health O Meter | Scale, Patient |  | SCALEPATIENT-Health O Meter-2500KL |  |  |  |  | Not Covered Vendor Only - Biomedical | MHHS-MG
NO | YES |  |  |  | 142-08364 | 142-08364 | Health-O-Meter Inc | 2595KL |  |  | NE-ER | MHHS-Northeast |  | Scale, Chair |  | 142-08364 | 142-08364 | Katy | MHHS-Northeast | NE-ER | Er 25 | 9/1/19 | 9/1/20 |  |  | SCALES, PATIENT | Scale, Chair | SCALECHAIR-Health O Meter-2595KL | SCALECHAIR | 2595KL |  |  |  | Health O Meter | Scale, Chair |  | SCALECHAIR-Health O Meter-2595KL |  |  |  | SCH-A | Covered PM Repair - Biomedical | MHHS-Northeast | [8 empty] | SCALECHAIR | Scale, Chair | Health O Meter
NO | NO |  |  |  | 029-11937 |  | Health-O-Meter Inc | 2595KL |  |  | MNA - (WDLS) - THE WOODLANDS (MP4) | MHHS - Mischer Neuroscience |  | Scale, Chair |  | 029-11937 |  | Woodlands |  | MNA - (WDLS) - THE WOODLANDS (MP4) | [5 empty] | SCALES, PATIENT |  | SCALECHAIR-Health O Meter-2595KL | SCALECHAIR | 2595KL |  |  |  | Health O Meter | Scale, Chair |  | SCALECHAIR-Health O Meter-2595KL |  |  |  |  | Covered PM Repair - Biomedical | MHHS - Mischer Neuroscience
NO | YES |  |  |  | 069-42095 | 069-42095 | Health-O-Meter Inc | 2600KL |  | 2600L02758 | TMC-Dialysis-Adult (9J) | MHHS-TMC |  | Scale, Platform, Wheelchair |  | 069-42095 | 069-42095 | TMC | MHHS-TMC | TMC-Dialysis-Adult (9J) | J9 486 | 2/1/20 |  | 2/1/21 |  | SCALES, PATIENT | Scale, Platform, Wheelchair | SCALEPLATFORMWHEELCHAIR-Health O Meter-2600KL | SCALEPLATFORMWHEELCHAIR | 2600KL |  |  |  | Health O Meter | Scale, Platform, Wheelchair |  | SCALEPLATFORMWHEELCHAIR-Health O Meter-2600KL |  |  |  | SPW-A | Covered PM Repair - Biomedical | MHHS-TMC | [8 empty] | SCALEPLATFORMWHEELCHAIR | Scale, Platform, Wheelchair | Health O Meter
NO | NO |  |  |  | 583-01022 |  | Health-O-Meter Inc | 2600KL |  | 2600 000591 | KATY REHAB - NURSING | MHHS-Katy Rehab |  | Scale, Platform, Wheelchair |  | 583-01022 |  | Katy |  | KATY REHAB - NURSING | [5 empty] | SCALES, PATIENT |  | SCALEPLATFORMWHEELCHAIR-Health O Meter-2600KL | SCALEPLATFORMWHEELCHAIR | 2600KL |  |  |  | Health O Meter | Scale, Platform, Wheelchair |  | SCALEPLATFORMWHEELCHAIR-Health O Meter-2600KL |  |  |  |  | Covered PM Repair - Biomedical | MHHS-Katy Rehab
NO | NO |  |  |  | 005-11645 |  | Health-O-Meter Inc | 2600KL |  | 2600L02623 | SE - EMERGENCY CENTER | MHHS-Southeast |  | Scale, Platform, Wheelchair |  | 005-11645 |  | Southeast & Bay Area |  | SE - EMERGENCY CENTER | [5 empty] | SCALES, PATIENT |  | SCALEPLATFORMWHEELCHAIR-Health O Meter-2600KL | SCALEPLATFORMWHEELCHAIR | 2600KL |  |  |  | Health O Meter | Scale, Platform, Wheelchair |  | SCALEPLATFORMWHEELCHAIR-Health O Meter-2600KL |  |  |  |  | Covered PM Repair - Biomedical | MHHS-Southeast
NO | NO |  |  |  | 241-02539 |  | Health-O-Meter Inc | 2600KL |  | 2600L 00390 | TIRR - KIRBY GLENN | MHHS-TIRR |  | Scale, Platform, Wheelchair |  | 241-02539 |  | TMC |  | TIRR - KIRBY GLENN | [5 empty] | SCALES, PATIENT |  | SCALEPLATFORMWHEELCHAIR-Health O Meter-2600KL | SCALEPLATFORMWHEELCHAIR | 2600KL |  |  |  | Health O Meter | Scale, Platform, Wheelchair |  | SCALEPLATFORMWHEELCHAIR-Health O Meter-2600KL |  |  |  |  | Covered PM Repair - Biomedical | MHHS-TIRR
NO | YES |  |  |  | 151-02622 | 151-02622 | Health-O-Meter Inc | 3400KL |  |  | CY - NICU | MHHS-Cypress |  | Scale, Infant |  | 151-02622 | 151-02622 | Northwest | Cypress | CY - NICU | NICU 2 | 3/1/19 | 3/1/20 |  |  | SCALES, PATIENT | Scale, Infant | SCALEINFANT-Health O Meter-3400KL | SCALEINFANT | 3400KL |  |  |  | Health O Meter | Scale, Infant |  | SCALEINFANT-Health O Meter-3400KL |  | 2/15/15 |  | SI-A | Covered PM Repair - Biomedical | MHHS-Cypress | [8 empty] | SCALEINFANT | Scale, Infant | Health O Meter
NO | YES |  |  |  | 151-02623 | 151-02623 | Health-O-Meter Inc | 3400KL |  |  | CY-NICU | MHHS-Cypress |  | Scale, Infant |  | 151-02623 | 151-02623 | Northwest | MHHS-Cypress | CY-NICU | Nicu 3 | 3/1/19 | 3/1/20 |  |  | SCALES, PATIENT | Scale, Infant | SCALEINFANT-Health O Meter-3400KL | SCALEINFANT | 3400KL |  |  |  | Health O Meter | Scale, Infant |  | SCALEINFANT-Health O Meter-3400KL |  | 2/15/15 |  | SI-A | Covered PM Repair - Biomedical | MHHS-Cypress | [8 empty] | SCALEINFANT | Scale, Infant | Health O Meter
NO | YES |  |  |  | 151-02627 | 151-02627 | Health-O-Meter Inc | 3400KL |  |  | CY-NICU | MHHS-Cypress |  | Scale, Infant |  | 151-02627 | 151-02627 | Northwest | MHHS-Cypress | CY-NICU | Nursery | 3/1/19 | 3/1/20 |  |  | SCALES, PATIENT | Scale, Infant | SCALEINFANT-Health O Meter-3400KL | SCALEINFANT | 3400KL |  |  |  | Health O Meter | Scale, Infant |  | SCALEINFANT-Health O Meter-3400KL |  | 2/15/15 |  | SI-A | Covered PM Repair - Biomedical | MHHS-Cypress | [8 empty] | SCALEINFANT | Scale, Infant | Health O Meter
NO | YES |  |  |  | 151-02628 | 151-02628 | Health-O-Meter Inc | 3400KL |  |  | CY-NICU | MHHS-Cypress |  | Scale, Infant |  | 151-02628 | 151-02628 | Northwest | MHHS-Cypress | CY-NICU | NICU 4 | 3/1/19 | 3/1/20 |  |  | SCALES, PATIENT | Scale, Infant | SCALEINFANT-Health O Meter-3400KL | SCALEINFANT | 3400KL |  |  |  | Health O Meter | Scale, Infant |  | SCALEINFANT-Health O Meter-3400KL |  | 2/15/15 |  | SI-A | Covered PM Repair - Biomedical | MHHS-Cypress | [8 empty] | SCALEINFANT | Scale, Infant | Health O Meter
NO | YES |  |  |  | 005-33421 | 005-33421 | Health-O-Meter Inc | 3400KL |  |  | SE-Labor & Delivery | MHHS-Southeast |  | Scale, Infant |  | 005-33421 | 005-33421 | Southeast | MHHS-Southeast | SE-Labor & Delivery | Or 1 |  |  |  | No pm | SCALES, PATIENT |  | SCALEINFANT-Health O Meter-3400KL | SCALEINFANT | 3400KL |  |  |  | Health O Meter | Scale, Infant |  | SCALEINFANT-Health O Meter-3400KL |  | 2/15/13 |  |  | Covered PM Repair - Biomedical | MHHS-Southeast
NO | YES |  |  |  | 069-42016 | 069-42016 | Health-O-Meter Inc | 3400KL |  |  | TMC-Children's-L&D (5Hp) | MHHS-TMC |  | Scale, Infant |  | 069-42016 | 069-42016 | TMC | MHHS-TMC | TMC-Children's-L&D (5Hp) |  | 2/1/19 |  |  |  | SCALES, PATIENT |  | SCALEINFANT-Health O Meter-3400KL | SCALEINFANT | 3400KL |  |  |  | Health O Meter | Scale, Infant |  | SCALEINFANT-Health O Meter-3400KL |  |  | Verified 3/30/2020 4:07pm (Central) |  | Covered PM Repair - Biomedical | MHHS-TMC
NO | YES |  |  |  | 069-42017 | 069-42017 | Health-O-Meter Inc | 3400KL |  |  | TMC-Children's-L&D (5Hp) | MHHS-TMC |  | Scale, Infant |  | 069-42017 | 069-42017 | TMC | MHHS-TMC | TMC-Children's-L&D (5Hp) |  | 2/1/19 |  |  |  | SCALES, PATIENT |  | SCALEINFANT-Health O Meter-3400KL | SCALEINFANT | 3400KL |  |  |  | Health O Meter | Scale, Infant |  | SCALEINFANT-Health O Meter-3400KL |  | 4/21/16 | Verified 3/30/2020 4:07pm (Central) |  | Covered PM Repair - Biomedical | MHHS-TMC
NO | YES |  |  |  | 069-42018 | 069-42018 | Health-O-Meter Inc | 3400KL |  |  | TMC-Children's-L&D (5Hp) | MHHS-TMC |  | Scale, Infant |  | 069-42018 | 069-42018 | TMC | MHHS-TMC | TMC-Children's-L&D (5Hp) |  | 2/4/19 |  |  |  | SCALES, PATIENT |  | SCALEINFANT-Health O Meter-3400KL | SCALEINFANT | 3400KL |  |  |  | Health O Meter | Scale, Infant |  | SCALEINFANT-Health O Meter-3400KL |  | 4/21/17 | Verified 3/30/2020 4:07pm (Central) |  | Covered PM Repair - Biomedical | MHHS-TMC
NO | NO |  |  |  | 005-12973 |  | Health-O-Meter Inc | 3400KL |  |  | SE - LABOR & DELIVERY | MHHS-Southeast |  | Scale, Infant |  | 005-12973 |  | Southeast & Bay Area |  | SE - LABOR & DELIVERY | [5 empty] | SCALES, PATIENT |  | SCALEINFANT-Health O Meter-3400KL | SCALEINFANT | 3400KL |  |  |  | Health O Meter | Scale, Infant |  | SCALEINFANT-Health O Meter-3400KL |  |  |  |  | Covered PM Repair - Biomedical | MHHS-Southeast
NO | NO |  |  |  | 069-42019 |  | Health-O-Meter Inc | 3400KL |  |  | TMC - CHILDRENS - L&D (5HP) | MHHS-TMC |  | Scale, Infant |  | 069-42019 |  | TMC |  | TMC - CHILDRENS - L&D (5HP) | [5 empty] | SCALES, PATIENT |  | SCALEINFANT-Health O Meter-3400KL | SCALEINFANT | 3400KL |  |  |  | Health O Meter | Scale, Infant |  | SCALEINFANT-Health O Meter-3400KL |  |  |  |  | Covered PM Repair - Biomedical | MHHS-TMC
NO | NO |  |  |  | 069-42020 |  | Health-O-Meter Inc | 3400KL |  |  | TMC - CHILDRENS - L&D (5HP) | MHHS-TMC |  | Scale, Infant |  | 069-42020 |  | TMC |  | TMC - CHILDRENS - L&D (5HP) | [5 empty] | SCALES, PATIENT |  | SCALEINFANT-Health O Meter-3400KL | SCALEINFANT | 3400KL |  |  |  | Health O Meter | Scale, Infant |  | SCALEINFANT-Health O Meter-3400KL |  |  |  |  | Covered PM Repair - Biomedical | MHHS-TMC
NO | NO |  |  |  | 000-05066 |  | Health-O-Meter Inc | 349KLX |  | 000-05066 | SMR - (MC) - WESTSIDE | MHHS-SMR |  | Scale, Patient |  | 000-05066 |  | West & Memorial City |  | SMR - (MC) - WESTSIDE | [5 empty] | SCALES, PATIENT |  | SCALEPATIENT-Health O Meter-349KLX | SCALEPATIENT | 349KLX |  |  |  | Health O Meter | Scale, Patient |  | SCALEPATIENT-Health O Meter-349KLX |  |  |  |  | Not Covered Vendor Only - Biomedical | MHHS-SMR
NO | NO |  |  |  | 041-20184 |  | Health-O-Meter Inc | 400 DLF |  | N/A | MH MG - (MC) - UROLOGY MC (MP3) | MHHS-MG |  |  |  | 041-20184 |  | West & Memorial City |  | MH MG - (MC) - UROLOGY MC (MP3) | [5 empty] | SCALES, PATIENT |  | .needs class |  |  |  |  | .needs class | Health O Meter | [7 empty] | Covered PM Repair - Biomedical | MHHS-MG
NO | NO |  |  |  | 041-32050 |  | Health-O-Meter Inc | 400KL |  | None | CAHF - (MC) - MEMORIAL CITY [MP3-STE300] | MHHS - Heart Failure Clinics |  | Scale, Patient |  | 041-32050 |  | West & Memorial City |  | CAHF - (MC) - MEMORIAL CITY [MP3-STE300] | [5 empty] | SCALES, PATIENT |  | SCALEPATIENT-Health O Meter-400KL | SCALEPATIENT | 400KL |  |  |  | Health O Meter | Scale, Patient |  | SCALEPATIENT-Health O Meter-400KL |  |  |  |  | Covered PM Repair - Biomedical | MHHS - Heart Failure Clinics
NO | YES |  |  |  | 041-18916 | 041-18916 | Health-O-Meter Inc | 402KL |  |  | MEMORIAL CITY - WOUND CARE | MHHS-Mem City |  | Scale, Patient |  | 041-18916 | 041-18916 | West | West | MEMORIAL CITY - WOUND CARE | Treatment Room 5 |  |  |  |  | SCALES, PATIENT |  | SCALEPATIENT-Health O Meter-402KL | SCALEPATIENT | 402KL |  |  |  | Health O Meter | Scale, Patient |  | SCALEPATIENT-Health O Meter-402KL |  |  |  |  | Covered PM Repair - Biomedical | MHHS-Mem City
NO | YES |  |  |  | 041-20800 | 041-20800 | Health-O-Meter Inc | 499KL |  |  | MEMORIAL CITY - PEDIATRICS | MHHS-Mem City |  | Scale, Patient |  | 041-20800 | 041-20800 | West | Memorial Hermann Memorial City Medical Center | MEMORIAL CITY - PEDIATRICS | MH4 404 Special Bathing |  |  |  |  | SCALES, PATIENT |  | SCALEPATIENT-Health O Meter-499KL | SCALEPATIENT | 499KL |  |  |  | Health O Meter | Scale, Patient |  | SCALEPATIENT-Health O Meter-499KL |  |  |  |  | Covered PM Repair - Biomedical | MHHS-Mem City
NO | YES |  |  |  | 029-12064 | 029-12064 | Health-O-Meter Inc | 499KL |  |  | SMR-(WDLS)-Conroe North | MHHS-SMR |  | Scale, Patient |  | 029-12064 | 029-12064 | Woodlands | MHHS-Others | SMR-(WDLS)-Conroe North | Back room | 3/1/18 |  | 3/1/19 |  | SCALES, PATIENT | Scale, Patient | SCALEPATIENT-Health O Meter-499KL | SCALEPATIENT | 499KL |  |  |  | Health O Meter | Scale, Patient |  | SCALEPATIENT-Health O Meter-499KL |  |  |  | SP-A | Covered PM Repair - Biomedical | MHHS-SMR | [8 empty] | SCALEPATIENT | Scale, Patient | Health O Meter
NO | NO |  |  |  | 069-44363 |  | Health-O-Meter Inc | 499KL |  |  | TMC - JONES - SPECIALTY SURGERY (3J) | MHHS-TMC |  | Scale, Patient |  | 069-44363 |  | TMC |  | TMC - JONES - SPECIALTY SURGERY (3J) | [5 empty] | SCALES, PATIENT |  | SCALEPATIENT-Health O Meter-499KL | SCALEPATIENT | 499KL |  |  |  | Health O Meter | Scale, Patient |  | SCALEPATIENT-Health O Meter-499KL |  |  |  |  | Covered PM Repair - Biomedical | MHHS-TMC
NO | YES |  |  |  | 000-03822 | 000-03822 | Health-O-Meter Inc | 500KL |  |  | MH MG-(PL)-Central Pearland | MHHS-MG |  | Scale, Patient |  | 000-03822 | 000-03822 | Pearland | MHHS-MG | MH MG-(PL)-Central Pearland | Exam room 1 | 6/1/19 | 6/1/20 |  |  | SCALES, PATIENT | Scale, Patient | SCALEPATIENT-Health O Meter-500KL | SCALEPATIENT | 500KL |  |  |  | Health O Meter | Scale, Patient |  | SCALEPATIENT-Health O Meter-500KL |  | 6/1/17 |  | SP-A | Covered PM Repair - Biomedical | MHHS-MG | [8 empty] | SCALEPATIENT | Scale, Patient | Health O Meter
NO | YES | Asset Tag 005-10216 |  |  | 005-10216 | 005-10216 | Health-O-Meter Inc | 500KL |  |  | MH MG-(PL)-Pearland Multi-Specialty (Mp 2) | MHHS-MG |  | Scale, Patient |  | 005-10216 | 005-10216 | Pearland | MHHS-MG | MH MG-(PL)-Pearland Multi-Specialty (Mp 2) | Nurses Station | 2/1/19 | 2/1/20 |  |  | SCALES, PATIENT | Scale, Patient | SCALEPATIENT-Health O Meter-500KL | SCALEPATIENT | 500KL |  |  |  | Health O Meter | Scale, Patient |  | SCALEPATIENT-Health O Meter-500KL |  | 6/1/17 |  | SP-A | Covered PM Repair - Biomedical | MHHS-MG | [8 empty] | SCALEPATIENT | Scale, Patient | Health O Meter
NO | YES | Asset Tag 005-10217 |  |  | 005-10217 | 005-10217 | Health-O-Meter Inc | 500KL |  |  | MH MG-(PL)-Pearland Timeshare (Mp1) | MHHS-MG |  | Scale, Patient |  | 005-10217 | 005-10217 | Pearland | MHHS-MG | MH MG-(PL)-Pearland Timeshare (Mp1) | Treadmill / procedure rm | 2/1/19 | 2/1/20 |  |  | SCALES, PATIENT | Scale, Patient | SCALEPATIENT-Health O Meter-500KL | SCALEPATIENT | 500KL |  |  |  | Health O Meter | Scale, Patient |  | SCALEPATIENT-Health O Meter-500KL |  | 6/1/17 |  | SP-A | Covered PM Repair - Biomedical | MHHS-MG | [8 empty] | SCALEPATIENT | Scale, Patient | Health O Meter
NO | YES |  |  |  | 005-10218 | 005-10218 | Health-O-Meter Inc | 500KL |  |  | MH MG-(PL)-Pearland Timeshare (Mp1) | MHHS-MG |  | Scale, Patient |  | 005-10218 | 005-10218 | Pearland | MHHS-MG | MH MG-(PL)-Pearland Timeshare (Mp1) | By room 8 | 2/1/19 | 2/1/20 |  |  | SCALES, PATIENT | Scale, Patient | SCALEPATIENT-Health O Meter-500KL | SCALEPATIENT | 500KL |  |  |  | Health O Meter | Scale, Patient |  | SCALEPATIENT-Health O Meter-500KL |  | 6/1/17 |  | SP-A | Covered PM Repair - Biomedical | MHHS-MG | [8 empty] | SCALEPATIENT | Scale, Patient | Health O Meter
NO | YES |  |  |  | 151-02316 | 151-02316 | Health-O-Meter Inc | 500KL |  |  | CY-ER | MHHS-Cypress |  | Scale, Patient |  | 151-02316 | 151-02316 | Northwest | MHHS-Cypress | CY-ER | Triage 2 | 2/1/19 | 2/1/20 |  |  | SCALES, PATIENT | Scale, Patient | SCALEPATIENT-Health O Meter-500KL | SCALEPATIENT | 500KL |  |  |  | Health O Meter | Scale, Patient |  | SCALEPATIENT-Health O Meter-500KL |  | 5/18/13 |  | SP-A | Covered PM Repair - Biomedical | MHHS-Cypress | [8 empty] | SCALEPATIENT | Scale, Patient | Health O Meter
NO | YES |  |  |  | 133-08860 | 133-08860 | Health-O-Meter Inc | 500KL |  | 500 0094896 | Katy-Ob Special Observation-3E | MHHS-Katy |  | Scale, Patient |  | 133-08860 | 133-08860 | Katy | MHHS-Katy | Katy-Ob Special Observation-3E | Treatment room | 7/1/19 | 7/1/20 |  |  | SCALES, PATIENT | Scale, Patient | SCALEPATIENT-Health O Meter-500KL | SCALEPATIENT | 500KL |  |  |  | Health O Meter | Scale, Patient |  | SCALEPATIENT-Health O Meter-500KL |  |  |  | SP-A | Covered PM Repair - Biomedical | MHHS-Katy | [8 empty] | SCALEPATIENT | Scale, Patient | Health O Meter
NO | YES |  |  |  | 133-08592 | 133-08592 | Health-O-Meter Inc | 500KL |  |  |  | MHHS-Katy |  | Scale, Patient |  | 133-08592 | 133-08592 | Katy | Memorial Hermann Katy Hospital Maternal Fetal Medine 305 |  | NST Room | 7/1/19 | 7/1/20 |  |  | SCALES, PATIENT | Scale, Patient | SCALEPATIENT-Health O Meter-500KL | SCALEPATIENT | 500KL |  |  |  | Health O Meter | Scale, Patient |  | SCALEPATIENT-Health O Meter-500KL |  | 4/6/13 |  | SP-A | Covered PM Repair - Biomedical | MHHS-Katy | [8 empty] | SCALEPATIENT | Scale, Patient | Health O Meter
NO | YES |  |  |  | 041-20208 |  | Health-O-Meter Inc | 500KL |  |  | MH MG - (MC) - PHILLIPS 66 | MHHS-MG |  | Scale, Patient |  | 041-20208 |  | West & Memorial City |  | MH MG - (MC) - PHILLIPS 66 |  | 08/22/2018 |  |  |  | SCALES, PATIENT |  | SCALEPATIENT-Health O Meter-500KL | SCALEPATIENT | 500KL |  |  |  | Health O Meter | Scale, Patient |  | SCALEPATIENT-Health O Meter-500KL |  | 02/01/2014 |  |  | Covered PM Repair - Biomedical | MHHS-MG
NO | YES | [5 empty] | Health-O-Meter Inc | 500KL |  |  | CBC - (GH) - HOGG MIDDLE SCHOOL CLINIC | MHHS-Neighborhood Clinics |  | Scale, Patient |  |  |  | Central & Greater Heights |  | CBC - (GH) - HOGG MIDDLE SCHOOL CLINIC |  | 04/03/2018 |  |  |  | SCALES, PATIENT |  | SCALEPATIENT-Health O Meter-500KL | SCALEPATIENT | 500KL |  |  |  | Health O Meter | Scale, Patient |  | SCALEPATIENT-Health O Meter-500KL |  | 05/18/2013 |  |  | Covered PM Repair - Biomedical | MHHS-Neighborhood Clinics
NO | YES |  |  |  | 929-01441 | 929-01441 | Health-O-Meter Inc | 500KL |  |  | CBC - (GH) - NORTHWEST BURBANK HEALTH CENTER | MHHS-Neighborhood Clinics |  | Scale, Patient |  | 929-01441 | 929-01441 | Central & Greater Heights |  | CBC - (GH) - NORTHWEST BURBANK HEALTH CENTER |  | 08/02/2019 |  |  |  | SCALES, PATIENT |  | SCALEPATIENT-Health O Meter-500KL | SCALEPATIENT | 500KL |  |  |  | Health O Meter | Scale, Patient |  | SCALEPATIENT-Health O Meter-500KL |  | 11/01/2012 |  |  | Covered PM Repair - Biomedical | MHHS-Neighborhood Clinics
NO | YES |  |  |  | 005-10237 | 005-10237 | Health-O-Meter Inc | 500KL |  | 500 0080359 | CBC - (SE) - KRUSE CLINIC | MHHS-Neighborhood Clinics |  | Scale, Patient |  | 005-10237 | 005-10237 | Southeast & Bay Area |  | CBC - (SE) - KRUSE CLINIC |  | 10/31/2018 |  |  |  | SCALES, PATIENT |  | SCALEPATIENT-Health O Meter-500KL | SCALEPATIENT | 500KL |  |  |  | Health O Meter | Scale, Patient |  | SCALEPATIENT-Health O Meter-500KL |  | 06/04/2015 |  |  | Covered PM Repair - Biomedical | MHHS-Neighborhood Clinics
NO | YES |  |  |  | 005-11853 | 005-11853 | Health-O-Meter Inc | 500KL |  |  | CBC - (SE) - MATTHYS ELEMENTARY SCHOOL | MHHS-Neighborhood Clinics |  | Scale, Patient |  | 005-11853 | 005-11853 | Southeast & Bay Area |  | CBC - (SE) - MATTHYS ELEMENTARY SCHOOL |  | 07/17/2018 |  |  |  | SCALES, PATIENT |  | SCALEPATIENT-Health O Meter-500KL | SCALEPATIENT | 500KL |  |  |  | Health O Meter | Scale, Patient |  | SCALEPATIENT-Health O Meter-500KL |  | 02/01/2014 |  |  | Covered PM Repair - Biomedical | MHHS-Neighborhood Clinics
NO | YES |  |  |  | 013-36027 | 013-36027 | Health-O-Meter Inc | 500KL |  |  | CBC - (SW) - ELROD ELEMENTARY SCHOOL CLINIC | MHHS-Neighborhood Clinics |  | Scale, Patient |  | 013-36027 | 013-36027 | Southwest |  | CBC - (SW) - ELROD ELEMENTARY SCHOOL CLINIC |  | 08/03/2018 |  |  |  | SCALES, PATIENT |  | SCALEPATIENT-Health O Meter-500KL | SCALEPATIENT | 500KL |  |  |  | Health O Meter | Scale, Patient |  | SCALEPATIENT-Health O Meter-500KL |  | 02/01/2014 |  |  | Covered PM Repair - Biomedical | MHHS-Neighborhood Clinics
NO | YES |  |  |  | 041-12579 | 041-12579 | Health-O-Meter Inc | 500KL |  |  | Neural science | MHHS-Mem City |  | Scale, Patient |  | 041-12579 | 041-12579 | Memorial city - memorial herman hospital | Memorial city | Neural science | E6423 clean utility |  |  |  | No pm found | SCALES, PATIENT |  | SCALEPATIENT-Health O Meter-500KL | SCALEPATIENT | 500KL |  |  |  | Health O Meter | Scale, Patient |  | SCALEPATIENT-Health O Meter-500KL |  |  |  |  | Not Covered Vendor Only - Biomedical | MHHS-Mem City
NO | YES | Asset Tag 041-17788 |  |  | 041-17788 | 041-17788 | Health-O-Meter Inc | 500KL |  |  | MEMORIAL CITY - ER | MHHS-Mem City |  | Scale, Patient |  | 041-17788 | 041-17788 | West | Memorial City - Memorial Hermann Hospital | MEMORIAL CITY - ER | Peds |  |  |  |  | SCALES, PATIENT |  | SCALEPATIENT-Health O Meter-500KL | SCALEPATIENT | 500KL |  |  |  | Health O Meter | Scale, Patient |  | SCALEPATIENT-Health O Meter-500KL |  |  |  |  | Not Covered Vendor Only - Biomedical | MHHS-Mem City
NO | YES |  |  |  | 041-18707 | 041-18707 | Health-O-Meter Inc | 500KL |  |  | Memorial City-Labor & Delivery | MHHS-Mem City |  | Scale, Patient |  | 041-18707 | 041-18707 | West | MHHS-Mem City | Memorial City-Labor & Delivery | Hall | 3/1/19 |  |  |  | SCALES, PATIENT |  | SCALEPATIENT-Health O Meter-500KL | SCALEPATIENT | 500KL |  |  |  | Health O Meter | Scale, Patient |  | SCALEPATIENT-Health O Meter-500KL |  | 7/15/20 |  |  | Not Covered Vendor Only - Biomedical | MHHS-Mem City
NO | YES |  |  |  |  | 041-12572 | Health-O-Meter Inc | 500KL |  |  | Memorial City-Labor & Delivery | MHHS-Mem City |  | Scale, Patient |  |  | 041-12572 | West | MHHS-Mem City | Memorial City-Labor & Delivery |  | 11/1/19 |  |  |  | SCALES, PATIENT |  | SCALEPATIENT-Health O Meter-500KL | SCALEPATIENT | 500KL |  |  |  | Health O Meter | Scale, Patient |  | SCALEPATIENT-Health O Meter-500KL |  | 11/30/17 |  |  | Covered PM Repair - Biomedical | MHHS-Mem City
NO | YES |  |  |  | 041-12578 | 041-12578 | Health-O-Meter Inc | 500KL |  |  | Memorial City MHT/Med Surg | MHHS-Mem City |  | Scale, Patient |  | 041-12578 | 041-12578 | West | Memorial Hermann - Memorial City | Memorial City MHT/Med Surg | MH6 418 Dialysis Equipment Storage |  |  |  |  | SCALES, PATIENT |  | SCALEPATIENT-Health O Meter-500KL | SCALEPATIENT | 500KL |  |  |  | Health O Meter | Scale, Patient |  | SCALEPATIENT-Health O Meter-500KL |  |  |  |  | Covered PM Repair - Biomedical | MHHS-Mem City
NO | YES |  |  |  | 041-20661 | 041-20661 | Health-O-Meter Inc | 500KL |  |  | Medical Plaza 4 Pelvic Floor Health Center | MHHS-Mem City |  | Scale, Patient |  | 041-20661 | 041-20661 | West | Memorial Hermann Memorial City Medical Center | Medical Plaza 4 Pelvic Floor Health Center | Suite 350, Hallway. Exam Room 2 |  |  |  |  | SCALES, PATIENT |  | SCALEPATIENT-Health O Meter-500KL | SCALEPATIENT | 500KL |  |  |  | Health O Meter | Scale, Patient |  | SCALEPATIENT-Health O Meter-500KL |  |  |  |  | Covered PM Repair - Biomedical | MHHS-Mem City
NO | YES |  |  |  | 041-20662 | 041-20662 | Health-O-Meter Inc | 500KL |  |  | Medical Plaza 4 Pelvic Floor Health Center | MHHS-Mem City |  | Scale, Patient |  | 041-20662 | 041-20662 | West | Memorial Hermann Memorial City Medical Center | Medical Plaza 4 Pelvic Floor Health Center | Suite 350, Hallway. Procedure Room 1 |  |  |  |  | SCALES, PATIENT |  | SCALEPATIENT-Health O Meter-500KL | SCALEPATIENT | 500KL |  |  |  | Health O Meter | Scale, Patient |  | SCALEPATIENT-Health O Meter-500KL |  |  |  |  | Covered PM Repair - Biomedical | MHHS-Mem City
NO | YES |  |  |  | 041-12569 | 041-12569 | Health-O-Meter Inc | 500KL |  |  | Memorial City-Postpartum-Nursery | MHHS-Mem City |  | Scale, Patient |  | 041-12569 | 041-12569 | West | MHHS-Mem City | Memorial City-Postpartum-Nursery | Equipment room |  |  |  |  | SCALES, PATIENT |  | SCALEPATIENT-Health O Meter-500KL | SCALEPATIENT | 500KL |  |  |  | Health O Meter | Scale, Patient |  | SCALEPATIENT-Health O Meter-500KL |  | 11/30/17 |  |  | Covered PM Repair - Biomedical | MHHS-Mem City
NO | YES |  |  |  | 929-01420 | 929-01420 | Health-O-Meter Inc | 500KL |  |  | MH MG-(CY)-Cypress Multi Specialty | MHHS-MG |  | Scale, Patient |  | 929-01420 | 929-01420 | Northwest | MHHS-MG | MH MG-(CY)-Cypress Multi Specialty | Near exam 6 |  |  |  | No pm required sticker | SCALES, PATIENT | Scale, Patient | SCALEPATIENT-Health O Meter-500KL | SCALEPATIENT | 500KL |  |  |  | Health O Meter | Scale, Patient |  | SCALEPATIENT-Health O Meter-500KL |  |  |  | SP-A | Covered PM Repair - Biomedical | MHHS-MG | [8 empty] | SCALEPATIENT | Scale, Patient | Health O Meter
NO | YES |  |  |  | 929-01421 | 929-01421 | Health-O-Meter Inc | 500KL |  |  | MH MG-(CY)-Cypress Multi Specialty | MHHS-MG |  | Scale, Patient |  | 929-01421 | 929-01421 | Northwest | MHHS-MG | MH MG-(CY)-Cypress Multi Specialty | Hallway outside Physician Office |  |  |  |  | SCALES, PATIENT | Scale, Patient | SCALEPATIENT-Health O Meter-500KL | SCALEPATIENT | 500KL |  |  |  | Health O Meter | Scale, Patient |  | SCALEPATIENT-Health O Meter-500KL |  | 5/20/13 |  | SP-A | Covered PM Repair - Biomedical | MHHS-MG | [8 empty] | SCALEPATIENT | Scale, Patient | Health O Meter
NO | YES |  |  |  | 929-01422 | 929-01422 | Health-O-Meter Inc | 500KL |  |  | MH MG-(CY)-Cypress Multi Specialty | MHHS-MG |  | Scale, Patient |  | 929-01422 | 929-01422 | Northwest | MHHS-MG | MH MG-(CY)-Cypress Multi Specialty | Nurses station |  |  |  |  | SCALES, PATIENT | Scale, Patient | SCALEPATIENT-Health O Meter-500KL | SCALEPATIENT | 500KL |  |  |  | Health O Meter | Scale, Patient |  | SCALEPATIENT-Health O Meter-500KL |  | 5/20/13 |  | SP-A | Covered PM Repair - Biomedical | MHHS-MG | [8 empty] | SCALEPATIENT | Scale, Patient | Health O Meter
NO | YES |  |  |  | 041-19989 | 041-19989 | Health-O-Meter Inc | 500KL |  |  | MH MG-(CY)-Fairfield [Mp1-Ste100] | MHHS-MG |  | Scale, Patient |  | 041-19989 | 041-19989 | Northwest | MHHS-MG | MH MG-(CY)-Fairfield [Mp1-Ste100] | Hallway | 3/1/18 |  |  |  | SCALES, PATIENT | Scale, Patient | SCALEPATIENT-Health O Meter-500KL | SCALEPATIENT | 500KL |  |  |  | Health O Meter | Scale, Patient |  | SCALEPATIENT-Health O Meter-500KL |  | 5/20/13 |  | SP-A | Covered PM Repair - Biomedical | MHHS-MG | [8 empty] | SCALEPATIENT | Scale, Patient | Health O Meter
NO | YES |  |  |  | 009-10582 | 009-10582 | Health-O-Meter Inc | 500KL |  |  | MH MG-(GH)-GH CCC-Timeshare | MHHS-MG |  | Scale, Patient |  | 009-10582 | 009-10582 | Central | MHHS-MG | MH MG-(GH)-GH CCC-Timeshare | Sports | 4/1/19 | 4/1/20 |  |  | SCALES, PATIENT | Scale, Patient | SCALEPATIENT-Health O Meter-500KL | SCALEPATIENT | 500KL |  |  |  | Health O Meter | Scale, Patient |  | SCALEPATIENT-Health O Meter-500KL |  | 5/20/13 |  | SP-A | Covered PM Repair - Biomedical | MHHS-MG | [8 empty] | SCALEPATIENT | Scale, Patient | Health O Meter
NO | YES |  |  |  | 000-03880 | 000-03880 | Health-O-Meter Inc | 500KL |  |  | MH MG-(KY)-Firethorne | MHHS-MG |  | Scale, Patient |  | 000-03880 | 000-03880 | Katy | MHHS-MG | MH MG-(KY)-Firethorne | Exam 1 | 1/1/20 | 1/1/21 |  |  | SCALES, PATIENT | Scale, Patient | SCALEPATIENT-Health O Meter-500KL | SCALEPATIENT | 500KL |  |  |  | Health O Meter | Scale, Patient |  | SCALEPATIENT-Health O Meter-500KL |  | 2/1/14 |  | SP-A | Covered PM Repair - Biomedical | MHHS-MG | [8 empty] | SCALEPATIENT | Scale, Patient | Health O Meter
NO | YES |  |  |  | 029-12020 | 029-12020 | Health-O-Meter Inc | 500KL |  |  | MH MG-(KY)-Katy [Mp2-Ste400] | MHHS-MG |  | Scale, Patient |  | 029-12020 | 029-12020 | Katy | MHHS-MG | MH MG-(KY)-Katy [Mp2-Ste400] | MP2 STE 400 | 7/1/18 | 7/1/19 |  |  | SCALES, PATIENT | Scale, Patient | SCALEPATIENT-Health O Meter-500KL | SCALEPATIENT | 500KL |  |  |  | Health O Meter | Scale, Patient |  | SCALEPATIENT-Health O Meter-500KL |  | 2/1/14 |  | SP-A | Covered PM Repair - Biomedical | MHHS-MG | [8 empty] | SCALEPATIENT | Scale, Patient | Health O Meter
NO | YES |  |  |  | 583-00970 | 583-00970 | Health-O-Meter Inc | 500KL |  | 500 0095418 | MH MG-(KY)-Katy CCC | MHHS-MG |  | Scale, Patient |  | 583-00970 | 583-00970 | Katy | MHHS-MG | MH MG-(KY)-Katy CCC | Hall |  |  |  |  | SCALES, PATIENT | Scale, Patient | SCALEPATIENT-Health O Meter-500KL | SCALEPATIENT | 500KL |  |  |  | Health O Meter | Scale, Patient |  | SCALEPATIENT-Health O Meter-500KL |  | 2/1/14 |  | SP-A | Covered PM Repair - Biomedical | MHHS-MG | [8 empty] | SCALEPATIENT | Scale, Patient | Health O Meter
NO | YES |  |  |  | 583-00971 | 583-00971 | Health-O-Meter Inc | 500KL |  | 500 0095300 | MH MG-(KY)-Katy CCC | MHHS-MG |  | Scale, Patient |  | 583-00971 | 583-00971 | Katy | MHHS-MG | MH MG-(KY)-Katy CCC | Hall |  |  |  |  | SCALES, PATIENT | Scale, Patient | SCALEPATIENT-Health O Meter-500KL | SCALEPATIENT | 500KL |  |  |  | Health O Meter | Scale, Patient |  | SCALEPATIENT-Health O Meter-500KL |  | 2/1/14 |  | SP-A | Covered PM Repair - Biomedical | MHHS-MG | [8 empty] | SCALEPATIENT | Scale, Patient | Health O Meter
NO | YES |  |  |  | 583-00855 | 583-00855 | Health-O-Meter Inc | 500KL |  |  | MH MG-(KY)-Katy Peds (Mp2) | MHHS-MG |  | Scale, Patient |  | 583-00855 | 583-00855 | Katy | MHHS-MG | MH MG-(KY)-Katy Peds (Mp2) | Katy - Peds | 1/1/19 |  |  |  | SCALES, PATIENT | Scale, Patient | SCALEPATIENT-Health O Meter-500KL | SCALEPATIENT | 500KL |  |  |  | Health O Meter | Scale, Patient |  | SCALEPATIENT-Health O Meter-500KL |  | 2/1/14 |  | SP-A | Covered PM Repair - Biomedical | MHHS-MG | [8 empty] | SCALEPATIENT | Scale, Patient | Health O Meter
NO | YES |  |  |  | 583-00856 | 583-00856 | Health-O-Meter Inc | 500KL |  |  | MH MG-(KY)-Katy Peds (Mp2) | MHHS-MG |  | Scale, Patient |  | 583-00856 | 583-00856 | Katy | MHHS-MG | MH MG-(KY)-Katy Peds (Mp2) | Suite 250 | 1/1/19 |  |  |  | SCALES, PATIENT | Scale, Patient | SCALEPATIENT-Health O Meter-500KL | SCALEPATIENT | 500KL |  |  |  | Health O Meter | Scale, Patient |  | SCALEPATIENT-Health O Meter-500KL |  | 2/1/14 |  | SP-A | Covered PM Repair - Biomedical | MHHS-MG | [8 empty] | SCALEPATIENT | Scale, Patient | Health O Meter
NO | YES |  |  |  | 000-05114 | 000-05114 | Health-O-Meter Inc | 500KL |  |  | MH MG-(KY)-Katy Sports Medicine | MHHS-MG |  | Scale, Patient |  | 000-05114 | 000-05114 | Katy | MHHS-MG | MH MG-(KY)-Katy Sports Medicine | Nurses station | 10/1/19 | 10/1/20 |  |  | SCALES, PATIENT | Scale, Patient | SCALEPATIENT-Health O Meter-500KL | SCALEPATIENT | 500KL |  |  |  | Health O Meter | Scale, Patient |  | SCALEPATIENT-Health O Meter-500KL |  | 2/1/14 |  | SP-A | Covered PM Repair - Biomedical | MHHS-MG | [8 empty] | SCALEPATIENT | Scale, Patient | Health O Meter
NO | YES |  |  |  | 583-01289 | 583-01289 | Health-O-Meter Inc | 500KL |  |  | MH MG-(KY)-Katy Urology (Mp2) | MHHS-MG |  | Scale, Patient |  | 583-01289 | 583-01289 | Katy | MHHS-MG | MH MG-(KY)-Katy Urology (Mp2) | HAL | 1/1/19 | 2/1/20 |  |  | SCALES, PATIENT | Scale, Patient | SCALEPATIENT-Health O Meter-500KL | SCALEPATIENT | 500KL |  |  |  | Health O Meter | Scale, Patient |  | SCALEPATIENT-Health O Meter-500KL |  | 2/1/14 |  | SP-A | Covered PM Repair - Biomedical | MHHS-MG | [8 empty] | SCALEPATIENT | Scale, Patient | Health O Meter
NO | YES |  |  |  | 142-05873 | 142-05873 | Health-O-Meter Inc | 500KL |  |  | CBC - (NE) - NIMITZ [DUNN ELEMENTARY] | MHHS-Neighborhood Clinics |  | Scale, Patient |  | 142-05873 | 142-05873 | Katy |  | CBC - (NE) - NIMITZ [DUNN ELEMENTARY] |  | 07/10/2019 |  |  |  | SCALES, PATIENT |  | SCALEPATIENT-Health O Meter-500KL | SCALEPATIENT | 500KL |  |  |  | Health O Meter | Scale, Patient |  | SCALEPATIENT-Health O Meter-500KL |  | 06/04/2016 |  |  | Covered PM Repair - Biomedical | MHHS-Neighborhood Clinics
NO | YES |  |  |  | 129-04691 | 129-04691 | Health-O-Meter Inc | 500KL |  |  | CBC - (STX) - TERRY HIGH SCHOOL | MHHS-Neighborhood Clinics |  | Scale, Patient |  | 129-04691 | 129-04691 | South |  | CBC - (STX) - TERRY HIGH SCHOOL |  | 03/14/2019 |  |  |  | SCALES, PATIENT |  | SCALEPATIENT-Health O Meter-500KL | SCALEPATIENT | 500KL |  |  |  | Health O Meter | Scale, Patient |  | SCALEPATIENT-Health O Meter-500KL |  | 02/01/2014 |  |  | Covered PM Repair - Biomedical | MHHS-Neighborhood Clinics
NO | YES | [5 empty] | Health-O-Meter Inc | 500KL |  |  | MH MG - (MC) - MC CARDIOLOGY (MP4) STE400 | MHHS-MG |  | Scale, Patient |  |  |  | West | MHHS-MG | MH MG - (MC) - MC CARDIOLOGY (MP4) STE400 | Registration | 6/1/18 |  | 6/1/19 |  | SCALES, PATIENT |  | SCALEPATIENT-Health O Meter-500KL | SCALEPATIENT | 500KL |  |  |  | Health O Meter | Scale, Patient |  | SCALEPATIENT-Health O Meter-500KL |  | 2/1/14 |  |  | Covered PM Repair - Biomedical | MHHS-MG
NO | YES |  |  |  | 142-06878 | 142-06878 | Health-O-Meter Inc | 500KL |  |  | MH-Atascocita | MHHS-MG |  | Scale, Patient |  | 142-06878 | 142-06878 | Katy | Memorial herman northeast | MH-Atascocita | Hallway |  |  |  | No p.m. | SCALES, PATIENT |  | SCALEPATIENT-Health O Meter-500KL | SCALEPATIENT | 500KL |  |  |  | Health O Meter | Scale, Patient |  | SCALEPATIENT-Health O Meter-500KL |  |  |  |  | Covered PM Repair - Biomedical | MHHS-MG
NO | YES |  |  |  | 142-07472 | 142-07472 | Health-O-Meter Inc | 500KL |  |  | MH MG-(NE)-Kingwood CCC-Timeshare | MHHS-MG |  | Scale, Patient |  | 142-07472 | 142-07472 | Katy | MHHS-MG | MH MG-(NE)-Kingwood CCC-Timeshare | Hall | 11/1/18 |  |  |  | SCALES, PATIENT | Scale, Patient | SCALEPATIENT-Health O Meter-500KL | SCALEPATIENT | 500KL |  |  |  | Health O Meter | Scale, Patient |  | SCALEPATIENT-Health O Meter-500KL |  | 2/1/14 |  | SP-A | Covered PM Repair - Biomedical | MHHS-MG | [8 empty] | SCALEPATIENT | Scale, Patient | Health O Meter
NO | YES |  |  |  | 142-07491 | 142-07491 | Health-O-Meter Inc | 500KL |  |  | MH MG-(NE)-Kingwood Ob/Gyn | MHHS-MG |  | Scale, Patient |  | 142-07491 | 142-07491 | Katy | MHHS-MG | MH MG-(NE)-Kingwood Ob/Gyn |  | 2/1/19 | 2/1/20 |  |  | SCALES, PATIENT | Scale, Patient | SCALEPATIENT-Health O Meter-500KL | SCALEPATIENT | 500KL |  |  |  | Health O Meter | Scale, Patient |  | SCALEPATIENT-Health O Meter-500KL |  | 2/1/14 |  | SP-A | Covered PM Repair - Biomedical | MHHS-MG | [8 empty] | SCALEPATIENT | Scale, Patient | Health O Meter
NO | YES |  |  |  | 151-02384 | 151-02384 | Health-O-Meter Inc | 500KL |  |  | MH MG-(NE)-Kingwood Ob/Gyn | MHHS-MG |  | Scale, Patient |  | 151-02384 | 151-02384 | Katy | MHHS-MG | MH MG-(NE)-Kingwood Ob/Gyn |  | 2/1/19 | 2/1/20 |  |  | SCALES, PATIENT | Scale, Patient | SCALEPATIENT-Health O Meter-500KL | SCALEPATIENT | 500KL |  |  |  | Health O Meter | Scale, Patient |  | SCALEPATIENT-Health O Meter-500KL |  | 6/10/17 |  | SP-A | Covered PM Repair - Biomedical | MHHS-MG | [8 empty] | SCALEPATIENT | Scale, Patient | Health O Meter
NO | YES |  |  |  | 005-11776 | 005-11776 | Health-O-Meter Inc | 500KL |  | 500-0140365 | MH MG - (SE) - LC CCC - TIMESHARE | MHHS-MG |  | Scale, Patient |  | 005-11776 | 005-11776 | Southeast | MHHS-MG | MH MG - (SE) - LC CCC - TIMESHARE | Ste500 | 2/1/19 |  |  |  | SCALES, PATIENT | Scale, Patient | SCALEPATIENT-Health O Meter-500KL | SCALEPATIENT | 500KL |  |  |  | Health O Meter | Scale, Patient |  | SCALEPATIENT-Health O Meter-500KL |  | 6/1/17 |  | SP-A | Covered PM Repair - Biomedical | MHHS-MG | [8 empty] | SCALEPATIENT | Scale, Patient | Health O Meter
NO | YES |  |  |  | 005-11777 | 005-11777 | Health-O-Meter Inc | 500KL |  | 500-0140502 | MH MG - (SE) - LC CCC - TIMESHARE | MHHS-MG |  | Scale, Patient |  | 005-11777 | 005-11777 | Southeast | MHHS-MG | MH MG - (SE) - LC CCC - TIMESHARE | Ste500 | 2/1/19 |  |  |  | SCALES, PATIENT | Scale, Patient | SCALEPATIENT-Health O Meter-500KL | SCALEPATIENT | 500KL |  |  |  | Health O Meter | Scale, Patient |  | SCALEPATIENT-Health O Meter-500KL |  | 6/9/16 |  | SP-A | Covered PM Repair - Biomedical | MHHS-MG | [8 empty] | SCALEPATIENT | Scale, Patient | Health O Meter
NO | YES |  |  |  | 005-12366 | 005-12366 | Health-O-Meter Inc | 500KL |  |  | MH MG - (SE) - LC CCC - TIMESHARE | MHHS-MG |  | Scale, Patient |  | 005-12366 | 005-12366 | Southeast | MHHS-MG | MH MG - (SE) - LC CCC - TIMESHARE | Ste500 | 2/1/19 |  |  |  | SCALES, PATIENT | Scale, Patient | SCALEPATIENT-Health O Meter-500KL | SCALEPATIENT | 500KL |  |  |  | Health O Meter | Scale, Patient |  | SCALEPATIENT-Health O Meter-500KL |  | 6/9/17 |  | SP-A | Covered PM Repair - Biomedical | MHHS-MG | [8 empty] | SCALEPATIENT | Scale, Patient | Health O Meter
NO | YES |  |  |  | 005-12367 | 005-12367 | Health-O-Meter Inc | 500KL |  |  | MH MG - (SE) - LC CCC - TIMESHARE | MHHS-MG |  | Scale, Patient |  | 005-12367 | 005-12367 | Southeast | MHHS-MG | MH MG - (SE) - LC CCC - TIMESHARE | Ste500 | 2/1/19 |  |  |  | SCALES, PATIENT | Scale, Patient | SCALEPATIENT-Health O Meter-500KL | SCALEPATIENT | 500KL |  |  |  | Health O Meter | Scale, Patient |  | SCALEPATIENT-Health O Meter-500KL |  | 6/9/17 |  | SP-A | Covered PM Repair - Biomedical | MHHS-MG | [8 empty] | SCALEPATIENT | Scale, Patient | Health O Meter
NO | YES |  |  |  | 005-12368 | 005-12368 | Health-O-Meter Inc | 500KL |  |  | MH MG - (SE) - LC CCC - TIMESHARE | MHHS-MG |  | Scale, Patient |  | 005-12368 | 005-12368 | Southeast | MHHS-MG | MH MG - (SE) - LC CCC - TIMESHARE | Ste500 | 2/1/19 |  |  |  | SCALES, PATIENT | Scale, Patient | SCALEPATIENT-Health O Meter-500KL | SCALEPATIENT | 500KL |  |  |  | Health O Meter | Scale, Patient |  | SCALEPATIENT-Health O Meter-500KL |  | 6/9/17 |  | SP-A | Covered PM Repair - Biomedical | MHHS-MG | [8 empty] | SCALEPATIENT | Scale, Patient | Health O Meter
NO | YES |  |  |  | 005-12369 | 005-12369 | Health-O-Meter Inc | 500KL |  |  | MH MG - (SE) - LC CCC - TIMESHARE | MHHS-MG |  | Scale, Patient |  | 005-12369 | 005-12369 | Southeast | MHHS-MG | MH MG - (SE) - LC CCC - TIMESHARE | Ste500 | 2/1/19 |  |  |  | SCALES, PATIENT | Scale, Patient | SCALEPATIENT-Health O Meter-500KL | SCALEPATIENT | 500KL |  |  |  | Health O Meter | Scale, Patient |  | SCALEPATIENT-Health O Meter-500KL |  | 6/9/17 |  | SP-A | Covered PM Repair - Biomedical | MHHS-MG | [8 empty] | SCALEPATIENT | Scale, Patient | Health O Meter
NO | YES |  |  |  | 005-12371 | 005-12371 | Health-O-Meter Inc | 500KL |  |  | MH MG - (SE) - LC CCC - TIMESHARE | MHHS-MG |  | Scale, Patient |  | 005-12371 | 005-12371 | Southeast | MHHS-MG | MH MG - (SE) - LC CCC - TIMESHARE | Ste500 | 2/1/19 |  |  |  | SCALES, PATIENT | Scale, Patient | SCALEPATIENT-Health O Meter-500KL | SCALEPATIENT | 500KL |  |  |  | Health O Meter | Scale, Patient |  | SCALEPATIENT-Health O Meter-500KL |  | 6/9/17 |  | SP-A | Covered PM Repair - Biomedical | MHHS-MG | [8 empty] | SCALEPATIENT | Scale, Patient | Health O Meter
NO | YES |  |  |  | 005-12372 | 005-12372 | Health-O-Meter Inc | 500KL |  |  | MH MG - (SE) - LC CCC - TIMESHARE | MHHS-MG |  | Scale, Patient |  | 005-12372 | 005-12372 | Southeast | MHHS-MG | MH MG - (SE) - LC CCC - TIMESHARE | Ste500 | 2/1/19 |  |  |  | SCALES, PATIENT | Scale, Patient | SCALEPATIENT-Health O Meter-500KL | SCALEPATIENT | 500KL |  |  |  | Health O Meter | Scale, Patient |  | SCALEPATIENT-Health O Meter-500KL |  | 6/10/17 |  | SP-A | Covered PM Repair - Biomedical | MHHS-MG | [8 empty] | SCALEPATIENT | Scale, Patient | Health O Meter
NO | YES |  |  |  | 005-12374 | 005-12374 | Health-O-Meter Inc | 500KL |  |  | MH MG - (SE) - LC CCC - TIMESHARE | MHHS-MG |  | Scale, Patient |  | 005-12374 | 005-12374 | Southeast | MHHS-MG | MH MG - (SE) - LC CCC - TIMESHARE | Ste500 | 2/1/19 |  |  |  | SCALES, PATIENT | Scale, Patient | SCALEPATIENT-Health O Meter-500KL | SCALEPATIENT | 500KL |  |  |  | Health O Meter | Scale, Patient |  | SCALEPATIENT-Health O Meter-500KL |  | 6/10/17 |  | SP-A | Covered PM Repair - Biomedical | MHHS-MG | [8 empty] | SCALEPATIENT | Scale, Patient | Health O Meter
NO | YES |  |  |  | 929-01489 |  | Health-O-Meter Inc | 500KL |  |  | MH MG - (SE) - PASADENA REFINING SYSTEM | MHHS-MG |  | Scale, Patient |  | 929-01489 |  | Southeast & Bay Area |  | MH MG - (SE) - PASADENA REFINING SYSTEM | [5 empty] | SCALES, PATIENT |  | SCALEPATIENT-Health O Meter-500KL | SCALEPATIENT | 500KL |  |  |  | Health O Meter | Scale, Patient |  | SCALEPATIENT-Health O Meter-500KL |  | 06/10/2017 |  |  | Covered PM Repair - Biomedical | MHHS-MG
NO | YES |  |  |  | 929-01504 |  | Health-O-Meter Inc | 500KL |  |  | MH MG - (SE) - PASADENA REFINING SYSTEM | MHHS-MG |  | Scale, Patient |  | 929-01504 |  | Southeast & Bay Area |  | MH MG - (SE) - PASADENA REFINING SYSTEM | [5 empty] | SCALES, PATIENT |  | SCALEPATIENT-Health O Meter-500KL | SCALEPATIENT | 500KL |  |  |  | Health O Meter | Scale, Patient |  | SCALEPATIENT-Health O Meter-500KL |  | 03/04/2016 |  |  | Covered PM Repair - Biomedical | MHHS-MG
NO | YES |  |  |  | 009-10732 | 009-10732 | Health-O-Meter Inc | 500KL |  |  | MH MG - (SL) - SUGAR LAND CARDIOLOGY | MHHS-MG |  | Scale, Patient |  | 009-10732 | 009-10732 | Sugar Land | Memorial Hermann Medical Group Sugar Land Cardiology (#210) | MH MG - (SL) - SUGAR LAND CARDIOLOGY | Hall outside Exam 1 | 8/1/18 |  |  |  | SCALES, PATIENT | Scale, Patient | SCALEPATIENT-Health O Meter-500KL | SCALEPATIENT | 500KL |  |  |  | Health O Meter | Scale, Patient |  | SCALEPATIENT-Health O Meter-500KL |  | 5/18/13 |  | SP-A | Covered PM Repair - Biomedical | MHHS-MG | [8 empty] | SCALEPATIENT | Scale, Patient | Health O Meter
NO | YES |  |  |  | 005-33014 | 005-33014 | Health-O-Meter Inc | 500KL |  |  | MH MG-(SL)-Sugar Land Multi-Specialty (Mp1) | MHHS-MG |  | Scale, Patient |  | 005-33014 | 005-33014 | Sugar Land | MHHS-MG | MH MG-(SL)-Sugar Land Multi-Specialty (Mp1) | Nurses Station | 3/1/19 |  | 3/1/20 |  | SCALES, PATIENT | Scale, Patient | SCALEPATIENT-Health O Meter-500KL | SCALEPATIENT | 500KL |  |  |  | Health O Meter | Scale, Patient |  | SCALEPATIENT-Health O Meter-500KL |  | 5/18/13 |  | SP-A | Covered PM Repair - Biomedical | MHHS-MG | [8 empty] | SCALEPATIENT | Scale, Patient | Health O Meter
NO | YES |  |  |  | 005-33015 | 005-33015 | Health-O-Meter Inc | 500KL |  |  | MH MG-(SL)-Sugar Land Multi-Specialty (Mp1) | MHHS-MG |  | Scale, Patient |  | 005-33015 | 005-33015 | Sugar Land | MHHS-MG | MH MG-(SL)-Sugar Land Multi-Specialty (Mp1) | Nurses Station | 3/1/19 |  | 3/1/20 |  | SCALES, PATIENT | Scale, Patient | SCALEPATIENT-Health O Meter-500KL | SCALEPATIENT | 500KL |  |  |  | Health O Meter | Scale, Patient |  | SCALEPATIENT-Health O Meter-500KL |  |  |  | SP-A | Covered PM Repair - Biomedical | MHHS-MG | [8 empty] | SCALEPATIENT | Scale, Patient | Health O Meter
NO | YES |  |  |  | 129-02890 | 129-02890 | Health-O-Meter Inc | 500KL |  |  | MH MG-(SL)-Sugar Land Multi-Specialty (Mp1) | MHHS-MG |  | Scale, Patient |  | 129-02890 | 129-02890 | Sugar Land | MHHS-MG | MH MG-(SL)-Sugar Land Multi-Specialty (Mp1) | Nurses station | 3/1/19 |  |  | No pm required | SCALES, PATIENT | Scale, Patient | SCALEPATIENT-Health O Meter-500KL | SCALEPATIENT | 500KL |  |  |  | Health O Meter | Scale, Patient |  | SCALEPATIENT-Health O Meter-500KL |  | 5/18/13 |  | SP-A | Covered PM Repair - Biomedical | MHHS-MG | [8 empty] | SCALEPATIENT | Scale, Patient | Health O Meter
NO | YES |  |  |  | 129-05115 | 129-05115 | Health-O-Meter Inc | 500KL |  |  | MH MG-(SL)-Sugar Land Multi-Specialty (Mp1) | MHHS-MG |  | Scale, Patient |  | 129-05115 | 129-05115 | Sugar Land | MHHS-MG | MH MG-(SL)-Sugar Land Multi-Specialty (Mp1) | Nurses station | 4/1/17 |  |  | No pm required | SCALES, PATIENT | Scale, Patient | SCALEPATIENT-Health O Meter-500KL | SCALEPATIENT | 500KL |  |  |  | Health O Meter | Scale, Patient |  | SCALEPATIENT-Health O Meter-500KL |  |  |  | SP-A | Covered PM Repair - Biomedical | MHHS-MG | [8 empty] | SCALEPATIENT | Scale, Patient | Health O Meter
NO | YES |  |  |  | 129-06718 | 129-06718 | Health-O-Meter Inc | 500KL |  |  | MH MG-(SL)-Sugar Land Multi-Specialty (Mp1) | MHHS-MG |  | Scale, Patient |  | 129-06718 | 129-06718 | Sugar Land | MHHS-MG | MH MG-(SL)-Sugar Land Multi-Specialty (Mp1) | Nurses station |  |  |  |  | SCALES, PATIENT | Scale, Patient | SCALEPATIENT-Health O Meter-500KL | SCALEPATIENT | 500KL |  |  |  | Health O Meter | Scale, Patient |  | SCALEPATIENT-Health O Meter-500KL |  |  |  | SP-A | Covered PM Repair - Biomedical | MHHS-MG | [8 empty] | SCALEPATIENT | Scale, Patient | Health O Meter
NO | YES |  |  |  | 129-06644 | 129-06644 | Health-O-Meter Inc | 500KL |  |  | MH MG-(SL)-Sugar Land Multi-Specialty (Mp1) | MHHS-MG |  | Scale, Patient |  | 129-06644 | 129-06644 | Sugar Land | MHHS-MG | MH MG-(SL)-Sugar Land Multi-Specialty (Mp1) | Nurses Station | 5/1/18 |  |  |  | SCALES, PATIENT | Scale, Patient | SCALEPATIENT-Health O Meter-500KL | SCALEPATIENT | 500KL |  |  |  | Health O Meter | Scale, Patient |  | SCALEPATIENT-Health O Meter-500KL |  | 5/20/13 |  | SP-A | Covered PM Repair - Biomedical | MHHS-MG | [8 empty] | SCALEPATIENT | Scale, Patient | Health O Meter
NO | YES | Serial Number 8071 |  |  | 013-36188 | 013-36188 | Health-O-Meter Inc | 500KL |  |  | MH MG-(STX)-South Texas-Needville | MHHS-MG |  | Scale, Patient |  | 013-36188 | 013-36188 | South | MHHS-MG | MH MG-(STX)-South Texas-Needville | Hall |  |  |  |  | SCALES, PATIENT | Scale, Patient | SCALEPATIENT-Health O Meter-500KL | SCALEPATIENT | 500KL |  |  |  | Health O Meter | Scale, Patient |  | SCALEPATIENT-Health O Meter-500KL |  | 5/20/13 |  | SP-A | Covered PM Repair - Biomedical | MHHS-MG | [8 empty] | SCALEPATIENT | Scale, Patient | Health O Meter
NO | YES |  |  |  |  | 000-02896 | Health-O-Meter Inc | 500KL |  |  | MH MG-(STX)-South Texas-Rosenberg | MHHS-MG |  | Scale, Patient |  |  | 000-02896 | South | MHHS-MG | MH MG-(STX)-South Texas-Rosenberg | Hallway by X-Ray |  |  |  | ?AuNo PM Required?Au Sticker | SCALES, PATIENT | Scale, Patient | SCALEPATIENT-Health O Meter-500KL | SCALEPATIENT | 500KL |  |  |  | Health O Meter | Scale, Patient |  | SCALEPATIENT-Health O Meter-500KL |  | 5/20/13 |  | SP-A | Covered PM Repair - Biomedical | MHHS-MG | [8 empty] | SCALEPATIENT | Scale, Patient | Health O Meter
NO | YES |  |  |  | 129-05624 | 129-05624 | Health-O-Meter Inc | 500KL |  |  | MH MG-(STX)-South Texas-Wharton | MHHS-MG |  | Scale, Patient |  | 129-05624 | 129-05624 | South | MHHS-MG | MH MG-(STX)-South Texas-Wharton | Nurses station | 10/1/18 |  |  |  | SCALES, PATIENT | Scale, Patient | SCALEPATIENT-Health O Meter-500KL | SCALEPATIENT | 500KL |  |  |  | Health O Meter | Scale, Patient |  | SCALEPATIENT-Health O Meter-500KL |  | 2/1/14 |  | SP-A | Covered PM Repair - Biomedical | MHHS-MG | [8 empty] | SCALEPATIENT | Scale, Patient | Health O Meter
NO | YES |  |  |  | 129-05625 | 129-05625 | Health-O-Meter Inc | 500KL |  |  | MH MG-(STX)-South Texas-Wharton | MHHS-MG |  | Scale, Patient |  | 129-05625 | 129-05625 | South | MHHS-MG | MH MG-(STX)-South Texas-Wharton | Nurses station | 10/1/18 |  |  |  | SCALES, PATIENT | Scale, Patient | SCALEPATIENT-Health O Meter-500KL | SCALEPATIENT | 500KL |  |  |  | Health O Meter | Scale, Patient |  | SCALEPATIENT-Health O Meter-500KL |  | 2/1/14 |  | SP-A | Covered PM Repair - Biomedical | MHHS-MG | [8 empty] | SCALEPATIENT | Scale, Patient | Health O Meter
NO | YES |  |  |  | 129-06009 | 129-06009 | Health-O-Meter Inc | 500KL |  |  | MH MG-(STX)-South Texas-Wharton | MHHS-MG |  | Scale, Patient |  | 129-06009 | 129-06009 | South | MHHS-MG | MH MG-(STX)-South Texas-Wharton | Hallway | 10/1/18 | 10/1/20 |  |  | SCALES, PATIENT | Scale, Patient | SCALEPATIENT-Health O Meter-500KL | SCALEPATIENT | 500KL |  |  |  | Health O Meter | Scale, Patient |  | SCALEPATIENT-Health O Meter-500KL |  | 2/1/14 |  | SP-A | Covered PM Repair - Biomedical | MHHS-MG | [8 empty] | SCALEPATIENT | Scale, Patient | Health O Meter
NO | YES |  |  |  | 129-06402 | 129-06402 | Health-O-Meter Inc | 500KL |  |  | MH MG-(STX)-South Texas-Wharton | MHHS-MG |  | Scale, Patient |  | 129-06402 | 129-06402 | South | MHHS-MG | MH MG-(STX)-South Texas-Wharton | Exam 1 | 10/1/18 |  |  |  | SCALES, PATIENT | Scale, Patient | SCALEPATIENT-Health O Meter-500KL | SCALEPATIENT | 500KL |  |  |  | Health O Meter | Scale, Patient |  | SCALEPATIENT-Health O Meter-500KL |  | 2/1/14 |  | SP-A | Covered PM Repair - Biomedical | MHHS-MG | [8 empty] | SCALEPATIENT | Scale, Patient | Health O Meter
NO | YES | Serial Number 18075 |  |  | 129-07678 | 129-07678 | Health-O-Meter Inc | 500KL |  |  | MH MG-(STX)-South Texas-Wharton | MHHS-MG |  | Scale, Patient |  | 129-07678 | 129-07678 | South | MHHS-MG | MH MG-(STX)-South Texas-Wharton | Hallway | 10/1/18 | 10/1/20 |  |  | SCALES, PATIENT | Scale, Patient | SCALEPATIENT-Health O Meter-500KL | SCALEPATIENT | 500KL |  |  |  | Health O Meter | Scale, Patient |  | SCALEPATIENT-Health O Meter-500KL |  | 2/1/14 |  | SP-A | Covered PM Repair - Biomedical | MHHS-MG | [8 empty] | SCALEPATIENT | Scale, Patient | Health O Meter
NO | YES |  |  |  | 929-01585 | 929-01585 | Health-O-Meter Inc | 500KL |  |  | MH MG-(TMC)-Urgent Care-West University | MHHS-MG |  | Scale, Patient |  | 929-01585 | 929-01585 | TMC | MHHS-MG | MH MG-(TMC)-Urgent Care-West University | Nurses station |  |  |  | No pm required | SCALES, PATIENT | Scale, Patient | SCALEPATIENT-Health O Meter-500KL | SCALEPATIENT | 500KL |  |  |  | Health O Meter | Scale, Patient |  | SCALEPATIENT-Health O Meter-500KL |  | 2/1/14 |  | SP-A | Covered PM Repair - Biomedical | MHHS-MG | [8 empty] | SCALEPATIENT | Scale, Patient | Health O Meter
NO | YES |  |  |  | 005-33622 |  | Health-O-Meter Inc | 500KL |  |  | MH MG - (WDLS) - CONROE ISD | MHHS-MG |  | Scale, Patient |  | 005-33622 |  | Woodlands |  | MH MG - (WDLS) - CONROE ISD |  | 08/10/2018 |  |  |  | SCALES, PATIENT |  | SCALEPATIENT-Health O Meter-500KL | SCALEPATIENT | 500KL |  |  |  | Health O Meter | Scale, Patient |  | SCALEPATIENT-Health O Meter-500KL |  | 02/01/2014 |  |  | Covered PM Repair - Biomedical | MHHS-MG
NO | YES |  |  |  | 017-01400 | 017-01400 | Health-O-Meter Inc | 500KL |  |  | MH MG-(WDLS)-Ob/Gyn (Mp3) | MHHS-MG |  | Scale, Patient |  | 017-01400 | 017-01400 | Woodlands | MHHS-MG | MH MG-(WDLS)-Ob/Gyn (Mp3) | OB/OYN MP 3 | 11/1/17 |  |  |  | SCALES, PATIENT | Scale, Patient | SCALEPATIENT-Health O Meter-500KL | SCALEPATIENT | 500KL |  |  |  | Health O Meter | Scale, Patient |  | SCALEPATIENT-Health O Meter-500KL |  | 2/1/14 |  | SP-A | Covered PM Repair - Biomedical | MHHS-MG | [8 empty] | SCALEPATIENT | Scale, Patient | Health O Meter
NO | YES |  |  |  | 017-01401 | 017-01401 | Health-O-Meter Inc | 500KL |  |  | MH MG-(WDLS)-Ob/Gyn (Mp3) | MHHS-MG |  | Scale, Patient |  | 017-01401 | 017-01401 | Woodlands | MHHS-MG | MH MG-(WDLS)-Ob/Gyn (Mp3) | Hallway | 11/1/17 |  |  |  | SCALES, PATIENT | Scale, Patient | SCALEPATIENT-Health O Meter-500KL | SCALEPATIENT | 500KL |  |  |  | Health O Meter | Scale, Patient |  | SCALEPATIENT-Health O Meter-500KL |  | 2/1/14 |  | SP-A | Covered PM Repair - Biomedical | MHHS-MG | [8 empty] | SCALEPATIENT | Scale, Patient | Health O Meter
NO | YES |  |  |  | 029-12413 | 029-12413 | Health-O-Meter Inc | 500KL |  |  | MH MG-(WDLS)-Twl Cardiology (Ste 300) | MHHS-MG |  | Scale, Patient |  | 029-12413 | 029-12413 | Woodlands | MHHS-MG | MH MG-(WDLS)-Twl Cardiology (Ste 300) | TWL CARDIO | 8/1/18 |  |  |  | SCALES, PATIENT | Scale, Patient | SCALEPATIENT-Health O Meter-500KL | SCALEPATIENT | 500KL |  |  |  | Health O Meter | Scale, Patient |  | SCALEPATIENT-Health O Meter-500KL |  | 2/2/14 |  | SP-A | Covered PM Repair - Biomedical | MHHS-MG | [8 empty] | SCALEPATIENT | Scale, Patient | Health O Meter
NO | YES |  |  |  | 029-12032 | 029-12032 | Health-O-Meter Inc | 500KL |  |  | MH MG-(WDLS)-Twl Endocrinology (Ste 302) | MHHS-MG |  | Scale, Patient |  | 029-12032 | 029-12032 | Woodlands | MHHS-MG | MH MG-(WDLS)-Twl Endocrinology (Ste 302) | Hall |  |  |  |  | SCALES, PATIENT | Scale, Patient | SCALEPATIENT-Health O Meter-500KL | SCALEPATIENT | 500KL |  |  |  | Health O Meter | Scale, Patient |  | SCALEPATIENT-Health O Meter-500KL |  | 3/1/14 |  | SP-A | Covered PM Repair - Biomedical | MHHS-MG | [8 empty] | SCALEPATIENT | Scale, Patient | Health O Meter
NO | YES |  |  |  | 029-11880 | 029-11880 | Health-O-Meter Inc | 500KL |  |  | MNA-(WDLS)-The Woodlands (Mp4) | MHHS - Mischer Neuroscience |  | Scale, Patient |  | 029-11880 | 029-11880 | Woodlands | MHHS-Others | MNA-(WDLS)-The Woodlands (Mp4) | Nurse Station |  |  | 3/1/20 | No pm | SCALES, PATIENT | Scale, Patient | SCALEPATIENT-Health O Meter-500KL | SCALEPATIENT | 500KL |  |  |  | Health O Meter | Scale, Patient |  | SCALEPATIENT-Health O Meter-500KL |  | 2/1/14 |  | SP-A | Covered PM Repair - Biomedical | MHHS - Mischer Neuroscience | [8 empty] | SCALEPATIENT | Scale, Patient | Health O Meter
NO | YES |  |  |  | 583-00824 | 583-00824 | Health-O-Meter Inc | 500KL |  |  | OPID-(KY)-Katy-445 (Mp1) | MHHS-OPID |  | Scale, Patient |  | 583-00824 | 583-00824 | Katy | MHHS-Others | OPID-(KY)-Katy-445 (Mp1) | Hall | 1/1/20 | 1/1/21 |  |  | SCALES, PATIENT | Scale, Patient | SCALEPATIENT-Health O Meter-500KL | SCALEPATIENT | 500KL |  |  |  | Health O Meter | Scale, Patient |  | SCALEPATIENT-Health O Meter-500KL |  | 3/1/14 |  | SP-A | Covered PM Repair - Biomedical | MHHS-OPID | [8 empty] | SCALEPATIENT | Scale, Patient | Health O Meter
NO | YES |  |  |  | 000-03894 | 000-03894 | Health-O-Meter Inc | 500KL |  |  | SMR-(NE)-Kingwood CCC | MHHS-OPID |  | Scale, Patient |  | 000-03894 | 000-03894 | Katy | MHHS-Others | SMR-(NE)-Kingwood CCC | Imaging center | 2/1/19 |  |  |  | SCALES, PATIENT | Scale, Patient | SCALEPATIENT-Health O Meter-500KL | SCALEPATIENT | 500KL |  |  |  | Health O Meter | Scale, Patient |  | SCALEPATIENT-Health O Meter-500KL |  | 1/23/15 |  | SP-A | Covered PM Repair - Biomedical | MHHS-OPID | [8 empty] | SCALEPATIENT | Scale, Patient | Health O Meter
NO | YES |  |  |  | 929-01521 | 929-01521 | Health-O-Meter Inc | 500KL |  |  | SC CCC-(NE)-Emergency Room | MHHS-Summer Creek CCC |  | Scale, Patient |  | 929-01521 | 929-01521 | Katy | MHHS-Others | SC CCC-(NE)-Emergency Room | Nurses station | 11/1/19 | 11/1/20 |  |  | SCALES, PATIENT | Scale, Patient | SCALEPATIENT-Health O Meter-500KL | SCALEPATIENT | 500KL |  |  |  | Health O Meter | Scale, Patient |  | SCALEPATIENT-Health O Meter-500KL |  | 2/1/14 |  | SP-A | Covered PM Repair - Biomedical | MHHS-Summer Creek CCC | [8 empty] | SCALEPATIENT | Scale, Patient | Health O Meter
NO | YES |  |  |  | 129-07347 | 129-07347 | Health-O-Meter Inc | 500KL |  |  | Sugar Land-OR | MHHS-Sugarland |  | Scale, Patient |  | 129-07347 | 129-07347 | Sugar Land | MHHS-Sugarland | Sugar Land-OR | Day Stay | 10/1/19 |  |  |  | SCALES, PATIENT | Scale, Patient | SCALEPATIENT-Health O Meter-500KL | SCALEPATIENT | 500KL |  |  |  | Health O Meter | Scale, Patient |  | SCALEPATIENT-Health O Meter-500KL |  | 5/18/13 |  | SP-A | Covered PM Repair - Biomedical | MHHS-Sugarland | [8 empty] | SCALEPATIENT | Scale, Patient | Health O Meter
NO | YES |  |  |  | 129-07736 | 129-07736 | Health-O-Meter Inc | 500KL |  | 500 0140733 | Sugar Land-Endoscopy | MHHS-Sugarland |  | Scale, Patient |  | 129-07736 | 129-07736 | Sugar Land | MHHS-Sugarland | Sugar Land-Endoscopy |  | 7/1/19 | 7/1/20 |  |  | SCALES, PATIENT | Scale, Patient | SCALEPATIENT-Health O Meter-500KL | SCALEPATIENT | 500KL |  |  |  | Health O Meter | Scale, Patient |  | SCALEPATIENT-Health O Meter-500KL |  | 5/18/13 |  | SP-A | Covered PM Repair - Biomedical | MHHS-Sugarland | [8 empty] | SCALEPATIENT | Scale, Patient | Health O Meter
NO | YES |  |  |  | 129-07538 | 129-07538 | Health-O-Meter Inc | 500KL |  |  | Sugar Land-Pedi IMU | MHHS-Sugarland |  | Scale, Patient |  | 129-07538 | 129-07538 | Sugar Land | MHHS-Sugarland | Sugar Land-Pedi IMU | PEDI IMU | 7/1/19 |  | 7/1/20 |  | SCALES, PATIENT | Scale, Patient | SCALEPATIENT-Health O Meter-500KL | SCALEPATIENT | 500KL |  |  |  | Health O Meter | Scale, Patient |  | SCALEPATIENT-Health O Meter-500KL |  | 5/18/13 |  | SP-A | Covered PM Repair - Biomedical | MHHS-Sugarland | [8 empty] | SCALEPATIENT | Scale, Patient | Health O Meter
NO | YES |  |  |  | 241-03256 | 241-03256 | Health-O-Meter Inc | 500KL |  |  | TIRR-Outpatient Clinic | MHHS-TIRR |  | Scale, Patient |  | 241-03256 | 241-03256 | TM | MHHS-Others | TIRR-Outpatient Clinic | TIRR - OUTPATIENT CLINIC | 12/1/19 |  | 8/1/20 |  | SCALES, PATIENT | Scale, Patient | SCALEPATIENT-Health O Meter-500KL | SCALEPATIENT | 500KL |  |  |  | Health O Meter | Scale, Patient |  | SCALEPATIENT-Health O Meter-500KL |  | 11/30/17 |  | SP-A | Covered PM Repair - Biomedical | MHHS-TIRR | [8 empty] | SCALEPATIENT | Scale, Patient | Health O Meter
NO | YES |  |  |  | 129-07343 | 129-07343 | Health-O-Meter Inc | 500KL |  |  | TIRR-Sugar Land | MHHS-TIRR |  | Scale, Patient |  | 129-07343 | 129-07343 | Sugar Land | MHHS-Others | TIRR-Sugar Land |  | 3/1/19 | 3/1/20 |  |  | SCALES, PATIENT | Scale, Patient | SCALEPATIENT-Health O Meter-500KL | SCALEPATIENT | 500KL |  |  |  | Health O Meter | Scale, Patient |  | SCALEPATIENT-Health O Meter-500KL |  |  |  | SP-A | Covered PM Repair - Biomedical | MHHS-TIRR | [8 empty] | SCALEPATIENT | Scale, Patient | Health O Meter
NO | YES |  |  |  | 069-44231 | 069-44231 | Health-O-Meter Inc | 500KL |  |  | TMC-Cullen-Oncology/Hematology (4C) | MHHS-TMC |  | Scale, Patient |  | 069-44231 | 069-44231 | TMC | MHHS-TMC | TMC-Cullen-Oncology/Hematology (4C) | Hall | 2/1/19 |  |  |  | SCALES, PATIENT | Scale, Patient | SCALEPATIENT-Health O Meter-500KL | SCALEPATIENT | 500KL |  |  |  | Health O Meter | Scale, Patient |  | SCALEPATIENT-Health O Meter-500KL |  | 4/1/14 |  | SP-A | Covered PM Repair - Biomedical | MHHS-TMC | [8 empty] | SCALEPATIENT | Scale, Patient | Health O Meter
NO | YES |  |  |  | 069-44364 | 069-44364 | Health-O-Meter Inc | 500KL |  |  | TMC-Jones-Gamma Knife (Jb) | MHHS-TMC |  | Scale, Patient |  | 069-44364 | 069-44364 | TMC | MHHS-TMC | TMC-Jones-Gamma Knife (Jb) | JB/437 | 1/1/20 |  | 1/1/21 |  | SCALES, PATIENT |  | SCALEPATIENT-Health O Meter-500KL | SCALEPATIENT | 500KL |  |  |  | Health O Meter | Scale, Patient |  | SCALEPATIENT-Health O Meter-500KL |  |  |  |  | Covered PM Repair - Biomedical | MHHS-TMC
NO | YES |  |  |  | 069-45749 | 069-45749 | Health-O-Meter Inc | 500KL |  |  | TMC-Jones-Transplant Clinic (1J) | MHHS-TMC |  | Scale, Patient |  | 069-45749 | 069-45749 | TMC | MHHS-TMC | TMC-Jones-Transplant Clinic (1J) | Hallway | 7/1/19 |  | 7/1/20 |  | SCALES, PATIENT |  | SCALEPATIENT-Health O Meter-500KL | SCALEPATIENT | 500KL |  |  |  | Health O Meter | Scale, Patient |  | SCALEPATIENT-Health O Meter-500KL |  |  |  |  | Covered PM Repair - Biomedical | MHHS-TMC
NO | YES |  |  |  | 069-34901 | 069-34901 | Health-O-Meter Inc | 500KL |  |  | TMC-Plaza-Cancer Center (Ste 2900) | MHHS-TMC |  | Scale, Patient |  | 069-34901 | 069-34901 | TMC | MHHS-TMC | TMC-Plaza-Cancer Center (Ste 2900) | Intake RoomNurses Station | 3/1/20 |  | 3/1/21 |  | SCALES, PATIENT |  | SCALEPATIENT-Health O Meter-500KL | SCALEPATIENT | 500KL |  |  |  | Health O Meter | Scale, Patient |  | SCALEPATIENT-Health O Meter-500KL |  |  |  |  | Covered PM Repair - Biomedical | MHHS-TMC
NO | YES |  |  |  | 069-35975 |  | Health-O-Meter Inc | 500KL |  |  | orial Hermann- TMC - Infusion Clinic | MHHS-TMC |  | Scale, Patient |  | 069-35975 |  | TMC | Memorial Hermann- TMC - Infusion Clinic | orial Hermann- TMC - Infusion Clinic | Nurse station |  |  |  | No PM Sticker | SCALES, PATIENT |  | SCALEPATIENT-Health O Meter-500KL | SCALEPATIENT | 500KL |  |  |  | Health O Meter | Scale, Patient |  | SCALEPATIENT-Health O Meter-500KL |  |  |  |  | Covered PM Repair - Biomedical | MHHS-TMC
NO | NO |  |  |  | 129-07826 |  | Health-O-Meter Inc | 500KL |  |  | CAHF - (SL) - SUGAR LAND (MP2) | MHHS - Heart Failure Clinics |  | Scale, Patient |  | 129-07826 |  | Sugar Land |  | CAHF - (SL) - SUGAR LAND (MP2) | [5 empty] | SCALES, PATIENT |  | SCALEPATIENT-Health O Meter-500KL | SCALEPATIENT | 500KL |  |  |  | Health O Meter | Scale, Patient |  | SCALEPATIENT-Health O Meter-500KL |  |  |  |  | Covered PM Repair - Biomedical | MHHS - Heart Failure Clinics
NO | NO |  |  |  | 583-01301 |  | Health-O-Meter Inc | 500KL |  |  | KATY - UT PHYSICIAN TIMESHARE | MHHS-Katy |  | Scale, Patient |  | 583-01301 |  | Katy |  | KATY - UT PHYSICIAN TIMESHARE | [5 empty] | SCALES, PATIENT |  | SCALEPATIENT-Health O Meter-500KL | SCALEPATIENT | 500KL |  |  |  | Health O Meter | Scale, Patient |  | SCALEPATIENT-Health O Meter-500KL |  |  |  |  | Covered PM Repair - Biomedical | MHHS-Katy
NO | NO |  |  |  | 583-00716 |  | Health-O-Meter Inc | 500KL |  |  | KATY REHAB - MEDICAL EMG CLINIC | MHHS-Katy Rehab |  | Scale, Patient |  | 583-00716 |  | Katy |  | KATY REHAB - MEDICAL EMG CLINIC | [5 empty] | SCALES, PATIENT |  | SCALEPATIENT-Health O Meter-500KL | SCALEPATIENT | 500KL |  |  |  | Health O Meter | Scale, Patient |  | SCALEPATIENT-Health O Meter-500KL |  |  |  |  | Covered PM Repair - Biomedical | MHHS-Katy Rehab
NO | NO |  |  |  | 041-20754 |  | Health-O-Meter Inc | 500KL |  |  | MH MG - (MC) - UROLOGY MC (MP3) | MHHS-MG |  | Scale, Patient |  | 041-20754 |  | West & Memorial City |  | MH MG - (MC) - UROLOGY MC (MP3) | [5 empty] | SCALES, PATIENT |  | SCALEPATIENT-Health O Meter-500KL | SCALEPATIENT | 500KL |  |  |  | Health O Meter | Scale, Patient |  | SCALEPATIENT-Health O Meter-500KL |  |  |  |  | Covered PM Repair - Biomedical | MHHS-MG
NO | NO |  |  |  | 041-20755 |  | Health-O-Meter Inc | 500KL |  |  | MH MG - (MC) - UROLOGY MC (MP3) | MHHS-MG |  | Scale, Patient |  | 041-20755 |  | West & Memorial City |  | MH MG - (MC) - UROLOGY MC (MP3) | [5 empty] | SCALES, PATIENT |  | SCALEPATIENT-Health O Meter-500KL | SCALEPATIENT | 500KL |  |  |  | Health O Meter | Scale, Patient |  | SCALEPATIENT-Health O Meter-500KL |  |  |  |  | Covered PM Repair - Biomedical | MHHS-MG
NO | NO | [5 empty] | Health-O-Meter Inc | 500KL |  |  | MEMORIAL CITY - ER - PEDS | MHHS-Mem City |  | Scale, Patient |  |  |  | West & Memorial City |  | MEMORIAL CITY - ER - PEDS | [5 empty] | SCALES, PATIENT |  | SCALEPATIENT-Health O Meter-500KL | SCALEPATIENT | 500KL |  |  |  | Health O Meter | Scale, Patient |  | SCALEPATIENT-Health O Meter-500KL |  |  |  |  | Not Covered Vendor Only - Biomedical | MHHS-Mem City
NO | NO | [5 empty] | Health-O-Meter Inc | 500KL |  |  | MEMORIAL CITY - LABOR & DELIVERY | MHHS-Mem City |  | Scale, Patient |  |  |  | West & Memorial City |  | MEMORIAL CITY - LABOR & DELIVERY | [5 empty] | SCALES, PATIENT |  | SCALEPATIENT-Health O Meter-500KL | SCALEPATIENT | 500KL |  |  |  | Health O Meter | Scale, Patient |  | SCALEPATIENT-Health O Meter-500KL |  |  |  |  | Covered PM Repair - Biomedical | MHHS-Mem City
NO | NO | [5 empty] | Health-O-Meter Inc | 500KL |  |  | MEMORIAL CITY - MHT - ONCOLOGY | MHHS-Mem City |  | Scale, Patient |  |  |  | West & Memorial City |  | MEMORIAL CITY - MHT - ONCOLOGY | [5 empty] | SCALES, PATIENT |  | SCALEPATIENT-Health O Meter-500KL | SCALEPATIENT | 500KL |  |  |  | Health O Meter | Scale, Patient |  | SCALEPATIENT-Health O Meter-500KL |  |  |  |  | Covered PM Repair - Biomedical | MHHS-Mem City
NO | NO | [5 empty] | Health-O-Meter Inc | 500KL |  |  | MEMORIAL CITY - MHT - ONCOLOGY | MHHS-Mem City |  | Scale, Patient |  |  |  | West & Memorial City |  | MEMORIAL CITY - MHT - ONCOLOGY | [5 empty] | SCALES, PATIENT |  | SCALEPATIENT-Health O Meter-500KL | SCALEPATIENT | 500KL |  |  |  | Health O Meter | Scale, Patient |  | SCALEPATIENT-Health O Meter-500KL |  |  |  |  | Covered PM Repair - Biomedical | MHHS-Mem City
NO | NO |  |  |  | 041-12547 |  | Health-O-Meter Inc | 500KL |  |  | MEMORIAL CITY - PEDIATRICS | MHHS-Mem City |  | Scale, Patient |  | 041-12547 |  | West & Memorial City |  | MEMORIAL CITY - PEDIATRICS | [5 empty] | SCALES, PATIENT |  | SCALEPATIENT-Health O Meter-500KL | SCALEPATIENT | 500KL |  |  |  | Health O Meter | Scale, Patient |  | SCALEPATIENT-Health O Meter-500KL |  |  |  |  | Covered PM Repair - Biomedical | MHHS-Mem City
NO | NO | [5 empty] | Health-O-Meter Inc | 500KL |  |  | MEMORIAL CITY - POSTPARTUM | MHHS-Mem City |  | Scale, Patient |  |  |  | West & Memorial City |  | MEMORIAL CITY - POSTPARTUM | [5 empty] | SCALES, PATIENT |  | SCALEPATIENT-Health O Meter-500KL | SCALEPATIENT | 500KL |  |  |  | Health O Meter | Scale, Patient |  | SCALEPATIENT-Health O Meter-500KL |  |  |  |  | Covered PM Repair - Biomedical | MHHS-Mem City
NO | NO | [5 empty] | Health-O-Meter Inc | 500KL |  |  | MEMORIAL CITY - POSTPARTUM | MHHS-Mem City |  | Scale, Patient |  |  |  | West & Memorial City |  | MEMORIAL CITY - POSTPARTUM | [5 empty] | SCALES, PATIENT |  | SCALEPATIENT-Health O Meter-500KL | SCALEPATIENT | 500KL |  |  |  | Health O Meter | Scale, Patient |  | SCALEPATIENT-Health O Meter-500KL |  |  |  |  | Covered PM Repair - Biomedical | MHHS-Mem City
NO | NO | [5 empty] | Health-O-Meter Inc | 500KL |  |  | MEMORIAL CITY - POSTPARTUM | MHHS-Mem City |  | Scale, Patient |  |  |  | West & Memorial City |  | MEMORIAL CITY - POSTPARTUM | [5 empty] | SCALES, PATIENT |  | SCALEPATIENT-Health O Meter-500KL | SCALEPATIENT | 500KL |  |  |  | Health O Meter | Scale, Patient |  | SCALEPATIENT-Health O Meter-500KL |  |  |  |  | Covered PM Repair - Biomedical | MHHS-Mem City
NO | NO |  |  |  | 005-33768 |  | Health-O-Meter Inc | 500KL |  |  | MH MG - (CY) - GOODMAN WALLER | MHHS-MG |  | Scale, Patient |  | 005-33768 |  | Northwest & Cypress |  | MH MG - (CY) - GOODMAN WALLER | [5 empty] | SCALES, PATIENT |  | SCALEPATIENT-Health O Meter-500KL | SCALEPATIENT | 500KL |  |  |  | Health O Meter | Scale, Patient |  | SCALEPATIENT-Health O Meter-500KL |  |  |  |  | Covered PM Repair - Biomedical | MHHS-MG
NO | NO |  |  |  | 005-33772 |  | Health-O-Meter Inc | 500KL |  |  | MH MG - (CY) - GOODMAN WALLER | MHHS-MG |  | Scale, Patient |  | 005-33772 |  | Northwest & Cypress |  | MH MG - (CY) - GOODMAN WALLER | [5 empty] | SCALES, PATIENT |  | SCALEPATIENT-Health O Meter-500KL | SCALEPATIENT | 500KL |  |  |  | Health O Meter | Scale, Patient |  | SCALEPATIENT-Health O Meter-500KL |  |  |  |  | Covered PM Repair - Biomedical | MHHS-MG
NO | NO |  |  |  | 009-34733 |  | Health-O-Meter Inc | 500KL |  |  | MH MG - (GH) - GH TIMESHARE | MHHS-MG |  | Scale, Patient |  | 009-34733 |  | Central & Greater Heights |  | MH MG - (GH) - GH TIMESHARE | [5 empty] | SCALES, PATIENT |  | SCALEPATIENT-Health O Meter-500KL | SCALEPATIENT | 500KL |  |  |  | Health O Meter | Scale, Patient |  | SCALEPATIENT-Health O Meter-500KL |  |  |  |  | Covered PM Repair - Biomedical | MHHS-MG
NO | NO |  |  |  | 029-12033 |  | Health-O-Meter Inc | 500KL |  |  | MH MG - (KY) - KATY [MP2-STE400] | MHHS-MG |  | Scale, Patient |  | 029-12033 |  | Katy |  | MH MG - (KY) - KATY [MP2-STE400] | [5 empty] | SCALES, PATIENT |  | SCALEPATIENT-Health O Meter-500KL | SCALEPATIENT | 500KL |  |  |  | Health O Meter | Scale, Patient |  | SCALEPATIENT-Health O Meter-500KL |  |  |  |  | Covered PM Repair - Biomedical | MHHS-MG
NO | NO |  |  |  | 005-10766 |  | Health-O-Meter Inc | 500KL |  |  | MH MG - (SE) - ALVIN | MHHS-MG |  | Scale, Patient |  | 005-10766 |  | Southeast & Bay Area |  | MH MG - (SE) - ALVIN | [5 empty] | SCALES, PATIENT |  | SCALEPATIENT-Health O Meter-500KL | SCALEPATIENT | 500KL |  |  |  | Health O Meter | Scale, Patient |  | SCALEPATIENT-Health O Meter-500KL |  |  |  |  | Covered PM Repair - Biomedical | MHHS-MG
NO | NO |  |  |  | 005-11152 |  | Health-O-Meter Inc | 500KL |  |  | MH MG - (SE) - CLEAR LAKE (WEBSTER) | MHHS-MG |  | Scale, Patient |  | 005-11152 |  | Southeast & Bay Area |  | MH MG - (SE) - CLEAR LAKE (WEBSTER) | [5 empty] | SCALES, PATIENT |  | SCALEPATIENT-Health O Meter-500KL | SCALEPATIENT | 500KL |  |  |  | Health O Meter | Scale, Patient |  | SCALEPATIENT-Health O Meter-500KL |  |  |  |  | Covered PM Repair - Biomedical | MHHS-MG
NO | NO |  |  |  | 005-33803 |  | Health-O-Meter Inc | 500KL |  |  | MH MG - (SE) - LAKE JACKSON | MHHS-MG |  | Scale, Patient |  | 005-33803 |  | Southeast & Bay Area |  | MH MG - (SE) - LAKE JACKSON | [5 empty] | SCALES, PATIENT |  | SCALEPATIENT-Health O Meter-500KL | SCALEPATIENT | 500KL |  |  |  | Health O Meter | Scale, Patient |  | SCALEPATIENT-Health O Meter-500KL |  |  |  |  | Covered PM Repair - Biomedical | MHHS-MG
NO | NO |  |  |  | 000-02664 |  | Health-O-Meter Inc | 500KL |  |  | MH MG - (SE) - UROLOGY ASSOCIATES - SOUTHEAST | MHHS-MG |  | Scale, Patient |  | 000-02664 |  | Southeast & Bay Area |  | MH MG - (SE) - UROLOGY ASSOCIATES - SOUTHEAST | [5 empty] | SCALES, PATIENT |  | SCALEPATIENT-Health O Meter-500KL | SCALEPATIENT | 500KL |  |  |  | Health O Meter | Scale, Patient |  | SCALEPATIENT-Health O Meter-500KL |  |  |  |  | Covered PM Repair - Biomedical | MHHS-MG
NO | NO |  |  |  | 000-04203 |  | Health-O-Meter Inc | 500KL |  |  | MH MG - (SE) - UROLOGY ASSOCIATES - WEBSTER | MHHS-MG |  | Scale, Patient |  | 000-04203 |  | Southeast & Bay Area |  | MH MG - (SE) - UROLOGY ASSOCIATES - WEBSTER | [5 empty] | SCALES, PATIENT |  | SCALEPATIENT-Health O Meter-500KL | SCALEPATIENT | 500KL |  |  |  | Health O Meter | Scale, Patient |  | SCALEPATIENT-Health O Meter-500KL |  |  |  |  | Covered PM Repair - Biomedical | MHHS-MG
NO | NO |  |  |  | 143-01694 |  | Health-O-Meter Inc | 500KL |  |  | MH MG - (SL) - SUGAR LAND PEDIATRICS | MHHS-MG |  | Scale, Patient |  | 143-01694 |  | Sugar Land |  | MH MG - (SL) - SUGAR LAND PEDIATRICS | [5 empty] | SCALES, PATIENT |  | SCALEPATIENT-Health O Meter-500KL | SCALEPATIENT | 500KL |  |  |  | Health O Meter | Scale, Patient |  | SCALEPATIENT-Health O Meter-500KL |  |  |  |  | Covered PM Repair - Biomedical | MHHS-MG
NO | NO |  |  |  | 143-01695 |  | Health-O-Meter Inc | 500KL |  |  | MH MG - (SL) - SUGAR LAND PEDIATRICS | MHHS-MG |  | Scale, Patient |  | 143-01695 |  | Sugar Land |  | MH MG - (SL) - SUGAR LAND PEDIATRICS | [5 empty] | SCALES, PATIENT |  | SCALEPATIENT-Health O Meter-500KL | SCALEPATIENT | 500KL |  |  |  | Health O Meter | Scale, Patient |  | SCALEPATIENT-Health O Meter-500KL |  |  |  |  | Covered PM Repair - Biomedical | MHHS-MG
NO | NO |  |  |  | 129-06643 |  | Health-O-Meter Inc | 500KL |  |  | MH MG - (SL) - SUGAR LAND SPORTS MEDICINE (MP2) | MHHS-MG |  | Scale, Patient |  | 129-06643 |  | Sugar Land |  | MH MG - (SL) - SUGAR LAND SPORTS MEDICINE (MP2) | [5 empty] | SCALES, PATIENT |  | SCALEPATIENT-Health O Meter-500KL | SCALEPATIENT | 500KL |  |  |  | Health O Meter | Scale, Patient |  | SCALEPATIENT-Health O Meter-500KL |  |  |  |  | Covered PM Repair - Biomedical | MHHS-MG
NO | NO |  |  |  | 129-07326 |  | Health-O-Meter Inc | 500KL |  |  | MH MG - (STX) - SOUTH TEXAS - WHARTON | MHHS-MG |  | Scale, Patient |  | 129-07326 |  | South |  | MH MG - (STX) - SOUTH TEXAS - WHARTON | [5 empty] | SCALES, PATIENT |  | SCALEPATIENT-Health O Meter-500KL | SCALEPATIENT | 500KL |  |  |  | Health O Meter | Scale, Patient |  | SCALEPATIENT-Health O Meter-500KL |  |  |  |  | Covered PM Repair - Biomedical | MHHS-MG
NO | NO |  |  |  | 029-12010 |  | Health-O-Meter Inc | 500KL |  |  | MH MG - (WDLS) - BENDERS LANDING | MHHS-MG |  | Scale, Patient |  | 029-12010 |  | Woodlands |  | MH MG - (WDLS) - BENDERS LANDING | [5 empty] | SCALES, PATIENT |  | SCALEPATIENT-Health O Meter-500KL | SCALEPATIENT | 500KL |  |  |  | Health O Meter | Scale, Patient |  | SCALEPATIENT-Health O Meter-500KL |  |  |  |  | Covered PM Repair - Biomedical | MHHS-MG
NO | NO |  |  |  | 000-05051 |  | Health-O-Meter Inc | 500KL |  |  | MH MG - (WDLS) - EMPLOYEE HEALTH THE WOODLANDS | MHHS-MG |  | Scale, Patient |  | 000-05051 |  | Woodlands |  | MH MG - (WDLS) - EMPLOYEE HEALTH THE WOODLANDS | [5 empty] | SCALES, PATIENT |  | SCALEPATIENT-Health O Meter-500KL | SCALEPATIENT | 500KL |  |  |  | Health O Meter | Scale, Patient |  | SCALEPATIENT-Health O Meter-500KL |  |  |  |  | Covered PM Repair - Biomedical | MHHS-MG
NO | NO |  |  |  | 029-12171 |  | Health-O-Meter Inc | 500KL |  |  | MH MG - (WDLS) - SPRING CARDIOLOGY | MHHS-MG |  | Scale, Patient |  | 029-12171 |  | Woodlands |  | MH MG - (WDLS) - SPRING CARDIOLOGY | [5 empty] | SCALES, PATIENT |  | SCALEPATIENT-Health O Meter-500KL | SCALEPATIENT | 500KL |  |  |  | Health O Meter | Scale, Patient |  | SCALEPATIENT-Health O Meter-500KL |  |  |  |  | Covered PM Repair - Biomedical | MHHS-MG
NO | NO |  |  |  | 029-10972 |  | Health-O-Meter Inc | 500KL |  |  | MH MG - (WDLS) - SPRING CCC | MHHS-MG |  | Scale, Patient |  | 029-10972 |  | Woodlands |  | MH MG - (WDLS) - SPRING CCC | [5 empty] | SCALES, PATIENT |  | SCALEPATIENT-Health O Meter-500KL | SCALEPATIENT | 500KL |  |  |  | Health O Meter | Scale, Patient |  | SCALEPATIENT-Health O Meter-500KL |  |  |  |  | Covered PM Repair - Biomedical | MHHS-MG
NO | NO |  |  |  | 029-11490 |  | Health-O-Meter Inc | 500KL |  |  | MH MG - (WDLS) - SPRING CCC | MHHS-MG |  | Scale, Patient |  | 029-11490 |  | Woodlands |  | MH MG - (WDLS) - SPRING CCC | [5 empty] | SCALES, PATIENT |  | SCALEPATIENT-Health O Meter-500KL | SCALEPATIENT | 500KL |  |  |  | Health O Meter | Scale, Patient |  | SCALEPATIENT-Health O Meter-500KL |  |  |  |  | Covered PM Repair - Biomedical | MHHS-MG
NO | NO |  |  |  | 029-11887 |  | Health-O-Meter Inc | 500KL |  |  | MNA - (NE) - NORTHEAST MP1 SUITE 360 | MHHS - Mischer Neuroscience |  | Scale, Patient |  | 029-11887 |  | Katy |  | MNA - (NE) - NORTHEAST MP1 SUITE 360 | [5 empty] | SCALES, PATIENT |  | SCALEPATIENT-Health O Meter-500KL | SCALEPATIENT | 500KL |  |  |  | Health O Meter | Scale, Patient |  | SCALEPATIENT-Health O Meter-500KL |  |  |  |  | Covered PM Repair - Biomedical | MHHS - Mischer Neuroscience
NO | NO |  |  |  | 041-20685 |  | Health-O-Meter Inc | 500KL |  |  | MNA - (NE) - NORTHEAST MP1 SUITE 360 | MHHS - Mischer Neuroscience |  | Scale, Patient |  | 041-20685 |  | Katy |  | MNA - (NE) - NORTHEAST MP1 SUITE 360 | [5 empty] | SCALES, PATIENT |  | SCALEPATIENT-Health O Meter-500KL | SCALEPATIENT | 500KL |  |  |  | Health O Meter | Scale, Patient |  | SCALEPATIENT-Health O Meter-500KL |  |  |  |  | Covered PM Repair - Biomedical | MHHS - Mischer Neuroscience
NO | NO | [5 empty] | Health-O-Meter Inc | 500KL |  |  | NEIGHBORHOOD CLINIC - (NE) - NORTHEAST | MHHS-Neighborhood Clinics |  | Scale, Patient |  |  |  | Katy |  | NEIGHBORHOOD CLINIC - (NE) - NORTHEAST | [5 empty] | SCALES, PATIENT |  | SCALEPATIENT-Health O Meter-500KL | SCALEPATIENT | 500KL |  |  |  | Health O Meter | Scale, Patient |  | SCALEPATIENT-Health O Meter-500KL |  |  |  |  | Covered PM Repair - Biomedical | MHHS-Neighborhood Clinics
NO | NO | [5 empty] | Health-O-Meter Inc | 500KL |  |  | OPID - (MC) - MEMORIAL CITY - 422 (MP4) | MHHS-OPID |  | Scale, Patient |  |  |  | West & Memorial City |  | OPID - (MC) - MEMORIAL CITY - 422 (MP4) | [5 empty] | SCALES, PATIENT |  | SCALEPATIENT-Health O Meter-500KL | SCALEPATIENT | 500KL |  |  |  | Health O Meter | Scale, Patient |  | SCALEPATIENT-Health O Meter-500KL |  |  |  |  | Covered PM Repair - Biomedical | MHHS-OPID
NO | NO |  |  |  | 005-11189 |  | Health-O-Meter Inc | 500KL |  |  | OPID - (SE) - PASADENA - 465 | MHHS-OPID |  | Scale, Patient |  | 005-11189 |  | Southeast & Bay Area |  | OPID - (SE) - PASADENA - 465 | [5 empty] | SCALES, PATIENT |  | SCALEPATIENT-Health O Meter-500KL | SCALEPATIENT | 500KL |  |  |  | Health O Meter | Scale, Patient |  | SCALEPATIENT-Health O Meter-500KL |  |  |  |  | Covered PM Repair - Biomedical | MHHS-OPID
NO | NO |  |  |  | 013-36062 |  | Health-O-Meter Inc | 500KL |  |  | SW - ER | MHHS-Southwest |  | Scale, Patient |  | 013-36062 |  | Southwest |  | SW - ER | [5 empty] | SCALES, PATIENT |  | SCALEPATIENT-Health O Meter-500KL | SCALEPATIENT | 500KL |  |  |  | Health O Meter | Scale, Patient |  | SCALEPATIENT-Health O Meter-500KL |  |  |  |  | Covered PM Repair - Biomedical | MHHS-Southwest
NO | NO |  |  |  | 129-07448 |  | Health-O-Meter Inc | 500KL |  |  | SUGAR LAND - EDUCATION | MHHS-Sugarland |  | Scale, Patient |  | 129-07448 |  | Sugar Land |  | SUGAR LAND - EDUCATION | [5 empty] | SCALES, PATIENT |  | SCALEPATIENT-Health O Meter-500KL | SCALEPATIENT | 500KL |  |  |  | Health O Meter | Scale, Patient |  | SCALEPATIENT-Health O Meter-500KL |  |  |  |  | Covered PM Repair - Biomedical | MHHS-Sugarland
NO | NO |  |  |  | 069-45733 |  | Health-O-Meter Inc | 500KL |  |  | TMC - PLAZA - CARDIAC REHAB (UT POB) | MHHS-TMC |  | Scale, Patient |  | 069-45733 |  | TMC |  | TMC - PLAZA - CARDIAC REHAB (UT POB) | [5 empty] | SCALES, PATIENT |  | SCALEPATIENT-Health O Meter-500KL | SCALEPATIENT | 500KL |  |  |  | Health O Meter | Scale, Patient |  | SCALEPATIENT-Health O Meter-500KL |  |  |  |  | Covered PM Repair - Biomedical | MHHS-TMC
NO | NO |  |  |  | 069-46213 |  | Health-O-Meter Inc | 500KL |  |  | TMC - PLAZA - ERTAN DDC (STE 1400) | MHHS-TMC |  | Scale, Patient |  | 069-46213 |  | TMC |  | TMC - PLAZA - ERTAN DDC (STE 1400) | [5 empty] | SCALES, PATIENT |  | SCALEPATIENT-Health O Meter-500KL | SCALEPATIENT | 500KL |  |  |  | Health O Meter | Scale, Patient |  | SCALEPATIENT-Health O Meter-500KL |  |  |  |  | Covered PM Repair - Biomedical | MHHS-TMC
NO | YES |  |  |  | 133-08859 | 133-08859 | Health-O-Meter Inc | 524KL PEDIATRIC SCALE |  | 524 0003730 | Katy-Ob Special Observation-3E | MHHS-Katy |  |  |  | 133-08859 | 133-08859 | Katy | MHHS-Katy | Katy-Ob Special Observation-3E | Treatment room | 7/1/19 | 7/1/20 |  |  | SCALES, PATIENT | Scale, Patient | SCALEPATIENT-Health O Meter-524KL |  |  |  |  | SCALEPATIENT-Health O Meter-524KL | Health O Meter |  |  |  |  | 4/30/20 |  | SP-A | Not Covered Vendor Only - Biomedical | MHHS-Katy | [8 empty] | SCALEPATIENT | Scale, Patient | Health O Meter
NO | YES |  |  |  | 929-01519 | 929-01519 | Health-O-Meter Inc | 549KL |  |  | SC CCC-(NE)-Emergency Room | MHHS-Summer Creek CCC |  | Scale, Infant |  | 929-01519 | 929-01519 | Katy | MHHS-Others | SC CCC-(NE)-Emergency Room |  |  |  |  | No pm | SCALES, INFANT | Scale, Infant | SCALEINFANT-Health O Meter-549KL | SCALEINFANT | 549KL |  |  |  | Health O Meter | Scale, Infant |  | SCALEINFANT-Health O Meter-549KL |  |  |  | SI-A | Covered PM Repair - Biomedical | MHHS-Summer Creek CCC | [8 empty] | SCALEINFANT | Scale, Infant | Health O Meter
NO | YES |  |  |  | 009-09670 | 009-09670 | Health-O-Meter Inc | 553KL |  |  | MH MG-(CY)-Copperfield | MHHS-MG |  | Scale, Infant |  | 009-09670 | 009-09670 | Northwest | MHHS-MG | MH MG-(CY)-Copperfield | Storage | 3/1/19 | 3/1/20 |  |  | SCALES, PATIENT | Scale, Infant | SCALEINFANT-Health O Meter-553KL | SCALEINFANT | 553KL |  |  |  | Health O Meter | Scale, Infant |  | SCALEINFANT-Health O Meter-553KL |  |  |  | SI-A | Covered PM Repair - Biomedical | MHHS-MG | [8 empty] | SCALEINFANT | Scale, Infant | Health O Meter
NO | YES |  |  |  | 005-10592 | 005-10592 | Health-O-Meter Inc | 553KL |  |  | MH MG - (SE) - URGENT CARE - FRIENDSWOOD | MHHS-MG |  | Scale, Infant |  | 005-10592 | 005-10592 | Southeast | Memorial Hermann Urgent Care Friendswood (#112) | MH MG - (SE) - URGENT CARE - FRIENDSWOOD |  | 2/1/19 |  |  |  | SCALES, PATIENT | Scale, Infant | SCALEINFANT-Health O Meter-553KL | SCALEINFANT | 553KL |  |  |  | Health O Meter | Scale, Infant |  | SCALEINFANT-Health O Meter-553KL |  |  |  | SI-A | Covered PM Repair - Biomedical | MHHS-MG | [8 empty] | SCALEINFANT | Scale, Infant | Health O Meter
NO | YES |  |  |  | 129-07767 | 129-07767 | Health-O-Meter Inc | 553KL |  |  | Sugar Land-ER | MHHS-Sugarland |  | Scale, Infant |  | 129-07767 | 129-07767 | Sugar Land | MHHS-Sugarland | Sugar Land-ER | ER | 8/1/19 |  | 8/1/20 |  | SCALES, PATIENT | Scale, Infant | SCALEINFANT-Health O Meter-553KL | SCALEINFANT | 553KL |  |  |  | Health O Meter | Scale, Infant |  | SCALEINFANT-Health O Meter-553KL |  |  |  | SI-A | Covered PM Repair - Biomedical | MHHS-Sugarland | [8 empty] | SCALEINFANT | Scale, Infant | Health O Meter
NO | YES |  |  |  | 129-07930 | 129-07930 | Health-O-Meter Inc | 553KL |  |  | Sugar Land-ER | MHHS-Sugarland |  | Scale, Infant |  | 129-07930 | 129-07930 | Sugar Land | MHHS-Sugarland | Sugar Land-ER | Triage 2 | 9/1/19 |  | 9/1/20 |  | SCALES, PATIENT | Scale, Infant | SCALEINFANT-Health O Meter-553KL | SCALEINFANT | 553KL |  |  |  | Health O Meter | Scale, Infant |  | SCALEINFANT-Health O Meter-553KL |  |  |  | SI-A | Covered PM Repair - Biomedical | MHHS-Sugarland | [8 empty] | SCALEINFANT | Scale, Infant | Health O Meter
NO | YES |  |  |  | 129-07931 | 129-07931 | Health-O-Meter Inc | 553KL |  |  | Sugar Land-ER | MHHS-Sugarland |  | Scale, Infant |  | 129-07931 | 129-07931 | Sugar Land | MHHS-Sugarland | Sugar Land-ER | ER | 9/1/19 |  | 9/1/20 |  | SCALES, PATIENT | Scale, Infant | SCALEINFANT-Health O Meter-553KL | SCALEINFANT | 553KL |  |  |  | Health O Meter | Scale, Infant |  | SCALEINFANT-Health O Meter-553KL |  |  |  | SI-A | Covered PM Repair - Biomedical | MHHS-Sugarland | [8 empty] | SCALEINFANT | Scale, Infant | Health O Meter
NO | YES |  |  |  | 029-08399 | 029-08399 | Health-O-Meter Inc | 553KL |  |  | Woodlands-Terramont ER (Clinic) | MHHS-Woodlands |  | Scale, Infant |  | 029-08399 | 029-08399 | Woodlands | MHHS-Woodlands | Woodlands-Terramont ER (Clinic) | Hallway | 9/1/19 |  | 9/1/20 |  | SCALES, PATIENT | Scale, Infant | SCALEINFANT-Health O Meter-553KL | SCALEINFANT | 553KL |  |  |  | Health O Meter | Scale, Infant |  | SCALEINFANT-Health O Meter-553KL |  | 2/12/16 |  | SI-A | Covered PM Repair - Biomedical | MHHS-Woodlands | [8 empty] | SCALEINFANT | Scale, Infant | Health O Meter
NO | NO |  |  |  | 583-01300 |  | Health-O-Meter Inc | 553KL |  |  | KATY - UT PHYSICIAN TIMESHARE | MHHS-Katy |  | Scale, Infant |  | 583-01300 |  | Katy |  | KATY - UT PHYSICIAN TIMESHARE | [5 empty] | SCALES, PATIENT |  | SCALEINFANT-Health O Meter-553KL | SCALEINFANT | 553KL |  |  |  | Health O Meter | Scale, Infant |  | SCALEINFANT-Health O Meter-553KL |  |  |  |  | Covered PM Repair - Biomedical | MHHS-Katy
NO | NO |  |  |  | 069-43542 |  | Health-O-Meter Inc | 553KL |  |  | MH MG - (TMC) - VANGUARD UROLOGY (STE 2300) | MHHS-MG |  | Scale, Infant |  | 069-43542 |  | TMC |  | MH MG - (TMC) - VANGUARD UROLOGY (STE 2300) | [5 empty] | SCALES, PATIENT |  | SCALEINFANT-Health O Meter-553KL | SCALEINFANT | 553KL |  |  |  | Health O Meter | Scale, Infant |  | SCALEINFANT-Health O Meter-553KL |  |  |  |  | Covered PM Repair - Biomedical | MHHS-MG
NO | YES |  |  |  | 013-39035 | 013-39035 | Health-O-Meter Inc | 594KL CHAIR SCALE |  |  | SW-Preadmitting | MHHS-Southwest |  |  |  | 013-39035 | 013-39035 | Southwest | MHHS-Southwest | SW-Preadmitting | Pre admitting floor 1 | 8/1/19 |  | 8/1/20 |  | SCALES, PATIENT |  | .needs class |  |  |  |  | .needs class | Health O Meter | [7 empty] | Not Covered Vendor Only - Lab Ana/Anes | MHHS-Southwest
NO | YES | [5 empty] | Health-O-Meter Inc | 597KL |  | 597t004038 | GH-Preop | MHHS-Greater Heights |  | Scale, Patient |  |  |  | Central | MHHS-Greater Heights | GH-Preop | Storage hallways |  |  |  |  | SCALES, PATIENT | Scale, Patient | SCALEPATIENT-Health O Meter-597KL | SCALEPATIENT | 597KL |  |  |  | Health O Meter | Scale, Patient |  | SCALEPATIENT-Health O Meter-597KL |  |  |  | SP-A | Not Covered Vendor Only - Biomedical | MHHS-Greater Heights | [8 empty] | SCALEPATIENT | Scale, Patient | Health O Meter
NO | YES | [5 empty] | Health-O-Meter Inc | 597KL |  |  | CBC - (SW) - SHARPSTOWN HIGH SCHOOL CLINIC | MHHS-Neighborhood Clinics |  | Scale, Patient |  |  |  | Southwest |  | CBC - (SW) - SHARPSTOWN HIGH SCHOOL CLINIC |  | 08/03/2018 |  |  |  | SCALES, PATIENT |  | SCALEPATIENT-Health O Meter-597KL | SCALEPATIENT | 597KL |  |  |  | Health O Meter | Scale, Patient |  | SCALEPATIENT-Health O Meter-597KL |  |  |  |  | Covered PM Repair - Biomedical | MHHS-Neighborhood Clinics
NO | NO |  |  |  | 069-45732 |  | Health-O-Meter Inc | 597KL |  |  | TMC - PLAZA - CARDIAC REHAB (UT POB) | MHHS-TMC |  | Scale, Patient |  | 069-45732 |  | TMC |  | TMC - PLAZA - CARDIAC REHAB (UT POB) | [5 empty] | SCALES, PATIENT |  | SCALEPATIENT-Health O Meter-597KL | SCALEPATIENT | 597KL |  |  |  | Health O Meter | Scale, Patient |  | SCALEPATIENT-Health O Meter-597KL |  |  |  |  | Covered PM Repair - Biomedical | MHHS-TMC
NO | NO |  |  |  | 069-46216 |  | Health-O-Meter Inc | 599KL |  | 599T005944 | TMC - PLAZA - ANESTHESIA CLINIC (UTPB, STE 600) | MHHS-TMC |  | Scale, Infant |  | 069-46216 |  | TMC |  | TMC - PLAZA - ANESTHESIA CLINIC (UTPB, STE 600) | [5 empty] | SCALES, PATIENT |  | SCALEINFANT-Health O Meter-599KL | SCALEINFANT | 599KL |  |  |  | Health O Meter | Scale, Infant |  | SCALEINFANT-Health O Meter-599KL |  |  |  |  | Covered PM Repair - Biomedical | MHHS-TMC
NO | YES |  |  |  | 009-10408 | 009-10408 | Health-O-Meter Inc | 752KL |  | 752T009681 | GH - LABOR | MHHS-Greater Heights |  | Scale, Patient |  | 009-10408 | 009-10408 | Central |  | GH - LABOR | GH - LABOR |  |  |  |  | SCALES, PATIENT |  | SCALEPATIENT-Health O Meter-752KL | SCALEPATIENT | 752KL |  |  |  | Health O Meter | Scale, Patient |  | SCALEPATIENT-Health O Meter-752KL |  |  |  |  | Covered PM Repair - Biomedical | MHHS-Greater Heights
NO | NO |  |  |  | 005-09311 |  | Health-O-Meter Inc | 752KL |  | 752T000861 | CLOSED - (SE) - SOUTHEAST MEDICAL ASSOCIATES | MHHS-MG |  | Scale, Patient |  | 005-09311 |  | Southeast & Bay Area |  | CLOSED - (SE) - SOUTHEAST MEDICAL ASSOCIATES | [5 empty] | SCALES, PATIENT |  | SCALEPATIENT-Health O Meter-752KL | SCALEPATIENT | 752KL |  |  |  | Health O Meter | Scale, Patient |  | SCALEPATIENT-Health O Meter-752KL |  |  |  |  | Covered PM Repair - Biomedical | MHHS-MG
NO | NO |  |  |  | 005-09322 |  | Health-O-Meter Inc | 752KL |  |  | CLOSED - (SE) - SOUTHEAST MEDICAL ASSOCIATES | MHHS-MG |  | Scale, Patient |  | 005-09322 |  | Southeast & Bay Area |  | CLOSED - (SE) - SOUTHEAST MEDICAL ASSOCIATES | [5 empty] | SCALES, PATIENT |  | SCALEPATIENT-Health O Meter-752KL | SCALEPATIENT | 752KL |  |  |  | Health O Meter | Scale, Patient |  | SCALEPATIENT-Health O Meter-752KL |  |  |  |  | Covered PM Repair - Biomedical | MHHS-MG
NO | NO |  |  |  | 013-38973 |  | Health-O-Meter Inc | 752KL |  | 752T010909 | SW - LABOR & DELIVERY | MHHS-Southwest |  | Scale, Patient |  | 013-38973 |  | Southwest |  | SW - LABOR & DELIVERY | [5 empty] | SCALES, PATIENT |  | SCALEPATIENT-Health O Meter-752KL | SCALEPATIENT | 752KL |  |  |  | Health O Meter | Scale, Patient |  | SCALEPATIENT-Health O Meter-752KL |  |  |  |  | Covered PM Repair - Biomedical | MHHS-Southwest
NO | YES |  |  |  | 013-35494 | 013-35494 | Health-O-Meter Inc | PRO PLUS |  |  | MH MG-(STX)-South Texas-Rosenberg | MHHS-MG |  | Scale, Patient |  | 013-35494 | 013-35494 | South | MHHS-MG | MH MG-(STX)-South Texas-Rosenberg | Hall |  |  |  |  | SCALES, PATIENT | Scale, Patient | SCALEPATIENT-Health O Meter-Pro Plus | SCALEPATIENT | Pro Plus |  |  |  | Health O Meter | Scale, Patient |  | SCALEPATIENT-Health O Meter-Pro Plus |  | 4/17/19 |  | SP-A | Covered PM Repair - Biomedical | MHHS-MG | [8 empty] | SCALEPATIENT | Scale, Patient | Health O Meter
NO | YES |  |  |  | 129-31204 | 129-31204 | Health-O-Meter Inc | PRO PLUS 100KL |  | NSN | SUGAR LAND - PRE-ADMIT TESTING | MHHS-Sugarland |  |  |  | 129-31204 | 129-31204 | Sugar Land |  | SUGAR LAND - PRE-ADMIT TESTING |  | 12/1/18 |  |  |  | SCALES, PATIENT |  | .needs class | [5 empty] | Health O Meter | [7 empty] | Covered PM Repair - Respiratory/Steriliz | MHHS-Sugarland
NO | NO | [5 empty] | Health-O-Meter Inc | PROFESSIONAL |  | 1100L00005 | TMC - PLAZA - ERTAN DDC (STE 1400) | MHHS-TMC |  | Scale, Patient |  |  |  | TMC |  | TMC - PLAZA - ERTAN DDC (STE 1400) | [5 empty] | SCALES, PATIENT |  | SCALEPATIENT-Health O Meter-Professional | SCALEPATIENT | Professional |  |  |  | Health O Meter | Scale, Patient |  | SCALEPATIENT-Health O Meter-Professional |  |  |  |  | Not Covered Vendor Only - Biomedical | MHHS-TMC
NO | NO | [5 empty] | Health-O-Meter Inc | Unknown |  |  | MH MG - (MC) - MC CARDIOLOGY (MP4) STE400 | MHHS-MG | [5 empty] | West & Memorial City |  | MH MG - (MC) - MC CARDIOLOGY (MP4) STE400 | [5 empty] | SCALES, PATIENT |  | .needs class |  |  |  |  | .needs class | Health O Meter | [7 empty] | Covered PM Repair - Biomedical | MHHS-MG
NO | NO | [5 empty] | Health-O-Meter Inc | Unknown |  |  | SE - UNIT 2B (ONCOLOGY) | MHHS-Southeast | [5 empty] | Southeast & Bay Area |  | SE - UNIT 2B (ONCOLOGY) | [5 empty] | SCALES, PATIENT |  | .needs class |  |  |  |  | .needs class | Health O Meter | [7 empty] | Covered PM Repair - Biomedical | MHHS-Southeast
NO | YES | Asset Tag 000-03834 |  |  | 000-03834 | 000-03834 | HealthCare International | PHYSIOMILL |  | TMRGR505 | Katy Rehab-1St Fl Physical Therapy | MHHS-Katy Rehab |  |  |  | 000-03834 | 000-03834 | Katy | MHHS-Others | Katy Rehab-1St Fl Physical Therapy |  | 3/6/19 |  |  |  | EXERCISERS |  | .needs class | [5 empty] | Healthcare Int |  |  |  |  | 12/1/19 | Finished from Script 3/27/2020 12:11:52pm (Central) |  | Covered PM Repair - Biomedical | MHHS-Katy Rehab
NO | YES |  |  |  | 000-03397 |  | HealthCare International | PHYSIOMILL |  | TMRGP522 | SMR - (SE) - BEAUMONT | MHHS-SMR |  |  |  | 000-03397 |  | Southeast & Bay Area |  | SMR - (SE) - BEAUMONT |  | 06/05/2019 |  |  |  | EXERCISERS |  | .needs class | [5 empty] | Healthcare Int | [7 empty] | Covered PM Repair - Biomedical | MHHS-SMR
NO | YES |  |  |  | 099-13910 | 099-13910 | Healthdyne Tech | Inspiration323 |  |  | Pediatrics 2110 |  |  |  |  | 099-13910 | 099-13910 | TMC | Memorial Hermann-Texas Medical Center | Pediatrics 2110 |  | 3/1/20 |  |  | No PM Sticker
YES | YES |  |  |  |  | 151-03943 | HealthLink |  |  |  | Conevient Care | [5 empty] | 151-03943 | South | Memorial Hermann Medical Group Needville | Conevient Care | Procedure | [6 empty] | .needs class
YES | YES |  |  |  | 142-08897 | 142-08897 | HealthLink |  |  |  | MH MG - (SL) - URGENT CARE - TELFAIR |  |  |  |  | 142-08897 | 142-08897 | Sugar Land | Memorial Hermann Urgent Care Telfair (#A) | MH MG - (SL) - URGENT CARE - TELFAIR | Lab | [6 empty] | .needs class
YES | YES |  |  |  | 099-14862 | 099-14862 | HealthLink |  |  |  | MH MG - (SE) - SOUTHEAST COLON AND RECTAL (MP2 |  |  |  |  | 099-14862 | 099-14862 | Southeast | Memorial Hermann Sports Medicine | MH MG - (SE) - SOUTHEAST COLON AND RECTAL (MP2 | #350 Plaza 2 |  |  | 3/1/20
YES | YES |  |  |  | 041-33017 | 041-33017 | HealthLink |  |  |  | MH MG - (MC) - MEMORIAL CITY (MP3) |  |  |  |  | 041-33017 | 041-33017 | West | Memorial Hermann Medical Group Memorial City (#100) | MH MG - (MC) - MEMORIAL CITY (MP3) |  |  |  | 4/1/20
YES | YES |  |  |  | 099-02829 | 099-02829 | HealthLink |  |  | ET16071196 | MH MG - (KY) - URGENT CARE - FULSHEAR |  |  |  |  | 099-02829 | 099-02829 | Katy | Memorial Hermann Urgent Care Fulshear (#1200) | MH MG - (KY) - URGENT CARE - FULSHEAR | Lab | 3/1/17 |  |  | One time safety |  | Incubator, Biological | INCBIOLOGICAL-HealthLink-1450 | [22 empty] | Incubator, Biological | INCBIOLOGICAL | Incubator, Biological | HealthLink
YES | YES | [5 empty] | Healthmark Industries Co Inc | FS3-500 |  |  | CY - STERILE PROCESSING | [6 empty] | Northwest | Memorial Hermann Cypress Hospital | CY - STERILE PROCESSING | Spd
YES | YES | [5 empty] | Healthmark Industries Co Inc | FS3-500 |  |  | Spd | [6 empty] | Pearland | Memorial Hermann Pearland Hospital | Spd | Clean and assembly room
YES | YES |  |  |  |  | 099-01327 | Healthmark Industries Co Inc | FS3-500 |  |  | NE - OR | [5 empty] | 099-01327 | NorthEast |  | NE - OR |  |  |  |  | No pm
YES | YES |  |  |  | 029-10111 | 029-10111 | Healthometer | 500KL |  |  | Memorial City-Employee Health |  |  |  |  | 029-10111 | 029-10111 | West | Memorial City- Memorial Hermann Hospital West Tower | Memorial City-Employee Health | Hallway |  |  |  | No PM sticker
NO | YES |  |  |  | 029-12040 | 029-12040 | HEALTHTEC |  |  | E008064 | SMR-(WDLS)-Med Plaza 4 (Mp4) | MHHS-SMR |  |  |  | 029-12040 | 029-12040 | Woodlands | MHHS-Others | SMR-(WDLS)-Med Plaza 4 (Mp4) | Open Gym | 10/1/18 |  |  | No PM Sticker Visible | TABLES, EXAMINATION/TREATMENT |  | .needs class |  |  |  |  | .needs class | [5 empty] | 8/1/20 |  |  | Not Covered Vendor Only - Biomedical | MHHS-SMR
YES | YES | Serial Number Cnf |  |  | 041-33631 | 041-33631 | Heart rate inc | Versa climber |  | CNF | MEMORIAL CITY-SUCCESSFUL RETURNS |  |  |  |  | 041-33631 | 041-33631 | West | 929 suite 1500 | MEMORIAL CITY-SUCCESSFUL RETURNS | Suite 1579
YES | YES | Serial Number Cnf |  |  | 041-33632 | 041-33632 | Heart rate inc | Versa climber |  | CNF | MEMORIAL CITY-SUCCESSFUL RETURNS |  |  |  |  | 041-33632 | 041-33632 | West | 929 suite 1500 | MEMORIAL CITY-SUCCESSFUL RETURNS | Suite 1579
YES | YES | [5 empty] | Heartlab Cardiac Solutions | Version 1.02 |  |  | East Tower Cardiology Floor | [6 empty] | West | Memorial Hermann - Memorial City | East Tower Cardiology Floor | Physician?Aos Dictation E7 400.4
YES | YES |  |  |  | 029-11983 | 029-11983 | HeartSine Tech | SAM 300P |  | 09A00052030 | WOODLANDS - NICU |  |  |  |  | 029-11983 | 029-11983 | Woodlands | Memorial Hermann urgent care 1100 B | WOODLANDS - NICU | Urgent Care | 12/1/18 |  | 12/1/19
YES | YES |  |  |  | 151-04845 | 151-04845 | HeartSine Tech | SAM 350P |  | 15D00919442 | SMR - (PL) - PEARLAND WEST (SILVERLAKE) |  |  |  |  | 151-04845 | 151-04845 | Pearland | Memorial Hermann Sports Medicine | SMR - (PL) - PEARLAND WEST (SILVERLAKE) | Sports med | [5 empty] | Defibrillator, AED | DEFIBRILLATORAED-HeartSine Tech-SAM 350P | [12 empty] | DAED-A | [9 empty] | Defibrillator, AED | DEFIBRILLATORAED | Defibrillator, AED | HeartSine Tech
NO | YES |  |  |  | 151-04843 | 151-04843 | HeartSine Tech | SAM 350P |  | 14C00602409 | SMR-(PL)-Pearland West (Silverlake) |  |  |  |  | 151-04843 | 151-04843 | Pearland | MHHS-Others | SMR-(PL)-Pearland West (Silverlake) | Sports med | 2/1/19 | 2/1/20 |  |  |  | Defibrillator, AED | DEFIBRILLATORAED-HeartSine Tech-SAM 350P | [12 empty] | DAED-A | [9 empty] | Defibrillator, AED | DEFIBRILLATORAED | Defibrillator, AED | HeartSine Tech
YES | YES |  |  |  | 099-02642 | 099-02642 | HeartSine Tech | SAM 350P |  | 19D00011061 | rmann Medical Group Katy OBGYN (#510) |  |  |  |  | 099-02642 | 099-02642 | Katy | Memorial Hermann Medical Group Katy OBGYN (#510) | rmann Medical Group Katy OBGYN (#510) | Hall | [5 empty] | Defibrillator, AED | DEFIBRILLATORAED-HeartSine Tech-SAM 350P | [12 empty] | DAED-A | [9 empty] | Defibrillator, AED | DEFIBRILLATORAED | Defibrillator, AED | HeartSine Tech
YES | YES |  |  |  | 074-06004 | 074-06004 | HeartSine Tech | SAM 350P |  | 19D00001510 | MMHG cardiac |  |  |  |  | 074-06004 | 074-06004 |  |  | MMHG cardiac | [6 empty] | Defibrillator, AED | DEFIBRILLATORAED-HeartSine Tech-SAM 350P | [12 empty] | DAED-A | [9 empty] | Defibrillator, AED | DEFIBRILLATORAED | Defibrillator, AED | HeartSine Tech
YES | YES |  |  |  |  | 142-06027 | HeartSine Tech | Samaritan AED |  | 14D00812423 | SMR - (NE) - NE HOSPITAL | [5 empty] | 142-06027 | Katy | Memorial Hermann Northeast Hospital | SMR - (NE) - NE HOSPITAL | Sports medicine | 7/1/17 | 7/1/18 |  |  |  | Defibrillator, AED | DEFIBRILLATORAED-HeartSine Tech-Samaritan AED | [12 empty] | DAED-A | [9 empty] | Defibrillator, AED | DEFIBRILLATORAED | Defibrillator, AED | HeartSine Tech
YES | YES |  |  |  | 074-06078 | 074-06078 | HeartSine Tech | Samaritan AED |  | 19D00006886 | MH MG - (WDLS) - TWL ENDOCRINOLOGY (STE 302) |  |  |  |  | 074-06078 | 074-06078 | Woodlands | Memorial Hermann Medical Group The Woodlands Endocrinology (#302) | MH MG - (WDLS) - TWL ENDOCRINOLOGY (STE 302) | Suite 302 - Exam Room 13 |  |  | 6/1/20 | New add |  | Defibrillator, AED | DEFIBRILLATORAED-HeartSine Tech-Samaritan AED | [12 empty] | DAED-A | [9 empty] | Defibrillator, AED | DEFIBRILLATORAED | Defibrillator, AED | HeartSine Tech
NO | YES |  |  |  | 029-08498 | 029-08498 | HeartSine Technologies | SAM 300 |  | 09A00052027 | SMR-(WDLS)-Conroe North | MHHS-SMR |  | Defibrillator, AED |  | 029-08498 | 029-08498 | Woodlands | MHHS-Others | SMR-(WDLS)-Conroe North | Open Gym | 4/1/19 |  |  | ?AuNo PM Required?Au sticker | DEFIBRILLATORS | Defibrillator, AED | DEFIBRILLATORAED-HeartSine Tech-SAM 300 | DEFIBRILLATORAED | SAM 300 |  |  |  | HeartSine Tech | Defibrillator, AED |  | DEFIBRILLATORAED-HeartSine Tech-SAM 300 |  |  |  | DAED-A | Covered PM Repair - Biomedical | MHHS-SMR | [8 empty] | DEFIBRILLATORAED | Defibrillator, AED | HeartSine Tech
NO | YES |  |  |  | 129-05516 | 129-05516 | HeartSine Technologies | SAM 300-P |  | 13C00424991 | OPID - (SL) - SUGAR LAND - 449 (MP1) | MHHS-OPID |  |  |  | 129-05516 | 129-05516 | Sugar Land | MD Anderson Breast Care with Memorial Hermann - Sugar Land (#120) | OPID - (SL) - SUGAR LAND - 449 (MP1) | MRI Control Room | 7/1/19 |  |  |  | DEFIBRILLATORS |  | .needs class | [5 empty] | HeartSine Tech | [7 empty] | Covered PM Repair - Biomedical | MHHS-OPID
NO | YES |  |  |  | 129-05522 | 129-05522 | HeartSine Technologies | SAM 300-P |  | 13C00421110 | SUGAR LAND - RADIOLOGY | MHHS-OPID |  |  |  | 129-05522 | 129-05522 | Sugar Land |  | SUGAR LAND - RADIOLOGY | MRI Control Room | 7/1/19 |  |  |  | DEFIBRILLATORS |  | .needs class | [5 empty] | HeartSine Tech | [7 empty] | Covered PM Repair - Radiology, Low End | MHHS-OPID
NO | YES |  |  |  | 929-00713 | 929-00713 | HeartSine Technologies | SAM 300-P |  | 09A00052042 | SMR - (NE) - KINGWOOD WEST | MHHS-SMR |  |  |  | 929-00713 | 929-00713 | Katy | SMR - (NE) KINGWOOD | SMR - (NE) - KINGWOOD WEST | SMR - (NE) - KINGWOOD |  |  |  |  | DEFIBRILLATORS |  | .needs class | [5 empty] | HeartSine Tech | [7 empty] | Covered PM Repair - Biomedical | MHHS-SMR
NO | YES | [5 empty] | HeartSine Technologies | SAM 300-P |  | 09A00052036 | SMR - (SE) - BEAUMONT | MHHS-SMR | [5 empty] | Southeast & Bay Area |  | SMR - (SE) - BEAUMONT |  | 03/27/2019 |  |  |  | DEFIBRILLATORS |  | .needs class | [5 empty] | HeartSine Tech | [7 empty] | Covered PM Repair - Biomedical | MHHS-SMR
NO | YES |  |  |  | 005-07733 | 005-07733 | HeartSine Technologies | SAM 300-P |  | 09A00052038 | SMR - (SE) - PASADENA | MHHS-SMR |  |  |  | 005-07733 | 005-07733 | Southeast | Memorial Hermann Sports Medicine | SMR - (SE) - PASADENA | 4804 East | 10/1/19 |  |  |  | DEFIBRILLATORS |  | .needs class | [5 empty] | HeartSine Tech | [7 empty] | Covered PM Repair - Biomedical | MHHS-SMR
NO | YES |  |  |  | 129-06233 | 129-06233 | HeartSine Technologies | SAM 300-P |  | 11C00320385 | SMR-(STX)-Wharton | MHHS-SMR |  |  |  | 129-06233 | 129-06233 | South | MHHS-Others | SMR-(STX)-Wharton | Gym |  |  |  |  | DEFIBRILLATORS |  | .needs class | [5 empty] | HeartSine Tech | [7 empty] | Covered PM Repair - Biomedical | MHHS-SMR
NO | YES |  |  |  | 029-11805 | 029-11805 | HeartSine Technologies | SAM 300-P |  | 13C00425643 | SMR - (WDLS) - STERLING RIDGE | MHHS-SMR |  |  |  | 029-11805 | 029-11805 | Woodlands | MH Sports Medicine Rehab | SMR - (WDLS) - STERLING RIDGE | Gym |  |  |  | No p.m. required | DEFIBRILLATORS |  | .needs class | [5 empty] | HeartSine Tech | [7 empty] | Covered PM Repair - Biomedical | MHHS-SMR
NO | NO |  |  |  | 041-12137 |  | HeartSine Technologies | SAM 300-P |  | 13C00421007 | OPID - (NE) - SUMMER CREEK CCC - 444 | MHHS-OPID |  |  |  | 041-12137 |  | Katy |  | OPID - (NE) - SUMMER CREEK CCC - 444 | [5 empty] | DEFIBRILLATORS |  | .needs class | [5 empty] | HeartSine Tech | [7 empty] | Covered PM Repair - Biomedical | MHHS-OPID
NO | NO |  |  |  | 005-08930 |  | HeartSine Technologies | SAM 300-P |  | 10C00204943 | OPID - (SE) - PASADENA - 465 | MHHS-OPID |  |  |  | 005-08930 |  | Southeast & Bay Area |  | OPID - (SE) - PASADENA - 465 | [5 empty] | DEFIBRILLATORS |  | .needs class | [5 empty] | HeartSine Tech | [7 empty] | Covered PM Repair - Radiology, Low End | MHHS-OPID
NO | NO |  |  |  | 029-08867 |  | HeartSine Technologies | SAM 300-P |  | 13C00420211 | OPID - (WDLS) - WOODLANDS - 430 (MP3) | MHHS-OPID |  |  |  | 029-08867 |  | Woodlands |  | OPID - (WDLS) - WOODLANDS - 430 (MP3) | [5 empty] | DEFIBRILLATORS |  | .needs class | [5 empty] | HeartSine Tech | [7 empty] | Covered PM Repair - Biomedical | MHHS-OPID
NO | NO |  |  |  | 041-16127 |  | HeartSine Technologies | SAM 300-P |  | 09A00056618 | SMR - (MC) - WESTSIDE | MHHS-SMR |  |  |  | 041-16127 |  | West & Memorial City |  | SMR - (MC) - WESTSIDE | [5 empty] | DEFIBRILLATORS |  | .needs class | [5 empty] | HeartSine Tech | [7 empty] | Covered PM Repair - Biomedical | MHHS-SMR
NO | NO |  |  |  | 129-06226 |  | HeartSine Technologies | SAM 300-P |  | 13C00426814 | SMR - (STX) - WHARTON | MHHS-SMR |  |  |  | 129-06226 |  | South |  | SMR - (STX) - WHARTON | [5 empty] | DEFIBRILLATORS |  | .needs class | [5 empty] | HeartSine Tech | [7 empty] | Covered PM Repair - Biomedical | MHHS-SMR
NO | NO |  |  |  | 129-06052 |  | HeartSine Technologies | SAM 300-P |  | 10C00205064 | SMR - (SW) - SOUTHWEST (MP4) | MHHS-SMR |  |  |  | 129-06052 |  | Southwest |  | SMR - (SW) - SOUTHWEST (MP4) | [5 empty] | DEFIBRILLATORS |  | .needs class | [5 empty] | HeartSine Tech | [7 empty] | Covered PM Repair - Biomedical | MHHS-SMR
NO | NO |  |  |  | 925-01243 |  | HeartSine Technologies | SAM 300-P |  | 09A00052040 | SMR - (TMC) - GREENWAY PLAZA | MHHS-SMR |  |  |  | 925-01243 |  | TMC |  | SMR - (TMC) - GREENWAY PLAZA | [5 empty] | DEFIBRILLATORS |  | .needs class | [5 empty] | HeartSine Tech | [7 empty] | Covered PM Repair - Biomedical | MHHS-SMR
NO | YES |  |  |  | 929-01400 | 929-01400 | HeartSine Technologies | SAM 350P |  | 19D00004264 | MH MG-(CY)-Cypress Multi Specialty | MHHS-MG |  | Defibrillator, AED |  | 929-01400 | 929-01400 | Northwest | MHHS-MG | MH MG-(CY)-Cypress Multi Specialty | Vitals |  |  |  | No pm sticker | DEFIBRILLATORS | Defibrillator, AED | DEFIBRILLATORAED-HeartSine Tech-SAM 350P | DEFIBRILLATORAED | SAM 350P |  |  |  | HeartSine Tech | Defibrillator, AED |  | DEFIBRILLATORAED-HeartSine Tech-SAM 350P |  | 6/1/15 |  | DAED-A | Covered PM Repair - Biomedical | MHHS-MG | [8 empty] | DEFIBRILLATORAED | Defibrillator, AED | HeartSine Tech
NO | YES |  |  |  | 929-01401 | 929-01401 | HeartSine Technologies | SAM 350P |  | 19D00004007 | MH MG-(CY)-Cypress Multi Specialty | MHHS-MG |  | Defibrillator, AED |  | 929-01401 | 929-01401 | Northwest | MHHS-MG | MH MG-(CY)-Cypress Multi Specialty | Ex 4 |  |  |  | No pm sticker | DEFIBRILLATORS | Defibrillator, AED | DEFIBRILLATORAED-HeartSine Tech-SAM 350P | DEFIBRILLATORAED | SAM 350P |  |  |  | HeartSine Tech | Defibrillator, AED |  | DEFIBRILLATORAED-HeartSine Tech-SAM 350P |  |  |  | DAED-A | Covered PM Repair - Biomedical | MHHS-MG | [8 empty] | DEFIBRILLATORAED | Defibrillator, AED | HeartSine Tech
NO | YES |  |  |  | 009-10754 | 009-10754 | HeartSine Technologies | SAM 350P |  | 19D00001290 | MH MG-(GH)-Urgent Care-Washington Ave | MHHS-MG |  | Defibrillator, AED |  | 009-10754 | 009-10754 | Central | MHHS-MG | MH MG-(GH)-Urgent Care-Washington Ave | Exam 3 | 4/1/19 | 4/1/20 |  |  | DEFIBRILLATORS | Defibrillator, AED | DEFIBRILLATORAED-HeartSine Tech-SAM 350P | DEFIBRILLATORAED | SAM 350P |  |  |  | HeartSine Tech | Defibrillator, AED |  | DEFIBRILLATORAED-HeartSine Tech-SAM 350P |  |  |  | DAED-A | Covered PM Repair - Biomedical | MHHS-MG | [8 empty] | DEFIBRILLATORAED | Defibrillator, AED | HeartSine Tech
NO | YES |  |  |  | 000-03896 | 000-03896 | HeartSine Technologies | SAM 350P |  | 19D00006982 | MH MG - (MC) - BARIATRIC SURGERY GALLERIA | MHHS-MG |  | Defibrillator, AED |  | 000-03896 | 000-03896 | West | MHHS-MG | MH MG - (MC) - BARIATRIC SURGERY GALLERIA | Radiology |  |  |  |  | DEFIBRILLATORS | Defibrillator, AED | DEFIBRILLATORAED-HeartSine Tech-SAM 350P | DEFIBRILLATORAED | SAM 350P |  |  |  | HeartSine Tech | Defibrillator, AED |  | DEFIBRILLATORAED-HeartSine Tech-SAM 350P |  |  |  | DAED-A | Covered PM Repair - Biomedical | MHHS-MG | [8 empty] | DEFIBRILLATORAED | Defibrillator, AED | HeartSine Tech
NO | YES |  |  |  | 000-05003 | 000-05003 | HeartSine Technologies | SAM 350P |  | 18D00026310 | MH MG - (MC) - COMPREHENSIVE HEART CARE | MHHS-MG |  | Defibrillator, AED |  | 000-05003 | 000-05003 | West | Memorial Hermann Medical Group Memorial City Cardiology (#400) | MH MG - (MC) - COMPREHENSIVE HEART CARE | MP 4 Stress Lab |  |  |  |  | DEFIBRILLATORS |  | DEFIBRILLATORAED-HeartSine Tech-SAM 350P | DEFIBRILLATORAED | SAM 350P |  |  |  | HeartSine Tech | Defibrillator, AED |  | DEFIBRILLATORAED-HeartSine Tech-SAM 350P |  |  |  |  | Covered PM Repair - Biomedical | MHHS-MG
NO | YES |  |  |  | 929-01593 | 929-01593 | HeartSine Technologies | SAM 350P |  | 19D00010628 | MH MG-(TMC)-Urgent Care-West University | MHHS-MG |  | Defibrillator, AED |  | 929-01593 | 929-01593 | TMC | MHHS-MG | MH MG-(TMC)-Urgent Care-West University | Nurses station |  |  |  |  | DEFIBRILLATORS | Defibrillator, AED | DEFIBRILLATORAED-HeartSine Tech-SAM 350P | DEFIBRILLATORAED | SAM 350P |  |  |  | HeartSine Tech | Defibrillator, AED |  | DEFIBRILLATORAED-HeartSine Tech-SAM 350P |  |  |  | DAED-A | Covered PM Repair - Biomedical | MHHS-MG | [8 empty] | DEFIBRILLATORAED | Defibrillator, AED | HeartSine Tech
NO | YES |  |  |  | 041-32568 | 041-32568 | HeartSine Technologies | SAM 350P |  | 17D00028871 | OPID - (MC) - BOBETTA LINDIG BREAST CARE [MP4-STE300] - 452 | MHHS-OPID |  | Defibrillator, AED |  | 041-32568 | 041-32568 | West | MD Anderson Breast Care with Memorial Hermann - Memorial City (#300) | OPID - (MC) - BOBETTA LINDIG BREAST CARE [MP4-STE300] - 452 | Hall | 6/1/19 |  | 6/1/20 |  | DEFIBRILLATORS |  | DEFIBRILLATORAED-HeartSine Tech-SAM 350P | DEFIBRILLATORAED | SAM 350P |  |  |  | HeartSine Tech | Defibrillator, AED |  | DEFIBRILLATORAED-HeartSine Tech-SAM 350P |  |  |  |  | Covered PM Repair - Biomedical | MHHS-OPID
NO | YES |  |  |  | 129-06292 | 129-06292 | HeartSine Technologies | SAM 350P |  | 15D00922984 | OPID - (SL) - SUGAR LAND - 449 (MP1) | MHHS-OPID |  | Defibrillator, AED |  | 129-06292 | 129-06292 | Sugar Land |  | OPID - (SL) - SUGAR LAND - 449 (MP1) | Hall | 7/1/19 |  |  |  | DEFIBRILLATORS | Defibrillator, AED | DEFIBRILLATORAED-HeartSine Tech-SAM 350P | DEFIBRILLATORAED | SAM 350P |  |  |  | HeartSine Tech | Defibrillator, AED |  | DEFIBRILLATORAED-HeartSine Tech-SAM 350P |  |  |  | DAED-A | Covered PM Repair - Biomedical | MHHS-OPID | [8 empty] | DEFIBRILLATORAED | Defibrillator, AED | HeartSine Tech
NO | YES |  |  |  | 151-02357 | 151-02357 | HeartSine Technologies | SAM 350P |  | 15D00930016 | SMR - (CY) - CYPRESS CCC (MP1) | MHHS-SMR |  | Defibrillator, AED |  | 151-02357 | 151-02357 | Northwest | MHHS-Others | SMR - (CY) - CYPRESS CCC (MP1) | Gym floor | 5/1/19 | 5/1/20 |  |  | DEFIBRILLATORS | Defibrillator, AED | DEFIBRILLATORAED-HeartSine Tech-SAM 350P | DEFIBRILLATORAED | SAM 350P |  |  |  | HeartSine Tech | Defibrillator, AED |  | DEFIBRILLATORAED-HeartSine Tech-SAM 350P |  |  |  | DAED-A | Covered PM Repair - Biomedical | MHHS-SMR | [8 empty] | DEFIBRILLATORAED | Defibrillator, AED | HeartSine Tech
NO | YES |  |  |  | 583-01008 | 583-01008 | HeartSine Technologies | SAM 350P |  | 15D00910000 | SMR-(KY)-South Katy CCC | MHHS-SMR |  | Defibrillator, AED |  | 583-01008 | 583-01008 | Katy | MHHS-Others | SMR-(KY)-South Katy CCC | Rehab | 4/1/19 | 4/1/20 |  |  | DEFIBRILLATORS | Defibrillator, AED | DEFIBRILLATORAED-HeartSine Tech-SAM 350P | DEFIBRILLATORAED | SAM 350P |  |  |  | HeartSine Tech | Defibrillator, AED |  | DEFIBRILLATORAED-HeartSine Tech-SAM 350P |  |  |  | DAED-A | Covered PM Repair - Biomedical | MHHS-SMR | [8 empty] | DEFIBRILLATORAED | Defibrillator, AED | HeartSine Tech
NO | YES |  |  |  | 017-01007 | 017-01007 | HeartSine Technologies | SAM 350P |  | 15D00931837 | SMR - (MC) - BASEBALL USA | MHHS-SMR |  | Defibrillator, AED |  | 017-01007 | 017-01007 | West | Memorial Hermann Sports Medicine | SMR - (MC) - BASEBALL USA |  | 6/1/19 |  | 6/1/20 |  | DEFIBRILLATORS | Defibrillator, AED | DEFIBRILLATORAED-HeartSine Tech-SAM 350P | DEFIBRILLATORAED | SAM 350P |  |  |  | HeartSine Tech | Defibrillator, AED |  | DEFIBRILLATORAED-HeartSine Tech-SAM 350P |  |  |  | DAED-A | Covered PM Repair - Biomedical | MHHS-SMR | [8 empty] | DEFIBRILLATORAED | Defibrillator, AED | HeartSine Tech
NO | YES |  |  |  | 041-32201 | 041-32201 | HeartSine Technologies | SAM 350P |  | 17D00031218 | SMR - (MC) - MC IRONMAN [GARAGE5-STE101] | MHHS-SMR |  | Defibrillator, AED |  | 041-32201 | 041-32201 | West | MHHS-Others | SMR - (MC) - MC IRONMAN [GARAGE5-STE101] | Physical therapy | 6/1/19 |  | 6/1/20 |  | DEFIBRILLATORS |  | DEFIBRILLATORAED-HeartSine Tech-SAM 350P | DEFIBRILLATORAED | SAM 350P |  |  |  | HeartSine Tech | Defibrillator, AED |  | DEFIBRILLATORAED-HeartSine Tech-SAM 350P |  |  |  |  | Covered PM Repair - Biomedical | MHHS-SMR
NO | YES |  |  |  | 017-01013 | 017-01013 | HeartSine Technologies | SAM 350P |  | 15D00926927 | Sports Medicine - Town and Country | MHHS-SMR |  | Defibrillator, AED |  | 017-01013 | 017-01013 | West | Memorial Hermann Sports Medicine | Sports Medicine - Town and Country | Treatment Room 2 | 6/1/19 |  | 6/1/20 |  | DEFIBRILLATORS | Defibrillator, AED | DEFIBRILLATORAED-HeartSine Tech-SAM 350P | DEFIBRILLATORAED | SAM 350P |  |  |  | HeartSine Tech | Defibrillator, AED |  | DEFIBRILLATORAED-HeartSine Tech-SAM 350P |  |  |  | DAED-A | Covered PM Repair - Biomedical | MHHS-SMR | [8 empty] | DEFIBRILLATORAED | Defibrillator, AED | HeartSine Tech
NO | YES |  |  |  | 005-12428 | 005-12428 | HeartSine Technologies | SAM 350P |  | 17D00022458 | SMR - (MC) - WILLOWBROOK | MHHS-SMR |  | Defibrillator, AED |  | 005-12428 | 005-12428 | West | Willowbrook | SMR - (MC) - WILLOWBROOK |  | 4/1/19 |  |  |  | DEFIBRILLATORS | Defibrillator, AED | DEFIBRILLATORAED-HeartSine Tech-SAM 350P | DEFIBRILLATORAED | SAM 350P |  |  |  | HeartSine Tech | Defibrillator, AED |  | DEFIBRILLATORAED-HeartSine Tech-SAM 350P |  |  |  | DAED-A | Covered PM Repair - Biomedical | MHHS-SMR | [8 empty] | DEFIBRILLATORAED | Defibrillator, AED | HeartSine Tech
NO | YES |  |  |  | 000-04130 | 000-04130 | HeartSine Technologies | SAM 350P |  | 18D00016747 | SMR-(NE)-Kingwood CCC | MHHS-SMR |  | Defibrillator, AED |  | 000-04130 | 000-04130 | Katy | MHHS-Others | SMR-(NE)-Kingwood CCC | SMR | 10/1/18 |  |  |  | DEFIBRILLATORS | Defibrillator, AED | DEFIBRILLATORAED-HeartSine Tech-SAM 350P | DEFIBRILLATORAED | SAM 350P |  |  |  | HeartSine Tech | Defibrillator, AED |  | DEFIBRILLATORAED-HeartSine Tech-SAM 350P |  |  |  | DAED-A | Covered PM Repair - Biomedical | MHHS-SMR | [8 empty] | DEFIBRILLATORAED | Defibrillator, AED | HeartSine Tech
NO | YES |  |  |  | 583-00895 | 583-00895 | HeartSine Technologies | SAM 350P |  | 15D00927158 | SMR - (SL) - SIENNA PLANTATION | MHHS-SMR |  | Defibrillator, AED |  | 583-00895 | 583-00895 | Sugar Land | Memorial Hermann Sports Medicine | SMR - (SL) - SIENNA PLANTATION | Gym Floor | 4/1/19 |  |  |  | DEFIBRILLATORS | Defibrillator, AED | DEFIBRILLATORAED-HeartSine Tech-SAM 350P | DEFIBRILLATORAED | SAM 350P |  |  |  | HeartSine Tech | Defibrillator, AED |  | DEFIBRILLATORAED-HeartSine Tech-SAM 350P |  |  |  | DAED-A | Covered PM Repair - Biomedical | MHHS-SMR | [8 empty] | DEFIBRILLATORAED | Defibrillator, AED | HeartSine Tech
NO | YES |  |  |  | 129-05999 | 129-05999 | HeartSine Technologies | SAM 350P |  | 15D00907781 | SMR - (SL) - WILLIAMS TRACE | MHHS-SMR |  | Defibrillator, AED |  | 129-05999 | 129-05999 | Sugar Land | Memorial Hermann Sports Medicine | SMR - (SL) - WILLIAMS TRACE | Gym Floor | 3/1/19 |  |  |  | DEFIBRILLATORS | Defibrillator, AED | DEFIBRILLATORAED-HeartSine Tech-SAM 350P | DEFIBRILLATORAED | SAM 350P |  |  |  | HeartSine Tech | Defibrillator, AED |  | DEFIBRILLATORAED-HeartSine Tech-SAM 350P |  |  |  | DAED-A | Covered PM Repair - Biomedical | MHHS-SMR | [8 empty] | DEFIBRILLATORAED | Defibrillator, AED | HeartSine Tech
NO | YES |  |  |  | 129-07345 | 129-07345 | HeartSine Technologies | SAM 350P |  | 16D01007408 | SMR - (STX) - RBJ - RICHMOND | MHHS-SMR |  | Defibrillator, AED |  | 129-07345 | 129-07345 | South | Sports med | SMR - (STX) - RBJ - RICHMOND | Sports med | 3/1/19 | 3/1/20 |  |  | DEFIBRILLATORS | Defibrillator, AED | DEFIBRILLATORAED-HeartSine Tech-SAM 350P | DEFIBRILLATORAED | SAM 350P |  |  |  | HeartSine Tech | Defibrillator, AED |  | DEFIBRILLATORAED-HeartSine Tech-SAM 350P |  |  |  | DAED-A | Covered PM Repair - Biomedical | MHHS-SMR | [8 empty] | DEFIBRILLATORAED | Defibrillator, AED | HeartSine Tech
NO | YES |  |  |  | 069-43838 | 069-43838 | HeartSine Technologies | SAM 350P |  | 15D00926000 | SMR-(TMC)-Shepherd Square | MHHS-SMR |  | Defibrillator, AED |  | 069-43838 | 069-43838 | TMC | MHHS-Others | SMR-(TMC)-Shepherd Square |  | 3/1/19 | 3/1/20 |  |  | DEFIBRILLATORS | Defibrillator, AED | DEFIBRILLATORAED-HeartSine Tech-SAM 350P | DEFIBRILLATORAED | SAM 350P |  |  |  | HeartSine Tech | Defibrillator, AED |  | DEFIBRILLATORAED-HeartSine Tech-SAM 350P |  |  |  | DAED-A | Covered PM Repair - Biomedical | MHHS-SMR | [8 empty] | DEFIBRILLATORAED | Defibrillator, AED | HeartSine Tech
NO | YES |  |  |  | 029-11520 | 029-11520 | HeartSine Technologies | SAM 350P |  | 17D00003242 | SMR-(WDLS)-Med Plaza 4 (Mp4) | MHHS-SMR |  | Defibrillator, AED |  | 029-11520 | 029-11520 | Woodlands | MHHS-Others | SMR-(WDLS)-Med Plaza 4 (Mp4) | MED PLAZA 4 | 2/1/19 |  |  |  | DEFIBRILLATORS | Defibrillator, AED | DEFIBRILLATORAED-HeartSine Tech-SAM 350P | DEFIBRILLATORAED | SAM 350P |  |  |  | HeartSine Tech | Defibrillator, AED |  | DEFIBRILLATORAED-HeartSine Tech-SAM 350P |  |  |  | DAED-A | Covered PM Repair - Biomedical | MHHS-SMR | [8 empty] | DEFIBRILLATORAED | Defibrillator, AED | HeartSine Tech
NO | YES |  |  |  | 029-11565 | 029-11565 | HeartSine Technologies | SAM 350P |  | 16D00940395 | SMR-(WDLS)-Spring CCC | MHHS-SMR |  | Defibrillator, AED |  | 029-11565 | 029-11565 | Woodlands | MHHS-Others | SMR-(WDLS)-Spring CCC |  | 5/1/19 |  | 11/1/19 |  | DEFIBRILLATORS | Defibrillator, AED | DEFIBRILLATORAED-HeartSine Tech-SAM 350P | DEFIBRILLATORAED | SAM 350P |  |  |  | HeartSine Tech | Defibrillator, AED |  | DEFIBRILLATORAED-HeartSine Tech-SAM 350P |  |  |  | DAED-A | Covered PM Repair - Biomedical | MHHS-SMR | [8 empty] | DEFIBRILLATORAED | Defibrillator, AED | HeartSine Tech
NO | YES |  |  |  | 029-11993 | 029-11993 | HeartSine Technologies | SAM 350P |  | 16D00944517 | SMR-(WDLS)-Spring Sports Park | MHHS-SMR |  | Defibrillator, AED |  | 029-11993 | 029-11993 | Woodlands | MHHS-Others | SMR-(WDLS)-Spring Sports Park | Sport rehab | 12/1/18 |  |  |  | DEFIBRILLATORS | Defibrillator, AED | DEFIBRILLATORAED-HeartSine Tech-SAM 350P | DEFIBRILLATORAED | SAM 350P |  |  |  | HeartSine Tech | Defibrillator, AED |  | DEFIBRILLATORAED-HeartSine Tech-SAM 350P |  |  |  | DAED-A | Covered PM Repair - Biomedical | MHHS-SMR | [8 empty] | DEFIBRILLATORAED | Defibrillator, AED | HeartSine Tech
NO | NO |  |  |  | 000-03897 |  | HeartSine Technologies | SAM 350P |  | 19D00006861 | MH MG - (WDLS) - BARIATRIC SURGERY | MHHS-MG |  | Defibrillator, AED |  | 000-03897 |  | Woodlands |  | MH MG - (WDLS) - BARIATRIC SURGERY | [5 empty] | DEFIBRILLATORS |  | DEFIBRILLATORAED-HeartSine Tech-SAM 350P | DEFIBRILLATORAED | SAM 350P |  |  |  | HeartSine Tech | Defibrillator, AED |  | DEFIBRILLATORAED-HeartSine Tech-SAM 350P |  |  |  |  | Covered PM Repair - Biomedical | MHHS-MG
NO | NO |  |  |  | 009-10744 |  | HeartSine Technologies | SAM 350P |  | 19D00001446 | MH MG - (WDLS) - EMPLOYEE HEALTH THE WOODLANDS | MHHS-MG |  | Defibrillator, AED |  | 009-10744 |  | Woodlands |  | MH MG - (WDLS) - EMPLOYEE HEALTH THE WOODLANDS | [5 empty] | DEFIBRILLATORS |  | DEFIBRILLATORAED-HeartSine Tech-SAM 350P | DEFIBRILLATORAED | SAM 350P |  |  |  | HeartSine Tech | Defibrillator, AED |  | DEFIBRILLATORAED-HeartSine Tech-SAM 350P |  |  |  |  | Covered PM Repair - Biomedical | MHHS-MG
NO | NO |  |  |  | 000-05160 |  | HeartSine Technologies | SAM 350P |  | 19D00011004 | MNA - (NE) - NORTHEAST MP1 SUITE 360 | MHHS - Mischer Neuroscience |  | Defibrillator, AED |  | 000-05160 |  | Katy |  | MNA - (NE) - NORTHEAST MP1 SUITE 360 | [5 empty] | DEFIBRILLATORS |  | DEFIBRILLATORAED-HeartSine Tech-SAM 350P | DEFIBRILLATORAED | SAM 350P |  |  |  | HeartSine Tech | Defibrillator, AED |  | DEFIBRILLATORAED-HeartSine Tech-SAM 350P |  |  |  |  | Covered PM Repair - Biomedical | MHHS - Mischer Neuroscience
NO | NO |  |  |  | 000-05172 |  | HeartSine Technologies | SAM 350P |  | 19D00017508 | OPID - (SE) - PASADENA - 465 | MHHS-OPID |  | Defibrillator, AED |  | 000-05172 |  | Southeast & Bay Area |  | OPID - (SE) - PASADENA - 465 | [5 empty] | DEFIBRILLATORS |  | DEFIBRILLATORAED-HeartSine Tech-SAM 350P | DEFIBRILLATORAED | SAM 350P |  |  |  | HeartSine Tech | Defibrillator, AED |  | DEFIBRILLATORAED-HeartSine Tech-SAM 350P |  |  |  |  | Covered PM Repair - Biomedical | MHHS-OPID
NO | NO |  |  |  | 129-06293 |  | HeartSine Technologies | SAM 350P |  | 15D00922940 | OPID - (SL) - RBJ - SUGAR CREEK - 455 | MHHS-OPID |  | Defibrillator, AED |  | 129-06293 |  | Sugar Land |  | OPID - (SL) - RBJ - SUGAR CREEK - 455 | [5 empty] | DEFIBRILLATORS |  | DEFIBRILLATORAED-HeartSine Tech-SAM 350P | DEFIBRILLATORAED | SAM 350P |  |  |  | HeartSine Tech | Defibrillator, AED |  | DEFIBRILLATORAED-HeartSine Tech-SAM 350P |  |  |  |  | Covered PM Repair - Biomedical | MHHS-OPID
NO | NO |  |  |  | 129-06294 |  | HeartSine Technologies | SAM 350P |  | 15D00923107 | OPID - (SL) - SUGAR LAND - 449 (MP1) | MHHS-OPID |  | Defibrillator, AED |  | 129-06294 |  | Sugar Land |  | OPID - (SL) - SUGAR LAND - 449 (MP1) | [5 empty] | DEFIBRILLATORS |  | DEFIBRILLATORAED-HeartSine Tech-SAM 350P | DEFIBRILLATORAED | SAM 350P |  |  |  | HeartSine Tech | Defibrillator, AED |  | DEFIBRILLATORAED-HeartSine Tech-SAM 350P |  |  |  |  | Covered PM Repair - Biomedical | MHHS-OPID
NO | NO |  |  |  | 029-12491 |  | HeartSine Technologies | SAM 350P |  | 17D00014312 | OPID - (WDLS) - WOODLANDS - 430 (MP3) | MHHS-OPID |  | Defibrillator, AED |  | 029-12491 |  | Woodlands |  | OPID - (WDLS) - WOODLANDS - 430 (MP3) | [5 empty] | DEFIBRILLATORS |  | DEFIBRILLATORAED-HeartSine Tech-SAM 350P | DEFIBRILLATORAED | SAM 350P |  |  |  | HeartSine Tech | Defibrillator, AED |  | DEFIBRILLATORAED-HeartSine Tech-SAM 350P |  |  |  |  | Covered PM Repair - Biomedical | MHHS-OPID
NO | NO |  |  |  | 583-01383 |  | HeartSine Technologies | SAM 350P |  | 14D00900297 | SMR - (GH) - GREATER HEIGHTS | MHHS-SMR |  | Defibrillator, AED |  | 583-01383 |  | Central & Greater Heights |  | SMR - (GH) - GREATER HEIGHTS | [5 empty] | DEFIBRILLATORS |  | DEFIBRILLATORAED-HeartSine Tech-SAM 350P | DEFIBRILLATORAED | SAM 350P |  |  |  | HeartSine Tech | Defibrillator, AED |  | DEFIBRILLATORAED-HeartSine Tech-SAM 350P |  |  |  |  | Covered PM Repair - Biomedical | MHHS-SMR
NO | NO |  |  |  | 009-10592 |  | HeartSine Technologies | SAM 350P |  | 17D00014543 | SMR - (GH) - GREATER HEIGHTS CCC | MHHS-SMR |  | Defibrillator, AED |  | 009-10592 |  | Central & Greater Heights |  | SMR - (GH) - GREATER HEIGHTS CCC | [5 empty] | DEFIBRILLATORS |  | DEFIBRILLATORAED-HeartSine Tech-SAM 350P | DEFIBRILLATORAED | SAM 350P |  |  |  | HeartSine Tech | Defibrillator, AED |  | DEFIBRILLATORAED-HeartSine Tech-SAM 350P |  |  |  |  | Covered PM Repair - Biomedical | MHHS-SMR
NO | NO |  |  |  | 000-03543 |  | HeartSine Technologies | SAM 350P |  | 19D00004121 | SMR - (KY) - IRONMAN KATY | MHHS-SMR |  | Defibrillator, AED |  | 000-03543 |  | Katy |  | SMR - (KY) - IRONMAN KATY | [5 empty] | DEFIBRILLATORS |  | DEFIBRILLATORAED-HeartSine Tech-SAM 350P | DEFIBRILLATORAED | SAM 350P |  |  |  | HeartSine Tech | Defibrillator, AED |  | DEFIBRILLATORAED-HeartSine Tech-SAM 350P |  |  |  |  | Covered PM Repair - Biomedical | MHHS-SMR
NO | NO | [5 empty] | HeartSine Technologies | SAM 350P |  | 15D00925895 | SMR - (MC) - P&RC | MHHS-SMR |  | Defibrillator, AED |  |  |  | West & Memorial City |  | SMR - (MC) - P&RC | [5 empty] | DEFIBRILLATORS |  | DEFIBRILLATORAED-HeartSine Tech-SAM 350P | DEFIBRILLATORAED | SAM 350P |  |  |  | HeartSine Tech | Defibrillator, AED |  | DEFIBRILLATORAED-HeartSine Tech-SAM 350P |  |  |  |  | Covered PM Repair - Biomedical | MHHS-SMR
NO | NO |  |  |  | 000-05067 |  | HeartSine Technologies | SAM 350P |  | 18D00026309 | SMR - (MC) - WESTSIDE | MHHS-SMR |  | Defibrillator, AED |  | 000-05067 |  | West & Memorial City |  | SMR - (MC) - WESTSIDE | [5 empty] | DEFIBRILLATORS |  | DEFIBRILLATORAED-HeartSine Tech-SAM 350P | DEFIBRILLATORAED | SAM 350P |  |  |  | HeartSine Tech | Defibrillator, AED |  | DEFIBRILLATORAED-HeartSine Tech-SAM 350P |  |  |  |  | Covered PM Repair - Biomedical | MHHS-SMR
NO | NO |  |  |  | 005-33610 |  | HeartSine Technologies | SAM 350P |  | 17d00028999 | SMR - (SE) - EAST HOUSTON | MHHS-SMR |  | Defibrillator, AED |  | 005-33610 |  | Southeast & Bay Area |  | SMR - (SE) - EAST HOUSTON | [5 empty] | DEFIBRILLATORS |  | DEFIBRILLATORAED-HeartSine Tech-SAM 350P | DEFIBRILLATORAED | SAM 350P |  |  |  | HeartSine Tech | Defibrillator, AED |  | DEFIBRILLATORAED-HeartSine Tech-SAM 350P |  |  |  |  | Covered PM Repair - Biomedical | MHHS-SMR
NO | NO |  |  |  | 005-12421 |  | HeartSine Technologies | SAM 350P |  | 17D00022525 | SMR - (SE) - LEAGUE CITY CCC | MHHS-SMR |  | Defibrillator, AED |  | 005-12421 |  | Southeast & Bay Area |  | SMR - (SE) - LEAGUE CITY CCC | [5 empty] | DEFIBRILLATORS |  | DEFIBRILLATORAED-HeartSine Tech-SAM 350P | DEFIBRILLATORAED | SAM 350P |  |  |  | HeartSine Tech | Defibrillator, AED |  | DEFIBRILLATORAED-HeartSine Tech-SAM 350P |  |  |  |  | Covered PM Repair - Biomedical | MHHS-SMR
NO | NO |  |  |  | 069-36493 |  | HeartSine Technologies | SAM 350P |  | 17D00031286 | SMR - (TMC) - IRONMAN [MHMP-16FLR] | MHHS-SMR |  | Defibrillator, AED |  | 069-36493 |  | TMC |  | SMR - (TMC) - IRONMAN [MHMP-16FLR] | [5 empty] | DEFIBRILLATORS |  | DEFIBRILLATORAED-HeartSine Tech-SAM 350P | DEFIBRILLATORAED | SAM 350P |  |  |  | HeartSine Tech | Defibrillator, AED |  | DEFIBRILLATORAED-HeartSine Tech-SAM 350P |  |  |  |  | Covered PM Repair - Biomedical | MHHS-SMR
NO | NO |  |  |  | 929-01195 |  | HeartSine Technologies | SAM 350P |  | 15D00919460 | SMR - (WDLS) - CONROE SOUTH | MHHS-SMR |  | Defibrillator, AED |  | 929-01195 |  | Woodlands |  | SMR - (WDLS) - CONROE SOUTH | [5 empty] | DEFIBRILLATORS |  | DEFIBRILLATORAED-HeartSine Tech-SAM 350P | DEFIBRILLATORAED | SAM 350P |  |  |  | HeartSine Tech | Defibrillator, AED |  | DEFIBRILLATORAED-HeartSine Tech-SAM 350P |  |  |  |  | Covered PM Repair - Biomedical | MHHS-SMR
NO | YES |  |  |  | 145-00831 | 145-00831 | HeartSine Technologies | SAMARITAN AED |  | 17D00022729 | MH MG-(PL)-Pearland Clinic | MHHS-MG |  | Defibrillator, AED |  | 145-00831 | 145-00831 | Pearland | MHHS-MG | MH MG-(PL)-Pearland Clinic | Nurses station |  |  |  | No pm required sticker | DEFIBRILLATORS | Defibrillator, AED | DEFIBRILLATORAED-HeartSine Tech-Samaritan AED | DEFIBRILLATORAED | Samaritan AED |  |  |  | HeartSine Tech | Defibrillator, AED |  | DEFIBRILLATORAED-HeartSine Tech-Samaritan AED |  |  |  | DAED-A | Covered PM Repair - Biomedical | MHHS-MG | [8 empty] | DEFIBRILLATORAED | Defibrillator, AED | HeartSine Tech
NO | YES |  |  |  | 005-33630 | 005-33630 | HeartSine Technologies | SAMARITAN AED |  | 18D00005858 | MH MG-(GH)-Urgent Care-Greater Heights | MHHS-MG |  | Defibrillator, AED |  | 005-33630 | 005-33630 | Central | MHHS-MG | MH MG-(GH)-Urgent Care-Greater Heights | Exam room 3 |  |  |  | No pm required | DEFIBRILLATORS | Defibrillator, AED | DEFIBRILLATORAED-HeartSine Tech-Samaritan AED | DEFIBRILLATORAED | Samaritan AED |  |  |  | HeartSine Tech | Defibrillator, AED |  | DEFIBRILLATORAED-HeartSine Tech-Samaritan AED |  |  |  | DAED-A | Covered PM Repair - Biomedical | MHHS-MG | [8 empty] | DEFIBRILLATORAED | Defibrillator, AED | HeartSine Tech
NO | NO |  |  |  | 029-12044 |  | HeartSine Technologies | SAMARITAN AED |  |  | MH MG - (SE) - UROLOGY ASSOCIATES - WEBSTER | MHHS-MG |  | Defibrillator, AED |  | 029-12044 |  | Southeast & Bay Area |  | MH MG - (SE) - UROLOGY ASSOCIATES - WEBSTER | [5 empty] | DEFIBRILLATORS |  | DEFIBRILLATORAED-HeartSine Tech-Samaritan AED | DEFIBRILLATORAED | Samaritan AED |  |  |  | HeartSine Tech | Defibrillator, AED |  | DEFIBRILLATORAED-HeartSine Tech-Samaritan AED |  |  |  |  | Covered PM Repair - Biomedical | MHHS-MG
YES | YES |  |  |  | 583-01658 | 583-01658 | HeartSine Technologies | samaritan PAD 350P |  | 18D00001454 | Memorial City-Employee Health |  |  |  |  | 583-01658 | 583-01658 | West | Memorial City- Memorial Hermann Hospital West Tower | Memorial City-Employee Health | Hallway |  |  |  | No PM sticker
NO | YES |  |  |  | 074-05824 | 074-05824 | HEARTWARE |  |  | MON200316 | TMC-Cath Lab-Adult (2Hvi) | MHHS-TMC |  | Monitor, Video |  | 074-05824 | 074-05824 | TMC | MHHS-TMC | TMC-Cath Lab-Adult (2Hvi) |  | 2/27/19 |  |  |  | MONITORING SYSTEMS, PHYSIOLOGIC, CARDIAC ELECTROPH | Monitor, Video | MONITORVIDEO-HeartWare Inte-1520 | MONITORVIDEO |  |  |  |  | HeartWare Inte | Monitor, Video |  | MONITORVIDEO-HeartWare Inte-1520 |  | 6/1/14 | Finished from Script 3/27/2020 12:11:52pm (Central) |  | Covered PM Repair - Biomedical | MHHS-TMC | [8 empty] | MONITORVIDEO | Monitor, Video | HeartWare Inte
NO | NO |  |  |  | 069-35442 |  | HEARTWARE |  |  | MON210061 | TMC - CATH LAB - ADULT (2HVI) | MHHS-TMC |  | Monitor, Video |  | 069-35442 |  | TMC |  | TMC - CATH LAB - ADULT (2HVI) | [5 empty] | MONITORING SYSTEMS, PHYSIOLOGIC, CARDIAC ELECTROPH |  | MONITORVIDEO-HeartWare Inte-1520 | MONITORVIDEO |  |  |  |  | HeartWare Inte | Monitor, Video |  | MONITORVIDEO-HeartWare Inte-1520 |  |  |  |  | Covered PM Repair - Biomedical | MHHS-TMC
NO | NO |  |  |  | 074-05796 |  | HEARTWARE |  |  | MON090053 | TMC - CATH LAB - ADULT (2HVI) | MHHS-TMC |  | Monitor, Video |  | 074-05796 |  | TMC |  | TMC - CATH LAB - ADULT (2HVI) | [5 empty] | MONITORING SYSTEMS, PHYSIOLOGIC, CARDIAC ELECTROPH |  | MONITORVIDEO-HeartWare Inte-1520 | MONITORVIDEO |  |  |  |  | HeartWare Inte | Monitor, Video |  | MONITORVIDEO-HeartWare Inte-1520 |  |  |  |  | Covered PM Repair - Biomedical | MHHS-TMC
NO | NO |  |  |  | 074-05799 |  | HEARTWARE |  |  | MON200353 | TMC - CATH LAB - ADULT (2HVI) | MHHS-TMC |  | Monitor, Video |  | 074-05799 |  | TMC |  | TMC - CATH LAB - ADULT (2HVI) | [5 empty] | MONITORING SYSTEMS, PHYSIOLOGIC, CARDIAC ELECTROPH |  | MONITORVIDEO-HeartWare Inte-1520 | MONITORVIDEO |  |  |  |  | HeartWare Inte | Monitor, Video |  | MONITORVIDEO-HeartWare Inte-1520 |  |  |  |  | Covered PM Repair - Biomedical | MHHS-TMC
NO | NO |  |  |  | 074-05801 |  | HEARTWARE |  |  | MON200349 | TMC - CATH LAB - ADULT (2HVI) | MHHS-TMC |  | Monitor, Video |  | 074-05801 |  | TMC |  | TMC - CATH LAB - ADULT (2HVI) | [5 empty] | MONITORING SYSTEMS, PHYSIOLOGIC, CARDIAC ELECTROPH |  | MONITORVIDEO-HeartWare Inte-1520 | MONITORVIDEO |  |  |  |  | HeartWare Inte | Monitor, Video |  | MONITORVIDEO-HeartWare Inte-1520 |  |  |  |  | Covered PM Repair - Biomedical | MHHS-TMC
NO | NO |  |  |  | 074-05802 |  | HEARTWARE |  |  | MON200343 | TMC - CATH LAB - ADULT (2HVI) | MHHS-TMC |  | Monitor, Video |  | 074-05802 |  | TMC |  | TMC - CATH LAB - ADULT (2HVI) | [5 empty] | MONITORING SYSTEMS, PHYSIOLOGIC, CARDIAC ELECTROPH |  | MONITORVIDEO-HeartWare Inte-1520 | MONITORVIDEO |  |  |  |  | HeartWare Inte | Monitor, Video |  | MONITORVIDEO-HeartWare Inte-1520 |  |  |  |  | Covered PM Repair - Biomedical | MHHS-TMC
NO | NO |  |  |  | 074-05823 |  | HEARTWARE |  |  | MON200314 | TMC - CATH LAB - ADULT (2HVI) | MHHS-TMC |  | Monitor, Video |  | 074-05823 |  | TMC |  | TMC - CATH LAB - ADULT (2HVI) | [5 empty] | MONITORING SYSTEMS, PHYSIOLOGIC, CARDIAC ELECTROPH |  | MONITORVIDEO-HeartWare Inte-1520 | MONITORVIDEO |  |  |  |  | HeartWare Inte | Monitor, Video |  | MONITORVIDEO-HeartWare Inte-1520 |  |  |  |  | Covered PM Repair - Biomedical | MHHS-TMC
NO | NO |  |  |  | 074-05825 |  | HEARTWARE |  |  | MON200315 | TMC - CATH LAB - ADULT (2HVI) | MHHS-TMC |  | Monitor, Video |  | 074-05825 |  | TMC |  | TMC - CATH LAB - ADULT (2HVI) | [5 empty] | MONITORING SYSTEMS, PHYSIOLOGIC, CARDIAC ELECTROPH |  | MONITORVIDEO-HeartWare Inte-1520 | MONITORVIDEO |  |  |  |  | HeartWare Inte | Monitor, Video |  | MONITORVIDEO-HeartWare Inte-1520 |  |  |  |  | Covered PM Repair - Biomedical | MHHS-TMC
NO | NO |  |  |  | 074-04591 |  | HEARTWARE |  |  | MON110115 | TMC - HVI - CIRCULATORY SUPPORT (2HVI) | MHHS-TMC |  | Monitor, Video |  | 074-04591 |  | TMC |  | TMC - HVI - CIRCULATORY SUPPORT (2HVI) | [5 empty] | MONITORING SYSTEMS, PHYSIOLOGIC, CARDIAC ELECTROPH |  | MONITORVIDEO-HeartWare Inte-1520 | MONITORVIDEO |  |  |  |  | HeartWare Inte | Monitor, Video |  | MONITORVIDEO-HeartWare Inte-1520 |  |  |  |  | Covered PM Repair - Biomedical | MHHS-TMC
NO | NO |  |  |  | 074-04594 |  | HEARTWARE |  |  | MON1101118 | TMC - HVI - CIRCULATORY SUPPORT (2HVI) | MHHS-TMC |  | Monitor, Video |  | 074-04594 |  | TMC |  | TMC - HVI - CIRCULATORY SUPPORT (2HVI) | [5 empty] | MONITORING SYSTEMS, PHYSIOLOGIC, CARDIAC ELECTROPH |  | MONITORVIDEO-HeartWare Inte-1520 | MONITORVIDEO |  |  |  |  | HeartWare Inte | Monitor, Video |  | MONITORVIDEO-HeartWare Inte-1520 |  |  |  |  | Covered PM Repair - Biomedical | MHHS-TMC
NO | NO |  |  |  | 074-04641 |  | HEARTWARE |  |  | MON110085 | TMC - HVI - CIRCULATORY SUPPORT (2HVI) | MHHS-TMC |  | Monitor, Video |  | 074-04641 |  | TMC |  | TMC - HVI - CIRCULATORY SUPPORT (2HVI) | [5 empty] | MONITORING SYSTEMS, PHYSIOLOGIC, CARDIAC ELECTROPH |  | MONITORVIDEO-HeartWare Inte-1520 | MONITORVIDEO |  |  |  |  | HeartWare Inte | Monitor, Video |  | MONITORVIDEO-HeartWare Inte-1520 |  |  |  |  | Covered PM Repair - Biomedical | MHHS-TMC
NO | NO |  |  |  | 074-05685 |  | HEARTWARE |  |  | MON0900 | TMC - HVI - CIRCULATORY SUPPORT (2HVI) | MHHS-TMC |  | Monitor, Video |  | 074-05685 |  | TMC |  | TMC - HVI - CIRCULATORY SUPPORT (2HVI) | [5 empty] | MONITORING SYSTEMS, PHYSIOLOGIC, CARDIAC ELECTROPH |  | MONITORVIDEO-HeartWare Inte-1520 | MONITORVIDEO |  |  |  |  | HeartWare Inte | Monitor, Video |  | MONITORVIDEO-HeartWare Inte-1520 |  |  |  |  | Covered PM Repair - Biomedical | MHHS-TMC
NO | NO |  |  |  | 074-05797 |  | HEARTWARE |  |  | MON110079 | TMC - HVI - CIRCULATORY SUPPORT (2HVI) | MHHS-TMC |  | Monitor, Video |  | 074-05797 |  | TMC |  | TMC - HVI - CIRCULATORY SUPPORT (2HVI) | [5 empty] | MONITORING SYSTEMS, PHYSIOLOGIC, CARDIAC ELECTROPH |  | MONITORVIDEO-HeartWare Inte-1520 | MONITORVIDEO |  |  |  |  | HeartWare Inte | Monitor, Video |  | MONITORVIDEO-HeartWare Inte-1520 |  |  |  |  | Covered PM Repair - Biomedical | MHHS-TMC
NO | NO |  |  |  | 074-05814 |  | HEARTWARE |  |  | MON200591 | TMC - HVI - CIRCULATORY SUPPORT (2HVI) | MHHS-TMC |  | Monitor, Video |  | 074-05814 |  | TMC |  | TMC - HVI - CIRCULATORY SUPPORT (2HVI) | [5 empty] | MONITORING SYSTEMS, PHYSIOLOGIC, CARDIAC ELECTROPH |  | MONITORVIDEO-HeartWare Inte-1520 | MONITORVIDEO |  |  |  |  | HeartWare Inte | Monitor, Video |  | MONITORVIDEO-HeartWare Inte-1520 |  |  |  |  | Covered PM Repair - Biomedical | MHHS-TMC
YES | YES |  |  |  | 099-13571 | 099-13571 | HeartWare Inte |  |  | MON200761 | ICU |  |  |  |  | 099-13571 | 099-13571 | TMC | Memorial Hermann-Texas Medical Center | ICU
YES | YES |  |  |  | 099-12117 | 099-12117 | HeartWare Inte | Heartwave Monitor |  | MON200797 | TMC - HVI - HEART FAILURE ICU (5HVI) |  |  |  |  | 099-12117 | 099-12117 | TMC | Memorial Hermann-Texas Medical Center | TMC - HVI - HEART FAILURE ICU (5HVI)
NO | NO |  |  |  | 009-33727 |  | HEBU MEDICAL | T-CC-884 |  | 273830/10 | GH - ER | MHHS-Greater Heights |  |  |  | 009-33727 |  | Central & Greater Heights |  | GH - ER | [5 empty] | CAST CUTTERS |  | .needs class | [13 empty] | Covered PM Repair - Biomedical | MHHS-Greater Heights
YES | YES |  |  |  | 029-06067 | 029-06067 | Heine | NT 200 |  |  | L |  |  |  |  | 029-06067 | 029-06067 | Woodlands | Memorial Hermann Hospital Woodlands | L | L | [6 empty] | OTOOPHTHALMOSCOPE-Heine USA-NT200
YES | YES |  |  |  | 029-06070 | 029-06070 | Heine | NT 200 |  | NSN | L |  |  |  |  | 029-06070 | 029-06070 | Woodlands | Memorial Hermann Hospital Woodlands | L | L | [6 empty] | OTOOPHTHALMOSCOPE-Heine USA-NT200
NO | YES | Serial Number 13022 |  |  | 099-07917 | 099-07917 | Heine | NT 200 |  |  | SE-OR-Anesthesia |  |  |  |  | 099-07917 | 099-07917 | Southeast | MHHS-Southeast | SE-OR-Anesthesia | W2 300 | 4/1/20 |  |  | No pm found
YES | YES | Serial Number Cnf |  |  | 099-06317 | 099-06317 | Heine | NT 200 |  | Cnf | SE - OR |  |  |  |  | 099-06317 | 099-06317 | Southeast | Memorial Hermann Southeast Hospital | SE - OR | Hallway | [6 empty] | OTOOPHTHALMOSCOPE-Heine USA-NT200
YES | YES |  |  |  | 099-07667 | 099-07667 | Heine | Nt200 |  | 0/12926 | Surgery |  |  |  |  | 099-07667 | 099-07667 | TMC | Memorial Hermann-Texas Medical Center | Surgery | Hallway by W3200 | 4/1/20 | [5 empty] | OTOOPHTHALMOSCOPE-Heine USA-NT200
YES | YES |  |  |  | 129-03303 | 129-03303 | Heine Optotechnik | NT 200 |  |  | SUGAR LAND - NURSERY |  |  |  |  | 129-03303 | 129-03303 | Sugar Land | Memorial Hermann Sugar Land Hospital | SUGAR LAND - NURSERY | L | [6 empty] | OTOOPHTHALMOSCOPE-Heine USA-NT200
YES | YES |  |  |  | 005-33152 | 005-33152 | Heine Optotechnik | NT200 |  |  | Sugar Land OR |  |  |  |  | 005-33152 | 005-33152 | Sugar Land | Memorial Hermann Sugar Land Hospital | Sugar Land OR | OR 7 | [5 empty] | Oto/Ophthalmoscope | OTOOPHTHALMOSCOPE-Heine USA-NT200 | [22 empty] | Oto/Ophthalmoscope | OTOOPHTHALMOSCOPE | Oto/Ophthalmoscope | Heine Optotechnik
YES | YES |  |  |  | 129-03304 | 129-03304 | Heine Optotechnik | NT200 |  |  | SUGAR LAND - LABOR |  |  |  |  | 129-03304 | 129-03304 | Sugar Land | Memorial Hermann Sugar Land Hospital | SUGAR LAND - LABOR | OR 1 | [5 empty] | Oto/Ophthalmoscope | OTOOPHTHALMOSCOPE-Heine USA-NT200 | [22 empty] | Oto/Ophthalmoscope | OTOOPHTHALMOSCOPE | Oto/Ophthalmoscope | Heine Optotechnik
YES | YES |  |  |  | 099-10917 | 099-10917 | Heine Optotechnik | NT200 |  |  | SW - OR |  |  |  |  | 099-10917 | 099-10917 | Southwest | Memorial Hermann Southwest Hospital | SW - OR | Room 10 |  |  |  | New Add |  | Oto/Ophthalmoscope | OTOOPHTHALMOSCOPE-Heine USA-NT200 | [22 empty] | Oto/Ophthalmoscope | OTOOPHTHALMOSCOPE | Oto/Ophthalmoscope | Heine Optotechnik
YES | YES |  |  |  | 099-10924 | 099-10924 | Heine Optotechnik | NT200 |  |  | SW - OR |  |  |  |  | 099-10924 | 099-10924 | Southwest | Memorial Hermann Southwest Hospital | SW - OR |  |  |  |  | New Add |  | Oto/Ophthalmoscope | OTOOPHTHALMOSCOPE-Heine USA-NT200 | [22 empty] | Oto/Ophthalmoscope | OTOOPHTHALMOSCOPE | Oto/Ophthalmoscope | Heine Optotechnik
YES | YES |  |  |  | 009-34289 | 009-34289 | Heine Optotechnik | NT200 |  | Nsn | SW - OR |  |  |  |  | 009-34289 | 009-34289 | Southwest | Memorial Hermann Southwest Hospital | SW - OR | Or 24 | [5 empty] | Oto/Ophthalmoscope | OTOOPHTHALMOSCOPE-Heine USA-NT200 | [22 empty] | Oto/Ophthalmoscope | OTOOPHTHALMOSCOPE | Oto/Ophthalmoscope | Heine Optotechnik
YES | YES |  |  |  | 099-10807 | 099-10807 | Heine Optotechnik | NT200 |  |  | SW - OR |  |  |  |  | 099-10807 | 099-10807 | Southwest | Memorial Hermann Southwest Hospital | SW - OR | Room 16 |  |  |  | New Add |  | Oto/Ophthalmoscope | OTOOPHTHALMOSCOPE-Heine USA-NT200 | [22 empty] | Oto/Ophthalmoscope | OTOOPHTHALMOSCOPE | Oto/Ophthalmoscope | Heine Optotechnik
YES | YES | Serial Number Cnf |  |  | 099-13808 | 099-13808 | Heine Optotechnik | NT200 |  | Cnf | SW - LABOR |  |  |  |  | 099-13808 | 099-13808 | Southwest | Memorial Hermann Southwest Hospital | SW - LABOR | OR 3 | [5 empty] | Oto/Ophthalmoscope | OTOOPHTHALMOSCOPE-Heine USA-NT200 | [22 empty] | Oto/Ophthalmoscope | OTOOPHTHALMOSCOPE | Oto/Ophthalmoscope | Heine Optotechnik
YES | YES |  |  |  | 099-06102 | 099-06102 | Heine Optotechnik | NT200 |  |  | SE - OR |  |  |  |  | 099-06102 | 099-06102 |  | Memorial Hermann- SE - CATH LAB | SE - OR | Hallway | 4/1/20 |  |  | No PM Sticker |  | Oto/Ophthalmoscope | OTOOPHTHALMOSCOPE-Heine USA-NT200 | [22 empty] | Oto/Ophthalmoscope | OTOOPHTHALMOSCOPE | Oto/Ophthalmoscope | Heine Optotechnik
YES | YES |  |  |  | 099-06101 | 099-06101 | Heine Optotechnik | NT200 |  |  | SE - OR |  |  |  |  | 099-06101 | 099-06101 |  | Memorial Hermann- SE - CATH LAB | SE - OR | Hallway | 4/1/20 |  |  | No PM Sticker |  | Oto/Ophthalmoscope | OTOOPHTHALMOSCOPE-Heine USA-NT200 | [22 empty] | Oto/Ophthalmoscope | OTOOPHTHALMOSCOPE | Oto/Ophthalmoscope | Heine Optotechnik
YES | YES |  |  |  | 005-33131 | 005-33131 | Heine Optotechnik | NT300 |  |  | SUGAR LAND - OR |  |  |  |  | 005-33131 | 005-33131 | Sugar Land | Memorial Hermann Sugar Land Hospital | SUGAR LAND - OR | OR 4 | [5 empty] | Charger, Battery | CHARGERBATTERY-Heine USA-NT300 | [22 empty] | Charger, Battery | CHARGERBATTERY | Charger, Battery | Heine Optotechnik
YES | YES |  |  |  | 005-33283 | 005-33283 | Heine Optotechnik | NT300 |  |  | SUGAR LAND - OR |  |  |  |  | 005-33283 | 005-33283 | Sugar Land | Memorial Hermann Sugar Land Hospital | SUGAR LAND - OR | OR 2 | [5 empty] | Charger, Battery | CHARGERBATTERY-Heine USA-NT300 | [22 empty] | Charger, Battery | CHARGERBATTERY | Charger, Battery | Heine Optotechnik
YES | YES |  |  |  | 129-04303 | 129-04303 | Heine Optotechnik | NT300 |  |  | SUGAR LAND - OR |  |  |  |  | 129-04303 | 129-04303 | Sugar Land | Memorial Hermann Sugar Land Hospital | SUGAR LAND - OR | OR 1 | 9/1/10 |  |  | One time safety |  | Charger, Battery | CHARGERBATTERY-Heine USA-NT300 | [22 empty] | Charger, Battery | CHARGERBATTERY | Charger, Battery | Heine Optotechnik
YES | YES |  |  |  | 133-31019 | 133-31019 | Heine Optotechnik | NT300 |  | SN1104355345 | SUGAR LAND - PEDI IMU |  |  |  |  | 133-31019 | 133-31019 | Sugar Land |  | SUGAR LAND - PEDI IMU |  |  |  |  | No pm |  | Charger, Battery | CHARGERBATTERY-Heine USA-NT300 | [22 empty] | Charger, Battery | CHARGERBATTERY | Charger, Battery | Heine Optotechnik
YES | YES |  |  |  | 005-33292 | 005-33292 | Heine Optotechnik | NT300 |  |  | SUGAR LAND - OR |  |  |  |  | 005-33292 | 005-33292 | Sugar Land | Memorial Hermann Sugar Land Hospital | SUGAR LAND - OR | OR 6 | [5 empty] | Charger, Battery | CHARGERBATTERY-Heine USA-NT300 | [22 empty] | Charger, Battery | CHARGERBATTERY | Charger, Battery | Heine Optotechnik
YES | YES |  |  |  | 005-33205 | 005-33205 | Heine Optotechnik | NT300 |  |  | SUGAR LAND - OR |  |  |  |  | 005-33205 | 005-33205 | Sugar Land |  | SUGAR LAND - OR |  |  |  |  | No pm |  | Charger, Battery | CHARGERBATTERY-Heine USA-NT300 | [22 empty] | Charger, Battery | CHARGERBATTERY | Charger, Battery | Heine Optotechnik
YES | YES |  |  |  | 129-04302 | 129-04302 | Heine Optotechnik | NT300 |  |  | Sugar Land Endo |  |  |  |  | 129-04302 | 129-04302 | Sugar Land | Memorial Hermann Sugar Land Hospital | Sugar Land Endo | Procedure Room 2 | 2/1/20 |  |  |  |  | Charger, Battery | CHARGERBATTERY-Heine USA-NT300 | [22 empty] | Charger, Battery | CHARGERBATTERY | Charger, Battery | Heine Optotechnik
YES | YES |  |  |  | 005-33235 | 005-33235 | Heine Optotechnik | NT300 |  |  | SUGAR LAND - OR |  |  |  |  | 005-33235 | 005-33235 | Sugar Land |  | SUGAR LAND - OR |  |  |  |  | No pm |  | Charger, Battery | CHARGERBATTERY-Heine USA-NT300 | [22 empty] | Charger, Battery | CHARGERBATTERY | Charger, Battery | Heine Optotechnik
YES | YES |  |  |  | 029-05934 | 029-05934 | Heine Optotechnik | NT300 |  |  | WOODLANDS - OR |  |  |  |  | 029-05934 | 029-05934 | Woodlands | Memorial Hermann The Woodlands Medical Center | WOODLANDS - OR | Room 15 |  |  |  | ?AuOne time inspection?Au sticker |  | Charger, Battery | CHARGERBATTERY-Heine USA-NT300 | [22 empty] | Charger, Battery | CHARGERBATTERY | Charger, Battery | Heine Optotechnik
YES | YES |  |  |  | 099-10920 | 099-10920 | Heine Optotechnik | NT300 |  |  | SW - OR |  |  |  |  | 099-10920 | 099-10920 | Southwest | Memorial Hermann Southwest Hospital | SW - OR | Room 17 |  |  |  | New Add |  | Charger, Battery | CHARGERBATTERY-Heine USA-NT300 | [22 empty] | Charger, Battery | CHARGERBATTERY | Charger, Battery | Heine Optotechnik
YES | YES |  |  |  | 009-34305 | 009-34305 | Heine Optotechnik | NT300 |  | Nsn | SW - HVI - OR |  |  |  |  | 009-34305 | 009-34305 | Southwest | Memorial Hermann Southwest Hospital | SW - HVI - OR | Hvi or 2 |  |  |  | No pm sticker |  | Charger, Battery | CHARGERBATTERY-Heine USA-NT300 | [22 empty] | Charger, Battery | CHARGERBATTERY | Charger, Battery | Heine Optotechnik
YES | YES |  |  |  | 099-10972 | 099-10972 | Heine Optotechnik | NT300 |  |  | SW - HVI - OR |  |  |  |  | 099-10972 | 099-10972 | Southwest | Memorial Hermann Heart | SW - HVI - OR | CVOR1 |  |  |  | New Add |  | Charger, Battery | CHARGERBATTERY-Heine USA-NT300 | [22 empty] | Charger, Battery | CHARGERBATTERY | Charger, Battery | Heine Optotechnik
NO | YES |  |  |  | 069-29209 | 069-29209 | Helena Laboratories | ICHOR II |  | RH-97100077 | Memorial Hermann- Texas Medical Center Ribinson | MHHS-TMC |  |  |  | 069-29209 | 069-29209 | TMC | TMC | Memorial Hermann- Texas Medical Center Ribinson | Lab storage | 3/1/20 |  | 3/1/20 | No PM Sticker | ANALYZERS, LABORATORY, HEMATOLOGY |  | .needs class | [5 empty] | Helena Labs | [7 empty] | Covered PM Repair - Biomedical | MHHS-TMC
YES | YES |  |  |  | 069-47217 | 069-47217 | Helmer |  |  |  | TMC - HERMANN - ADULT ER (1HP) |  |  |  |  | 069-47217 | 069-47217 | TMC | Memorial Hermann-Texas Medical Center | TMC - HERMANN - ADULT ER (1HP) | Med room | 3/1/20 |  | 3/1/21 | No Plate
YES | YES | Serial Number Cnf |  |  | 133-07576 | 133-07576 | Helmer | Cnf |  | Cnf | KATY - LABORATORY - BLOOD BANK |  |  |  |  | 133-07576 | 133-07576 | Katy | Memorial Hermann Katy Hospital | KATY - LABORATORY - BLOOD BANK | Blood bank | [6 empty] | .needs class
YES | YES |  |  |  | 009-10464 | 009-10464 | Helmer | Cnf |  |  | CC-Lab |  |  |  |  | 009-10464 | 009-10464 | Central | Memorial Hermann Urgent Care Greater Heights (#100) | CC-Lab | Lab | 1/1/20 | 4/1/20 |  |  |  |  | .needs class
YES | YES |  |  |  | 009-10465 | 009-10465 | Helmer | Cnf |  |  | CC-Lab |  |  |  |  | 009-10465 | 009-10465 | Central | Memorial Hermann Urgent Care Greater Heights (#100) | CC-Lab | Lab | 1/1/20 | 4/1/20 |  |  |  |  | .needs class
YES | YES |  |  |  | 009-10461 | 009-10461 | Helmer | Cnf |  |  | CC-Lab |  |  |  |  | 009-10461 | 009-10461 | Central | Memorial Hermann Urgent Care Greater Heights (#100) | CC-Lab | Lab | 1/1/20 | 4/1/20 |  |  |  |  | .needs class
NO | YES |  |  |  | 151-01779 | 151-01779 | Helmer | Freezer |  | NSN | CY-Laboratory | MHHS-Cypress |  | Freezer, Laboratory |  | 151-01779 | 151-01779 | Cypress | MHHS-Cypress | CY-Laboratory | Blood bank | 1/1/20 | 6/1/20 |  |  | FREEZERS, BLOOD | Freezer, Laboratory | FREEZERLAB-HELMER-iPF125-8 | FREEZERLAB | iPF125-8 |  |  |  | HELMER | Freezer, Laboratory |  | FREEZERLAB-HELMER-iPF125-8 |  |  |  | FL-A | Covered PM Repair - Biomedical | MHHS-Cypress | [8 empty] | FREEZERLAB | Freezer, Laboratory | HELMER
YES | YES |  |  |  | 013-39220 | 013-39220 | Helmer | Freezer |  | Nsn | SW - LABORATORY - BLOOD BANK |  |  |  |  | 013-39220 | 013-39220 | Southwest | Memorial Hermann Southwest Hospital | SW - LABORATORY - BLOOD BANK | Blood Bank |  |  |  | No Plate
YES | YES |  |  |  | 029-11462 | 029-11462 | Helmer | HB104-ADA |  |  | CCC in spring |  |  |  |  | 029-11462 | 029-11462 | ccc spring |  | CCC in spring | Clean utility |  |  | 2/1/20 |  |  | Refrigerator, Blood Bank | REFRIGERATORBLOODBANK-Helmer-HB104-ADA | [12 empty] | RBB-A | [9 empty] | Refrigerator, Blood Bank | REFRIGERATORBLOODBANK | Refrigerator, Blood Bank | HELMER
YES | YES |  |  |  | 000-04354 | 000-04354 | Helmer | HB105 |  |  | ER |  |  |  |  | 000-04354 | 000-04354 | Katy | Memorial Hermann Convenient Care Center in Kingwood (Kingwood CCC) | ER | Nurses station | 1/1/20 | 4/1/20 |  |  |  | Refrigerator, Blood Bank | REFRIGERATORBLOODBANK-Helmer-HB105 | [12 empty] | RBB-A | [9 empty] | Refrigerator, Blood Bank | REFRIGERATORBLOODBANK | Refrigerator, Blood Bank | Helmer
YES | YES |  |  |  | 000-04353 | 000-04353 | Helmer | HB105 |  |  | ER lab |  |  |  |  | 000-04353 | 000-04353 | Katy | Memorial Hermann Convenient Care Center in Kingwood (Kingwood CCC) | ER lab | Nurses station | 1/1/20 | 4/1/20 |  |  |  | Refrigerator, Blood Bank | REFRIGERATORBLOODBANK-Helmer-HB105 | [12 empty] | RBB-A | [9 empty] | Refrigerator, Blood Bank | REFRIGERATORBLOODBANK | Refrigerator, Blood Bank | Helmer
YES | YES |  |  |  | 009-10467 | 009-10467 | Helmer | HB105 |  |  | Emergency Center |  |  |  |  | 009-10467 | 009-10467 | Central | Memorial Hermann Urgent Care Greater Heights (#100) | Emergency Center | Trauma | 1/1/20 | 4/1/20 |  |  |  | Refrigerator, Blood Bank | REFRIGERATORBLOODBANK-Helmer-HB105 | [12 empty] | RBB-A | [9 empty] | Refrigerator, Blood Bank | REFRIGERATORBLOODBANK | Refrigerator, Blood Bank | Helmer
YES | YES |  |  |  | 029-11357 | 029-11357 | Helmer | HB105 |  |  | LAB |  |  |  |  | 029-11357 | 029-11357 | Woodlands | 24 Hour Emergency Room - Convenient Care Center in Spring | LAB | LAB | 2/1/20 |  | 5/1/20 |  |  | Refrigerator, Blood Bank | REFRIGERATORBLOODBANK-Helmer-HB105 | [12 empty] | RBB-A | [9 empty] | Refrigerator, Blood Bank | REFRIGERATORBLOODBANK | Refrigerator, Blood Bank | Helmer
YES | YES |  |  |  | 005-12287 | 005-12287 | Helmer | HB105 |  |  | SWE-CCC |  |  |  |  | 005-12287 | 005-12287 | Southeast | Memorial Hermann Convenient Care Center in League City (League City CCC) | SWE-CCC | CCC-ER | [5 empty] | Refrigerator, Blood Bank | REFRIGERATORBLOODBANK-Helmer-HB105 | [12 empty] | RBB-A | [9 empty] | Refrigerator, Blood Bank | REFRIGERATORBLOODBANK | Refrigerator, Blood Bank | Helmer
YES | YES |  |  |  |  | 041-09899 | Helmer | HLF125 |  |  | MEMORIAL CITY - LABORATORY - HEMATOLOGY | [5 empty] | 041-09899 | West | Memorial Hermann Cancer Center - Memorial City (#100) | MEMORIAL CITY - LABORATORY - HEMATOLOGY | Lab
YES | YES |  |  |  | 013-39308 | 013-39308 | Helmer | HLF125 |  |  | SW - LABORATORY |  |  |  |  | 013-39308 | 013-39308 | Southwest | SWMH - Laboratory | SW - LABORATORY | SW - LABORTORY
YES | YES |  |  |  | 013-39217 | 013-39217 | Helmer | HLR125 |  | NSN | Lab |  |  |  |  | 013-39217 | 013-39217 | Southwest | Memorial Hermann Southwest Hospital Emergency Center | Lab | Microbiology- Bubble
YES | YES |  |  |  | 069-48496 | 069-48496 | Helmer | IFL105 |  |  | TMC - LABORATORY - BLOOD BANK (1R) |  |  |  |  | 069-48496 | 069-48496 | TMC | Memorial Hermann-Texas Medical Center | TMC - LABORATORY - BLOOD BANK (1R) | Lab | 1/1/20 |  | 1/1/21
YES | YES |  |  |  | 029-11356 | 029-11356 | Helmer | Ilf 105 |  |  | LAB |  |  |  |  | 029-11356 | 029-11356 | Woodlands | 24 Hour Emergency Room - Convenient Care Center in Spring | LAB | LAB | 2/1/20 |  | 5/1/20
YES | YES |  |  |  | 000-04351 | 000-04351 | Helmer | ILF105 |  |  | ER lab |  |  |  |  | 000-04351 | 000-04351 | Katy | Memorial Hermann Convenient Care Center in Kingwood (Kingwood CCC) | ER lab | Nurses station | 10/1/19 | 10/1/20
YES | YES |  |  |  | 000-04352 | 000-04352 | Helmer | ILF105 |  |  | ER lab |  |  |  |  | 000-04352 | 000-04352 | Katy | Memorial Hermann Convenient Care Center in Kingwood (Kingwood CCC) | ER lab | Nurses station | 10/1/19 | 10/1/20
YES | YES |  |  |  | 041-33525 | 041-33525 | Helmer | LR1095 |  | 206-8828 | 5 Floor |  |  |  |  | 041-33525 | 041-33525 |  | Memorial Hermann- Texas Medical Center- S3 | 5 Floor | Storage S3622 | 4/1/20 |  |  | No PM Sticker
YES | YES |  |  |  | 133-09160 | 133-09160 | Helmer | TCR |  |  | OR 2 |  |  |  |  | 133-09160 | 133-09160 | Katy | Katy | OR 2 | OR 2 | 2/1/20 |  |  | No pm |  | Recorder, Chart | RECORDERCHART-HELMER-TCR | [22 empty] | Recorder, Chart | RECORDERCHART | Recorder, Chart | HELMER
YES | YES |  |  |  | 099-01917 | 099-01917 | Helmer | TCR |  |  | SC CCC - (NE) - LABORATORY |  |  |  |  | 099-01917 | 099-01917 | Katy | Memorial Hermann Convenient Care Center in Summer Creek (Summer Creek CCC) | SC CCC - (NE) - LABORATORY | Lab | [5 empty] | Recorder, Chart | RECORDERCHART-HELMER-TCR | [22 empty] | Recorder, Chart | RECORDERCHART | Recorder, Chart | HELMER
YES | YES |  |  |  | 099-09322 | 099-09322 | Helmer | TCR |  |  | TMC - HERMANN - COU (1R) |  |  |  |  | 099-09322 | 099-09322 | TMC | Memorial Hermann-Texas Medical Center | TMC - HERMANN - COU (1R) | Blood Bank | [5 empty] | Recorder, Chart | RECORDERCHART-HELMER-TCR | [22 empty] | Recorder, Chart | RECORDERCHART | Recorder, Chart | HELMER
YES | YES |  |  |  | 099-07346 | 099-07346 | Helmer | TCR |  |  | SE - EMERGENCY CENTER |  |  |  |  | 099-07346 | 099-07346 | Southeast | Memorial Hermman South East | SE - EMERGENCY CENTER | Nurse Station | [5 empty] | Recorder, Chart | RECORDERCHART-HELMER-TCR | [22 empty] | Recorder, Chart | RECORDERCHART | Recorder, Chart | HELMER
YES | YES |  |  |  | 069-48337 | 069-48337 | Helmer | UltraCW II |  |  | Peds Blood Bank |  |  |  |  | 069-48337 | 069-48337 | TMC | Memorial Hermann Texas Medical Center | Peds Blood Bank | Blood Bank | [5 empty] | Cell Washer | CELLWASHER-HELMER-UltraCW II | [12 empty] | CEW-SA | [9 empty] | Cell Washer | CELLWASHER | Cell Washer | HELMER
NO | YES |  |  |  |  | 009-02675 | HELMER, INC. | DH4 |  |  | GH - LABORATORY - BLOOD BANK | MHHS-Greater Heights |  | Bath, Water |  |  | 009-02675 | Central | Memorial Hermann Greater Heights Hospital | GH - LABORATORY - BLOOD BANK | Blood Bank |  |  |  |  | BATHS, WATER |  | BATHWATER-Helmer-DH4 | BATHWATER | DH4 |  |  |  | Helmer | Bath, Water |  | BATHWATER-Helmer-DH4 |  |  |  |  | Not Covered Vendor Only - Biomedical | MHHS-Greater Heights
NO | YES |  |  |  |  | 009-06640 | HELMER, INC. | DH4 |  |  | GH - LABORATORY - BLOOD BANK | MHHS-Greater Heights |  | Bath, Water |  |  | 009-06640 | Central | Memorial Hermann Greater Heights Hospital | GH - LABORATORY - BLOOD BANK | Blood Bank |  |  |  |  | BATHS, WATER |  | BATHWATER-Helmer-DH4 | BATHWATER | DH4 |  |  |  | Helmer | Bath, Water |  | BATHWATER-Helmer-DH4 |  |  |  |  | Not Covered Vendor Only - Biomedical | MHHS-Greater Heights
NO | YES | [5 empty] | HELMER, INC. | DH4 |  |  | MHOSH-Laboratory | MHHS Orthopedic & Spine |  | Bath, Water |  |  |  | Central & Greater Heights | MHHS-Orthopedic & Spine | MHOSH-Laboratory |  | 11/13/19 |  |  |  | BATHS, WATER | Bath, Water | BATHWATER-Helmer-DH4 | BATHWATER | DH4 |  |  |  | Helmer | Bath, Water |  | BATHWATER-Helmer-DH4 |  | 9/17/20 | MHOSH Inventory Dec 2019 into 2020 - Copy.xls - Newly Verified |  | Not Covered Vendor Only - Biomedical | MHHS Orthopedic & Spine | [8 empty] | BATHWATER | Bath, Water | Helmer
NO | YES |  |  |  | 013-37953 | 013-37953 | HELMER, INC. | DH4 |  |  | SW-Laboratory-Blood Bank | MHHS-Southwest |  | Bath, Water |  | 013-37953 | 013-37953 | Southwest | MHHS-Southwest | SW-Laboratory-Blood Bank | Blood Bank |  |  |  |  | BATHS, WATER | Bath, Water | BATHWATER-Helmer-DH4 | BATHWATER | DH4 |  |  |  | Helmer | Bath, Water |  | BATHWATER-Helmer-DH4 |  | 9/17/20 |  |  | Not Covered Vendor Only - Biomedical | MHHS-Southwest | [8 empty] | BATHWATER | Bath, Water | Helmer
NO | YES |  |  |  | 013-37954 | 013-37954 | HELMER, INC. | DH4 |  |  | SW-Laboratory-Blood Bank | MHHS-Southwest |  | Bath, Water |  | 013-37954 | 013-37954 | Southwest | MHHS-Southwest | SW-Laboratory-Blood Bank | Blood Bank |  |  |  |  | BATHS, WATER | Bath, Water | BATHWATER-Helmer-DH4 | BATHWATER | DH4 |  |  |  | Helmer | Bath, Water |  | BATHWATER-Helmer-DH4 |  | 9/17/20 |  |  | Not Covered Vendor Only - Biomedical | MHHS-Southwest | [8 empty] | BATHWATER | Bath, Water | Helmer
NO | YES |  |  |  | 029-00336 | 029-00336 | HELMER, INC. | DH4 |  | 159922K | Woodlands-Laboratory-Blood Bank | MHHS-Woodlands |  | Bath, Water |  | 029-00336 | 029-00336 | Woodlands | MHHS-Woodlands | Woodlands-Laboratory-Blood Bank | Lab | 1/1/20 | 3/1/20 | 7/1/20 |  | BATHS, WATER | Bath, Water | BATHWATER-Helmer-DH4 | BATHWATER | DH4 |  |  |  | Helmer | Bath, Water |  | BATHWATER-Helmer-DH4 |  | 9/17/20 |  |  | Not Covered Vendor Only - Biomedical | MHHS-Woodlands | [8 empty] | BATHWATER | Bath, Water | Helmer
NO | YES |  |  |  | 029-03655 | 029-03655 | HELMER, INC. | DH4 |  |  | Woodlands-Laboratory-Blood Bank | MHHS-Woodlands |  | Bath, Water |  | 029-03655 | 029-03655 | Woodlands | MHHS-Woodlands | Woodlands-Laboratory-Blood Bank | Lab | 1/1/20 | 3/1/20 | 7/1/20 |  | BATHS, WATER | Bath, Water | BATHWATER-Helmer-DH4 | BATHWATER | DH4 |  |  |  | Helmer | Bath, Water |  | BATHWATER-Helmer-DH4 |  | 9/17/20 |  |  | Not Covered Vendor Only - Biomedical | MHHS-Woodlands | [8 empty] | BATHWATER | Bath, Water | Helmer
NO | YES |  |  |  | 151-01778 | 151-01778 | HELMER, INC. | DH8 |  |  | CY-Laboratory | MHHS-Cypress |  | Bath, Water |  | 151-01778 | 151-01778 | Northwest | MHHS-Cypress | CY-Laboratory | Blood bank | 12/1/19 | 6/1/20 |  |  | BATHS, WATER | Bath, Water | BATHWATER-Helmer-DH8 | BATHWATER | DH8 |  |  |  | Helmer | Bath, Water |  | BATHWATER-Helmer-DH8 |  | 11/30/18 |  |  | Covered PM Repair - Biomedical | MHHS-Cypress | [8 empty] | BATHWATER | Bath, Water | Helmer
NO | YES |  |  |  | 133-05481 | 133-05481 | HELMER, INC. | DH8 |  |  | Katy-Laboratory-Blood Bank | MHHS-Katy |  | Bath, Water |  | 133-05481 | 133-05481 | Katy | MHHS-Katy | Katy-Laboratory-Blood Bank | Blood bank | 9/1/19 | 1/1/20 |  |  | BATHS, WATER | Bath, Water | BATHWATER-Helmer-DH8 | BATHWATER | DH8 |  |  |  | Helmer | Bath, Water |  | BATHWATER-Helmer-DH8 |  | 11/30/18 |  |  | Covered PM Repair - Biomedical | MHHS-Katy | [8 empty] | BATHWATER | Bath, Water | Helmer
NO | YES |  |  |  | 041-10415 | 041-10415 | HELMER, INC. | DH8 |  |  | MEMORIAL CITY - Lab | MHHS-Mem City |  | Bath, Water |  | 041-10415 | 041-10415 | West | MEMORIAL CITY - MEMORIAL HERMANN HOSPITAL | MEMORIAL CITY - Lab | Blood Bank |  |  |  |  | BATHS, WATER |  | BATHWATER-Helmer-DH8 | BATHWATER | DH8 |  |  |  | Helmer | Bath, Water |  | BATHWATER-Helmer-DH8 |  |  |  |  | Not Covered Vendor Only - Biomedical | MHHS-Mem City
NO | YES |  |  |  | 041-19280 | 041-19280 | HELMER, INC. | DH8 |  |  | MEMORIAL CITY - Lab | MHHS-Mem City |  | Bath, Water |  | 041-19280 | 041-19280 | West | MEMORIAL CITY - MEMORIAL HERMANN HOSPITAL | MEMORIAL CITY - Lab | Blood Bank |  |  |  |  | BATHS, WATER |  | BATHWATER-Helmer-DH8 | BATHWATER | DH8 |  |  |  | Helmer | Bath, Water |  | BATHWATER-Helmer-DH8 |  |  |  |  | Not Covered Vendor Only - Biomedical | MHHS-Mem City
NO | YES |  |  |  | 145-00252 | 145-00252 | HELMER, INC. | DH8 |  |  | Pearland-Laboratory-Blood Bank | MHHS-Pearland Hospital |  | Bath, Water |  | 145-00252 | 145-00252 | Pearland | MHHS-Pearland Hospital | Pearland-Laboratory-Blood Bank |  | 1/1/20 | 4/1/20 |  |  | BATHS, WATER | Bath, Water | BATHWATER-Helmer-DH8 | BATHWATER | DH8 |  |  |  | Helmer | Bath, Water |  | BATHWATER-Helmer-DH8 |  | 11/30/18 |  |  | Covered PM Repair - Biomedical | MHHS-Pearland Hospital | [8 empty] | BATHWATER | Bath, Water | Helmer
NO | YES |  |  |  | 005-09617 | 005-09617 | HELMER, INC. | DH8 |  |  | SE-Laboratory-Blood Bank | MHHS-Southeast |  | Bath, Water |  | 005-09617 | 005-09617 | Southeast | MHHS-Southeast | SE-Laboratory-Blood Bank |  | 10/1/19 |  |  |  | BATHS, WATER |  | BATHWATER-Helmer-DH8 | BATHWATER | DH8 |  |  |  | Helmer | Bath, Water |  | BATHWATER-Helmer-DH8 |  | 11/30/18 |  |  | Covered PM Repair - Biomedical | MHHS-Southeast
NO | YES |  |  |  | 013-36486 | 013-36486 | HELMER, INC. | DH8 |  |  | SW-Laboratory-Blood Bank | MHHS-Southwest |  | Bath, Water |  | 013-36486 | 013-36486 | Southwest | MHHS-Southwest | SW-Laboratory-Blood Bank | Blood Bank |  |  |  |  | BATHS, WATER | Bath, Water | BATHWATER-Helmer-DH8 | BATHWATER | DH8 |  |  |  | Helmer | Bath, Water |  | BATHWATER-Helmer-DH8 |  | 11/30/18 |  |  | Covered PM Repair - Biomedical | MHHS-Southwest | [8 empty] | BATHWATER | Bath, Water | Helmer
NO | YES |  |  |  | 069-22953 | 069-22953 | HELMER, INC. | DH8 |  |  | TMC-Sarofim 3-Blood Bank | MHHS-TMC |  | Bath, Water |  | 069-22953 | 069-22953 | TMC | MHHS-TMC | TMC-Sarofim 3-Blood Bank | BLOOD BANK | 7/1/20 |  | 1/1/21 |  | BATHS, WATER |  | BATHWATER-Helmer-DH8 | BATHWATER | DH8 |  |  |  | Helmer | Bath, Water |  | BATHWATER-Helmer-DH8 |  | 9/17/20 |  |  | Not Covered Vendor Only - Biomedical | MHHS-TMC
NO | YES |  |  |  | 069-28025 | 069-28025 | HELMER, INC. | DH8 |  |  | TMC-Sarofim 3-Blood Bank | MHHS-TMC |  | Bath, Water |  | 069-28025 | 069-28025 | TMC | MHHS-TMC | TMC-Sarofim 3-Blood Bank | BLOOD BANK | 1/1/20 |  | 1/1/21 |  | BATHS, WATER |  | BATHWATER-Helmer-DH8 | BATHWATER | DH8 |  |  |  | Helmer | Bath, Water |  | BATHWATER-Helmer-DH8 |  | 9/17/20 |  |  | Not Covered Vendor Only - Biomedical | MHHS-TMC
NO | YES |  |  |  | 069-38278 | 069-38278 | HELMER, INC. | DH8 |  |  | TMC-Sarofim 3-Blood Bank | MHHS-TMC |  | Bath, Water |  | 069-38278 | 069-38278 | TMC | MHHS-TMC | TMC-Sarofim 3-Blood Bank | BLOOD BANK | 7/1/20 |  | 1/1/21 |  | BATHS, WATER |  | BATHWATER-Helmer-DH8 | BATHWATER | DH8 |  |  |  | Helmer | Bath, Water |  | BATHWATER-Helmer-DH8 |  | 9/17/20 |  |  | Not Covered Vendor Only - Biomedical | MHHS-TMC
NO | YES |  |  |  | 069-37583 | 069-37583 | HELMER, INC. | DH8 |  |  | TMC-Laboratory-HVI Lab (7Hvi) | MHHS-TMC |  | Bath, Water |  | 069-37583 | 069-37583 | TMC | MHHS-TMC | TMC-Laboratory-HVI Lab (7Hvi) | Biomed | 7/1/19 |  |  |  | BATHS, WATER | Bath, Water | BATHWATER-Helmer-DH8 | BATHWATER | DH8 |  |  |  | Helmer | Bath, Water |  | BATHWATER-Helmer-DH8 |  | 9/17/20 |  |  | Not Covered Vendor Only - Biomedical | MHHS-TMC | [8 empty] | BATHWATER | Bath, Water | Helmer
YES | YES |  |  |  | 069-48495 | 069-48495 | HELMER, INC. | DH8 |  |  | TMC - SAROFIM 3 - BLOOD BANK |  |  |  |  | 069-48495 | 069-48495 | TMC | Memorial Hermann-Texas Medical Center | TMC - SAROFIM 3 - BLOOD BANK | BLOOD BANK | 1/1/20 |  | 1/1/21
NO | NO |  |  |  | 069-37584 |  | HELMER, INC. | DH8 |  |  | TMC - LABORATORY - HVI LAB (7HVI) | MHHS-TMC |  | Bath, Water |  | 069-37584 |  | TMC |  | TMC - LABORATORY - HVI LAB (7HVI) | [5 empty] | BATHS, WATER |  | BATHWATER-Helmer-DH8 | BATHWATER | DH8 |  |  |  | Helmer | Bath, Water |  | BATHWATER-Helmer-DH8 |  |  |  |  | Not Covered Vendor Only - Biomedical | MHHS-TMC
NO | NO | [5 empty] | HELMER, INC. | DT1 |  |  | MEMORIAL CITY - LABORATORY | MHHS-Mem City | [5 empty] | West & Memorial City |  | MEMORIAL CITY - LABORATORY | [5 empty] | THERMOMETERS, ELECTRONIC, LABORATORY |  | .needs class | [5 empty] | HELMER | [7 empty] | Covered PM Repair - Biomedical | MHHS-Mem City
NO | NO |  |  |  | 041-20682 |  | HELMER, INC. | DT1 |  |  | MEMORIAL CITY - LABORATORY - BLOOD BANK | MHHS-Mem City |  |  |  | 041-20682 |  | West & Memorial City |  | MEMORIAL CITY - LABORATORY - BLOOD BANK | [5 empty] | THERMOMETERS, ELECTRONIC, LABORATORY |  | .needs class | [5 empty] | HELMER | [7 empty] | Covered PM Repair - Biomedical | MHHS-Mem City
NO | YES |  |  |  | 145-00270 | 145-00270 | HELMER, INC. | HB104-ADA |  |  | Pearland-Laboratory-Main | MHHS-Pearland Hospital |  | Refrigerator, Blood Bank |  | 145-00270 | 145-00270 | Pearland | MHHS-Pearland Hospital | Pearland-Laboratory-Main | Speciman processing | 11/1/19 | 11/1/20 |  |  | REFRIGERATORS, BLOOD BANK | Refrigerator, Blood Bank | REFRIGERATORBLOODBANK-Helmer-HB104-ADA | REFRIGERATORBLOODBANK | HB104-ADA |  |  |  | HELMER | Refrigerator, Blood Bank |  | REFRIGERATORBLOODBANK-Helmer-HB104-ADA |  |  |  | RBB-A | Covered PM Repair - Biomedical | MHHS-Pearland Hospital | [8 empty] | REFRIGERATORBLOODBANK | Refrigerator, Blood Bank | HELMER
NO | YES |  |  |  | 151-02395 | 151-02395 | HELMER, INC. | HB105 |  |  | CY - LABORATORY | MHHS-Cypress |  | Refrigerator, Blood Bank |  | 151-02395 | 151-02395 | Northwest | MHHS-Cypress | CY - LABORATORY |  | 1/1/20 | 1/1/21 |  |  | REFRIGERATORS, BLOOD BANK | Refrigerator, Blood Bank | REFRIGERATORBLOODBANK-Helmer-HB105 | REFRIGERATORBLOODBANK | HB105 |  |  |  | Helmer | Refrigerator, Blood Bank |  | REFRIGERATORBLOODBANK-Helmer-HB105 |  |  |  | RBB-A | Covered PM Repair - Biomedical | MHHS-Cypress | [8 empty] | REFRIGERATORBLOODBANK | Refrigerator, Blood Bank | Helmer
NO | YES |  |  |  | 133-09159 | 133-09159 | HELMER, INC. | HB105 |  |  | Katy-Laboratory-Blood Bank | MHHS-Katy |  | Refrigerator, Blood Bank |  | 133-09159 | 133-09159 | Katy | MHHS-Katy | Katy-Laboratory-Blood Bank | OR 2 | 1/1/20 | 4/1/20 |  |  | REFRIGERATORS, BLOOD BANK | Refrigerator, Blood Bank | REFRIGERATORBLOODBANK-Helmer-HB105 | REFRIGERATORBLOODBANK | HB105 |  |  |  | Helmer | Refrigerator, Blood Bank |  | REFRIGERATORBLOODBANK-Helmer-HB105 |  | 9/30/16 |  | RBB-A | Covered PM Repair - Biomedical | MHHS-Katy | [8 empty] | REFRIGERATORBLOODBANK | Refrigerator, Blood Bank | Helmer
NO | YES |  |  |  | 041-18928 | 041-18928 | HELMER, INC. | HB105 |  |  | Memorial City-Labor & Delivery | MHHS-Mem City |  | Refrigerator, Blood Bank |  | 041-18928 | 041-18928 | West | MHHS-Mem City | Memorial City-Labor & Delivery | OB ER Office | 11/1/19 |  | 4/1/20 |  | REFRIGERATORS, BLOOD BANK |  | REFRIGERATORBLOODBANK-Helmer-HB105 | REFRIGERATORBLOODBANK | HB105 |  |  |  | Helmer | Refrigerator, Blood Bank |  | REFRIGERATORBLOODBANK-Helmer-HB105 |  |  |  |  | Covered PM Repair - Biomedical | MHHS-Mem City
NO | YES |  |  |  | 142-05745 | 142-05745 | HELMER, INC. | HB105 |  |  | NE-ER | MHHS-Northeast |  | Refrigerator, Blood Bank |  | 142-05745 | 142-05745 | Katy | MHHS-Northeast | NE-ER | Outside OR 3 | 1/1/20 | 4/1/20 |  |  | REFRIGERATORS, BLOOD BANK | Refrigerator, Blood Bank | REFRIGERATORBLOODBANK-Helmer-HB105 | REFRIGERATORBLOODBANK | HB105 |  |  |  | Helmer | Refrigerator, Blood Bank |  | REFRIGERATORBLOODBANK-Helmer-HB105 |  |  |  | RBB-A | Covered PM Repair - Biomedical | MHHS-Northeast | [8 empty] | REFRIGERATORBLOODBANK | Refrigerator, Blood Bank | Helmer
NO | YES |  |  |  | 142-05746 | 142-05746 | HELMER, INC. | HB105 |  |  | SC CCC-(NE)-Laboratory | MHHS-Summer Creek CCC |  | Refrigerator, Blood Bank |  | 142-05746 | 142-05746 | Katy | MHHS-Others | SC CCC-(NE)-Laboratory | Lab | 1/1/20 | 2/1/20 |  |  | REFRIGERATORS, BLOOD BANK | Refrigerator, Blood Bank | REFRIGERATORBLOODBANK-Helmer-HB105 | REFRIGERATORBLOODBANK | HB105 |  |  |  | Helmer | Refrigerator, Blood Bank |  | REFRIGERATORBLOODBANK-Helmer-HB105 |  |  |  | RBB-A | Covered PM Repair - Biomedical | MHHS-Summer Creek CCC | [8 empty] | REFRIGERATORBLOODBANK | Refrigerator, Blood Bank | Helmer
NO | YES |  |  |  | 142-06477 | 142-06477 | HELMER, INC. | HB105 |  |  | SC CCC-(NE)-Laboratory | MHHS-Summer Creek CCC |  | Refrigerator, Blood Bank |  | 142-06477 | 142-06477 | Katy | MHHS-Others | SC CCC-(NE)-Laboratory |  | 10/1/19 | 10/1/20 |  |  | REFRIGERATORS, BLOOD BANK | Refrigerator, Blood Bank | REFRIGERATORBLOODBANK-Helmer-HB105 | REFRIGERATORBLOODBANK | HB105 |  |  |  | Helmer | Refrigerator, Blood Bank |  | REFRIGERATORBLOODBANK-Helmer-HB105 |  | 8/28/13 |  | RBB-A | Covered PM Repair - Biomedical | MHHS-Summer Creek CCC | [8 empty] | REFRIGERATORBLOODBANK | Refrigerator, Blood Bank | Helmer
NO | YES |  |  |  | 583-00551 | 583-00551 | HELMER, INC. | HB105 |  |  | KT CCC-(KY)-Emergency Room | MHHS-South Katy CCC |  | Refrigerator, Blood Bank |  | 583-00551 | 583-00551 | Katy | MHHS-Others | KT CCC-(KY)-Emergency Room | Clean rquipment | 12/1/19 | 3/1/20 |  |  | REFRIGERATORS, BLOOD BANK | Refrigerator, Blood Bank | REFRIGERATORBLOODBANK-Helmer-HB105 | REFRIGERATORBLOODBANK | HB105 |  |  |  | Helmer | Refrigerator, Blood Bank |  | REFRIGERATORBLOODBANK-Helmer-HB105 |  | 4/22/05 |  | RBB-A | Covered PM Repair - Biomedical | MHHS-South Katy CCC | [8 empty] | REFRIGERATORBLOODBANK | Refrigerator, Blood Bank | Helmer
NO | YES |  |  |  | 129-06418 | 129-06418 | HELMER, INC. | HB105 |  |  | SP CCC - (SL) - BLOOD BANK | MHHS-Sienna Plantation CCC |  | Refrigerator, Blood Bank |  | 129-06418 | 129-06418 | Sugar Land |  | SP CCC - (SL) - BLOOD BANK |  | 10/1/19 | 10/1/20 |  |  | REFRIGERATORS, BLOOD BANK | Refrigerator, Blood Bank | REFRIGERATORBLOODBANK-Helmer-HB105 | REFRIGERATORBLOODBANK | HB105 |  |  |  | Helmer | Refrigerator, Blood Bank |  | REFRIGERATORBLOODBANK-Helmer-HB105 |  |  |  | RBB-A | Covered PM Repair - Biomedical | MHHS-Sienna Plantation CCC | [8 empty] | REFRIGERATORBLOODBANK | Refrigerator, Blood Bank | Helmer
NO | YES |  |  |  | 129-06419 | 129-06419 | HELMER, INC. | HB105 |  |  | SP CCC - (SL) - BLOOD BANK | MHHS-Sienna Plantation CCC |  | Refrigerator, Blood Bank |  | 129-06419 | 129-06419 | Sugar Land |  | SP CCC - (SL) - BLOOD BANK |  | 10/1/19 | 10/1/20 |  |  | REFRIGERATORS, BLOOD BANK | Refrigerator, Blood Bank | REFRIGERATORBLOODBANK-Helmer-HB105 | REFRIGERATORBLOODBANK | HB105 |  |  |  | Helmer | Refrigerator, Blood Bank |  | REFRIGERATORBLOODBANK-Helmer-HB105 |  |  |  | RBB-A | Covered PM Repair - Biomedical | MHHS-Sienna Plantation CCC | [8 empty] | REFRIGERATORBLOODBANK | Refrigerator, Blood Bank | Helmer
NO | YES |  |  |  | 029-10373 | 029-10373 | HELMER, INC. | HB105 |  |  | Woodlands-Terramont ER (Clinic) | MHHS-Woodlands |  | Refrigerator, Blood Bank |  | 029-10373 | 029-10373 | Woodlands | MHHS-Woodlands | Woodlands-Terramont ER (Clinic) | Lab | 12/1/19 |  | 3/1/20 |  | REFRIGERATORS, BLOOD BANK | Refrigerator, Blood Bank | REFRIGERATORBLOODBANK-Helmer-HB105 | REFRIGERATORBLOODBANK | HB105 |  |  |  | Helmer | Refrigerator, Blood Bank |  | REFRIGERATORBLOODBANK-Helmer-HB105 |  | 9/30/16 |  | RBB-A | Covered PM Repair - Biomedical | MHHS-Woodlands | [8 empty] | REFRIGERATORBLOODBANK | Refrigerator, Blood Bank | Helmer
NO | NO |  |  |  | 151-02296 |  | HELMER, INC. | HB105 |  |  | CY - LABORATORY | MHHS-Cypress |  | Refrigerator, Blood Bank |  | 151-02296 |  | Northwest & Cypress |  | CY - LABORATORY | [5 empty] | REFRIGERATORS, BLOOD BANK |  | REFRIGERATORBLOODBANK-Helmer-HB105 | REFRIGERATORBLOODBANK | HB105 |  |  |  | Helmer | Refrigerator, Blood Bank |  | REFRIGERATORBLOODBANK-Helmer-HB105 |  |  |  |  | Covered PM Repair - Biomedical | MHHS-Cypress
NO | NO |  |  |  | 041-18929 |  | HELMER, INC. | HB105 |  |  | MEMORIAL CITY - LABORATORY - BLOOD BANK | MHHS-Mem City |  | Refrigerator, Blood Bank |  | 041-18929 |  | West & Memorial City |  | MEMORIAL CITY - LABORATORY - BLOOD BANK | [5 empty] | REFRIGERATORS, BLOOD BANK |  | REFRIGERATORBLOODBANK-Helmer-HB105 | REFRIGERATORBLOODBANK | HB105 |  |  |  | Helmer | Refrigerator, Blood Bank |  | REFRIGERATORBLOODBANK-Helmer-HB105 |  |  |  |  | Covered PM Repair - Biomedical | MHHS-Mem City
NO | NO |  |  |  | 145-00269 |  | HELMER, INC. | HB105 |  |  | PEARLAND - EMERGENCY CENTER | MHHS-Pearland Hospital |  | Refrigerator, Blood Bank |  | 145-00269 |  | Pearland |  | PEARLAND - EMERGENCY CENTER | [5 empty] | REFRIGERATORS, BLOOD BANK |  | REFRIGERATORBLOODBANK-Helmer-HB105 | REFRIGERATORBLOODBANK | HB105 |  |  |  | Helmer | Refrigerator, Blood Bank |  | REFRIGERATORBLOODBANK-Helmer-HB105 |  |  |  |  | Covered PM Repair - Biomedical | MHHS-Pearland Hospital
NO | YES |  |  |  | 145-00251 | 145-00251 | HELMER, INC. | HB125 |  |  | Pearland-Laboratory-Blood Bank | MHHS-Pearland Hospital |  | Refrigerator, Blood Bank |  | 145-00251 | 145-00251 | Pearland | MHHS-Pearland Hospital | Pearland-Laboratory-Blood Bank |  | 1/1/20 | 4/1/20 |  |  | REFRIGERATORS, BLOOD BANK | Refrigerator, Blood Bank | REFRIGERATORBLOODBANK-Helmer-HB125 | REFRIGERATORBLOODBANK | HB125 |  |  |  | Helmer | Refrigerator, Blood Bank |  | REFRIGERATORBLOODBANK-Helmer-HB125 |  | 9/30/16 |  | RBB-A | Covered PM Repair - Biomedical | MHHS-Pearland Hospital | [8 empty] | REFRIGERATORBLOODBANK | Refrigerator, Blood Bank | Helmer
NO | YES |  |  |  | 005-11851 | 005-11851 | HELMER, INC. | HLF104-ADA |  |  | CBC - (SE) - MATTHYS ELEMENTARY SCHOOL | MHHS-Neighborhood Clinics |  | Freezer, Laboratory |  | 005-11851 | 005-11851 | Southeast & Bay Area |  | CBC - (SE) - MATTHYS ELEMENTARY SCHOOL |  | 11/13/2019 |  |  |  | FREEZERS, LABORATORY, CRYOGENIC |  | FREEZERLAB-Helmer-HLF104-ADA | FREEZERLAB | HLF104-ADA |  |  |  | HELMER | Freezer, Laboratory |  | FREEZERLAB-Helmer-HLF104-ADA |  | 07/01/2020 |  |  | Not Covered Vendor Only - Biomedical | MHHS-Neighborhood Clinics
NO | YES |  |  |  | 145-00249 | 145-00249 | HELMER, INC. | HLF120 |  |  | Pearland-Laboratory-Main | MHHS-Pearland Hospital |  | Freezer, Laboratory |  | 145-00249 | 145-00249 | Pearland | MHHS-Pearland Hospital | Pearland-Laboratory-Main | Specimen processing | 11/1/20 | 4/1/20 |  |  | REFRIGERATORS, LABORATORY | Freezer, Laboratory | FREEZERLAB-HELMER-HLF120 | FREEZERLAB | HLF120 |  |  |  | HELMER | Freezer, Laboratory |  | FREEZERLAB-HELMER-HLF120 |  | 7/1/20 |  | FL-A | Not Covered Vendor Only - Biomedical | MHHS-Pearland Hospital | [8 empty] | FREEZERLAB | Freezer, Laboratory | HELMER
NO | YES |  |  |  | 145-00250 | 145-00250 | HELMER, INC. | HLF120 |  |  | Pearland-Laboratory-Main | MHHS-Pearland Hospital |  | Freezer, Laboratory |  | 145-00250 | 145-00250 | Pearland | MHHS-Pearland Hospital | Pearland-Laboratory-Main | Specimen processing | 1/1/20 | 4/1/20 |  |  | REFRIGERATORS, LABORATORY | Freezer, Laboratory | FREEZERLAB-HELMER-HLF120 | FREEZERLAB | HLF120 |  |  |  | HELMER | Freezer, Laboratory |  | FREEZERLAB-HELMER-HLF120 |  | 1/3/18 |  | FL-A | Covered PM Repair - Biomedical | MHHS-Pearland Hospital | [8 empty] | FREEZERLAB | Freezer, Laboratory | HELMER
NO | YES |  |  |  | 000-02632 | 000-02632 | HELMER, INC. | HLF120 |  |  | KT CCC-(KY)-Emergency Room | MHHS-South Katy CCC |  | Freezer, Laboratory |  | 000-02632 | 000-02632 | Katy | MHHS-Others | KT CCC-(KY)-Emergency Room | Clean rquipment | 5/1/19 | 5/1/20 |  |  | REFRIGERATORS, LABORATORY | Freezer, Laboratory | FREEZERLAB-HELMER-HLF120 | FREEZERLAB | HLF120 |  |  |  | HELMER | Freezer, Laboratory |  | FREEZERLAB-HELMER-HLF120 |  | 7/1/20 |  | FL-A | Not Covered Vendor Only - Biomedical | MHHS-South Katy CCC | [8 empty] | FREEZERLAB | Freezer, Laboratory | HELMER
NO | YES |  |  |  | 029-12656 | 029-12656 | HELMER, INC. | HLF120 |  |  | Woodlands-NICU (New) | MHHS-Woodlands |  | Freezer, Laboratory |  | 029-12656 | 029-12656 | Woodlands | MHHS-Woodlands | Woodlands-NICU (New) | Enteral center |  |  | 8/1/20 |  | REFRIGERATORS, LABORATORY | Freezer, Laboratory | FREEZERLAB-HELMER-HLF120 | FREEZERLAB | HLF120 |  |  |  | HELMER | Freezer, Laboratory |  | FREEZERLAB-HELMER-HLF120 |  | 7/1/20 |  | FL-A | Not Covered Vendor Only - Biomedical | MHHS-Woodlands | [8 empty] | FREEZERLAB | Freezer, Laboratory | HELMER
NO | YES |  |  |  | 041-15463 | 041-15463 | HELMER, INC. | HLF125 |  |  | Main lab | MHHS-Mem City |  | Freezer, Laboratory |  | 041-15463 | 041-15463 | West | Memorial herman memorial city | Main lab | Main lab |  |  |  |  | FREEZERS, LABORATORY |  | FREEZERLAB-Helmer-HLF125 | FREEZERLAB | HLF125 |  |  |  | Helmer | Freezer, Laboratory |  | FREEZERLAB-Helmer-HLF125 |  |  |  |  | Covered PM Repair - Biomedical | MHHS-Mem City
NO | YES |  |  |  | 041-14399 | 041-14399 | HELMER, INC. | HLF125 |  |  | Memorial City - NICU | MHHS-Mem City |  | Freezer, Laboratory |  | 041-14399 | 041-14399 | West | Memorial City - Memorial Hermann Hospital | Memorial City - NICU | MH4:300.2 Lactation Formula Prep |  |  |  |  | FREEZERS, LABORATORY |  | FREEZERLAB-Helmer-HLF125 | FREEZERLAB | HLF125 |  |  |  | Helmer | Freezer, Laboratory |  | FREEZERLAB-Helmer-HLF125 |  |  |  |  | Covered PM Repair - Biomedical | MHHS-Mem City
NO | YES |  |  |  | 041-18777 | 041-18777 | HELMER, INC. | HLF125 |  |  | Memorial City - NICU | MHHS-Mem City |  | Freezer, Laboratory |  | 041-18777 | 041-18777 | West | Memorial City - Memorial Hermann Hospital | Memorial City - NICU | MH4:300.2 Lactation Formula Prep |  |  |  |  | FREEZERS, LABORATORY |  | FREEZERLAB-Helmer-HLF125 | FREEZERLAB | HLF125 |  |  |  | Helmer | Freezer, Laboratory |  | FREEZERLAB-Helmer-HLF125 |  |  |  |  | Covered PM Repair - Biomedical | MHHS-Mem City
NO | YES |  |  |  |  | 142-05311 | HELMER, INC. | HLF125 |  |  | NE-Laboratory-Blood Bank | MHHS-Northeast |  | Freezer, Laboratory |  |  | 142-05311 | Katy | MHHS-Northeast | NE-Laboratory-Blood Bank | Blood Bank | 1/1/20 | 4/1/20 |  |  | FREEZERS, LABORATORY | Freezer, Laboratory | FREEZERLAB-Helmer-HLF125 | FREEZERLAB | HLF125 |  |  |  | Helmer | Freezer, Laboratory |  | FREEZERLAB-Helmer-HLF125 |  |  |  | FL-A | Covered PM Repair - Biomedical | MHHS-Northeast | [8 empty] | FREEZERLAB | Freezer, Laboratory | Helmer
NO | YES |  |  |  | 013-38189 | 013-38189 | HELMER, INC. | HLF125 |  |  | SW - LABORATORY | MHHS-Southwest |  | Freezer, Laboratory |  | 013-38189 | 013-38189 | Southwest | SWMH - Laboratory | SW - LABORATORY | SW - LABORTORY |  |  |  |  | FREEZERS, LABORATORY |  | FREEZERLAB-Helmer-HLF125 | FREEZERLAB | HLF125 |  |  |  | Helmer | Freezer, Laboratory |  | FREEZERLAB-Helmer-HLF125 |  |  |  |  | Covered PM Repair - Biomedical | MHHS-Southwest
NO | YES |  |  |  | 013-39227 | 013-39227 | HELMER, INC. | HLF125 |  |  | SW - LABORATORY | MHHS-Southwest |  | Freezer, Laboratory |  | 013-39227 | 013-39227 | Southwest | SWMH - Laboratory | SW - LABORATORY | SW - LABORTORY |  |  |  |  | FREEZERS, LABORATORY |  | FREEZERLAB-Helmer-HLF125 | FREEZERLAB | HLF125 |  |  |  | Helmer | Freezer, Laboratory |  | FREEZERLAB-Helmer-HLF125 |  |  |  |  | Covered PM Repair - Biomedical | MHHS-Southwest
NO | NO |  |  |  | 041-09899 |  | HELMER, INC. | HLF125 |  |  | MEMORIAL CITY - LABORATORY - PATHOLOGY | MHHS-Mem City |  | Freezer, Laboratory |  | 041-09899 |  | West & Memorial City |  | MEMORIAL CITY - LABORATORY - PATHOLOGY | [5 empty] | FREEZERS, LABORATORY |  | FREEZERLAB-Helmer-HLF125 | FREEZERLAB | HLF125 |  |  |  | Helmer | Freezer, Laboratory |  | FREEZERLAB-Helmer-HLF125 |  |  |  |  | Covered PM Repair - Biomedical | MHHS-Mem City
NO | NO |  |  |  | 069-23285 |  | HELMER, INC. | HLF125 |  |  | TMC - LABORATORY - BLOOD BANK (1R) | MHHS-TMC |  | Freezer, Laboratory |  | 069-23285 |  | TMC |  | TMC - LABORATORY - BLOOD BANK (1R) | [5 empty] | FREEZERS, LABORATORY |  | FREEZERLAB-Helmer-HLF125 | FREEZERLAB | HLF125 |  |  |  | Helmer | Freezer, Laboratory |  | FREEZERLAB-Helmer-HLF125 |  |  |  |  | Covered PM Repair - Biomedical | MHHS-TMC
NO | YES |  |  |  | 029-32034 | 029-32034 | HELMER, INC. | HLR120 |  |  | Woodlands-NICU | MHHS-Woodlands |  | Refrigerator, Laboratory |  | 029-32034 | 029-32034 | Woodlands | MHHS-Woodlands | Woodlands-NICU |  | 12/1/19 |  | 4/1/20 |  | REFRIGERATORS, LABORATORY | Refrigerator, Laboratory | REFRIGERATORLAB-Helmer-HLR120 | REFRIGERATORLAB | HLR120 |  |  |  | Helmer | Refrigerator, Laboratory |  | REFRIGERATORLAB-Helmer-HLR120 |  | 4/15/19 |  | REL-A | Covered PM Repair - Respiratory/Steriliz | MHHS-Woodlands | [8 empty] | REFRIGERATORLAB | Refrigerator, Laboratory | Helmer
NO | YES |  |  |  | 029-12655 | 029-12655 | HELMER, INC. | HLR120 |  |  | Woodlands-NICU (New) | MHHS-Woodlands |  | Refrigerator, Laboratory |  | 029-12655 | 029-12655 | Woodlands | MHHS-Woodlands | Woodlands-NICU (New) | NICU | 8/1/19 |  | 8/1/20 |  | REFRIGERATORS, LABORATORY | Refrigerator, Laboratory | REFRIGERATORLAB-Helmer-HLR120 | REFRIGERATORLAB | HLR120 |  |  |  | Helmer | Refrigerator, Laboratory |  | REFRIGERATORLAB-Helmer-HLR120 |  | 4/13/19 |  | REL-A | Covered PM Repair - Respiratory/Steriliz | MHHS-Woodlands | [8 empty] | REFRIGERATORLAB | Refrigerator, Laboratory | Helmer
NO | YES |  |  |  | 029-12660 | 029-12660 | HELMER, INC. | HLR120 |  |  | Woodlands-NICU (New) | MHHS-Woodlands |  | Refrigerator, Laboratory |  | 029-12660 | 029-12660 | Woodlands | MHHS-Woodlands | Woodlands-NICU (New) | Enteral center |  |  | 8/1/20 |  | REFRIGERATORS, LABORATORY | Refrigerator, Laboratory | REFRIGERATORLAB-Helmer-HLR120 | REFRIGERATORLAB | HLR120 |  |  |  | Helmer | Refrigerator, Laboratory |  | REFRIGERATORLAB-Helmer-HLR120 |  | 11/30/18 |  | REL-A | Covered PM Repair - Respiratory/Steriliz | MHHS-Woodlands | [8 empty] | REFRIGERATORLAB | Refrigerator, Laboratory | Helmer
NO | YES |  |  |  | 151-02922 | 151-02922 | HELMER, INC. | HLR245 |  |  | CY - LABORATORY | MHHS-Cypress |  | Refrigerator, Medical |  | 151-02922 | 151-02922 | Northwest | MHHS-Cypress | CY - LABORATORY | Supply room | 5/1/19 | 5/1/20 |  |  | REFRIGERATORS, LABORATORY | Refrigerator, Medical | REFRIGERATORMEDICAL-Helmer-HLR245 | REFRIGERATORMEDICAL | HLR245 |  |  |  | Helmer | Refrigerator, Medical |  | REFRIGERATORMEDICAL-Helmer-HLR245 |  | 11/30/18 |  |  | Covered PM Repair - Respiratory/Steriliz | MHHS-Cypress | [8 empty] | REFRIGERATORMEDICAL | Refrigerator, Medical | Helmer
NO | YES |  |  |  | 133-08765 | 133-08765 | HELMER, INC. | HLR256 |  |  | Katy-Laboratory-Blood Bank | MHHS-Katy |  | Refrigerator, Laboratory |  | 133-08765 | 133-08765 | Katy | MHHS-Katy | Katy-Laboratory-Blood Bank | Blood bank | 1/1/20 | 4/1/20 |  |  | REFRIGERATORS, LABORATORY | Refrigerator, Laboratory | REFRIGERATORLAB-Helmer-HLR256 | REFRIGERATORLAB | HLR256 |  |  |  | Helmer | Refrigerator, Laboratory |  | REFRIGERATORLAB-Helmer-HLR256 |  | 11/30/18 |  | REL-A | Covered PM Repair - Respiratory/Steriliz | MHHS-Katy | [8 empty] | REFRIGERATORLAB | Refrigerator, Laboratory | Helmer
NO | YES |  |  |  | 929-01520 | 929-01520 | HELMER, INC. | HPR105-GX |  |  | SC CCC-(NE)-Emergency Room | MHHS-Summer Creek CCC |  |  |  | 929-01520 | 929-01520 | Katy | MHHS-Others | SC CCC-(NE)-Emergency Room | Nurses Station | 1/1/20 | 4/1/20 |  |  | REFRIGERATORS, LABORATORY |  | .needs class | [5 empty] | HELMER | [7 empty] | Covered PM Repair - Biomedical | MHHS-Summer Creek CCC
NO | YES |  |  |  | 151-02572 | 151-02572 | HELMER, INC. | HPR120 |  |  | CY-Pharmacy | MHHS-Cypress |  |  |  | 151-02572 | 151-02572 | Northwest | MHHS-Cypress | CY-Pharmacy | HM Clinic Pharmacy | 12/1/18 | 12/1/20 |  | 27700 NW BLDG PHARM | REFRIGERATORS, PHARMACY |  | .needs class | [5 empty] | HELMER |  |  |  |  | 1/1/12 |  |  | Covered PM Repair - Biomedical | MHHS-Cypress
NO | YES |  |  |  | 133-08761 | 133-08761 | HELMER, INC. | HPR120 |  |  | Katy-Pharmacy | MHHS-Katy |  |  |  | 133-08761 | 133-08761 | Katy | MHHS-Katy | Katy-Pharmacy | Pharmacy | 10/1/19 | 10/1/20 |  |  | REFRIGERATORS, PHARMACY |  | .needs class | [5 empty] | HELMER |  |  |  |  | 9/10/14 |  |  | Covered PM Repair - Biomedical | MHHS-Katy
NO | YES |  |  |  | 133-08762 | 133-08762 | HELMER, INC. | HPR120 |  |  | Katy-Pharmacy | MHHS-Katy |  |  |  | 133-08762 | 133-08762 | Katy | MHHS-Katy | Katy-Pharmacy | Pharmacy | 10/1/19 | 10/1/20 |  |  | REFRIGERATORS, PHARMACY |  | .needs class | [5 empty] | HELMER | [7 empty] | Covered PM Repair - Biomedical | MHHS-Katy
NO | NO |  |  |  | 077-09081 |  | HELMER, INC. | HPR120 |  |  | TMC - PHARMACY - CHILDRENS (8HP) | MHHS-TMC |  |  |  | 077-09081 |  | TMC |  | TMC - PHARMACY - CHILDRENS (8HP) | [5 empty] | REFRIGERATORS, PHARMACY |  | .needs class | [5 empty] | HELMER | [7 empty] | Covered PM Repair - Biomedical | MHHS-TMC
NO | YES |  |  |  | 029-06561 | 029-06561 | HELMER, INC. | HPR125 |  |  | Woodlands-Laboratory-Blood Bank | MHHS-Woodlands |  | Refrigerator, Medical |  | 029-06561 | 029-06561 | Woodlands | MHHS-Woodlands | Woodlands-Laboratory-Blood Bank | Lab | 1/1/20 | 1/1/20 | 1/1/21 |  | REFRIGERATORS, LABORATORY | Refrigerator, Medical | REFRIGERATORMEDICAL-HELMER-HPR125 | REFRIGERATORMEDICAL | HPR125 |  |  |  | HELMER | Refrigerator, Medical |  | REFRIGERATORMEDICAL-HELMER-HPR125 |  | 7/1/20 |  |  | Not Covered Vendor Only - Biomedical | MHHS-Woodlands | [8 empty] | REFRIGERATORMEDICAL | Refrigerator, Medical | HELMER
NO | NO |  |  |  | 069-46509 |  | HELMER, INC. | HPR125 |  |  | TMC - PHARMACY - HVI (3HVI) | MHHS-TMC |  | Refrigerator, Medical |  | 069-46509 |  | TMC |  | TMC - PHARMACY - HVI (3HVI) | [5 empty] | REFRIGERATORS, LABORATORY |  | REFRIGERATORMEDICAL-HELMER-HPR125 | REFRIGERATORMEDICAL | HPR125 |  |  |  | HELMER | Refrigerator, Medical |  | REFRIGERATORMEDICAL-HELMER-HPR125 |  |  |  |  | Covered PM Repair - Biomedical | MHHS-TMC
NO | NO |  |  |  | 069-44079 |  | HELMER, INC. | HPR125 |  |  | TMC - PHARMACY - MAIN (JG) | MHHS-TMC |  | Refrigerator, Medical |  | 069-44079 |  | TMC |  | TMC - PHARMACY - MAIN (JG) | [5 empty] | REFRIGERATORS, LABORATORY |  | REFRIGERATORMEDICAL-HELMER-HPR125 | REFRIGERATORMEDICAL | HPR125 |  |  |  | HELMER | Refrigerator, Medical |  | REFRIGERATORMEDICAL-HELMER-HPR125 |  |  |  |  | Not Covered Vendor Only - Biomedical | MHHS-TMC
NO | NO |  |  |  | 069-47780 |  | HELMER, INC. | HPR125-GX |  |  | TMC - SAROFIM 3 - PHARMACY | MHHS-TMC |  |  |  | 069-47780 |  | TMC |  | TMC - SAROFIM 3 - PHARMACY | [5 empty] | REFRIGERATORS, PHARMACY |  | .needs class | [5 empty] | HELMER | [7 empty] | Not Covered Vendor Only - Biomedical | MHHS-TMC
NO | NO |  |  |  | 077-08310 |  | HELMER, INC. | HPR256 HORIZON SERIES |  |  | TMC - PHARMACY - CHILDRENS (8HP) | MHHS-TMC |  |  |  | 077-08310 |  | TMC |  | TMC - PHARMACY - CHILDRENS (8HP) | [5 empty] | REFRIGERATORS, PHARMACY |  | .needs class | [5 empty] | HELMER | [7 empty] | Not Covered Vendor Only - Biomedical | MHHS-TMC
NO | NO |  |  |  | 069-47814 |  | HELMER, INC. | HPR256-GX |  |  | TMC - SAROFIM 3 - PHARMACY | MHHS-TMC |  |  |  | 069-47814 |  | TMC |  | TMC - SAROFIM 3 - PHARMACY | [5 empty] | REFRIGERATORS, PHARMACY |  | .needs class | [5 empty] | HELMER | [7 empty] | Not Covered Vendor Only - Biomedical | MHHS-TMC
NO | NO |  |  |  | 069-47815 |  | HELMER, INC. | HPR256-GX |  |  | TMC - SAROFIM 3 - PHARMACY | MHHS-TMC |  |  |  | 069-47815 |  | TMC |  | TMC - SAROFIM 3 - PHARMACY | [5 empty] | REFRIGERATORS, PHARMACY |  | .needs class | [5 empty] | HELMER | [7 empty] | Not Covered Vendor Only - Biomedical | MHHS-TMC
NO | NO |  |  |  | 069-47816 |  | HELMER, INC. | HPR256-GX |  |  | TMC - SAROFIM 3 - PHARMACY | MHHS-TMC |  |  |  | 069-47816 |  | TMC |  | TMC - SAROFIM 3 - PHARMACY | [5 empty] | REFRIGERATORS, PHARMACY |  | .needs class | [5 empty] | HELMER | [7 empty] | Not Covered Vendor Only - Biomedical | MHHS-TMC
NO | NO |  |  |  | 041-18867 |  | HELMER, INC. | HPR456 |  |  | MEMORIAL CITY - PHARMACY | MHHS-Mem City |  |  |  | 041-18867 |  | West & Memorial City |  | MEMORIAL CITY - PHARMACY | [5 empty] | REFRIGERATORS, PHARMACY |  | .needs class | [5 empty] | HELMER | [7 empty] | Not Covered Vendor Only - Biomedical | MHHS-Mem City
NO | NO |  |  |  | 925-01681 |  | HELMER, INC. | I SERIES |  |  | MHOSH - BLOOD BANK | MHHS Orthopedic & Spine |  | System, Exerciser, Multi-Weight |  | 925-01681 |  | Central & Greater Heights |  | MHOSH - BLOOD BANK | [5 empty] | REFRIGERATORS, LABORATORY |  | SYSTEMEXERMULTIWEIGHT-Quantum Fitness-I Series | SYSTEMEXERMULTIWEIGHT | I Series |  |  |  | Quantum Fitness | System, Exerciser, Multi-Weight |  |  | SYSTEMEXERMULTIWEIGHT-Quantum Fitness-I Series |  |  |  | Covered PM Repair - Biomedical | MHHS Orthopedic & Spine
NO | NO |  |  |  | 029-32389 |  | HELMER, INC. | I SERIES |  |  | WOODLANDS - PHARMACY | MHHS-Woodlands |  | System, Exerciser, Multi-Weight |  | 029-32389 |  | Woodlands |  | WOODLANDS - PHARMACY | [5 empty] | REFRIGERATORS, LABORATORY |  | SYSTEMEXERMULTIWEIGHT-Quantum Fitness-I Series | SYSTEMEXERMULTIWEIGHT | I Series |  |  |  | Quantum Fitness | System, Exerciser, Multi-Weight |  |  | SYSTEMEXERMULTIWEIGHT-Quantum Fitness-I Series |  |  |  | Covered PM Repair - Biomedical | MHHS-Woodlands
NO | YES |  |  |  | 069-35056 | 069-35056 | HELMER, INC. | iB105 |  |  | Katy-Laboratory-Blood Bank | MHHS-Katy |  | Refrigerator, Blood Bank |  | 069-35056 | 069-35056 | Katy | MHHS-Katy | Katy-Laboratory-Blood Bank | Life Flight Department Storage |  |  |  |  | REFRIGERATORS, BLOOD BANK | Refrigerator, Blood Bank | REFRIGERATORBLOODBANK-HELMER-iB105 | REFRIGERATORBLOODBANK | iB105 |  |  |  | HELMER | Refrigerator, Blood Bank |  | REFRIGERATORBLOODBANK-HELMER-iB105 |  | 10/3/19 |  | RBB-A | Covered PM Repair - Biomedical | MHHS-Katy | [8 empty] | REFRIGERATORBLOODBANK | Refrigerator, Blood Bank | HELMER
NO | YES |  |  |  | 133-08110 | 133-08110 | HELMER, INC. | iB105 |  |  | Katy-ER | MHHS-Katy |  | Refrigerator, Blood Bank |  | 133-08110 | 133-08110 | Katy | MHHS-Katy | Katy-ER | Katy | 1/1/20 | 4/1/20 |  |  | REFRIGERATORS, BLOOD BANK | Refrigerator, Blood Bank | REFRIGERATORBLOODBANK-HELMER-iB105 | REFRIGERATORBLOODBANK | iB105 |  |  |  | HELMER | Refrigerator, Blood Bank |  | REFRIGERATORBLOODBANK-HELMER-iB105 |  | 1/1/12 |  | RBB-A | Covered PM Repair - Biomedical | MHHS-Katy | [8 empty] | REFRIGERATORBLOODBANK | Refrigerator, Blood Bank | HELMER
NO | YES |  |  |  | 005-09870 | 005-09870 | HELMER, INC. | iB105 |  |  | SE - EMERGENCY CENTER | MHHS-Southeast |  | Refrigerator, Blood Bank |  | 005-09870 | 005-09870 | Southeast | Memorial Hermman South East | SE - EMERGENCY CENTER | Nurse Station | 1/1/20 |  |  |  | REFRIGERATORS, BLOOD BANK |  | REFRIGERATORBLOODBANK-HELMER-iB105 | REFRIGERATORBLOODBANK | iB105 |  |  |  | HELMER | Refrigerator, Blood Bank |  | REFRIGERATORBLOODBANK-HELMER-iB105 |  | 6/1/18 |  |  | Covered PM Repair - Biomedical | MHHS-Southeast
NO | YES |  |  |  | 013-36070 | 013-36070 | HELMER, INC. | iB105 |  |  | SW - ER | MHHS-Southwest |  | Refrigerator, Blood Bank |  | 013-36070 | 013-36070 | Southwest | Memorial Hermann Southwest Hospital | SW - ER | Medication Room |  |  |  |  | REFRIGERATORS, BLOOD BANK |  | REFRIGERATORBLOODBANK-HELMER-iB105 | REFRIGERATORBLOODBANK | iB105 |  |  |  | HELMER | Refrigerator, Blood Bank |  | REFRIGERATORBLOODBANK-HELMER-iB105 |  |  |  |  | Covered PM Repair - Biomedical | MHHS-Southwest
NO | YES |  |  |  | 029-11310 | 029-11310 | HELMER, INC. | iB105 |  |  | Woodlands-Terramont ER (Clinic) | MHHS-Woodlands |  | Refrigerator, Blood Bank |  | 029-11310 | 029-11310 | Woodlands | MHHS-Woodlands | Woodlands-Terramont ER (Clinic) | Lab | 12/1/19 |  | 3/1/20 |  | REFRIGERATORS, BLOOD BANK | Refrigerator, Blood Bank | REFRIGERATORBLOODBANK-HELMER-iB105 | REFRIGERATORBLOODBANK | iB105 |  |  |  | HELMER | Refrigerator, Blood Bank |  | REFRIGERATORBLOODBANK-HELMER-iB105 |  | 10/3/19 |  | RBB-A | Covered PM Repair - Biomedical | MHHS-Woodlands | [8 empty] | REFRIGERATORBLOODBANK | Refrigerator, Blood Bank | HELMER
NO | NO |  |  |  | 009-09502 |  | HELMER, INC. | iB105 |  |  | GH - LABORATORY - BLOOD BANK | MHHS-Greater Heights |  | Refrigerator, Blood Bank |  | 009-09502 |  | Central & Greater Heights |  | GH - LABORATORY - BLOOD BANK | [5 empty] | REFRIGERATORS, BLOOD BANK |  | REFRIGERATORBLOODBANK-HELMER-iB105 | REFRIGERATORBLOODBANK | iB105 |  |  |  | HELMER | Refrigerator, Blood Bank |  | REFRIGERATORBLOODBANK-HELMER-iB105 |  |  |  |  | Covered PM Repair - Biomedical | MHHS-Greater Heights
NO | NO |  |  |  | 069-35057 |  | HELMER, INC. | iB105 |  |  | SUGAR LAND - LABORATORY - BLOOD BANK | MHHS-Sugarland |  | Refrigerator, Blood Bank |  | 069-35057 |  | Sugar Land |  | SUGAR LAND - LABORATORY - BLOOD BANK | [5 empty] | REFRIGERATORS, BLOOD BANK |  | REFRIGERATORBLOODBANK-HELMER-iB105 | REFRIGERATORBLOODBANK | iB105 |  |  |  | HELMER | Refrigerator, Blood Bank |  | REFRIGERATORBLOODBANK-HELMER-iB105 |  |  |  |  | Covered PM Repair - Biomedical | MHHS-Sugarland
NO | NO |  |  |  | 129-05587 |  | HELMER, INC. | iB105 |  |  | SUGAR LAND - LABORATORY - BLOOD BANK | MHHS-Sugarland |  | Refrigerator, Blood Bank |  | 129-05587 |  | Sugar Land |  | SUGAR LAND - LABORATORY - BLOOD BANK | [5 empty] | REFRIGERATORS, BLOOD BANK |  | REFRIGERATORBLOODBANK-HELMER-iB105 | REFRIGERATORBLOODBANK | iB105 |  |  |  | HELMER | Refrigerator, Blood Bank |  | REFRIGERATORBLOODBANK-HELMER-iB105 |  |  |  |  | Covered PM Repair - Biomedical | MHHS-Sugarland
NO | NO |  |  |  | 069-35058 |  | HELMER, INC. | iB105 |  |  | TMC - LABORATORY - BLOOD BANK (1R) | MHHS-TMC |  | Refrigerator, Blood Bank |  | 069-35058 |  | TMC |  | TMC - LABORATORY - BLOOD BANK (1R) | [5 empty] | REFRIGERATORS, BLOOD BANK |  | REFRIGERATORBLOODBANK-HELMER-iB105 | REFRIGERATORBLOODBANK | iB105 |  |  |  | HELMER | Refrigerator, Blood Bank |  | REFRIGERATORBLOODBANK-HELMER-iB105 |  |  |  |  | Covered PM Repair - Biomedical | MHHS-TMC
NO | NO |  |  |  | 069-35059 |  | HELMER, INC. | iB105 |  |  | TMC - LABORATORY - BLOOD BANK (1R) | MHHS-TMC |  | Refrigerator, Blood Bank |  | 069-35059 |  | TMC |  | TMC - LABORATORY - BLOOD BANK (1R) | [5 empty] | REFRIGERATORS, BLOOD BANK |  | REFRIGERATORBLOODBANK-HELMER-iB105 | REFRIGERATORBLOODBANK | iB105 |  |  |  | HELMER | Refrigerator, Blood Bank |  | REFRIGERATORBLOODBANK-HELMER-iB105 |  |  |  |  | Covered PM Repair - Biomedical | MHHS-TMC
NO | NO |  |  |  | 069-35060 |  | HELMER, INC. | iB105 |  |  | TMC - LABORATORY - BLOOD BANK (1R) | MHHS-TMC |  | Refrigerator, Blood Bank |  | 069-35060 |  | TMC |  | TMC - LABORATORY - BLOOD BANK (1R) | [5 empty] | REFRIGERATORS, BLOOD BANK |  | REFRIGERATORBLOODBANK-HELMER-iB105 | REFRIGERATORBLOODBANK | iB105 |  |  |  | HELMER | Refrigerator, Blood Bank |  | REFRIGERATORBLOODBANK-HELMER-iB105 |  |  |  |  | Covered PM Repair - Biomedical | MHHS-TMC
NO | NO |  |  |  | 069-43770 |  | HELMER, INC. | iB105 |  |  | TMC - LABORATORY - BLOOD BANK (1R) | MHHS-TMC |  | Refrigerator, Blood Bank |  | 069-43770 |  | TMC |  | TMC - LABORATORY - BLOOD BANK (1R) | [5 empty] | REFRIGERATORS, BLOOD BANK |  | REFRIGERATORBLOODBANK-HELMER-iB105 | REFRIGERATORBLOODBANK | iB105 |  |  |  | HELMER | Refrigerator, Blood Bank |  | REFRIGERATORBLOODBANK-HELMER-iB105 |  |  |  |  | Covered PM Repair - Biomedical | MHHS-TMC
NO | NO |  |  |  | 029-09448 |  | HELMER, INC. | iB105 |  |  | WOODLANDS - LABORATORY - BLOOD BANK | MHHS-Woodlands |  | Refrigerator, Blood Bank |  | 029-09448 |  | Woodlands |  | WOODLANDS - LABORATORY - BLOOD BANK | [5 empty] | REFRIGERATORS, BLOOD BANK |  | REFRIGERATORBLOODBANK-HELMER-iB105 | REFRIGERATORBLOODBANK | iB105 |  |  |  | HELMER | Refrigerator, Blood Bank |  | REFRIGERATORBLOODBANK-HELMER-iB105 |  |  |  |  | Covered PM Repair - Biomedical | MHHS-Woodlands
NO | NO |  |  |  | 069-35174 |  | HELMER, INC. | iB105 |  |  | WOODLANDS - LIFE FLIGHT | MHHS-Woodlands |  | Refrigerator, Blood Bank |  | 069-35174 |  | Woodlands |  | WOODLANDS - LIFE FLIGHT | [5 empty] | REFRIGERATORS, BLOOD BANK |  | REFRIGERATORBLOODBANK-HELMER-iB105 | REFRIGERATORBLOODBANK | iB105 |  |  |  | HELMER | Refrigerator, Blood Bank |  | REFRIGERATORBLOODBANK-HELMER-iB105 |  |  |  |  | Covered PM Repair - Biomedical | MHHS-Woodlands
NO | YES |  |  |  | 013-36972 | 013-36972 | HELMER, INC. | IB120 |  |  | SW-Laboratory-Blood Bank | MHHS-Southwest |  | Refrigerator, Blood Bank |  | 013-36972 | 013-36972 | Southwest | MHHS-Southwest | SW-Laboratory-Blood Bank | Blood Bank |  |  |  |  | REFRIGERATORS, BLOOD BANK | Refrigerator, Blood Bank | REFRIGERATORBLOODBANK-Helmer-IB120 | REFRIGERATORBLOODBANK | IB120 |  |  |  | Helmer | Refrigerator, Blood Bank |  | REFRIGERATORBLOODBANK-Helmer-IB120 |  | 1/1/08 |  | RBB-A | Covered PM Repair - Biomedical | MHHS-Southwest | [8 empty] | REFRIGERATORBLOODBANK | Refrigerator, Blood Bank | Helmer
NO | YES |  |  |  | 009-08447 | 009-08447 | HELMER, INC. | IB125 |  |  | GH - LABORATORY | MHHS-Greater Heights |  | Refrigerator, Blood Bank |  | 009-08447 | 009-08447 | Central | Memorial Hermann Greater Heights Hospital | GH - LABORATORY | Blood Bank |  |  |  |  | REFRIGERATORS, BLOOD BANK |  | REFRIGERATORBLOODBANK-Helmer-iB125 | REFRIGERATORBLOODBANK | iB125 |  |  |  | Helmer | Refrigerator, Blood Bank |  | REFRIGERATORBLOODBANK-Helmer-iB125 |  |  |  |  | Covered PM Repair - Biomedical | MHHS-Greater Heights
NO | YES |  |  |  |  | 142-00370 | HELMER, INC. | IB125 |  |  | NE-Laboratory-Blood Bank | MHHS-Northeast |  | Refrigerator, Blood Bank |  |  | 142-00370 | Katy | MHHS-Northeast | NE-Laboratory-Blood Bank | Blood Bank | 1/1/20 | 4/1/20 |  |  | REFRIGERATORS, BLOOD BANK | Refrigerator, Blood Bank | REFRIGERATORBLOODBANK-Helmer-iB125 | REFRIGERATORBLOODBANK | iB125 |  |  |  | Helmer | Refrigerator, Blood Bank |  | REFRIGERATORBLOODBANK-Helmer-iB125 |  |  |  | RBB-A | Covered PM Repair - Biomedical | MHHS-Northeast | [8 empty] | REFRIGERATORBLOODBANK | Refrigerator, Blood Bank | Helmer
NO | YES |  |  |  |  | 142-05528 | HELMER, INC. | IB125 |  |  | NE-Laboratory-Blood Bank | MHHS-Northeast |  | Refrigerator, Blood Bank |  |  | 142-05528 | Katy | MHHS-Northeast | NE-Laboratory-Blood Bank | Blood Bank | 1/1/20 | 4/1/20 |  |  | REFRIGERATORS, BLOOD BANK | Refrigerator, Blood Bank | REFRIGERATORBLOODBANK-Helmer-iB125 | REFRIGERATORBLOODBANK | iB125 |  |  |  | Helmer | Refrigerator, Blood Bank |  | REFRIGERATORBLOODBANK-Helmer-iB125 |  | 1/22/20 |  | RBB-A | Not Covered Vendor Only - Biomedical | MHHS-Northeast | [8 empty] | REFRIGERATORBLOODBANK | Refrigerator, Blood Bank | Helmer
NO | YES |  |  |  | 069-38578 | 069-38578 | HELMER, INC. | IB125 |  |  | TMC-Laboratory-Blood Bank (1R) | MHHS-TMC |  | Refrigerator, Blood Bank |  | 069-38578 | 069-38578 | TMC | MHHS-TMC | TMC-Laboratory-Blood Bank (1R) | Hall way | 1/1/20 |  | 7/1/20 |  | REFRIGERATORS, BLOOD BANK |  | REFRIGERATORBLOODBANK-Helmer-iB125 | REFRIGERATORBLOODBANK | iB125 |  |  |  | Helmer | Refrigerator, Blood Bank |  | REFRIGERATORBLOODBANK-Helmer-iB125 |  | 1/1/15 |  |  | Covered PM Repair - Biomedical | MHHS-TMC
NO | YES |  |  |  | 151-01986 | 151-01986 | HELMER, INC. | IB245 |  |  | CY - LABORATORY | MHHS-Cypress |  | Refrigerator, Blood Bank |  | 151-01986 | 151-01986 | Northwest | MHHS-Cypress | CY - LABORATORY | Blood bank | 12/1/19 | 6/1/20 |  |  | REFRIGERATORS, BLOOD BANK | Refrigerator, Blood Bank | REFRIGERATORBLOODBANK-HELMER-iB245 | REFRIGERATORBLOODBANK | iB245 |  |  |  | HELMER | Refrigerator, Blood Bank |  | REFRIGERATORBLOODBANK-HELMER-iB245 |  | 12/1/18 |  | RBB-A | Covered PM Repair - Biomedical | MHHS-Cypress | [8 empty] | REFRIGERATORBLOODBANK | Refrigerator, Blood Bank | HELMER
NO | YES |  |  |  | 133-08183 | 133-08183 | HELMER, INC. | IB245 |  |  | Katy-Laboratory-Blood Bank | MHHS-Katy |  | Refrigerator, Blood Bank |  | 133-08183 | 133-08183 | Katy | MHHS-Katy | Katy-Laboratory-Blood Bank | Blood bank | 9/1/19 | 4/1/20 |  |  | REFRIGERATORS, BLOOD BANK | Refrigerator, Blood Bank | REFRIGERATORBLOODBANK-HELMER-iB245 | REFRIGERATORBLOODBANK | iB245 |  |  |  | HELMER | Refrigerator, Blood Bank |  | REFRIGERATORBLOODBANK-HELMER-iB245 |  | 12/1/12 |  | RBB-A | Covered PM Repair - Biomedical | MHHS-Katy | [8 empty] | REFRIGERATORBLOODBANK | Refrigerator, Blood Bank | HELMER
NO | YES |  |  |  |  | 041-15474 | HELMER, INC. | IB245 |  |  | MEMORIAL CITY - Lab | MHHS-Mem City |  | Refrigerator, Blood Bank |  |  | 041-15474 | West | MEMORIAL CITY - MEMORIAL HERMANN HOSPITAL | MEMORIAL CITY - Lab | Blood Bank |  |  |  |  | REFRIGERATORS, BLOOD BANK |  | REFRIGERATORBLOODBANK-HELMER-iB245 | REFRIGERATORBLOODBANK | iB245 |  |  |  | HELMER | Refrigerator, Blood Bank |  | REFRIGERATORBLOODBANK-HELMER-iB245 |  |  |  |  | Covered PM Repair - Biomedical | MHHS-Mem City
NO | YES |  |  |  | 041-09895 | 041-09895 | HELMER, INC. | IB245 |  |  | Main lab | MHHS-Mem City |  | Refrigerator, Blood Bank |  | 041-09895 | 041-09895 | West | Memorial herman memorial city | Main lab | Main lab |  |  |  |  | REFRIGERATORS, BLOOD BANK |  | REFRIGERATORBLOODBANK-HELMER-iB245 | REFRIGERATORBLOODBANK | iB245 |  |  |  | HELMER | Refrigerator, Blood Bank |  | REFRIGERATORBLOODBANK-HELMER-iB245 |  |  |  |  | Covered PM Repair - Biomedical | MHHS-Mem City
NO | NO |  |  |  | 069-37698 |  | HELMER, INC. | IB245 |  |  | TMC - LABORATORY - HVI LAB (7HVI) | MHHS-TMC |  | Refrigerator, Blood Bank |  | 069-37698 |  | TMC |  | TMC - LABORATORY - HVI LAB (7HVI) | [5 empty] | REFRIGERATORS, BLOOD BANK |  | REFRIGERATORBLOODBANK-HELMER-iB245 | REFRIGERATORBLOODBANK | iB245 |  |  |  | HELMER | Refrigerator, Blood Bank |  | REFRIGERATORBLOODBANK-HELMER-iB245 |  |  |  |  | Covered PM Repair - Biomedical | MHHS-TMC
NO | NO |  |  |  | 069-37700 |  | HELMER, INC. | IB245 |  |  | TMC - LABORATORY - HVI LAB (7HVI) | MHHS-TMC |  | Refrigerator, Blood Bank |  | 069-37700 |  | TMC |  | TMC - LABORATORY - HVI LAB (7HVI) | [5 empty] | REFRIGERATORS, BLOOD BANK |  | REFRIGERATORBLOODBANK-HELMER-iB245 | REFRIGERATORBLOODBANK | iB245 |  |  |  | HELMER | Refrigerator, Blood Bank |  | REFRIGERATORBLOODBANK-HELMER-iB245 |  |  |  |  | Covered PM Repair - Biomedical | MHHS-TMC
NO | YES |  |  |  | 129-07874 | 129-07874 | HELMER, INC. | IB256 |  |  | Sugar Land-Laboratory-Blood Bank | MHHS-Sugarland |  | Refrigerator, Blood Bank |  | 129-07874 | 129-07874 | Sugar Land | MHHS-Sugarland | Sugar Land-Laboratory-Blood Bank |  | 12/1/19 | 3/1/20 |  |  | REFRIGERATORS, BLOOD BANK | Refrigerator, Blood Bank | REFRIGERATORBLOODBANK-Helmer-IB256 | REFRIGERATORBLOODBANK | IB256 |  |  |  | Helmer | Refrigerator, Blood Bank |  | REFRIGERATORBLOODBANK-Helmer-IB256 |  | 12/1/18 |  | RBB-A | Covered PM Repair - Biomedical | MHHS-Sugarland | [8 empty] | REFRIGERATORBLOODBANK | Refrigerator, Blood Bank | Helmer
NO | YES |  |  |  | 029-32391 | 029-32391 | HELMER, INC. | IB256 |  |  | Woodlands-Laboratory-Blood Bank | MHHS-Woodlands |  | Refrigerator, Blood Bank |  | 029-32391 | 029-32391 | Woodlands | MHHS-Woodlands | Woodlands-Laboratory-Blood Bank | Lab | 1/1/20 | 3/1/20 | 4/1/20 |  | REFRIGERATORS, BLOOD BANK | Refrigerator, Blood Bank | REFRIGERATORBLOODBANK-Helmer-IB256 | REFRIGERATORBLOODBANK | IB256 |  |  |  | Helmer | Refrigerator, Blood Bank |  | REFRIGERATORBLOODBANK-Helmer-IB256 |  | 12/1/18 |  | RBB-A | Covered PM Repair - Biomedical | MHHS-Woodlands | [8 empty] | REFRIGERATORBLOODBANK | Refrigerator, Blood Bank | Helmer
NO | YES |  |  |  | 069-47788 | 069-47788 | HELMER, INC. | IBR120-GX |  |  | TMC-Sarofim 3-Blood Bank | MHHS-TMC |  |  |  | 069-47788 | 069-47788 | TMC | MHHS-TMC | TMC-Sarofim 3-Blood Bank | BLOOD BANK |  |  |  |  | REFRIGERATORS, BLOOD BANK |  | .needs class | [5 empty] | HELMER |  |  |  |  | 12/16/12 |  |  | Not Covered Vendor Only - Biomedical | MHHS-TMC
NO | YES |  |  |  | 069-47781 | 069-47781 | HELMER, INC. | IBR256-GX |  |  | TMC-Sarofim 3-Blood Bank | MHHS-TMC |  |  |  | 069-47781 | 069-47781 | TMC | MHHS-TMC | TMC-Sarofim 3-Blood Bank | Blood bank | 12/1/19 |  | 12/1/20 |  | REFRIGERATORS, BLOOD BANK |  | .needs class | [5 empty] | HELMER |  |  |  |  | 12/1/18 |  |  | Covered PM Repair - Biomedical | MHHS-TMC
NO | YES |  |  |  | 069-47783 | 069-47783 | HELMER, INC. | IBR256-GX |  |  | TMC-Hermann-COU (1R) | MHHS-TMC |  |  |  | 069-47783 | 069-47783 | TMC | MHHS-TMC | TMC-Hermann-COU (1R) | Blood Bank | 12/1/19 |  | 12/1/20 |  | REFRIGERATORS, BLOOD BANK |  | .needs class | [5 empty] | HELMER |  |  |  |  | 12/1/18 |  |  | Covered PM Repair - Biomedical | MHHS-TMC
NO | YES |  |  |  | 069-47784 | 069-47784 | HELMER, INC. | IBR256-GX |  |  | TMC-Hermann-COU (1R) | MHHS-TMC |  |  |  | 069-47784 | 069-47784 | TMC | MHHS-TMC | TMC-Hermann-COU (1R) | Blood Bank | 12/1/19 |  | 12/1/20 |  | REFRIGERATORS, BLOOD BANK |  | .needs class | [5 empty] | HELMER |  |  |  |  | 12/1/18 |  |  | Covered PM Repair - Biomedical | MHHS-TMC
NO | YES |  |  |  | 069-47785 | 069-47785 | HELMER, INC. | IBR256-GX |  |  | TMC-Hermann-COU (1R) | MHHS-TMC |  |  |  | 069-47785 | 069-47785 | TMC | MHHS-TMC | TMC-Hermann-COU (1R) | Blood Bank | 12/1/19 |  | 12/1/20 |  | REFRIGERATORS, BLOOD BANK |  | .needs class | [5 empty] | HELMER |  |  |  |  | 12/1/18 |  |  | Covered PM Repair - Biomedical | MHHS-TMC
NO | YES |  |  |  | 151-02339 | 151-02339 | HELMER, INC. | ILF105 UNDERCOUNTER LABORATORY FREEZER |  |  | CY-Laboratory | MHHS-Cypress |  |  |  | 151-02339 | 151-02339 | Northwest | MHHS-Cypress | CY-Laboratory |  | 1/1/20 | 1/1/21 |  |  | FREEZERS, LABORATORY |  | .needs class | [5 empty] | HELMER | [7 empty] | Covered PM Repair - Biomedical | MHHS-Cypress
NO | YES |  |  |  | 151-02340 | 151-02340 | HELMER, INC. | ILF105 UNDERCOUNTER LABORATORY FREEZER |  |  | CY-Laboratory | MHHS-Cypress |  |  |  | 151-02340 | 151-02340 | Northwest | MHHS-Cypress | CY-Laboratory |  | 1/1/20 | 2/1/21 |  |  | FREEZERS, LABORATORY |  | .needs class | [5 empty] | HELMER | [7 empty] | Covered PM Repair - Biomedical | MHHS-Cypress
NO | YES |  |  |  | 142-08444 | 142-08444 | HELMER, INC. | IPF120 |  |  | NE-Laboratory | MHHS-Northeast |  | Freezer, Laboratory |  | 142-08444 | 142-08444 | Katy | MHHS-Northeast | NE-Laboratory |  | 12/1/19 | 12/1/20 |  |  | FREEZERS, LABORATORY | Freezer, Laboratory | FREEZERLAB-HELMER-iPF120 | FREEZERLAB | iPF120 |  |  |  | HELMER | Freezer, Laboratory |  | FREEZERLAB-HELMER-iPF120 |  |  |  | FL-A | Covered PM Repair - Biomedical | MHHS-Northeast | [8 empty] | FREEZERLAB | Freezer, Laboratory | HELMER
NO | YES |  |  |  | 013-36896 | 013-36896 | HELMER, INC. | IPF120 |  |  | SW-Laboratory-Blood Bank | MHHS-Southwest |  | Freezer, Laboratory |  | 013-36896 | 013-36896 | Southwest | MHHS-Southwest | SW-Laboratory-Blood Bank | Blood Bank |  |  |  |  | FREEZERS, LABORATORY | Freezer, Laboratory | FREEZERLAB-HELMER-iPF120 | FREEZERLAB | iPF120 |  |  |  | HELMER | Freezer, Laboratory |  | FREEZERLAB-HELMER-iPF120 |  |  |  | FL-A | Covered PM Repair - Biomedical | MHHS-Southwest | [8 empty] | FREEZERLAB | Freezer, Laboratory | HELMER
NO | YES |  |  |  | 133-09794 | 133-09794 | HELMER, INC. | IPF125-8 |  |  | Katy-Laboratory-Blood Bank | MHHS-Katy |  | Freezer, Laboratory |  | 133-09794 | 133-09794 | Katy | MHHS-Katy | Katy-Laboratory-Blood Bank | Blood bank | 9/1/19 | 4/1/20 |  |  | FREEZERS, BLOOD | Freezer, Laboratory | FREEZERLAB-HELMER-iPF125-8 | FREEZERLAB | iPF125-8 |  |  |  | HELMER | Freezer, Laboratory |  | FREEZERLAB-HELMER-iPF125-8 |  |  |  | FL-A | Covered PM Repair - Biomedical | MHHS-Katy | [8 empty] | FREEZERLAB | Freezer, Laboratory | HELMER
NO | YES |  |  |  |  | 041-15462 | HELMER, INC. | IPF125-8 |  |  | MEMORIAL CITY - Lab | MHHS-Mem City |  | Freezer, Laboratory |  |  | 041-15462 | West | MEMORIAL CITY - MEMORIAL HERMANN HOSPITAL | MEMORIAL CITY - Lab | Blood Bank |  |  |  |  | FREEZERS, BLOOD |  | FREEZERLAB-HELMER-iPF125-8 | FREEZERLAB | iPF125-8 |  |  |  | HELMER | Freezer, Laboratory |  | FREEZERLAB-HELMER-iPF125-8 |  |  |  |  | Covered PM Repair - Biomedical | MHHS-Mem City
NO | YES |  |  |  | 129-07270 | 129-07270 | HELMER, INC. | IPF125-8 |  |  | Sugar Land-Laboratory-Blood Bank | MHHS-Sugarland |  | Freezer, Laboratory |  | 129-07270 | 129-07270 | Sugar Land | MHHS-Sugarland | Sugar Land-Laboratory-Blood Bank |  | 12/1/19 | 12/1/20 |  |  | FREEZERS, BLOOD | Freezer, Laboratory | FREEZERLAB-HELMER-iPF125-8 | FREEZERLAB | iPF125-8 |  |  |  | HELMER | Freezer, Laboratory |  | FREEZERLAB-HELMER-iPF125-8 |  |  |  | FL-A | Covered PM Repair - Biomedical | MHHS-Sugarland | [8 empty] | FREEZERLAB | Freezer, Laboratory | HELMER
NO | YES |  |  |  | 069-37563 | 069-37563 | HELMER, INC. | IPF125-8 |  |  | TMC-Laboratory-Blood Bank (1R) | MHHS-TMC |  | Freezer, Laboratory |  | 069-37563 | 069-37563 | TMC | MHHS-TMC | TMC-Laboratory-Blood Bank (1R) | Lab | 1/1/20 |  | 7/1/20 |  | FREEZERS, BLOOD |  | FREEZERLAB-HELMER-iPF125-8 | FREEZERLAB | iPF125-8 |  |  |  | HELMER | Freezer, Laboratory |  | FREEZERLAB-HELMER-iPF125-8 |  |  |  |  | Covered PM Repair - Biomedical | MHHS-TMC
NO | YES |  |  |  | 069-47789 | 069-47789 | HELMER, INC. | IPF125-8 |  |  | TMC-Sarofim 3-Blood Bank | MHHS-TMC |  | Freezer, Laboratory |  | 069-47789 | 069-47789 | TMC | MHHS-TMC | TMC-Sarofim 3-Blood Bank | BLOOD BANK | 12/1/19 |  | 12/1/20 |  | FREEZERS, BLOOD |  | FREEZERLAB-HELMER-iPF125-8 | FREEZERLAB | iPF125-8 |  |  |  | HELMER | Freezer, Laboratory |  | FREEZERLAB-HELMER-iPF125-8 |  |  |  |  | Covered PM Repair - Biomedical | MHHS-TMC
NO | YES |  |  |  | 069-47790 | 069-47790 | HELMER, INC. | IPF125-8 |  |  | TMC-Laboratory-Blood Bank (1R) | MHHS-TMC |  | Freezer, Laboratory |  | 069-47790 | 069-47790 | TMC | MHHS-TMC | TMC-Laboratory-Blood Bank (1R) | Lab | 12/1/19 |  | 12/1/20 |  | FREEZERS, BLOOD |  | FREEZERLAB-HELMER-iPF125-8 | FREEZERLAB | iPF125-8 |  |  |  | HELMER | Freezer, Laboratory |  | FREEZERLAB-HELMER-iPF125-8 |  |  |  |  | Covered PM Repair - Biomedical | MHHS-TMC
NO | YES |  |  |  | 069-47791 | 069-47791 | HELMER, INC. | IPF125-8 |  |  | TMC-Sarofim 3-Blood Bank | MHHS-TMC |  | Freezer, Laboratory |  | 069-47791 | 069-47791 | TMC | MHHS-TMC | TMC-Sarofim 3-Blood Bank | Lab | 12/1/19 |  | 12/1/20 |  | FREEZERS, BLOOD |  | FREEZERLAB-HELMER-iPF125-8 | FREEZERLAB | iPF125-8 |  |  |  | HELMER | Freezer, Laboratory |  | FREEZERLAB-HELMER-iPF125-8 |  |  |  |  | Covered PM Repair - Biomedical | MHHS-TMC
NO | YES |  |  |  | 099-09193 | 099-09193 | HELMER, INC. | IPF125-8 |  |  | (null) | MHHS-TMC |  | Freezer, Laboratory |  | 099-09193 | 099-09193 | (null) | MHHS-TMC | (null) | (null) |  |  |  | (null) | FREEZERS, BLOOD |  | FREEZERLAB-HELMER-iPF125-8 | FREEZERLAB | iPF125-8 |  |  |  | HELMER | Freezer, Laboratory |  | FREEZERLAB-HELMER-iPF125-8 |  |  |  |  | Covered PM Repair - Biomedical | MHHS-TMC
NO | NO |  |  |  | 925-01682 |  | HELMER, INC. | IPF125-8 |  |  | MHOSH - BLOOD BANK | MHHS Orthopedic & Spine |  | Freezer, Laboratory |  | 925-01682 |  | Central & Greater Heights |  | MHOSH - BLOOD BANK | [5 empty] | FREEZERS, BLOOD |  | FREEZERLAB-HELMER-iPF125-8 | FREEZERLAB | iPF125-8 |  |  |  | HELMER | Freezer, Laboratory |  | FREEZERLAB-HELMER-iPF125-8 |  |  |  |  | Covered PM Repair - Biomedical | MHHS Orthopedic & Spine
NO | NO |  |  |  | 069-33258 |  | HELMER, INC. | IPF125-8 |  |  | TMC - LABORATORY - BLOOD BANK (1R) | MHHS-TMC |  | Freezer, Laboratory |  | 069-33258 |  | TMC |  | TMC - LABORATORY - BLOOD BANK (1R) | [5 empty] | FREEZERS, BLOOD |  | FREEZERLAB-HELMER-iPF125-8 | FREEZERLAB | iPF125-8 |  |  |  | HELMER | Freezer, Laboratory |  | FREEZERLAB-HELMER-iPF125-8 |  |  |  |  | Covered PM Repair - Biomedical | MHHS-TMC
NO | NO |  |  |  | 069-41904 |  | HELMER, INC. | IPF125-8 |  |  | TMC - LABORATORY - BLOOD BANK (1R) | MHHS-TMC |  | Freezer, Laboratory |  | 069-41904 |  | TMC |  | TMC - LABORATORY - BLOOD BANK (1R) | [5 empty] | FREEZERS, BLOOD |  | FREEZERLAB-HELMER-iPF125-8 | FREEZERLAB | iPF125-8 |  |  |  | HELMER | Freezer, Laboratory |  | FREEZERLAB-HELMER-iPF125-8 |  |  |  |  | Covered PM Repair - Biomedical | MHHS-TMC
NO | NO |  |  |  | 069-37699 |  | HELMER, INC. | IPF125-8 |  |  | TMC - LABORATORY - HVI LAB (7HVI) | MHHS-TMC |  | Freezer, Laboratory |  | 069-37699 |  | TMC |  | TMC - LABORATORY - HVI LAB (7HVI) | [5 empty] | FREEZERS, BLOOD |  | FREEZERLAB-HELMER-iPF125-8 | FREEZERLAB | iPF125-8 |  |  |  | HELMER | Freezer, Laboratory |  | FREEZERLAB-HELMER-iPF125-8 |  |  |  |  | Covered PM Repair - Biomedical | MHHS-TMC
NO | NO |  |  |  | 041-32461 |  | HELMER, INC. | IPR125 |  |  | MEMORIAL CITY - PHARMACY | MHHS-Mem City |  |  |  | 041-32461 |  | West & Memorial City |  | MEMORIAL CITY - PHARMACY | [5 empty] | REFRIGERATORS, PHARMACY |  | .needs class | [5 empty] | HELMER | [7 empty] | Covered PM Repair - Biomedical | MHHS-Mem City
NO | NO | [5 empty] | HELMER, INC. | IPR125 |  |  | NE - PHARMACY | MHHS-Northeast | [5 empty] | Katy |  | NE - PHARMACY | [5 empty] | REFRIGERATORS, PHARMACY |  | .needs class | [5 empty] | HELMER | [7 empty] | Covered PM Repair - Biomedical | MHHS-Northeast
NO | NO |  |  |  | 029-32218 |  | HELMER, INC. | IPR125 |  |  | WOODLANDS - PHARMACY | MHHS-Woodlands |  |  |  | 029-32218 |  | Woodlands |  | WOODLANDS - PHARMACY | [5 empty] | REFRIGERATORS, PHARMACY |  | .needs class | [5 empty] | HELMER | [7 empty] | Covered PM Repair - Biomedical | MHHS-Woodlands
NO | YES |  |  |  | 151-01655 | 151-01655 | HELMER, INC. | IPR225 |  |  | CY-Pharmacy | MHHS-Cypress |  |  |  | 151-01655 | 151-01655 | Northwest | MHHS-Cypress | CY-Pharmacy | Pharmacy | 2/1/19 | 2/1/20 |  |  | REFRIGERATORS, PHARMACY |  | .needs class | [5 empty] | HELMER | [7 empty] | Covered PM Repair - Biomedical | MHHS-Cypress
NO | YES |  |  |  | 145-00770 | 145-00770 | HELMER, INC. | IPR225 |  |  | Pearland-Pharmacy | MHHS-Pearland Hospital |  |  |  | 145-00770 | 145-00770 | Pearland | MHHS-Pearland Hospital | Pearland-Pharmacy | Pharmacy | 6/1/19 |  |  |  | REFRIGERATORS, PHARMACY |  | .needs class | [5 empty] | HELMER | [7 empty] | Covered PM Repair - Biomedical | MHHS-Pearland Hospital
NO | NO |  |  |  | 029-32217 |  | HELMER, INC. | IPR225 |  |  | WOODLANDS - PHARMACY | MHHS-Woodlands |  |  |  | 029-32217 |  | Woodlands |  | WOODLANDS - PHARMACY | [5 empty] | REFRIGERATORS, PHARMACY |  | .needs class | [5 empty] | HELMER | [7 empty] | Covered PM Repair - Biomedical | MHHS-Woodlands
NO | NO |  |  |  | 041-32460 |  | HELMER, INC. | IPR245 |  |  | MEMORIAL CITY - PHARMACY | MHHS-Mem City |  | Refrigerator, Medical |  | 041-32460 |  | West & Memorial City |  | MEMORIAL CITY - PHARMACY | [5 empty] | REFRIGERATORS, PHARMACY |  | REFRIGERATORMEDICAL-Helmer-iPR245 | REFRIGERATORMEDICAL | iPR245 |  |  |  | Helmer | Refrigerator, Medical |  | REFRIGERATORMEDICAL-Helmer-iPR245 |  |  |  |  | Covered PM Repair - Biomedical | MHHS-Mem City
NO | NO |  |  |  | 005-34479 |  | HELMER, INC. | IPR245 |  |  | SE - PHARMACY | MHHS-Southeast |  | Refrigerator, Medical |  | 005-34479 |  | Southeast & Bay Area |  | SE - PHARMACY | [5 empty] | REFRIGERATORS, PHARMACY |  | REFRIGERATORMEDICAL-Helmer-iPR245 | REFRIGERATORMEDICAL | iPR245 |  |  |  | Helmer | Refrigerator, Medical |  | REFRIGERATORMEDICAL-Helmer-iPR245 |  |  |  |  | Covered PM Repair - Biomedical | MHHS-Southeast
NO | YES |  |  |  | 041-20984 | 041-20984 | HELMER, INC. | MLR102 |  | 20163090021A0C | MEMORIAL CITY - MHT - NICU | MHHS-Mem City |  |  |  | 041-20984 | 041-20984 | West | West | MEMORIAL CITY - MHT - NICU | MH4:110 Room4M26 |  |  |  |  | REFRIGERATORS, LABORATORY |  | .needs class | [5 empty] | HELMER | [7 empty] | Not Covered Vendor Only - Biomedical | MHHS-Mem City
NO | YES |  |  |  | 041-20985 | 041-20985 | HELMER, INC. | MLR102 |  | 201630701452DF | MEMORIAL CITY - MHT - NICU | MHHS-Mem City |  |  |  | 041-20985 | 041-20985 | West | West | MEMORIAL CITY - MHT - NICU | MH4:118 Room4M19 |  |  |  |  | REFRIGERATORS, LABORATORY |  | .needs class | [5 empty] | HELMER | [7 empty] | Not Covered Vendor Only - Biomedical | MHHS-Mem City
NO | YES |  |  |  | 041-20988 | 041-20988 | HELMER, INC. | MLR102 |  |  | MEMORIAL CITY - MHT - NICU | MHHS-Mem City |  |  |  | 041-20988 | 041-20988 | West | West | MEMORIAL CITY - MHT - NICU | MH4:103 4M32 |  |  |  |  | REFRIGERATORS, LABORATORY |  | .needs class | [5 empty] | HELMER | [7 empty] | Covered PM Repair - Biomedical | MHHS-Mem City
NO | YES |  |  |  | 041-20989 | 041-20989 | HELMER, INC. | MLR102 |  | 20163090049D4C | Memorial City - NICU | MHHS-Mem City |  |  |  | 041-20989 | 041-20989 | West | Memorial City - Memorial Hermann Hospital | Memorial City - NICU | MH4:109 |  |  |  |  | REFRIGERATORS, LABORATORY |  | .needs class | [5 empty] | HELMER | [7 empty] | Covered PM Repair - Biomedical | MHHS-Mem City
NO | YES |  |  |  | 041-20990 | 041-20990 | HELMER, INC. | MLR102 |  | 2016136011BF97 | MEMORIAL CITY - MHT - NICU | MHHS-Mem City |  |  |  | 041-20990 | 041-20990 | West | West | MEMORIAL CITY - MHT - NICU | MH4:117 Room4M20 |  |  |  |  | REFRIGERATORS, LABORATORY |  | .needs class | [5 empty] | HELMER | [7 empty] | Covered PM Repair - Biomedical | MHHS-Mem City
NO | YES |  |  |  | 041-20991 | 041-20991 | HELMER, INC. | MLR102 |  | 20163090109A46 | Memorial City - NICU | MHHS-Mem City |  |  |  | 041-20991 | 041-20991 | West | Memorial City - Memorial Hermann Hospital | Memorial City - NICU | MH4:112 |  |  |  | No PM sticker | REFRIGERATORS, LABORATORY |  | .needs class | [5 empty] | HELMER | [7 empty] | Not Covered Vendor Only - Biomedical | MHHS-Mem City
NO | YES |  |  |  | 041-20993 | 041-20993 | HELMER, INC. | MLR102 |  | 201630800124BC | Memorial City - NICU | MHHS-Mem City |  |  |  | 041-20993 | 041-20993 | West | Memorial City - Memorial Hermann Hospital | Memorial City - NICU | MH4:106 |  |  |  |  | REFRIGERATORS, LABORATORY |  | .needs class | [5 empty] | HELMER | [7 empty] | Not Covered Vendor Only - Biomedical | MHHS-Mem City
NO | YES |  |  |  | 041-20994 | 041-20994 | HELMER, INC. | MLR102 |  |  | MEMORIAL CITY - MHT - NICU | MHHS-Mem City |  |  |  | 041-20994 | 041-20994 | West | Memorial Hermann Memorial City Medical Center | MEMORIAL CITY - MHT - NICU | Memorial City - MH4 113 |  |  |  |  | REFRIGERATORS, LABORATORY |  | .needs class | [5 empty] | HELMER | [7 empty] | Not Covered Vendor Only - Biomedical | MHHS-Mem City
NO | YES |  |  |  | 041-20995 | 041-20995 | HELMER, INC. | MLR102 |  | 20161370023BBA | Memorial City - NICU | MHHS-Mem City |  |  |  | 041-20995 | 041-20995 | West | Memorial City - Memorial Hermann Hospital | Memorial City - NICU | MH4:107 Control Room |  |  |  |  | REFRIGERATORS, LABORATORY |  | .needs class | [5 empty] | HELMER | [7 empty] | Not Covered Vendor Only - Biomedical | MHHS-Mem City
NO | YES |  |  |  | 041-20997 | 041-20997 | HELMER, INC. | MLR102 |  |  | MEMORIAL CITY - MHT - NICU | MHHS-Mem City |  |  |  | 041-20997 | 041-20997 | West | Memorial Hermann Memorial City Medical Center | MEMORIAL CITY - MHT - NICU | Memorial City - MH4 104Room 4M31 |  |  |  |  | REFRIGERATORS, LABORATORY |  | .needs class | [5 empty] | HELMER | [7 empty] | Not Covered Vendor Only - Biomedical | MHHS-Mem City
NO | NO |  |  |  | 041-20986 |  | HELMER, INC. | MLR102 |  |  | MEMORIAL CITY - MHT - NICU | MHHS-Mem City |  |  |  | 041-20986 |  | West & Memorial City |  | MEMORIAL CITY - MHT - NICU | [5 empty] | REFRIGERATORS, LABORATORY |  | .needs class | [5 empty] | HELMER | [7 empty] | Not Covered Vendor Only - Biomedical | MHHS-Mem City
NO | NO |  |  |  | 041-20987 |  | HELMER, INC. | MLR102 |  | 2016307010245B | MEMORIAL CITY - MHT - NICU | MHHS-Mem City |  |  |  | 041-20987 |  | West & Memorial City |  | MEMORIAL CITY - MHT - NICU | [5 empty] | REFRIGERATORS, LABORATORY |  | .needs class | [5 empty] | HELMER | [7 empty] | Not Covered Vendor Only - Biomedical | MHHS-Mem City
NO | NO |  |  |  | 041-20992 |  | HELMER, INC. | MLR102 |  | 2016307013383A | MEMORIAL CITY - MHT - NICU | MHHS-Mem City |  |  |  | 041-20992 |  | West & Memorial City |  | MEMORIAL CITY - MHT - NICU | [5 empty] | REFRIGERATORS, LABORATORY |  | .needs class | [5 empty] | HELMER | [7 empty] | No Coverage Specified | MHHS-Mem City
NO | NO |  |  |  | 041-20996 |  | HELMER, INC. | MLR102 |  | 2016309001BE17 | MEMORIAL CITY - MHT - NICU | MHHS-Mem City |  |  |  | 041-20996 |  | West & Memorial City |  | MEMORIAL CITY - MHT - NICU | [5 empty] | REFRIGERATORS, LABORATORY |  | .needs class | [5 empty] | HELMER | [7 empty] | Not Covered Vendor Only - Biomedical | MHHS-Mem City
NO | NO |  |  |  | 041-20998 |  | HELMER, INC. | MLR102 |  | 20163090034E3E | MEMORIAL CITY - MHT - NICU | MHHS-Mem City |  |  |  | 041-20998 |  | West & Memorial City |  | MEMORIAL CITY - MHT - NICU | [5 empty] | REFRIGERATORS, LABORATORY |  | .needs class | [5 empty] | HELMER | [7 empty] | Not Covered Vendor Only - Biomedical | MHHS-Mem City
NO | NO |  |  |  | 041-20999 |  | HELMER, INC. | MLR102 |  | 2016307011EBD2 | MEMORIAL CITY - MHT - NICU | MHHS-Mem City |  |  |  | 041-20999 |  | West & Memorial City |  | MEMORIAL CITY - MHT - NICU | [5 empty] | REFRIGERATORS, LABORATORY |  | .needs class | [5 empty] | HELMER | [7 empty] | Not Covered Vendor Only - Biomedical | MHHS-Mem City
NO | YES |  |  |  | 145-00405 | 145-00405 | HELMER, INC. | PA2 |  | NSN | SE-Laboratory | MHHS-Pearland Hospital |  |  |  | 145-00405 | 145-00405 | Southeast | MHHS-Southeast | SE-Laboratory | Lab | 12/1/17 |  |  |  | MIXERS, CLINICAL LABORATORY |  | .needs class | [5 empty] | HELMER | [7 empty] | Not Covered Vendor Only - Lab Ana/Anes | MHHS-Pearland Hospital
NO | NO |  |  |  | 029-03654 |  | HELMER, INC. | PAS40 |  |  | PEARLAND - LABORATORY - MAIN | MHHS-Pearland Hospital |  | Rotator, Laboratory |  | 029-03654 |  | Pearland |  | PEARLAND - LABORATORY - MAIN | [5 empty] | MIXERS, CLINICAL LABORATORY |  | ROTATORLAB-HELMER-PAS40 | ROTATORLAB | PAS40 |  |  |  | HELMER | Rotator, Laboratory |  | ROTATORLAB-HELMER-PAS40 |  |  |  |  | Not Covered Vendor Only - Biomedical | MHHS-Pearland Hospital
NO | YES |  |  |  | 129-06313 | 129-06313 | HELMER, INC. | PC100H |  |  | Sugar Land-Laboratory-Blood Bank | MHHS-Sugarland |  | Incubator, Biological |  | 129-06313 | 129-06313 | Sugar Land | MHHS-Sugarland | Sugar Land-Laboratory-Blood Bank |  | 12/1/19 | 12/1/20 |  |  | INCUBATORS, LABORATORY, THERMOCYCLING | Incubator, Biological | INCBIOLOGICAL-Helmer-PC100H | INCBIOLOGICAL | PC100H |  |  |  | Helmer | Incubator, Biological |  | INCBIOLOGICAL-Helmer-PC100H |  | 8/15/20 |  |  | Not Covered Vendor Only - Biomedical | MHHS-Sugarland | [8 empty] | INCBIOLOGICAL | Incubator, Biological | Helmer
NO | YES |  |  |  | 133-07575 | 133-07575 | HELMER, INC. | PC100I |  |  | Katy-Laboratory-Blood Bank | MHHS-Katy |  | Incubator, Small/Large |  | 133-07575 | 133-07575 | Katy | MHHS-Katy | Katy-Laboratory-Blood Bank | Blood blank | 9/1/19 | 4/1/20 |  |  | INCUBATORS, LABORATORY, THERMOCYCLING | Incubator, Small/Large | INCUBATORSMALLLARGE-Helmer-PC100i | INCUBATORSMALLLARGE | PC100i |  |  |  | Helmer | Incubator, Small/Large |  | INCUBATORSMALLLARGE-Helmer-PC100i |  | 8/15/20 |  |  | Not Covered Vendor Only - Biomedical | MHHS-Katy | [8 empty] | INCUBATORSMALLLARGE | Incubator, Small/Large | Helmer
NO | YES |  |  |  | 029-08975 | 029-08975 | HELMER, INC. | PC100I |  |  | Woodlands-Laboratory-Blood Bank | MHHS-Woodlands |  | Incubator, Small/Large |  | 029-08975 | 029-08975 | Woodlands | MHHS-Woodlands | Woodlands-Laboratory-Blood Bank | Lab | 1/1/20 | 3/1/20 | 4/1/20 |  | INCUBATORS, LABORATORY, THERMOCYCLING | Incubator, Small/Large | INCUBATORSMALLLARGE-Helmer-PC100i | INCUBATORSMALLLARGE | PC100i |  |  |  | Helmer | Incubator, Small/Large |  | INCUBATORSMALLLARGE-Helmer-PC100i |  | 8/15/20 |  |  | Not Covered Vendor Only - Biomedical | MHHS-Woodlands | [8 empty] | INCUBATORSMALLLARGE | Incubator, Small/Large | Helmer
NO | NO |  |  |  | 069-37585 |  | HELMER, INC. | PC1200 |  |  | TMC - LABORATORY - HVI LAB (7HVI) | MHHS-TMC |  | Incubator, Biological |  | 069-37585 |  | TMC |  | TMC - LABORATORY - HVI LAB (7HVI) | [5 empty] | INCUBATORS, LABORATORY, THERMOCYCLING |  | INCBIOLOGICAL-Helmer-PC1200 | INCBIOLOGICAL | PC1200 |  |  |  | Helmer | Incubator, Biological |  | INCBIOLOGICAL-Helmer-PC1200 |  |  |  |  | Not Covered Vendor Only - Biomedical | MHHS-TMC
NO | NO |  |  |  | 069-15301 |  | HELMER, INC. | PC900 |  | NEED | TMC - LABORATORY - BLOOD BANK (1R) | MHHS-TMC |  | Incubator, Biological |  | 069-15301 |  | TMC |  | TMC - LABORATORY - BLOOD BANK (1R) | [5 empty] | INCUBATORS, LABORATORY, THERMOCYCLING |  | INCBIOLOGICAL-Helmer-PC900 | INCBIOLOGICAL | PC900 |  |  |  | Helmer | Incubator, Biological |  | INCBIOLOGICAL-Helmer-PC900 |  |  |  |  | Not Covered Vendor Only - Biomedical | MHHS-TMC
NO | YES |  |  |  | 151-01911 | 151-01911 | HELMER, INC. | PC900I |  |  | CY - LABORATORY | MHHS-Cypress |  | Incubator, Biological |  | 151-01911 | 151-01911 | Northwest | Cypress | CY - LABORATORY | Blood bank | 12/1/19 | 6/1/20 |  | BB devise | INCUBATORS, LABORATORY, THERMOCYCLING | Incubator, Biological | INCBIOLOGICAL-Helmer-PC900I | INCBIOLOGICAL | PC900I |  |  |  | Helmer | Incubator, Biological |  | INCBIOLOGICAL-Helmer-PC900I |  | 8/15/20 |  |  | Not Covered Vendor Only - Biomedical | MHHS-Cypress | [8 empty] | INCBIOLOGICAL | Incubator, Biological | Helmer
NO | YES |  |  |  |  | 009-05862 | HELMER, INC. | PC900I |  |  | GH - LABORATORY - BLOOD BANK | MHHS-Greater Heights |  | Incubator, Biological |  |  | 009-05862 | Central | Memorial Hermann Greater Heights Hospital | GH - LABORATORY - BLOOD BANK | Blood Bank |  |  |  |  | INCUBATORS, LABORATORY, THERMOCYCLING |  | INCBIOLOGICAL-Helmer-PC900I | INCBIOLOGICAL | PC900I |  |  |  | Helmer | Incubator, Biological |  | INCBIOLOGICAL-Helmer-PC900I |  |  |  |  | Not Covered Vendor Only - Biomedical | MHHS-Greater Heights
NO | YES |  |  |  | 142-05465 | 142-05465 | HELMER, INC. | PC900I |  |  | NE-Laboratory-Blood Bank | MHHS-Northeast |  | Incubator, Biological |  | 142-05465 | 142-05465 | Katy | MHHS-Northeast | NE-Laboratory-Blood Bank | Blood Bank | 1/1/20 | 4/1/20 |  |  | INCUBATORS, LABORATORY, THERMOCYCLING | Incubator, Biological | INCBIOLOGICAL-Helmer-PC900I | INCBIOLOGICAL | PC900I |  |  |  | Helmer | Incubator, Biological |  | INCBIOLOGICAL-Helmer-PC900I |  | 8/15/20 |  |  | Not Covered Vendor Only - Biomedical | MHHS-Northeast | [8 empty] | INCBIOLOGICAL | Incubator, Biological | Helmer
NO | YES |  |  |  | 013-36001 | 013-36001 | HELMER, INC. | PC900I |  |  | SW-Laboratory-Blood Bank | MHHS-Southwest |  | Incubator, Biological |  | 013-36001 | 013-36001 | Southwest | MHHS-Southwest | SW-Laboratory-Blood Bank | Blood Bank |  |  |  | No Plate | INCUBATORS, LABORATORY, THERMOCYCLING | Incubator, Biological | INCBIOLOGICAL-Helmer-PC900I | INCBIOLOGICAL | PC900I |  |  |  | Helmer | Incubator, Biological |  | INCBIOLOGICAL-Helmer-PC900I |  | 8/15/20 |  |  | Not Covered Vendor Only - Biomedical | MHHS-Southwest | [8 empty] | INCBIOLOGICAL | Incubator, Biological | Helmer
NO | YES |  |  |  | 029-09787 | 029-09787 | HELMER, INC. | PC900I |  |  | Woodlands-Laboratory-Blood Bank | MHHS-Woodlands |  | Incubator, Biological |  | 029-09787 | 029-09787 | Woodlands | MHHS-Woodlands | Woodlands-Laboratory-Blood Bank | Lab | 1/1/20 | 3/1/20 | 1/1/21 |  | INCUBATORS, LABORATORY, THERMOCYCLING | Incubator, Biological | INCBIOLOGICAL-Helmer-PC900I | INCBIOLOGICAL | PC900I |  |  |  | Helmer | Incubator, Biological |  | INCBIOLOGICAL-Helmer-PC900I |  | 8/15/20 |  |  | Not Covered Vendor Only - Biomedical | MHHS-Woodlands | [8 empty] | INCBIOLOGICAL | Incubator, Biological | Helmer
NO | NO |  |  |  | 041-20615 |  | HELMER, INC. | PC900I |  |  | MEMORIAL CITY - LABORATORY - BLOOD BANK | MHHS-Mem City |  | Incubator, Biological |  | 041-20615 |  | West & Memorial City |  | MEMORIAL CITY - LABORATORY - BLOOD BANK | [5 empty] | INCUBATORS, LABORATORY, THERMOCYCLING |  | INCBIOLOGICAL-Helmer-PC900I | INCBIOLOGICAL | PC900I |  |  |  | Helmer | Incubator, Biological |  | INCBIOLOGICAL-Helmer-PC900I |  |  |  |  | Not Covered Vendor Only - Biomedical | MHHS-Mem City
NO | NO |  |  |  | 129-06314 |  | HELMER, INC. | PF15H HORIZON SERIES PLATELET AGITATOR |  |  | SUGAR LAND - LABORATORY - BLOOD BANK | MHHS-Sugarland |  |  |  | 129-06314 |  | Sugar Land |  | SUGAR LAND - LABORATORY - BLOOD BANK | [5 empty] | MIXERS, CLINICAL LABORATORY |  | .needs class | [5 empty] | HELMER | [7 empty] | Covered PM Repair - Biomedical | MHHS-Sugarland
NO | YES |  |  |  | 005-07405 | 005-07405 | HELMER, INC. | PF15I |  |  | SE-Laboratory-Blood Bank | MHHS-Southeast |  | Shaker |  | 005-07405 | 005-07405 | Southeast | MHHS-Southeast | SE-Laboratory-Blood Bank |  | 8/1/19 |  |  |  | MIXERS, CLINICAL LABORATORY |  | SHAKER-Helmer-PF15i | SHAKER | PF15i |  |  |  | Helmer | Shaker |  | SHAKER-Helmer-PF15i |  |  |  |  | Covered PM Repair - Biomedical | MHHS-Southeast
NO | NO |  |  |  | 029-08976 |  | HELMER, INC. | PF15I |  |  | WOODLANDS - LABORATORY - BLOOD BANK | MHHS-Woodlands |  | Shaker |  | 029-08976 |  | Woodlands |  | WOODLANDS - LABORATORY - BLOOD BANK | [5 empty] | MIXERS, CLINICAL LABORATORY |  | SHAKER-Helmer-PF15i | SHAKER | PF15i |  |  |  | Helmer | Shaker |  | SHAKER-Helmer-PF15i |  |  |  |  | Covered PM Repair - Biomedical | MHHS-Woodlands
NO | YES |  |  |  | 151-01775 | 151-01775 | HELMER, INC. | PF48 |  |  | CY - LABORATORY | MHHS-Cypress |  | Incubator, Biological |  | 151-01775 | 151-01775 | Northwest | Cypress | CY - LABORATORY | Blood bank | 9/1/19 |  |  |  | MIXERS, CLINICAL LABORATORY | Incubator, Biological | INCBIOLOGICAL-Helmer-PF48 | INCBIOLOGICAL | PF48 |  |  |  | Helmer | Incubator, Biological |  | INCBIOLOGICAL-Helmer-PF48 |  |  |  |  | Covered PM Repair - Biomedical | MHHS-Cypress | [8 empty] | INCBIOLOGICAL | Incubator, Biological | Helmer
NO | YES |  |  |  | 009-04495 | 009-04495 | HELMER, INC. | PF48 |  |  | GH - LABORATORY - BLOOD BANK | MHHS-Greater Heights |  | Incubator, Biological |  | 009-04495 | 009-04495 | Central | Memorial Hermann Greater Heights Hospital | GH - LABORATORY - BLOOD BANK | Blood Bank |  |  |  | 1 time pm sticker | MIXERS, CLINICAL LABORATORY |  | INCBIOLOGICAL-Helmer-PF48 | INCBIOLOGICAL | PF48 |  |  |  | Helmer | Incubator, Biological |  | INCBIOLOGICAL-Helmer-PF48 |  |  |  |  | Covered PM Repair - Biomedical | MHHS-Greater Heights
NO | YES |  |  |  | 041-09259 | 041-09259 | HELMER, INC. | PF48 |  |  | MEMORIAL CITY - Lab | MHHS-Mem City |  | Incubator, Biological |  | 041-09259 | 041-09259 | West | MEMORIAL CITY - MEMORIAL HERMANN HOSPITAL | MEMORIAL CITY - Lab | Blood Bank |  |  |  |  | MIXERS, CLINICAL LABORATORY |  | INCBIOLOGICAL-Helmer-PF48 | INCBIOLOGICAL | PF48 |  |  |  | Helmer | Incubator, Biological |  | INCBIOLOGICAL-Helmer-PF48 |  |  |  |  | Covered PM Repair - Biomedical | MHHS-Mem City
NO | YES |  |  |  | 145-00273 | 145-00273 | HELMER, INC. | PF48 |  |  | Pearland-Laboratory-Main | MHHS-Pearland Hospital |  | Incubator, Biological |  | 145-00273 | 145-00273 | Pearland | MHHS-Pearland Hospital | Pearland-Laboratory-Main | Specimen processing | 3/1/19 | 3/1/20 |  |  | MIXERS, CLINICAL LABORATORY | Incubator, Biological | INCBIOLOGICAL-Helmer-PF48 | INCBIOLOGICAL | PF48 |  |  |  | Helmer | Incubator, Biological |  | INCBIOLOGICAL-Helmer-PF48 |  |  |  |  | Covered PM Repair - Biomedical | MHHS-Pearland Hospital | [8 empty] | INCBIOLOGICAL | Incubator, Biological | Helmer
NO | YES |  |  |  | 013-36002 | 013-36002 | HELMER, INC. | PF48 |  |  | SW - LABORATORY - BLOOD BANK | MHHS-Southwest |  | Incubator, Biological |  | 013-36002 | 013-36002 | Southwest | SW NH LAB | SW - LABORATORY - BLOOD BANK | SW - LABORATORRY - BLLOD BANK |  |  |  |  | MIXERS, CLINICAL LABORATORY |  | INCBIOLOGICAL-Helmer-PF48 | INCBIOLOGICAL | PF48 |  |  |  | Helmer | Incubator, Biological |  | INCBIOLOGICAL-Helmer-PF48 |  |  |  |  | Covered PM Repair - Biomedical | MHHS-Southwest
NO | YES |  |  |  | 029-09788 | 029-09788 | HELMER, INC. | PF48 |  |  | Woodlands-Laboratory-Blood Bank | MHHS-Woodlands |  | Incubator, Biological |  | 029-09788 | 029-09788 | Woodlands | MHHS-Woodlands | Woodlands-Laboratory-Blood Bank | Lab | 8/1/15 |  |  |  | MIXERS, CLINICAL LABORATORY | Incubator, Biological | INCBIOLOGICAL-Helmer-PF48 | INCBIOLOGICAL | PF48 |  |  |  | Helmer | Incubator, Biological |  | INCBIOLOGICAL-Helmer-PF48 |  |  |  |  | Covered PM Repair - Biomedical | MHHS-Woodlands | [8 empty] | INCBIOLOGICAL | Incubator, Biological | Helmer
NO | NO |  |  |  | 142-05466 |  | HELMER, INC. | PF48 |  |  | NE - LABORATORY - BLOOD BANK | MHHS-Northeast |  | Incubator, Biological |  | 142-05466 |  | Katy |  | NE - LABORATORY - BLOOD BANK | [5 empty] | MIXERS, CLINICAL LABORATORY |  | INCBIOLOGICAL-Helmer-PF48 | INCBIOLOGICAL | PF48 |  |  |  | Helmer | Incubator, Biological |  | INCBIOLOGICAL-Helmer-PF48 |  |  |  |  | Covered PM Repair - Biomedical | MHHS-Northeast
NO | NO |  |  |  | 013-02482 |  | HELMER, INC. | PF48 |  |  | SW - LABORATORY - BLOOD BANK | MHHS-Southwest |  | Incubator, Biological |  | 013-02482 |  | Southwest |  | SW - LABORATORY - BLOOD BANK | [5 empty] | MIXERS, CLINICAL LABORATORY |  | INCBIOLOGICAL-Helmer-PF48 | INCBIOLOGICAL | PF48 |  |  |  | Helmer | Incubator, Biological |  | INCBIOLOGICAL-Helmer-PF48 |  |  |  |  | Covered PM Repair - Biomedical | MHHS-Southwest
NO | NO |  |  |  | 013-36333 |  | HELMER, INC. | PF48 |  |  | SW - LABORATORY - BLOOD BANK | MHHS-Southwest |  | Incubator, Biological |  | 013-36333 |  | Southwest |  | SW - LABORATORY - BLOOD BANK | [5 empty] | MIXERS, CLINICAL LABORATORY |  | INCBIOLOGICAL-Helmer-PF48 | INCBIOLOGICAL | PF48 |  |  |  | Helmer | Incubator, Biological |  | INCBIOLOGICAL-Helmer-PF48 |  |  |  |  | Covered PM Repair - Biomedical | MHHS-Southwest
NO | NO |  |  |  | 069-29681 |  | HELMER, INC. | PF84 |  | NEED | TMC - LABORATORY - BLOOD BANK (1R) | MHHS-TMC |  | Incubator, Biological |  | 069-29681 |  | TMC |  | TMC - LABORATORY - BLOOD BANK (1R) | [5 empty] | MIXERS, CLINICAL LABORATORY |  | INCBIOLOGICAL-Helmer-PF84 | INCBIOLOGICAL | PF84 |  |  |  | Helmer | Incubator, Biological |  | INCBIOLOGICAL-Helmer-PF84 |  |  |  |  | Covered PM Repair - Biomedical | MHHS-TMC
NO | NO |  |  |  | 069-40109 |  | HELMER, INC. | PF96i |  |  | TMC - LABORATORY - BLOOD BANK (1R) | MHHS-TMC |  |  |  | 069-40109 |  | TMC |  | TMC - LABORATORY - BLOOD BANK (1R) | [5 empty] | MIXERS, CLINICAL LABORATORY |  | .needs class | [5 empty] | HELMER | [7 empty] | Covered PM Repair - Biomedical | MHHS-TMC
NO | NO |  |  |  | 069-37849 |  | HELMER, INC. | PF96i |  |  | TMC - LABORATORY - HVI LAB (7HVI) | MHHS-TMC |  |  |  | 069-37849 |  | TMC |  | TMC - LABORATORY - HVI LAB (7HVI) | [5 empty] | MIXERS, CLINICAL LABORATORY |  | .needs class | [5 empty] | HELMER | [7 empty] | Covered PM Repair - Biomedical | MHHS-TMC
NO | YES |  |  |  | 013-07736 | 013-07736 | HELMER, INC. | ULTRACW |  |  | SW-Laboratory-Blood Bank | MHHS-Southwest |  | Centrifuge, General Purpose |  | 013-07736 | 013-07736 | Southwest | MHHS-Southwest | SW-Laboratory-Blood Bank | Blood Bank |  |  |  |  | CENTRIFUGES, BLOOD BANK | Centrifuge, General Purpose | CENTRIFUGEGENPURP-Helmer-Ultra CW | CENTRIFUGEGENPURP | Ultra CW |  |  |  | Helmer | Centrifuge, General Purpose |  |  | CENTRIFUGEGENPURP-Helmer-Ultra CW | 4/1/18 |  | CGP-A | Covered PM Repair - Biomedical | MHHS-Southwest | [8 empty] | CENTRIFUGEGENPURP | Centrifuge, General Purpose | Helmer
NO | YES |  |  |  | 013-36763 | 013-36763 | HELMER, INC. | ULTRACW |  |  | SW-Laboratory-Blood Bank | MHHS-Southwest |  | Centrifuge, General Purpose |  | 013-36763 | 013-36763 | Southwest | MHHS-Southwest | SW-Laboratory-Blood Bank | Blood Bank |  |  |  |  | CENTRIFUGES, BLOOD BANK | Centrifuge, General Purpose | CENTRIFUGEGENPURP-Helmer-Ultra CW | CENTRIFUGEGENPURP | Ultra CW |  |  |  | Helmer | Centrifuge, General Purpose |  |  | CENTRIFUGEGENPURP-Helmer-Ultra CW | 3/15/18 |  | CGP-A | Covered PM Repair - Biomedical | MHHS-Southwest | [8 empty] | CENTRIFUGEGENPURP | Centrifuge, General Purpose | Helmer
NO | YES |  |  |  | 069-40107 | 069-40107 | HELMER, INC. | ULTRACW |  |  | TMC-Sarofim 3-Blood Bank | MHHS-TMC |  | Centrifuge, General Purpose |  | 069-40107 | 069-40107 | TMC | MHHS-TMC | TMC-Sarofim 3-Blood Bank | Blood bank | 1/1/19 |  | 7/1/20 |  | CENTRIFUGES, BLOOD BANK |  | CENTRIFUGEGENPURP-Helmer-Ultra CW | CENTRIFUGEGENPURP | Ultra CW |  |  |  | Helmer | Centrifuge, General Purpose |  |  | CENTRIFUGEGENPURP-Helmer-Ultra CW | 4/1/18 |  |  | Covered PM Repair - Biomedical | MHHS-TMC
NO | YES |  |  |  | 133-31085 | 133-31085 | HELMER, INC. | ULTRACW II |  |  | Katy-Laboratory-Blood Bank | MHHS-Katy |  | Cell Washer |  | 133-31085 | 133-31085 | Katy | MHHS-Katy | Katy-Laboratory-Blood Bank | Blood bank | 7/1/19 | 1/1/20 |  |  | WASHERS, CELL | Cell Washer | CELLWASHER-HELMER-UltraCW II | CELLWASHER | UltraCW II |  |  |  | HELMER | Cell Washer |  | CELLWASHER-HELMER-UltraCW II |  | 3/15/18 |  | CEW-SA | Covered PM Repair - Biomedical | MHHS-Katy | [8 empty] | CELLWASHER | Cell Washer | HELMER
NO | YES | [5 empty] | Hematek |  |  |  | SC CCC-(NE)-Laboratory | MHHS-Summer Creek CCC |  | Stainer, Slide |  |  |  | Katy | MHHS-Others | SC CCC-(NE)-Laboratory |  | 8/1/16 | 8/1/17 |  |  | SLIDE STAINERS | Stainer, Slide | STAINERSLIDE-Miles Sci-4488 | STAINERSLIDE |  |  |  |  | Miles Sci | Stainer, Slide |  |  | STAINERSLIDE-Miles Sci-4488 |  |  | SS-A | Covered PM Repair - Biomedical | MHHS-Summer Creek CCC | [8 empty] | STAINERSLIDE | Stainer, Slide | Miles Sci
NO | YES |  |  |  | 069-37872 | 069-37872 | Hematek |  |  | 4488C203707 | TMC-Laboratory-Chemistry (1R) | MHHS-TMC |  | Stainer, Slide |  | 069-37872 | 069-37872 | TMC | MHHS-TMC | TMC-Laboratory-Chemistry (1R) | Storage | 12/1/14 |  |  |  | SLIDE STAINERS |  | STAINERSLIDE-Miles Sci-4488 | STAINERSLIDE |  |  |  |  | Miles Sci | Stainer, Slide |  |  | STAINERSLIDE-Miles Sci-4488 | 5/7/20 |  |  | Not Covered Vendor Only - Biomedical | MHHS-TMC
NO | YES |  |  |  | 069-39650 | 069-39650 | Hematek |  |  |  | (null) | MHHS-TMC |  | Stainer, Slide |  | 069-39650 | 069-39650 | (null) | MHHS-TMC | (null) | (null) |  |  |  | (null) | SLIDE STAINERS |  | STAINERSLIDE-Miles Sci-4488 | STAINERSLIDE |  |  |  |  | Miles Sci | Stainer, Slide |  |  | STAINERSLIDE-Miles Sci-4488 | 5/5/20 |  |  | Not Covered Vendor Only - Biomedical | MHHS-TMC
NO | NO |  |  |  | 009-06707 |  | Hematek |  |  | 4488C202581 | GH - LABORATORY | MHHS-Greater Heights |  | Stainer, Slide |  | 009-06707 |  | Central & Greater Heights |  | GH - LABORATORY | [5 empty] | SLIDE STAINERS |  | STAINERSLIDE-Miles Sci-4488 | STAINERSLIDE |  |  |  |  | Miles Sci | Stainer, Slide |  |  | STAINERSLIDE-Miles Sci-4488 |  |  |  | Covered PM Repair - Biomedical | MHHS-Greater Heights
NO | NO |  |  |  | 013-35655 |  | Hematek |  |  | 4488C204195 | SW - LABORATORY - ER STAT LAB | MHHS-Southwest |  | Stainer, Slide |  | 013-35655 |  | Southwest |  | SW - LABORATORY - ER STAT LAB | [5 empty] | SLIDE STAINERS |  | STAINERSLIDE-Miles Sci-4488 | STAINERSLIDE |  |  |  |  | Miles Sci | Stainer, Slide |  |  | STAINERSLIDE-Miles Sci-4488 |  |  |  | Covered PM Repair - Biomedical | MHHS-Southwest
NO | NO |  |  |  | 013-36666 |  | Hematek |  |  | 4488C204195 | SW - LABORATORY - HEMATOLOGY | MHHS-Southwest |  | Stainer, Slide |  | 013-36666 |  | Southwest |  | SW - LABORATORY - HEMATOLOGY | [5 empty] | SLIDE STAINERS |  | STAINERSLIDE-Miles Sci-4488 | STAINERSLIDE |  |  |  |  | Miles Sci | Stainer, Slide |  |  | STAINERSLIDE-Miles Sci-4488 |  |  |  | Covered PM Repair - Biomedical | MHHS-Southwest
NO | NO |  |  |  | 241-00606 |  | Hematek |  |  | 4488C200969 | TMC - LABORATORY - CHEMISTRY (1R) | MHHS-TMC |  | Stainer, Slide |  | 241-00606 |  | TMC |  | TMC - LABORATORY - CHEMISTRY (1R) | [5 empty] | SLIDE STAINERS |  | STAINERSLIDE-Miles Sci-4488 | STAINERSLIDE |  |  |  |  | Miles Sci | Stainer, Slide |  |  | STAINERSLIDE-Miles Sci-4488 |  |  |  | Not Covered Vendor Only - Biomedical | MHHS-TMC
NO | NO |  |  |  | 069-37873 |  | Hematek |  |  | 4488C203709 | TMC - LABORATORY - HVI LAB (7HVI) | MHHS-TMC |  | Stainer, Slide |  | 069-37873 |  | TMC |  | TMC - LABORATORY - HVI LAB (7HVI) | [5 empty] | SLIDE STAINERS |  | STAINERSLIDE-Miles Sci-4488 | STAINERSLIDE |  |  |  |  | Miles Sci | Stainer, Slide |  |  | STAINERSLIDE-Miles Sci-4488 |  |  |  | Not Covered Vendor Only - Biomedical | MHHS-TMC
YES | YES |  |  |  | 069-37983 | 069-37983 | Hemochrom | Signature elite |  | Se121 | TMC - OR - CVOR (7HVI) |  |  |  |  | 069-37983 | 069-37983 | TMC | Operating room | TMC - OR - CVOR (7HVI) | Or 11 |  |  |  | No Pm
YES | YES |  |  |  | 099-10578 | 099-10578 | Hemochron | Signature Elite |  | SE7197 | HVI |  |  |  |  | 099-10578 | 099-10578 | Southwest | Memorial Hermann Southwest Hospital - HVI | HVI | HVI
YES | YES |  |  |  | 005-12092 | 005-12092 | Hemochron | Signature elite |  | SE7726 | Cath lab |  |  |  |  | 005-12092 | 005-12092 | Southeast | Memorial Hermann Southeast Hospital | Cath lab | Room 3 |  |  |  | No pm
YES | YES |  |  |  | 099-06263 | 099-06263 | Hemochron | Signature elite |  | Has a 715 | SE - CATH LAB |  |  |  |  | 099-06263 | 099-06263 | Southeast | Memorial Hermann Southeast Hospital | SE - CATH LAB | In Cath Lab 1 |  |  |  | No pm
NO | YES |  |  |  | 069-37350 | 069-37350 | HemoCue Inc | B-HEMOGLOBIN |  |  | TMC-Laboratory-HVI Lab (7Hvi) | MHHS-TMC |  | Analyzer, Hematology |  | 069-37350 | 069-37350 | TMC | MHHS-TMC | TMC-Laboratory-HVI Lab (7Hvi) | TMC - LABORATORY - HVI LAB | 3/1/14 |  |  |  | ANALYZERS, POINT-OF-CARE, WHOLE BLOOD, GLYCATED HE |  | ANALYZERHEMATOLOGY-HemoCue Inc-B-Hemoglobin | ANALYZERHEMATOLOGY | B-Hemoglobin |  |  |  | HemoCue | Analyzer, Hematology |  |  | ANALYZERHEMATOLOGY-HemoCue Inc-B-Hemoglobin | 12/1/20 |  |  | Not Covered Vendor Only - Biomedical | MHHS-TMC
NO | YES |  |  |  | 133-07127 | 133-07127 | HEMOSTATIX MEDICAL | PRECISION 8400 CONTROLLER |  | P8400-0909-018 | Katy-OR | MHHS-Katy |  |  |  | 133-07127 | 133-07127 | Katy | MHHS-Katy | Katy-OR | OR - Equipment | 9/1/19 | 3/1/20 |  |  | RADIOFREQUENCY THERAPY SYSTEMS, TISSUE ABLATION |  | .needs class | [5 empty] | HemostatixMedDe | [7 empty] | Covered PM Repair - Biomedical | MHHS-Katy
NO | YES |  |  |  | 013-17587 | 013-17587 | HEMOSTATIX MEDICAL | PRECISION 8400 CONTROLLER |  | P8400-1109-031 | SW-OR | MHHS-Southwest |  |  |  | 013-17587 | 013-17587 | Southwest | MHHS-Southwest | SW-OR | OR 8 | 8/1/19 |  | 7/1/20 |  | RADIOFREQUENCY THERAPY SYSTEMS, TISSUE ABLATION |  | .needs class | [5 empty] | HemostatixMedDe | [7 empty] | Covered PM Repair - Biomedical | MHHS-Southwest
NO | YES |  |  |  | 013-17588 | 013-17588 | HEMOSTATIX MEDICAL | PRECISION 8400 CONTROLLER |  | P8400-1109-030 | SW-OR | MHHS-Southwest |  |  |  | 013-17588 | 013-17588 | Southwest | MHHS-Southwest | SW-OR | OR 8 | 7/1/19 |  | 7/1/20 |  | RADIOFREQUENCY THERAPY SYSTEMS, TISSUE ABLATION |  | .needs class | [5 empty] | HemostatixMedDe | [7 empty] | Covered PM Repair - Biomedical | MHHS-Southwest
YES | YES | Serial Number Cnf |  |  | 099-13198 | 099-13198 | Hene Germany | NT 200 |  | Cnf | SW-OR |  |  |  |  | 099-13198 | 099-13198 | Southwest | Memorial Hermann Southwest Hospital | SW-OR | OR1 | [6 empty] | OTOOPHTHALMOSCOPE-Heine USA-NT200
YES | YES |  |  |  | 099-13199 | 099-13199 | Hene Germany | NT 200 |  |  | SW - LABOR |  |  |  |  | 099-13199 | 099-13199 | Southwest | Memorial Hermann Southwest Hospital | SW - LABOR | Delivery2 | [6 empty] | OTOOPHTHALMOSCOPE-Heine USA-NT200
NO | YES |  |  |  | 241-01470 |  | Henley HealthCare | 110D |  | 2-00775 | Sports Rehab |  |  |  |  | 241-01470 |  | Southeast | Memorial Hermann Sports Medicine | Sports Rehab | Main Gym | 4/1/19 |  | 4/1/20 | New Add | [14 empty] | (null)
NO | NO |  |  |  | 000-05170 |  | Henley HealthCare | 110D |  | T2848 | SMR - (TMC) - GREENWAY PLAZA | MHHS-SMR |  | Therapy Unit, Dry Heat |  | 000-05170 |  | TMC |  | SMR - (TMC) - GREENWAY PLAZA | [5 empty] | STIMULATORS, CALORIC, PHYSICAL THERAPY, FLUIDIZED |  | THERAPYUNITDRYHEAT-Henley Intern-110D | THERAPYUNITDRYHEAT | 110D |  |  |  | HENLEY | Therapy Unit, Dry Heat |  |  | THERAPYUNITDRYHEAT-Henley Intern-110D |  |  |  | Covered PM Repair - Biomedical | MHHS-SMR
YES | YES |  |  |  | 099-12078 | 099-12078 | Henley HealthCare | Isowave |  | 62AS7043 | SMR - (SE) - PASADENA |  |  |  |  | 099-12078 | 099-12078 | Southeast | Memorial Hermann Sports Medicine | SMR - (SE) - PASADENA | Storage
YES | YES |  |  |  | 099-02824 | 099-02824 | Henley International | T11 |  | 9502-ts2198 | SMR - (GH) - GREATER HEIGHTS |  |  |  |  | 099-02824 | 099-02824 | Central | Memorial Hermann Sports Medicine | SMR - (GH) - GREATER HEIGHTS | Treatment room |  |  |  | No pm
YES | YES |  |  |  | 583-01072 | 583-01072 | Henry Schein | Ultrasonic Cleaner |  | 09226-580165 | Katy - Wound Care |  |  |  |  | 583-01072 | 583-01072 | Katy | Memorial Hermann Katy Hospital | Katy - Wound Care | Katy - Wound Care
YES | YES |  |  |  | 099-13674 | 099-13674 | Henry Troemner | Tolboys 101 |  |  | SW - LABORATORY - CHEMISTRY |  |  |  |  | 099-13674 | 099-13674 | Southwest | Memorial Hermann Diagnostic Laboratory - Southwest Medical Plaza 1 (#756) | SW - LABORATORY - CHEMISTRY | Lab
YES | YES | [5 empty] | Her Options | CG-1 |  |  | Gynecology | [6 empty] | South | Memorial Hermann Medical Group Wharton | Gynecology | Storage closet | 10/1/20 | 10/1/20
YES | YES |  |  |  | 013-17495 | 013-17495 | Heraeus Medical |  |  |  | ER |  |  |  |  | 013-17495 | 013-17495 | Southwest | Memorial Hermann Southwest Hospital | ER
YES | YES |  |  |  | 151-04819 |  | Heraeus Medical | Blue 30 |  |  | MEMORIAL CITY - ER - PEDS |  |  |  |  | 151-04819 |  | West | Memorial Hermann Memorial City Medical Center Emergency Center | MEMORIAL CITY - ER - PEDS | Exam 1
YES | YES |  |  |  | 151-04416 | 151-04416 | Heraeus Medical | Blue 30 |  |  | MEMORIAL CITY - ER |  |  |  |  | 151-04416 | 151-04416 | West | Memorial Hermann Memorial City Medical Center Emergency Center | MEMORIAL CITY - ER | Emergency Room 13
NO | YES | Asset Tag 005-06045 |  |  | 005-06045 | 005-06045 | Heraeus Medical | Hanaulux |  | M5009 | SE-Labor & Delivery | MHHS-Southeast |  |  |  | 005-06045 | 005-06045 | Southeast | MHHS-Southeast | SE-Labor & Delivery | Recovery | 10/1/19 |  | 10/1/20 | Not working | LIGHTS, SURGICAL | Lamp, Surgical, Ceiling | .needs class | [5 empty] | Heraeus Medical |  |  |  |  | 9/30/16 |  |  | Covered PM Repair - Biomedical | MHHS-Southeast | [7 empty] | Lamp, Surgical, Ceiling | LAMPSURGCEILING | Lamp, Surgical, Ceiling | Heraeus Medical
YES | YES |  |  |  | 099-06365 | 099-06365 | Heraeus Medical | Hanaulux |  |  | SE - OB ED |  |  |  |  | 099-06365 | 099-06365 | Southeast | Memorial Hermann Southeast Hospital | SE - OB ED | Recovery | 10/1/19 |  | 10/1/20 |  |  | Lamp, Surgical, Ceiling | LAMPSURGCEILING-Heraeus-Hanaulux | [22 empty] | Lamp, Surgical, Ceiling | LAMPSURGCEILING | Lamp, Surgical, Ceiling | Heraeus Medical
YES | YES |  |  |  |  | 099-13229 | Heraeus Medical | Hanaulux 2001 |  |  | Sw-Er | [5 empty] | 099-13229 | Southwest | Memorial Hermann Southwest Hospital Emergency Center | Sw-Er | Pod A room 19 | 10/1/18 |  | 10/1/19 |  |  | Lamp, Infrared | LAMPINFRARED-Heraeus-Hanaulux 2001 | [12 empty] | LI-A | [9 empty] | Lamp, Infrared | LAMPINFRARED | Lamp, Infrared | Heraeus Medical
NO | YES | Serial Number 9601035 |  |  | 099-13231 | 099-13231 | Heraeus Medical | Hanaulux 2001 |  |  | SW-Respiratory |  |  |  |  | 099-13231 | 099-13231 | Southwest | MHHS-Southwest | SW-Respiratory | Pod A room 17 | [5 empty] | Lamp, Infrared | LAMPINFRARED-Heraeus-Hanaulux 2001 | [12 empty] | LI-A | [9 empty] | Lamp, Infrared | LAMPINFRARED | Lamp, Infrared | Heraeus Medical
YES | YES |  |  |  |  | 013-17502 | Heraeus Medical | Hanaulux 2001 | [8 empty] | 013-17502 | Southwest | Memorial Hermann Southwest Hospital Emergency Center |  | Trauma Pedi | [5 empty] | Lamp, Infrared | LAMPINFRARED-Heraeus-Hanaulux 2001 | [12 empty] | LI-A | [9 empty] | Lamp, Infrared | LAMPINFRARED | Lamp, Infrared | Heraeus Medical
NO | YES |  |  |  | 099-12051 | 099-12051 | Heraeus Medical | Hanaulux 2001 |  |  | SW-ER |  |  |  |  | 099-12051 | 099-12051 | Southwest | MHHS-Southwest | SW-ER | Trauma 4 | 3/1/19 |  | 3/1/20 |  |  | Lamp, Infrared | LAMPINFRARED-Heraeus-Hanaulux 2001 | [12 empty] | LI-A | [9 empty] | Lamp, Infrared | LAMPINFRARED | Lamp, Infrared | Heraeus Medical
YES | YES |  |  |  | 013-17498 | 013-17498 | Heraeus Medical | Hanaulux 2001 |  |  | ER |  |  |  |  | 013-17498 | 013-17498 | Southwest | Memorial Hermann Southwest Hospital | ER | ER Trauma RM 2
YES | YES | [5 empty] | Heraeus Medical | Hanaulux 2001 |  |  | SW - ER | [6 empty] | Southwest | Memorial Hermann Southwest Hospital | SW - ER | Pod A 13
YES | YES |  |  |  | 013-17497 | 013-17497 | Heraeus Medical | Hanaulux 2003 |  |  | SW - ER |  |  |  |  | 013-17497 | 013-17497 | Southwest | Memorial Hermann Southwest Hospital Emergency Center | SW - ER | Trauma 5 | [5 empty] | Lamp, Surgical, Ceiling | LAMPSURGCEILING-Heraeus-Hanaulux 2003 | [22 empty] | Lamp, Surgical, Ceiling | LAMPSURGCEILING | Lamp, Surgical, Ceiling | Heraeus Medical
YES | YES |  |  |  | 013-17496 | 013-17496 | Heraeus Medical | Hanaulux 2003 |  |  | SW - ER |  |  |  |  | 013-17496 | 013-17496 | Southwest | Memorial Hermann Southwest Hospital Emergency Center | SW - ER | Trauma 5 | [5 empty] | Lamp, Surgical, Ceiling | LAMPSURGCEILING-Heraeus-Hanaulux 2003 | [22 empty] | Lamp, Surgical, Ceiling | LAMPSURGCEILING | Lamp, Surgical, Ceiling | Heraeus Medical
YES | YES |  |  |  | 099-13118 | 099-13118 | Heraeus Medical | Hanaulux Blue 30 |  |  | SW - ER |  |  |  |  | 099-13118 | 099-13118 | Southwest | Memorial Hermann Southwest Hospital Emergency Center | SW - ER | Pod-A #10 | [6 empty] | LAMPEXAM-Heraeus-Hanaulux 30
NO | NO |  |  |  | 041-17430 |  | Heraeus Medical Inc. |  |  |  | CAHF - (MC) - MEMORIAL CITY [MP3-STE300] | MHHS - Heart Failure Clinics |  | Lamp, Exam |  | 041-17430 |  | West & Memorial City |  | CAHF - (MC) - MEMORIAL CITY [MP3-STE300] | [5 empty] | LIGHTS, EXAMINATION |  | LAMPEXAM-Heraeus-55002289 | LAMPEXAM |  |  |  |  | Heraeus Medical | Lamp, Exam |  | LAMPEXAM-Heraeus-55002289 |  |  |  |  | Covered PM Repair - Biomedical | MHHS - Heart Failure Clinics
NO | YES | Serial Number 9601035 |  |  |  | 099-13231 | Heraeus Medical Inc. | HANAULUX 2001 |  |  | SW - ER | MHHS-Southwest |  | Lamp, Infrared |  |  | 099-13231 | Southwest |  | SW - ER | [5 empty] | LIGHTS, SURGICAL |  | LAMPINFRARED-Heraeus-Hanaulux 2001 | LAMPINFRARED | Hanaulux 2001 |  |  |  | Heraeus Medical | Lamp, Infrared |  | LAMPINFRARED-Heraeus-Hanaulux 2001 |  |  |  |  | Covered PM Repair - Biomedical | MHHS-Southwest
NO | YES |  |  |  | 099-13235 | 099-13235 | Heraeus Medical Inc. | HANAULUX 2001 |  |  | SW-ER | MHHS-Southwest |  | Lamp, Infrared |  | 099-13235 | 099-13235 | Southwest | MHHS-Southwest | SW-ER | Pod A room 16 |  |  |  |  | LIGHTS, SURGICAL | Lamp, Infrared | LAMPINFRARED-Heraeus-Hanaulux 2001 | LAMPINFRARED | Hanaulux 2001 |  |  |  | Heraeus Medical | Lamp, Infrared |  | LAMPINFRARED-Heraeus-Hanaulux 2001 |  |  |  | LI-A | Covered PM Repair - Biomedical | MHHS-Southwest | [8 empty] | LAMPINFRARED | Lamp, Infrared | Heraeus Medical
NO | YES |  |  |  |  | 099-13209 | Heraeus Medical Inc. | HANAULUX 2001 |  |  | SW-ER | MHHS-Southwest |  | Lamp, Infrared |  |  | 099-13209 | Southwest | MHHS-Southwest | SW-ER | Pod Room 15 | 11/1/18 |  | 11/1/19 |  | LIGHTS, SURGICAL | Lamp, Infrared | LAMPINFRARED-Heraeus-Hanaulux 2001 | LAMPINFRARED | Hanaulux 2001 |  |  |  | Heraeus Medical | Lamp, Infrared |  | LAMPINFRARED-Heraeus-Hanaulux 2001 |  |  |  | LI-A | Covered PM Repair - Biomedical | MHHS-Southwest | [8 empty] | LAMPINFRARED | Lamp, Infrared | Heraeus Medical
NO | YES |  |  |  | 013-17504 | 013-17504 | Heraeus Medical Inc. | HANAULUX 2001 |  |  | SW-ER | MHHS-Southwest |  | Lamp, Infrared |  | 013-17504 | 013-17504 | Southwest | MHHS-Southwest | SW-ER | Room 11 |  |  |  |  | LIGHTS, SURGICAL | Lamp, Infrared | LAMPINFRARED-Heraeus-Hanaulux 2001 | LAMPINFRARED | Hanaulux 2001 |  |  |  | Heraeus Medical | Lamp, Infrared |  | LAMPINFRARED-Heraeus-Hanaulux 2001 |  |  |  | LI-A | Covered PM Repair - Biomedical | MHHS-Southwest | [8 empty] | LAMPINFRARED | Lamp, Infrared | Heraeus Medical
NO | YES |  |  |  |  | 013-17501 | Heraeus Medical Inc. | HANAULUX 2001 |  |  | SW - ER | MHHS-Southwest |  | Lamp, Infrared |  |  | 013-17501 | Southwest | Memorial Hermann Southwest | SW - ER | SW - ER |  |  |  |  | LIGHTS, SURGICAL |  | LAMPINFRARED-Heraeus-Hanaulux 2001 | LAMPINFRARED | Hanaulux 2001 |  |  |  | Heraeus Medical | Lamp, Infrared |  | LAMPINFRARED-Heraeus-Hanaulux 2001 |  |  |  |  | Covered PM Repair - Biomedical | MHHS-Southwest
YES | YES |  |  |  | 099-13214 | 099-13214 | Heraeus Medical Inc. | HANAULUX 2001 |  |  | Sw-Er |  |  |  |  | 099-13214 | 099-13214 | Southwest | Memorial Hermann Southwest Hospital Emergency Center | Sw-Er | Pod A Room 9
NO | NO |  |  |  | 009-10413 |  | Heraeus Medical Inc. | HANAULUX 2001 |  |  | GH - LABOR & DELIVERY - OR | MHHS-Greater Heights |  | Lamp, Infrared |  | 009-10413 |  | Central & Greater Heights |  | GH - LABOR & DELIVERY - OR | [5 empty] | LIGHTS, SURGICAL |  | LAMPINFRARED-Heraeus-Hanaulux 2001 | LAMPINFRARED | Hanaulux 2001 |  |  |  | Heraeus Medical | Lamp, Infrared |  | LAMPINFRARED-Heraeus-Hanaulux 2001 |  |  |  |  | Covered PM Repair - Biomedical | MHHS-Greater Heights
NO | NO |  |  |  | 009-10414 |  | Heraeus Medical Inc. | HANAULUX 2001 |  |  | GH - LABOR & DELIVERY - OR | MHHS-Greater Heights |  | Lamp, Infrared |  | 009-10414 |  | Central & Greater Heights |  | GH - LABOR & DELIVERY - OR | [5 empty] | LIGHTS, SURGICAL |  | LAMPINFRARED-Heraeus-Hanaulux 2001 | LAMPINFRARED | Hanaulux 2001 |  |  |  | Heraeus Medical | Lamp, Infrared |  | LAMPINFRARED-Heraeus-Hanaulux 2001 |  |  |  |  | Covered PM Repair - Biomedical | MHHS-Greater Heights
NO | NO |  |  |  | 009-09247 |  | Heraeus Medical Inc. | HANAULUX 2001 |  |  | GH - OR ENDOSCOPY | MHHS-Greater Heights |  | Lamp, Infrared |  | 009-09247 |  | Central & Greater Heights |  | GH - OR ENDOSCOPY | [5 empty] | LIGHTS, SURGICAL |  | LAMPINFRARED-Heraeus-Hanaulux 2001 | LAMPINFRARED | Hanaulux 2001 |  |  |  | Heraeus Medical | Lamp, Infrared |  | LAMPINFRARED-Heraeus-Hanaulux 2001 |  |  |  |  | Covered PM Repair - Biomedical | MHHS-Greater Heights
NO | NO |  |  |  | 077-09958 |  | Heraeus Medical Inc. | HANAULUX 2001 |  |  | TMC - GI/ENDO - PEDI (GHP) | MHHS-TMC |  | Lamp, Infrared |  | 077-09958 |  | TMC |  | TMC - GI/ENDO - PEDI (GHP) | [5 empty] | LIGHTS, SURGICAL |  | LAMPINFRARED-Heraeus-Hanaulux 2001 | LAMPINFRARED | Hanaulux 2001 |  |  |  | Heraeus Medical | Lamp, Infrared |  | LAMPINFRARED-Heraeus-Hanaulux 2001 |  |  |  |  | Covered PM Repair - Biomedical | MHHS-TMC
NO | NO |  |  |  | 009-10411 |  | Heraeus Medical Inc. | HANAULUX 2003 |  |  | GH - LABOR & DELIVERY - OR | MHHS-Greater Heights |  | Lamp, Surgical, Ceiling |  | 009-10411 |  | Central & Greater Heights |  | GH - LABOR & DELIVERY - OR | [5 empty] | LIGHTS, SURGICAL |  | LAMPSURGCEILING-Heraeus-Hanaulux 2003 | LAMPSURGCEILING | Hanaulux 2003 |  |  |  | Heraeus Medical | Lamp, Surgical, Ceiling |  | LAMPSURGCEILING-Heraeus-Hanaulux 2003 |  |  |  |  | Covered PM Repair - Biomedical | MHHS-Greater Heights
NO | NO |  |  |  | 009-10412 |  | Heraeus Medical Inc. | HANAULUX 2003 |  |  | GH - LABOR & DELIVERY - OR | MHHS-Greater Heights |  | Lamp, Surgical, Ceiling |  | 009-10412 |  | Central & Greater Heights |  | GH - LABOR & DELIVERY - OR | [5 empty] | LIGHTS, SURGICAL |  | LAMPSURGCEILING-Heraeus-Hanaulux 2003 | LAMPSURGCEILING | Hanaulux 2003 |  |  |  | Heraeus Medical | Lamp, Surgical, Ceiling |  | LAMPSURGCEILING-Heraeus-Hanaulux 2003 |  |  |  |  | Covered PM Repair - Biomedical | MHHS-Greater Heights
NO | NO |  |  |  | 041-20707 |  | Heraeus Medical Inc. | HANAULUX 2003 |  |  | MEMORIAL CITY - ER | MHHS-Mem City |  | Lamp, Surgical, Ceiling |  | 041-20707 |  | West & Memorial City |  | MEMORIAL CITY - ER | [5 empty] | LIGHTS, SURGICAL |  | LAMPSURGCEILING-Heraeus-Hanaulux 2003 | LAMPSURGCEILING | Hanaulux 2003 |  |  |  | Heraeus Medical | Lamp, Surgical, Ceiling |  | LAMPSURGCEILING-Heraeus-Hanaulux 2003 |  |  |  |  | Covered PM Repair - Biomedical | MHHS-Mem City
NO | NO | [5 empty] | Heraeus Medical Inc. | HANAULUX 2003 |  |  | MEMORIAL CITY - ER | MHHS-Mem City |  | Lamp, Surgical, Ceiling |  |  |  | West & Memorial City |  | MEMORIAL CITY - ER | [5 empty] | LIGHTS, SURGICAL |  | LAMPSURGCEILING-Heraeus-Hanaulux 2003 | LAMPSURGCEILING | Hanaulux 2003 |  |  |  | Heraeus Medical | Lamp, Surgical, Ceiling |  | LAMPSURGCEILING-Heraeus-Hanaulux 2003 |  |  |  |  | Covered PM Repair - Biomedical | MHHS-Mem City
NO | NO | [5 empty] | Heraeus Medical Inc. | HANAULUX 2003 |  |  | MEMORIAL CITY - ER | MHHS-Mem City |  | Lamp, Surgical, Ceiling |  |  |  | West & Memorial City |  | MEMORIAL CITY - ER | [5 empty] | LIGHTS, SURGICAL |  | LAMPSURGCEILING-Heraeus-Hanaulux 2003 | LAMPSURGCEILING | Hanaulux 2003 |  |  |  | Heraeus Medical | Lamp, Surgical, Ceiling |  | LAMPSURGCEILING-Heraeus-Hanaulux 2003 |  |  |  |  | Covered PM Repair - Biomedical | MHHS-Mem City
NO | YES |  |  |  | 133-03788 | 133-03788 | Heraeus Medical Inc. | HANAULUX BLUE 30 |  | AR010792 | Katy-Labor & Delivery OR | MHHS-Katy |  |  |  | 133-03788 | 133-03788 | Katy | MHHS-Katy | Katy-Labor & Delivery OR | LDR 4 | 8/1/16 |  |  |  | LIGHTS, EXAMINATION | Lamp, Exam | LAMPEXAM-Heraeus-Hanaulux 30 |  |  |  |  | LAMPEXAM-Heraeus-Hanaulux 30 | Heraeus Medical | [7 empty] | Not Covered Vendor Only - Lab Ana/Anes | MHHS-Katy | [8 empty] | LAMPEXAM | Lamp, Exam | Heraeus Medical
NO | YES |  |  |  | 133-03789 | 133-03789 | Heraeus Medical Inc. | HANAULUX BLUE 30 |  | AR010694 | Katy-Postpartum-2W | MHHS-Katy |  |  |  | 133-03789 | 133-03789 | Katy | MHHS-Katy | Katy-Postpartum-2W | LDR 2 |  |  |  |  | LIGHTS, EXAMINATION | Lamp, Exam | LAMPEXAM-Heraeus-Hanaulux 30 |  |  |  |  | LAMPEXAM-Heraeus-Hanaulux 30 | Heraeus Medical | [7 empty] | Not Covered Vendor Only - Lab Ana/Anes | MHHS-Katy | [8 empty] | LAMPEXAM | Lamp, Exam | Heraeus Medical
NO | YES |  |  |  | 133-03790 | 133-03790 | Heraeus Medical Inc. | HANAULUX BLUE 30 |  | AR010706 | Katy-Labor & Delivery OR | MHHS-Katy |  |  |  | 133-03790 | 133-03790 | Katy | MHHS-Katy | Katy-Labor & Delivery OR | L and D 5 |  |  |  | One time safety | LIGHTS, EXAMINATION | Lamp, Exam | LAMPEXAM-Heraeus-Hanaulux 30 |  |  |  |  | LAMPEXAM-Heraeus-Hanaulux 30 | Heraeus Medical | [7 empty] | Not Covered Vendor Only - Biomedical | MHHS-Katy | [8 empty] | LAMPEXAM | Lamp, Exam | Heraeus Medical
NO | YES |  |  |  | 133-03791 | 133-03791 | Heraeus Medical Inc. | HANAULUX BLUE 30 |  | AR010732 | Katy-Postpartum-2W | MHHS-Katy |  |  |  | 133-03791 | 133-03791 | Katy | MHHS-Katy | Katy-Postpartum-2W | LDR4 |  |  |  |  | LIGHTS, EXAMINATION | Lamp, Exam | LAMPEXAM-Heraeus-Hanaulux 30 |  |  |  |  | LAMPEXAM-Heraeus-Hanaulux 30 | Heraeus Medical | [7 empty] | Not Covered Vendor Only - Lab Ana/Anes | MHHS-Katy | [8 empty] | LAMPEXAM | Lamp, Exam | Heraeus Medical
NO | YES |  |  |  | 133-03792 | 133-03792 | Heraeus Medical Inc. | HANAULUX BLUE 30 |  | AR010775 | Katy-Labor & Delivery OR | MHHS-Katy |  |  |  | 133-03792 | 133-03792 | Katy | MHHS-Katy | Katy-Labor & Delivery OR | LDR 1 | 8/1/16 |  |  |  | LIGHTS, EXAMINATION | Lamp, Exam | LAMPEXAM-Heraeus-Hanaulux 30 |  |  |  |  | LAMPEXAM-Heraeus-Hanaulux 30 | Heraeus Medical | [7 empty] | Not Covered Vendor Only - Lab Ana/Anes | MHHS-Katy | [8 empty] | LAMPEXAM | Lamp, Exam | Heraeus Medical
NO | YES |  |  |  | 133-10160 | 133-10160 | Heraeus Medical Inc. | HANAULUX BLUE 30 |  | AR 001986 | Katy-Postpartum-2W | MHHS-Katy |  |  |  | 133-10160 | 133-10160 | Katy | MHHS-Katy | Katy-Postpartum-2W | Storage Equipment E3 247 |  |  |  |  | LIGHTS, EXAMINATION | Lamp, Exam | LAMPEXAM-Heraeus-Hanaulux 30 |  |  |  |  | LAMPEXAM-Heraeus-Hanaulux 30 | Heraeus Medical | [7 empty] | Not Covered Vendor Only - Lab Ana/Anes | MHHS-Katy | [8 empty] | LAMPEXAM | Lamp, Exam | Heraeus Medical
NO | YES | [5 empty] | Heraeus Medical Inc. | HANAULUX BLUE 30 |  |  | MEMORIAL CITY - EAST TOWER - IMCU | MHHS-Mem City | [5 empty] | West |  | MEMORIAL CITY - EAST TOWER - IMCU | [5 empty] | LIGHTS, EXAMINATION |  | LAMPEXAM-Heraeus-Hanaulux 30 |  |  |  |  | LAMPEXAM-Heraeus-Hanaulux 30 | Heraeus Medical | [7 empty] | Covered PM Repair - Biomedical | MHHS-Mem City
NO | YES |  |  |  |  | 041-33839 | Heraeus Medical Inc. | HANAULUX BLUE 30 |  |  | Memorial City- ICU | MHHS-Mem City |  |  |  |  | 041-33839 | West | Memorial City-Memorial Hermann Hospital | Memorial City- ICU | E4 103 ICU Rm 403 |  |  |  |  | LIGHTS, EXAMINATION |  | LAMPEXAM-Heraeus-Hanaulux 30 |  |  |  |  | LAMPEXAM-Heraeus-Hanaulux 30 | Heraeus Medical | [7 empty] | Covered PM Repair - Biomedical | MHHS-Mem City
NO | YES | [5 empty] | Heraeus Medical Inc. | HANAULUX BLUE 30 |  |  | MEMORIAL CITY - EAST TOWER - IMCU | MHHS-Mem City | [5 empty] | West |  | MEMORIAL CITY - EAST TOWER - IMCU | [5 empty] | LIGHTS, EXAMINATION |  | LAMPEXAM-Heraeus-Hanaulux 30 |  |  |  |  | LAMPEXAM-Heraeus-Hanaulux 30 | Heraeus Medical | [7 empty] | Not Covered Vendor Only - Biomedical | MHHS-Mem City
NO | YES |  |  |  |  | 583-01721 | Heraeus Medical Inc. | HANAULUX BLUE 30 |  |  | MEMORIAL CITY - EAST TOWER - IMCU | MHHS-Mem City |  |  |  |  | 583-01721 | West | West | MEMORIAL CITY - EAST TOWER - IMCU | [5 empty] | LIGHTS, EXAMINATION |  | LAMPEXAM-Heraeus-Hanaulux 30 |  |  |  |  | LAMPEXAM-Heraeus-Hanaulux 30 | Heraeus Medical | [7 empty] | Covered PM Repair - Respiratory/Steriliz | MHHS-Mem City
NO | YES |  |  |  | 041-20664 | 041-20664 | Heraeus Medical Inc. | HANAULUX BLUE 30 |  |  | MEMORIAL CITY - ER | MHHS-Mem City |  |  |  | 041-20664 | 041-20664 | West | West | MEMORIAL CITY - ER | ER RM3 |  |  |  |  | LIGHTS, EXAMINATION |  | LAMPEXAM-Heraeus-Hanaulux 30 |  |  |  |  | LAMPEXAM-Heraeus-Hanaulux 30 | Heraeus Medical | [7 empty] | Covered PM Repair - Lab Analyzers/Anesth | MHHS-Mem City
NO | YES |  |  |  |  | 041-14473 | Heraeus Medical Inc. | HANAULUX BLUE 30 |  |  | MEMORIAL CITY - ER | MHHS-Mem City |  |  |  |  | 041-14473 | West | Memorial Hermann Memorial City ER | MEMORIAL CITY - ER | Peds ER Rm 5 |  |  |  | No PM sticker | LIGHTS, EXAMINATION |  | LAMPEXAM-Heraeus-Hanaulux 30 |  |  |  |  | LAMPEXAM-Heraeus-Hanaulux 30 | Heraeus Medical | [7 empty] | Covered PM Repair - Respiratory/Steriliz | MHHS-Mem City
NO | YES |  |  |  |  | 151-04346 | Heraeus Medical Inc. | HANAULUX BLUE 30 |  |  | MEMORIAL CITY - ER | MHHS-Mem City |  |  |  |  | 151-04346 | West | Memorialcity - memorial herman emergency center | MEMORIAL CITY - ER | E1-206 |  |  |  | No pm sticker found | LIGHTS, EXAMINATION |  | LAMPEXAM-Heraeus-Hanaulux 30 |  |  |  |  | LAMPEXAM-Heraeus-Hanaulux 30 | Heraeus Medical | [7 empty] | Covered PM Repair - Lab Analyzers/Anesth | MHHS-Mem City
NO | YES |  |  |  | 041-20421 | 041-20421 | Heraeus Medical Inc. | HANAULUX BLUE 30 |  | PR 010712 | MEMORIAL CITY - PELVIC CENTER | MHHS-Mem City |  |  |  | 041-20421 | 041-20421 | West | Memorial Hermann medical center | MEMORIAL CITY - PELVIC CENTER | Memorial city pelvic center |  |  |  |  | LIGHTS, EXAMINATION |  | LAMPEXAM-Heraeus-Hanaulux 30 |  |  |  |  | LAMPEXAM-Heraeus-Hanaulux 30 | Heraeus Medical | [7 empty] | Not Covered Vendor Only - Lab Ana/Anes | MHHS-Mem City
NO | YES |  |  |  |  | 041-11701 | Heraeus Medical Inc. | HANAULUX BLUE 30 |  | AR012137 | Memorial City-Postpartum-Nursery | MHHS-Mem City |  |  |  |  | 041-11701 | West | MHHS-Mem City | Memorial City-Postpartum-Nursery | [5 empty] | LIGHTS, EXAMINATION |  | LAMPEXAM-Heraeus-Hanaulux 30 |  |  |  |  | LAMPEXAM-Heraeus-Hanaulux 30 | Heraeus Medical |  |  |  |  | 3/14/17 |  |  | Not Covered Vendor Only - Lab Ana/Anes | MHHS-Mem City
NO | YES |  |  |  |  | 041-11702 | Heraeus Medical Inc. | HANAULUX BLUE 30 |  | AR012146 | Memorial City-Postpartum-Nursery | MHHS-Mem City |  |  |  |  | 041-11702 | West | MHHS-Mem City | Memorial City-Postpartum-Nursery |  | 10/1/16 |  |  |  | LIGHTS, EXAMINATION |  | LAMPEXAM-Heraeus-Hanaulux 30 |  |  |  |  | LAMPEXAM-Heraeus-Hanaulux 30 | Heraeus Medical |  |  |  |  | 3/14/17 |  |  | Not Covered Vendor Only - Lab Ana/Anes | MHHS-Mem City
NO | YES |  |  |  |  | 041-11703 | Heraeus Medical Inc. | HANAULUX BLUE 30 |  | AR012143 | Memorial City-Postpartum-Nursery | MHHS-Mem City |  |  |  |  | 041-11703 | West | MHHS-Mem City | Memorial City-Postpartum-Nursery |  | 10/1/16 |  |  |  | LIGHTS, EXAMINATION |  | LAMPEXAM-Heraeus-Hanaulux 30 |  |  |  |  | LAMPEXAM-Heraeus-Hanaulux 30 | Heraeus Medical |  |  |  |  | 3/14/17 |  |  | Not Covered Vendor Only - Lab Ana/Anes | MHHS-Mem City
YES | YES |  |  |  |  | 099-00423 | Heraeus Medical Inc. | HANAULUX BLUE 30 |  |  | MEMORIAL CITY - ER | [5 empty] | 099-00423 | West | Memorial Hermann Memorial City ER | MEMORIAL CITY - ER | Peds ER Rm 4 |  |  |  | No PM sticker | LIGHTS, EXAMINATION
YES | YES |  |  |  | 583-01613 | 583-01613 | Heraeus Medical Inc. | HANAULUX BLUE 30 |  |  | MEMORIAL CITY - EAST TOWER - NEUROLOGY |  |  |  |  | 583-01613 | 583-01613 | West |  | MEMORIAL CITY - EAST TOWER - NEUROLOGY
YES | YES |  |  |  | 583-01530 | 583-01530 | Heraeus Medical Inc. | HANAULUX BLUE 30 |  | AR 015287 | [5 empty] | 583-01530 | 583-01530 | Pelvic center | Memorial hermann city |  | Memorial hermann |  |  |  | No pm
NO | NO | [5 empty] | Heraeus Medical Inc. | HANAULUX BLUE 30 |  | AR002286 Base S/N: AR001037 | GH - ICU | MHHS-Greater Heights | [5 empty] | Central & Greater Heights |  | GH - ICU | [5 empty] | LIGHTS, EXAMINATION |  | LAMPEXAM-Heraeus-Hanaulux 30 |  |  |  |  | LAMPEXAM-Heraeus-Hanaulux 30 | Heraeus Medical | [7 empty] | Not Covered Vendor Only - Lab Ana/Anes | MHHS-Greater Heights
NO | NO | [5 empty] | Heraeus Medical Inc. | HANAULUX BLUE 30 |  |  | MEMORIAL CITY - EAST TOWER - IMCU | MHHS-Mem City | [5 empty] | West & Memorial City |  | MEMORIAL CITY - EAST TOWER - IMCU | [5 empty] | LIGHTS, EXAMINATION |  | LAMPEXAM-Heraeus-Hanaulux 30 |  |  |  |  | LAMPEXAM-Heraeus-Hanaulux 30 | Heraeus Medical | [7 empty] | Covered PM Repair - Biomedical | MHHS-Mem City
NO | NO | [5 empty] | Heraeus Medical Inc. | HANAULUX BLUE 30 |  |  | MEMORIAL CITY - EAST TOWER - IMCU | MHHS-Mem City | [5 empty] | West & Memorial City |  | MEMORIAL CITY - EAST TOWER - IMCU | [5 empty] | LIGHTS, EXAMINATION |  | LAMPEXAM-Heraeus-Hanaulux 30 |  |  |  |  | LAMPEXAM-Heraeus-Hanaulux 30 | Heraeus Medical | [7 empty] | Covered PM Repair - Radiology, High End | MHHS-Mem City
NO | NO | [5 empty] | Heraeus Medical Inc. | HANAULUX BLUE 30 |  |  | MEMORIAL CITY - EAST TOWER - IMCU | MHHS-Mem City | [5 empty] | West & Memorial City |  | MEMORIAL CITY - EAST TOWER - IMCU | [5 empty] | LIGHTS, EXAMINATION |  | LAMPEXAM-Heraeus-Hanaulux 30 |  |  |  |  | LAMPEXAM-Heraeus-Hanaulux 30 | Heraeus Medical | [7 empty] | Covered PM Repair - Biomedical | MHHS-Mem City
NO | NO | [5 empty] | Heraeus Medical Inc. | HANAULUX BLUE 30 |  |  | MEMORIAL CITY - EAST TOWER - IMCU | MHHS-Mem City | [5 empty] | West & Memorial City |  | MEMORIAL CITY - EAST TOWER - IMCU | [5 empty] | LIGHTS, EXAMINATION |  | LAMPEXAM-Heraeus-Hanaulux 30 |  |  |  |  | LAMPEXAM-Heraeus-Hanaulux 30 | Heraeus Medical | [7 empty] | Covered PM Repair - Biomedical | MHHS-Mem City
NO | NO | [5 empty] | Heraeus Medical Inc. | HANAULUX BLUE 30 |  |  | MEMORIAL CITY - EAST TOWER - IMCU | MHHS-Mem City | [5 empty] | West & Memorial City |  | MEMORIAL CITY - EAST TOWER - IMCU | [5 empty] | LIGHTS, EXAMINATION |  | LAMPEXAM-Heraeus-Hanaulux 30 |  |  |  |  | LAMPEXAM-Heraeus-Hanaulux 30 | Heraeus Medical | [7 empty] | Covered PM Repair - Biomedical | MHHS-Mem City
NO | NO | [5 empty] | Heraeus Medical Inc. | HANAULUX BLUE 30 |  |  | MEMORIAL CITY - EAST TOWER - IMCU | MHHS-Mem City | [5 empty] | West & Memorial City |  | MEMORIAL CITY - EAST TOWER - IMCU | [5 empty] | LIGHTS, EXAMINATION |  | LAMPEXAM-Heraeus-Hanaulux 30 |  |  |  |  | LAMPEXAM-Heraeus-Hanaulux 30 | Heraeus Medical | [7 empty] | Not Covered Vendor Only - Biomedical | MHHS-Mem City
NO | NO | [5 empty] | Heraeus Medical Inc. | HANAULUX BLUE 30 |  |  | MEMORIAL CITY - EAST TOWER - IMCU | MHHS-Mem City | [5 empty] | West & Memorial City |  | MEMORIAL CITY - EAST TOWER - IMCU | [5 empty] | LIGHTS, EXAMINATION |  | LAMPEXAM-Heraeus-Hanaulux 30 |  |  |  |  | LAMPEXAM-Heraeus-Hanaulux 30 | Heraeus Medical | [7 empty] | Not Covered Vendor Only - Biomedical | MHHS-Mem City
NO | NO | [5 empty] | Heraeus Medical Inc. | HANAULUX BLUE 30 |  |  | MEMORIAL CITY - EAST TOWER - IMCU | MHHS-Mem City | [5 empty] | West & Memorial City |  | MEMORIAL CITY - EAST TOWER - IMCU | [5 empty] | LIGHTS, EXAMINATION |  | LAMPEXAM-Heraeus-Hanaulux 30 |  |  |  |  | LAMPEXAM-Heraeus-Hanaulux 30 | Heraeus Medical | [7 empty] | Not Covered Vendor Only - Biomedical | MHHS-Mem City
NO | NO | [5 empty] | Heraeus Medical Inc. | HANAULUX BLUE 30 |  |  | MEMORIAL CITY - EAST TOWER - IMCU | MHHS-Mem City | [5 empty] | West & Memorial City |  | MEMORIAL CITY - EAST TOWER - IMCU | [5 empty] | LIGHTS, EXAMINATION |  | LAMPEXAM-Heraeus-Hanaulux 30 |  |  |  |  | LAMPEXAM-Heraeus-Hanaulux 30 | Heraeus Medical | [7 empty] | Not Covered Vendor Only - Biomedical | MHHS-Mem City
NO | NO | [5 empty] | Heraeus Medical Inc. | HANAULUX BLUE 30 |  |  | MEMORIAL CITY - EAST TOWER - IMCU | MHHS-Mem City | [5 empty] | West & Memorial City |  | MEMORIAL CITY - EAST TOWER - IMCU | [5 empty] | LIGHTS, EXAMINATION |  | LAMPEXAM-Heraeus-Hanaulux 30 |  |  |  |  | LAMPEXAM-Heraeus-Hanaulux 30 | Heraeus Medical | [7 empty] | Not Covered Vendor Only - Lab Ana/Anes | MHHS-Mem City
NO | NO | [5 empty] | Heraeus Medical Inc. | HANAULUX BLUE 30 |  |  | MEMORIAL CITY - EAST TOWER - IMCU | MHHS-Mem City | [5 empty] | West & Memorial City |  | MEMORIAL CITY - EAST TOWER - IMCU | [5 empty] | LIGHTS, EXAMINATION |  | LAMPEXAM-Heraeus-Hanaulux 30 |  |  |  |  | LAMPEXAM-Heraeus-Hanaulux 30 | Heraeus Medical | [7 empty] | Covered PM Repair - Lab Analyzers/Anesth | MHHS-Mem City
NO | NO | [5 empty] | Heraeus Medical Inc. | HANAULUX BLUE 30 |  |  | MEMORIAL CITY - EAST TOWER - IMCU | MHHS-Mem City | [5 empty] | West & Memorial City |  | MEMORIAL CITY - EAST TOWER - IMCU | [5 empty] | LIGHTS, EXAMINATION |  | LAMPEXAM-Heraeus-Hanaulux 30 |  |  |  |  | LAMPEXAM-Heraeus-Hanaulux 30 | Heraeus Medical | [7 empty] | Covered PM Repair - Lab Analyzers/Anesth | MHHS-Mem City
NO | NO | [5 empty] | Heraeus Medical Inc. | HANAULUX BLUE 30 |  |  | MEMORIAL CITY - EAST TOWER - IMCU | MHHS-Mem City | [5 empty] | West & Memorial City |  | MEMORIAL CITY - EAST TOWER - IMCU | [5 empty] | LIGHTS, EXAMINATION |  | LAMPEXAM-Heraeus-Hanaulux 30 |  |  |  |  | LAMPEXAM-Heraeus-Hanaulux 30 | Heraeus Medical | [7 empty] | Covered PM Repair - Lab Analyzers/Anesth | MHHS-Mem City
NO | NO | [5 empty] | Heraeus Medical Inc. | HANAULUX BLUE 30 |  |  | MEMORIAL CITY - EAST TOWER - IMCU | MHHS-Mem City | [5 empty] | West & Memorial City |  | MEMORIAL CITY - EAST TOWER - IMCU | [5 empty] | LIGHTS, EXAMINATION |  | LAMPEXAM-Heraeus-Hanaulux 30 |  |  |  |  | LAMPEXAM-Heraeus-Hanaulux 30 | Heraeus Medical | [7 empty] | Covered PM Repair - Respiratory/Steriliz | MHHS-Mem City
NO | NO | [5 empty] | Heraeus Medical Inc. | HANAULUX BLUE 30 |  |  | MEMORIAL CITY - EAST TOWER - IMCU | MHHS-Mem City | [5 empty] | West & Memorial City |  | MEMORIAL CITY - EAST TOWER - IMCU | [5 empty] | LIGHTS, EXAMINATION |  | LAMPEXAM-Heraeus-Hanaulux 30 |  |  |  |  | LAMPEXAM-Heraeus-Hanaulux 30 | Heraeus Medical | [7 empty] | Covered PM Repair - Respiratory/Steriliz | MHHS-Mem City
NO | NO | [5 empty] | Heraeus Medical Inc. | HANAULUX BLUE 30 |  | AR010191 | MEMORIAL CITY - ER - PEDS | MHHS-Mem City | [5 empty] | West & Memorial City |  | MEMORIAL CITY - ER - PEDS | [5 empty] | LIGHTS, EXAMINATION |  | LAMPEXAM-Heraeus-Hanaulux 30 |  |  |  |  | LAMPEXAM-Heraeus-Hanaulux 30 | Heraeus Medical | [7 empty] | Covered PM Repair - Biomedical | MHHS-Mem City
NO | NO | [5 empty] | Heraeus Medical Inc. | HANAULUX BLUE 30 |  | AR010185 | MEMORIAL CITY - LABOR & DELIVERY | MHHS-Mem City | [5 empty] | West & Memorial City |  | MEMORIAL CITY - LABOR & DELIVERY | [5 empty] | LIGHTS, EXAMINATION |  | LAMPEXAM-Heraeus-Hanaulux 30 |  |  |  |  | LAMPEXAM-Heraeus-Hanaulux 30 | Heraeus Medical | [7 empty] | Covered PM Repair - Lab Analyzers/Anesth | MHHS-Mem City
NO | NO | [5 empty] | Heraeus Medical Inc. | HANAULUX BLUE 30 |  | AR010192 | MEMORIAL CITY - LABOR & DELIVERY | MHHS-Mem City | [5 empty] | West & Memorial City |  | MEMORIAL CITY - LABOR & DELIVERY | [5 empty] | LIGHTS, EXAMINATION |  | LAMPEXAM-Heraeus-Hanaulux 30 |  |  |  |  | LAMPEXAM-Heraeus-Hanaulux 30 | Heraeus Medical | [7 empty] | Not Covered Vendor Only - Lab Ana/Anes | MHHS-Mem City
NO | NO |  |  |  | 041-20422 |  | Heraeus Medical Inc. | HANAULUX BLUE 30 |  | PR 010740 | MEMORIAL CITY - PELVIC CENTER | MHHS-Mem City |  |  |  | 041-20422 |  | West & Memorial City |  | MEMORIAL CITY - PELVIC CENTER | [5 empty] | LIGHTS, EXAMINATION |  | LAMPEXAM-Heraeus-Hanaulux 30 |  |  |  |  | LAMPEXAM-Heraeus-Hanaulux 30 | Heraeus Medical | [7 empty] | Not Covered Vendor Only - Biomedical | MHHS-Mem City
NO | NO |  |  |  | 069-TBD |  | Heraeus Medical Inc. | HANAULUX BLUE 30 |  | AR010875 | OPID - (TMC) - UPPER KIRBY - 467 | MHHS-OPID |  |  |  | 069-TBD |  | TMC |  | OPID - (TMC) - UPPER KIRBY - 467 | [5 empty] | LIGHTS, EXAMINATION |  | LAMPEXAM-Heraeus-Hanaulux 30 |  |  |  |  | LAMPEXAM-Heraeus-Hanaulux 30 | Heraeus Medical | [7 empty] | Not Covered Vendor Only - Lab Ana/Anes | MHHS-OPID
NO | NO |  |  |  | 129-07779 |  | Heraeus Medical Inc. | HANAULUX BLUE 30 |  | ar010598 | SUGAR LAND - DAY SURGERY | MHHS-Sugarland |  |  |  | 129-07779 |  | Sugar Land |  | SUGAR LAND - DAY SURGERY | [5 empty] | LIGHTS, EXAMINATION |  | LAMPEXAM-Heraeus-Hanaulux 30 |  |  |  |  | LAMPEXAM-Heraeus-Hanaulux 30 | Heraeus Medical | [7 empty] | Not Covered Vendor Only - Lab Ana/Anes | MHHS-Sugarland
NO | NO | [5 empty] | Heraeus Medical Inc. | HANAULUX BLUE 80 |  |  | MEMORIAL CITY - EAST TOWER - NEUROLOGY | MHHS-Mem City | [5 empty] | West & Memorial City |  | MEMORIAL CITY - EAST TOWER - NEUROLOGY | [5 empty] | LIGHTS, SURGICAL |  | .needs class | [5 empty] | Heraeus Medical | [7 empty] | Not Covered Vendor Only - Lab Ana/Anes | MHHS-Mem City
NO | NO | [5 empty] | Heraeus Medical Inc. | HANAULUX BLUE 80 |  |  | MEMORIAL CITY - EAST TOWER - NEUROLOGY | MHHS-Mem City | [5 empty] | West & Memorial City |  | MEMORIAL CITY - EAST TOWER - NEUROLOGY | [5 empty] | LIGHTS, SURGICAL |  | .needs class | [5 empty] | Heraeus Medical | [7 empty] | Not Covered Vendor Only - Biomedical | MHHS-Mem City
NO | NO | [5 empty] | Heraeus Medical Inc. | HANAULUX BLUE 80 |  |  | MEMORIAL CITY - EAST TOWER - NEUROLOGY | MHHS-Mem City | [5 empty] | West & Memorial City |  | MEMORIAL CITY - EAST TOWER - NEUROLOGY | [5 empty] | LIGHTS, SURGICAL |  | .needs class | [5 empty] | Heraeus Medical | [7 empty] | Not Covered Vendor Only - Lab Ana/Anes | MHHS-Mem City
NO | NO |  |  |  | 041-17506 |  | Heraeus Medical Inc. | HANAULUX BLUE 80 |  |  | MEMORIAL CITY - EAST TOWER - NEUROLOGY | MHHS-Mem City |  |  |  | 041-17506 |  | West & Memorial City |  | MEMORIAL CITY - EAST TOWER - NEUROLOGY | [5 empty] | LIGHTS, SURGICAL |  | .needs class | [5 empty] | Heraeus Medical | [7 empty] | Not Covered Vendor Only - Biomedical | MHHS-Mem City
NO | NO |  |  |  | 041-32922 |  | Heraeus Medical Inc. | HANAULUX BLUE 80 |  |  | MEMORIAL CITY - EAST TOWER - NEUROLOGY | MHHS-Mem City |  |  |  | 041-32922 |  | West & Memorial City |  | MEMORIAL CITY - EAST TOWER - NEUROLOGY | [5 empty] | LIGHTS, SURGICAL |  | .needs class | [5 empty] | Heraeus Medical | [7 empty] | Not Covered Vendor Only - Lab Ana/Anes | MHHS-Mem City
NO | NO |  |  |  | 041-17060 |  | Heraeus Medical Inc. | HANAULUX BLUE 80 |  |  | MEMORIAL CITY - MICU | MHHS-Mem City |  |  |  | 041-17060 |  | West & Memorial City |  | MEMORIAL CITY - MICU | [5 empty] | LIGHTS, SURGICAL |  | .needs class | [5 empty] | Heraeus Medical | [7 empty] | Not Covered Vendor Only - Lab Ana/Anes | MHHS-Mem City
NO | NO |  |  |  | 041-17265 |  | Heraeus Medical Inc. | HANAULUX BLUE 80 |  |  | MEMORIAL CITY - MICU | MHHS-Mem City |  |  |  | 041-17265 |  | West & Memorial City |  | MEMORIAL CITY - MICU | [5 empty] | LIGHTS, SURGICAL |  | .needs class | [5 empty] | Heraeus Medical | [7 empty] | Covered PM Repair - Biomedical | MHHS-Mem City
NO | NO |  |  |  | 041-17267 |  | Heraeus Medical Inc. | HANAULUX BLUE 80 |  |  | MEMORIAL CITY - MICU | MHHS-Mem City |  |  |  | 041-17267 |  | West & Memorial City |  | MEMORIAL CITY - MICU | [5 empty] | LIGHTS, SURGICAL |  | .needs class | [5 empty] | Heraeus Medical | [7 empty] | Covered PM Repair - Biomedical | MHHS-Mem City
NO | NO |  |  |  | 041-17268 |  | Heraeus Medical Inc. | HANAULUX BLUE 80 |  |  | MEMORIAL CITY - MICU | MHHS-Mem City |  |  |  | 041-17268 |  | West & Memorial City |  | MEMORIAL CITY - MICU | [5 empty] | LIGHTS, SURGICAL |  | .needs class | [5 empty] | Heraeus Medical | [7 empty] | Covered PM Repair - Biomedical | MHHS-Mem City
NO | NO |  |  |  | 041-17269 |  | Heraeus Medical Inc. | HANAULUX BLUE 80 |  |  | MEMORIAL CITY - MICU | MHHS-Mem City |  |  |  | 041-17269 |  | West & Memorial City |  | MEMORIAL CITY - MICU | [5 empty] | LIGHTS, SURGICAL |  | .needs class | [5 empty] | Heraeus Medical | [7 empty] | Covered PM Repair - Biomedical | MHHS-Mem City
NO | NO |  |  |  | 041-17271 |  | Heraeus Medical Inc. | HANAULUX BLUE 80 |  |  | MEMORIAL CITY - MICU | MHHS-Mem City |  |  |  | 041-17271 |  | West & Memorial City |  | MEMORIAL CITY - MICU | [5 empty] | LIGHTS, SURGICAL |  | .needs class | [5 empty] | Heraeus Medical | [7 empty] | Covered PM Repair - Biomedical | MHHS-Mem City
NO | NO |  |  |  | 041-17272 |  | Heraeus Medical Inc. | HANAULUX BLUE 80 |  |  | MEMORIAL CITY - MICU | MHHS-Mem City |  |  |  | 041-17272 |  | West & Memorial City |  | MEMORIAL CITY - MICU | [5 empty] | LIGHTS, SURGICAL |  | .needs class | [5 empty] | Heraeus Medical | [7 empty] | Covered PM Repair - Biomedical | MHHS-Mem City
NO | NO |  |  |  | 041-17273 |  | Heraeus Medical Inc. | HANAULUX BLUE 80 |  |  | MEMORIAL CITY - MICU | MHHS-Mem City |  |  |  | 041-17273 |  | West & Memorial City |  | MEMORIAL CITY - MICU | [5 empty] | LIGHTS, SURGICAL |  | .needs class | [5 empty] | Heraeus Medical | [7 empty] | Covered PM Repair - Biomedical | MHHS-Mem City
NO | NO |  |  |  | 041-17274 |  | Heraeus Medical Inc. | HANAULUX BLUE 80 |  |  | MEMORIAL CITY - MICU | MHHS-Mem City |  |  |  | 041-17274 |  | West & Memorial City |  | MEMORIAL CITY - MICU | [5 empty] | LIGHTS, SURGICAL |  | .needs class | [5 empty] | Heraeus Medical | [7 empty] | Covered PM Repair - Biomedical | MHHS-Mem City
NO | NO |  |  |  | 041-32072 |  | Heraeus Medical Inc. | HANAULUX BLUE 80 |  |  | MEMORIAL CITY - MICU | MHHS-Mem City |  |  |  | 041-32072 |  | West & Memorial City |  | MEMORIAL CITY - MICU | [5 empty] | LIGHTS, SURGICAL |  | .needs class | [5 empty] | Heraeus Medical | [7 empty] | Not Covered Vendor Only - Biomedical | MHHS-Mem City
NO | NO | [5 empty] | Heraeus Medical Inc. | HANAULUX BLUE 80 |  |  | MEMORIAL CITY - MICU | MHHS-Mem City | [5 empty] | West & Memorial City |  | MEMORIAL CITY - MICU | [5 empty] | LIGHTS, SURGICAL |  | .needs class | [5 empty] | Heraeus Medical | [7 empty] | Covered PM Repair - Biomedical | MHHS-Mem City
NO | NO |  |  |  | 041-10866 |  | Heraeus Medical Inc. | HANAULUX BLUE 80 |  |  | MEMORIAL CITY - SICU | MHHS-Mem City |  |  |  | 041-10866 |  | West & Memorial City |  | MEMORIAL CITY - SICU | [5 empty] | LIGHTS, SURGICAL |  | .needs class | [5 empty] | Heraeus Medical | [7 empty] | Covered PM Repair - Biomedical | MHHS-Mem City
NO | NO |  |  |  | 041-10867 |  | Heraeus Medical Inc. | HANAULUX BLUE 80 |  |  | MEMORIAL CITY - SICU | MHHS-Mem City |  |  |  | 041-10867 |  | West & Memorial City |  | MEMORIAL CITY - SICU | [5 empty] | LIGHTS, SURGICAL |  | .needs class | [5 empty] | Heraeus Medical | [7 empty] | Covered PM Repair - Biomedical | MHHS-Mem City
NO | NO |  |  |  | 041-10868 |  | Heraeus Medical Inc. | HANAULUX BLUE 80 |  |  | MEMORIAL CITY - SICU | MHHS-Mem City |  |  |  | 041-10868 |  | West & Memorial City |  | MEMORIAL CITY - SICU | [5 empty] | LIGHTS, SURGICAL |  | .needs class | [5 empty] | Heraeus Medical | [7 empty] | Covered PM Repair - Biomedical | MHHS-Mem City
NO | NO |  |  |  | 041-10869 |  | Heraeus Medical Inc. | HANAULUX BLUE 80 |  |  | MEMORIAL CITY - SICU | MHHS-Mem City |  |  |  | 041-10869 |  | West & Memorial City |  | MEMORIAL CITY - SICU | [5 empty] | LIGHTS, SURGICAL |  | .needs class | [5 empty] | Heraeus Medical | [7 empty] | Covered PM Repair - Biomedical | MHHS-Mem City
NO | NO |  |  |  | 041-17529 |  | Heraeus Medical Inc. | HANAULUX BLUE 80 |  |  | MEMORIAL CITY - SICU | MHHS-Mem City |  |  |  | 041-17529 |  | West & Memorial City |  | MEMORIAL CITY - SICU | [5 empty] | LIGHTS, SURGICAL |  | .needs class | [5 empty] | Heraeus Medical | [7 empty] | Not Covered Vendor Only - Biomedical | MHHS-Mem City
NO | NO |  |  |  | 041-17530 |  | Heraeus Medical Inc. | HANAULUX BLUE 80 |  |  | MEMORIAL CITY - SICU | MHHS-Mem City |  |  |  | 041-17530 |  | West & Memorial City |  | MEMORIAL CITY - SICU | [5 empty] | LIGHTS, SURGICAL |  | .needs class | [5 empty] | Heraeus Medical | [7 empty] | Not Covered Vendor Only - Biomedical | MHHS-Mem City
NO | NO |  |  |  | 129-02837 |  | Heraeus Medical Inc. | HANAULUX BLUE 80 |  | AR010104 | SUGAR LAND - ER | MHHS-Sugarland |  |  |  | 129-02837 |  | Sugar Land |  | SUGAR LAND - ER | [5 empty] | LIGHTS, SURGICAL |  | .needs class | [5 empty] | Heraeus Medical | [7 empty] | Covered PM Repair - Biomedical | MHHS-Sugarland
NO | YES |  |  |  | 129-07529 | 129-07529 | Heraeus Medical Inc. | LABOFUGE 400 |  |  | MH MG-(STX)-South Texas-Wharton | MHHS-Diagnostic Labs |  | Centrifuge, General Purpose |  | 129-07529 | 129-07529 | South | MHHS-MG | MH MG-(STX)-South Texas-Wharton | Laboratory | 1/1/20 | 1/1/21 |  |  | CENTRIFUGES | Centrifuge, General Purpose | CENTRIFUGEGENPURP-ThermoSci-Labofuge 400 | CENTRIFUGEGENPURP | Labofuge 400 |  |  |  | ThermoSci | Centrifuge, General Purpose |  |  | CENTRIFUGEGENPURP-ThermoSci-Labofuge 400 | 6/1/20 |  | CGP-A | Not Covered Vendor Only - Biomedical | MHHS-Diagnostic Labs | [8 empty] | CENTRIFUGEGENPURP | Centrifuge, General Purpose | ThermoSci
NO | NO | [5 empty] | Heraeus Medical Inc. | MULTIFUGE 3L |  |  | SW - LABORATORY - FLOW CYTOMETRY | MHHS-Southwest | [5 empty] | Southwest |  | SW - LABORATORY - FLOW CYTOMETRY | [5 empty] | CENTRIFUGES |  | .needs class | [5 empty] | Heraeus Medical | [7 empty] | Covered PM Repair - Biomedical | MHHS-Southwest
NO | YES |  |  |  | 041-01817 | 041-01817 | Heraeus Medical Inc. | Unknown |  |  | Memorial City-Postpartum | MHHS-Mem City |  |  |  | 041-01817 | 041-01817 | West | MHHS-Mem City | Memorial City-Postpartum | Equipment Room | 9/1/18 |  |  |  | LIGHTS, SURGICAL |  | .needs class |  |  |  |  | .needs class | Heraeus Medical | [7 empty] | Not Covered Vendor Only - Biomedical | MHHS-Mem City
YES | YES |  |  |  | 013-17503 | 013-17503 | Heraseus |  |  |  | SW - ER |  |  |  |  | 013-17503 | 013-17503 | Southwest | Memorial Hermann Southwest Hospital Emergency Center | SW - ER | ER Pod A 12 | 10/1/18 |  | 10/1/19
YES | YES | [5 empty] | Hercules | Hanaulux Blue 30 |  | 014-5812 | Emergency Center | [6 empty] | West | Memorial Hermann Memorial City Medical Center Emergency Center | Emergency Center | ER Room 2
YES | YES | [5 empty] | Hercules | Hanaulux blue 30 |  |  | MEMORIAL CITY - ER | [6 empty] | West | West | MEMORIAL CITY - ER | ER RM1
YES | YES |  |  |  | 029-11354 | 029-11354 | Hettich | EBA 200S |  | 547-01 | LAB |  |  |  |  | 029-11354 | 029-11354 | Woodlands | 24 Hour Emergency Room - Convenient Care Center in Spring | LAB | LAB | 3/1/20 |  | 3/1/20 |  |  | Centrifuge, General Purpose | CENTRIFUGEGENPURP-Hettich-EBA 200S | [12 empty] | CGP-A | [9 empty] | Centrifuge, General Purpose | CENTRIFUGEGENPURP | Centrifuge, General Purpose | HETTICH
NO | YES |  |  |  | 013-39191 | 013-39191 | Hettich | EBA 280 |  | 0001678-04 | SW-Laboratory-Blood Bank | MHHS-Southwest |  | Centrifuge, General Purpose |  | 013-39191 | 013-39191 | Southwest | MHHS-Southwest | SW-Laboratory-Blood Bank | Blood Bank |  |  |  |  | CENTRIFUGES | Centrifuge, General Purpose | CENTRIFUGEGENPURP-Hettich-EBA 280 | CENTRIFUGEGENPURP | EBA 280 |  |  |  | Hettich | Centrifuge, General Purpose |  |  | CENTRIFUGEGENPURP-Hettich-EBA 280 |  |  | CGP-A | Covered PM Repair - Biomedical | MHHS-Southwest | [8 empty] | CENTRIFUGEGENPURP | Centrifuge, General Purpose | Hettich
NO | YES |  |  |  | 069-35043 | 069-35043 | Hettich Instruments, LP. | 1206-17 |  |  | OPID - (TMC) - MH IMAGING CENTER - 417 | MHHS-OPID |  |  |  | 069-35043 | 069-35043 | TMC |  | OPID - (TMC) - MH IMAGING CENTER - 417 | Suite 1600 |  |  |  |  | CENTRIFUGES |  | .needs class |  |  |  |  | .needs class | [8 empty] | Covered PM Repair - Biomedical | MHHS-OPID
NO | YES |  |  |  | 029-03052 | 029-03052 | Hettich Instruments, LP. | 1605-01 |  | 0003337-01-00 | Woodlands-Laboratory-Blood Bank | MHHS-Woodlands |  |  |  | 029-03052 | 029-03052 | Woodlands | MHHS-Woodlands | Woodlands-Laboratory-Blood Bank | Lab | 1/1/20 | 3/1/20 | 7/1/20 |  | CENTRIFUGES, BLOOD BANK |  | .needs class |  |  |  |  | .needs class | [5 empty] | 4/10/16 |  |  | Covered PM Repair - Biomedical | MHHS-Woodlands
NO | YES |  |  |  | 069-43551 | 069-43551 | Hettich Instruments, LP. | 32R |  | 0003746-02-00 | TMC-Laboratory-HLA Lab (1R) | MHHS-TMC |  | Centrifuge, General Purpose |  | 069-43551 | 069-43551 | TMC | MHHS-TMC | TMC-Laboratory-HLA Lab (1R) | DNA Lab | 1/1/20 |  | 1/1/21 |  | CENTRIFUGES |  | CENTRIFUGEGENPURP-Hettich-32R | CENTRIFUGEGENPURP | 32R |  |  |  | Hettich | Centrifuge, General Purpose |  |  | CENTRIFUGEGENPURP-Hettich-32R | 4/2/15 |  |  | Covered PM Repair - Biomedical | MHHS-TMC
NO | YES |  |  |  | 013-37660 | 013-37660 | Hettich Instruments, LP. | EBA 200 |  | 0000520-01 | SW-Laboratory-Blood Bank | MHHS-Southwest |  | Centrifuge, General Purpose |  | 013-37660 | 013-37660 | Southwest | MHHS-Southwest | SW-Laboratory-Blood Bank | Blood Bank |  |  |  |  | CENTRIFUGES | Centrifuge, General Purpose | CENTRIFUGEGENPURP-HETTICH-EBA 200 | CENTRIFUGEGENPURP | EBA 200 |  |  |  | HETTICH | Centrifuge, General Purpose |  |  | CENTRIFUGEGENPURP-HETTICH-EBA 200 |  |  | CGP-A | Covered PM Repair - Biomedical | MHHS-Southwest | [8 empty] | CENTRIFUGEGENPURP | Centrifuge, General Purpose | HETTICH
NO | YES |  |  |  | 013-37836 | 013-37836 | Hettich Instruments, LP. | EBA 200 |  | 0000563-01 | SW-Laboratory-Blood Bank | MHHS-Southwest |  | Centrifuge, General Purpose |  | 013-37836 | 013-37836 | Southwest | MHHS-Southwest | SW-Laboratory-Blood Bank | Blood Bank |  |  |  |  | CENTRIFUGES | Centrifuge, General Purpose | CENTRIFUGEGENPURP-HETTICH-EBA 200 | CENTRIFUGEGENPURP | EBA 200 |  |  |  | HETTICH | Centrifuge, General Purpose |  |  | CENTRIFUGEGENPURP-HETTICH-EBA 200 |  |  | CGP-A | Covered PM Repair - Biomedical | MHHS-Southwest | [8 empty] | CENTRIFUGEGENPURP | Centrifuge, General Purpose | HETTICH
NO | NO |  |  |  | 069-36209 |  | Hettich Instruments, LP. | EBA 21 |  | 0003419-04-00 | TMC - ROBERTSON - CLIN RESEARCH (3R) | MHHS-TMC |  | Centrifuge, General Purpose |  | 069-36209 |  | TMC |  | TMC - ROBERTSON - CLIN RESEARCH (3R) | [5 empty] | CENTRIFUGES |  | CENTRIFUGEGENPURP-HETTICH-EBA 21 | CENTRIFUGEGENPURP | EBA 21 |  |  |  | HETTICH | Centrifuge, General Purpose |  |  | CENTRIFUGEGENPURP-HETTICH-EBA 21 |  |  |  | Covered PM Repair - Biomedical | MHHS-TMC
NO | NO |  |  |  | UT-0009095-03-00 |  | Hettich Instruments, LP. | EBA 21 |  | 0009095-03-00 | TMC - ROBERTSON - CLIN RESEARCH (3R) | MHHS-TMC |  | Centrifuge, General Purpose |  | UT-0009095-03-00 |  | TMC |  | TMC - ROBERTSON - CLIN RESEARCH (3R) | [5 empty] | CENTRIFUGES |  | CENTRIFUGEGENPURP-HETTICH-EBA 21 | CENTRIFUGEGENPURP | EBA 21 |  |  |  | HETTICH | Centrifuge, General Purpose |  |  | CENTRIFUGEGENPURP-HETTICH-EBA 21 |  |  |  | Covered PM Repair - Biomedical | MHHS-TMC
NO | NO |  |  |  | UT-0003721-02-00 |  | Hettich Instruments, LP. | MIKRO 220R |  | 0003721-02-00 | TMC - ROBERTSON - CLIN RESEARCH (3R) | MHHS-TMC |  |  |  | UT-0003721-02-00 |  | TMC |  | TMC - ROBERTSON - CLIN RESEARCH (3R) | [5 empty] | CENTRIFUGES |  | .needs class | [13 empty] | Covered PM Repair - Biomedical | MHHS-TMC
NO | YES |  |  |  | 069-43575 | 069-43575 | Hettich Instruments, LP. | ROTINA 420 |  |  | TMC-Laboratory-HLA Lab (1R) | MHHS-TMC |  | Centrifuge, General Purpose |  | 069-43575 | 069-43575 | TMC | MHHS-TMC | TMC-Laboratory-HLA Lab (1R) | Lab | 1/1/20 |  | 7/1/20 |  | CENTRIFUGES |  | CENTRIFUGEGENPURP-Hettich-Rotina 420 | CENTRIFUGEGENPURP | Rotina 420 |  |  |  | Hettich | Centrifuge, General Purpose |  |  | CENTRIFUGEGENPURP-Hettich-Rotina 420 |  |  |  | Covered PM Repair - Biomedical | MHHS-TMC
NO | YES |  |  |  | 069-43576 | 069-43576 | Hettich Instruments, LP. | ROTINA 420 |  |  | TMC-Laboratory-HLA Lab (1R) | MHHS-TMC |  | Centrifuge, General Purpose |  | 069-43576 | 069-43576 | TMC | MHHS-TMC | TMC-Laboratory-HLA Lab (1R) | Lab | 1/1/20 |  | 7/1/20 |  | CENTRIFUGES |  | CENTRIFUGEGENPURP-Hettich-Rotina 420 | CENTRIFUGEGENPURP | Rotina 420 |  |  |  | Hettich | Centrifuge, General Purpose |  |  | CENTRIFUGEGENPURP-Hettich-Rotina 420 | 9/1/17 |  |  | Covered PM Repair - Biomedical | MHHS-TMC
NO | YES | Serial Number 272 |  |  | 069-43595 | 069-43595 | Hettich Instruments, LP. | ROTINA 420 |  |  | TMC-Laboratory-HLA Lab (1R) | MHHS-TMC |  | Centrifuge, General Purpose |  | 069-43595 | 069-43595 | TMC | MHHS-TMC | TMC-Laboratory-HLA Lab (1R) | Lab | 1/1/20 |  | 7/1/20 |  | CENTRIFUGES |  | CENTRIFUGEGENPURP-Hettich-Rotina 420 | CENTRIFUGEGENPURP | Rotina 420 |  |  |  | Hettich | Centrifuge, General Purpose |  |  | CENTRIFUGEGENPURP-Hettich-Rotina 420 |  |  |  | Covered PM Repair - Biomedical | MHHS-TMC
YES | YES | Serial Number Cnf |  |  |  |  | Hewlett Packard |  |  | CNF | Endoscopy Department | [6 empty] | West | Memorial Hermann - Memorial City | Endoscopy Department | Room 150 Storage
YES | YES |  |  |  | 069-16843 | 069-16843 | Hewlett Packard | 5200ex |  | BX004289 | Memorial Hermann- Texas Medica Center Robertson Radiology |  |  |  |  | 069-16843 | 069-16843 |  | TCM | Memorial Hermann- Texas Medica Center Robertson Radiology | Nuclear pharmacy | 3/1/20 |  |  | No PM Sticker
YES | YES |  |  |  | 009-34232 | 009-34232 | Hewlett Packard |  |  | E4U30A | ICU B |  |  |  |  | 009-34232 | 009-34232 | Southwest | Memorial Hermann Southwest Hospital | ICU B |  |  |  |  | Monitor Philips PIIC Classic
YES | YES |  |  |  | 099-01008 | 099-01008 | Hewlett Packard |  |  | CN774ET1P60678 | NE - OR |  |  |  |  | 099-01008 | 099-01008 | Katy | Memorial Hermann Northeast Hospital | NE - OR | OR Hybrid Room supply room
YES | YES |  |  |  | 129-07564 | 129-07564 | Hewlett Packard |  |  |  | SUGAR LAND - PACU |  |  |  |  | 129-07564 | 129-07564 | Sugar Land | Memorial Hermann Sugar Land Hospital | SUGAR LAND - PACU | Nurses station
YES | YES |  |  |  | 099-01009 | 099-01009 | Hewlett Packard | CNF |  | 2UA74526XH | NE - OR |  |  |  |  | 099-01009 | 099-01009 | Katy | Memorial Hermann Northeast Hospital | NE - OR | OR Hybrid Room supply room | [6 empty] | .needs class
YES | YES | Serial Number Cnf |  |  | 133-02879 | 133-02879 | Hewlett Packard | COMPAQ |  | Cnf | OPID - (KY) - KATY - 445 (MP1) |  |  |  |  | 133-02879 | 133-02879 | Katy | Memorial Hermann Imaging Center - Katy Plaza 1 (#120) | OPID - (KY) - KATY - 445 (MP1) | Ultrasound A 140.2
YES | YES | Serial Number Cnf |  |  | 069-42234 | 069-42234 | Hewlett Packard | COMPAQ |  | Cnf | 6 Jones |  |  |  |  | 069-42234 | 069-42234 | TMC | Red Duke Trauma Institute (Texas Medical Center) | 6 Jones | Nurses Station | 11/1/19 |  | 11/1/20
YES | YES |  |  |  | D3342 | D3342 | Hewlett Packard | D-1197 |  |  | OR |  |  |  |  | D3342 | D3342 | Central | Memorial Hermann Greater Heights Hospital | OR | RM 4
YES | YES |  |  |  | 069-34980 | 069-34980 | Hewlett Packard | DeskJet 6940 |  | Nsn | Memorial Hermann- Texas Medical Center Johnson Pavilion GMI |  |  |  |  | 069-34980 | 069-34980 |  | TMC | Memorial Hermann- Texas Medical Center Johnson Pavilion GMI | JB432 | 4/1/20 |  |  | No PM Sticker
YES | YES |  |  |  | 129-31559 | 129-31559 | Hewlett Packard | E232 |  | 3CQ62215SL | SUGAR LAND - NURSE CALL |  |  |  |  | 129-31559 | 129-31559 | Sugar Land | Memorial Hermann Sugar Land Hospital | SUGAR LAND - NURSE CALL | Nurses Station
YES | YES |  |  |  | 129-07566 | 129-07566 | Hewlett Packard | E4U30A |  | Cn4840dn2 | SUGAR LAND - PACU |  |  |  |  | 129-07566 | 129-07566 | Sugar Land | Memorial Hermann Sugar Land Hospital | SUGAR LAND - PACU | Nurses station
YES | YES |  |  |  | 129-07563 | 129-07563 | Hewlett Packard | E4U30A |  | CN49450GX9 | SUGAR LAND - PACU |  |  |  |  | 129-07563 | 129-07563 | Sugar Land | Memorial Hermann Sugar Land Hospital | SUGAR LAND - PACU | Nurses station
YES | YES |  |  |  | 129-31607 | 129-31607 | Hewlett Packard | Elite Display E232 |  | 3CQ62215T4 | SUGAR LAND - TELEMETRY |  |  |  |  | 129-31607 | 129-31607 | Sugar Land | Memorial Hermann Sugar Land Hospital | SUGAR LAND - TELEMETRY | Tele Room
YES | YES |  |  |  | 129-31608 | 129-31608 | Hewlett Packard | Elite Display E232 |  | 820431-001 | SUGAR LAND - TELEMETRY |  |  |  |  | 129-31608 | 129-31608 | Sugar Land | Memorial Hermann Sugar Land Hospital | SUGAR LAND - TELEMETRY | Tele Room
YES | YES |  |  |  | 129-31609 | 129-31609 | Hewlett Packard | Elite Display E232 |  | 3CQ62215TM | SUGAR LAND - TELEMETRY |  |  |  |  | 129-31609 | 129-31609 | Sugar Land | Memorial Hermann Sugar Land Hospital | SUGAR LAND - TELEMETRY | Tele Room
YES | YES |  |  |  | 129-31610 | 129-31610 | Hewlett Packard | Elite Display E232 |  | 3CQ62215TT | SUGAR LAND - TELEMETRY |  |  |  |  | 129-31610 | 129-31610 | Sugar Land | Memorial Hermann Sugar Land Hospital | SUGAR LAND - TELEMETRY | Tele Room
YES | YES |  |  |  | 129-31611 | 129-31611 | Hewlett Packard | Elite Display E232 |  | 3CQ62215V7 | SUGAR LAND - TELEMETRY |  |  |  |  | 129-31611 | 129-31611 | Sugar Land | Memorial Hermann Sugar Land Hospital | SUGAR LAND - TELEMETRY | Tele Room
YES | YES |  |  |  | 129-31612 | 129-31612 | Hewlett Packard | Elite Display E232 |  | Cn460213VV | SUGAR LAND - TELEMETRY |  |  |  |  | 129-31612 | 129-31612 | Sugar Land | Memorial Hermann Sugar Land Hospital | SUGAR LAND - TELEMETRY | Tele Room
YES | YES |  |  |  | 129-31614 | 129-31614 | Hewlett Packard | Elite Display E232 |  | CN460213W1 | SUGAR LAND - TELEMETRY |  |  |  |  | 129-31614 | 129-31614 | Sugar Land | Memorial Hermann Sugar Land Hospital | SUGAR LAND - TELEMETRY | Tele Room
YES | YES |  |  |  | 009-34558 | 009-34558 | Hewlett Packard | EliteDisplay E190i |  | CN49080D9M | Memorial Hermann Greater Heights Emergency |  |  |  |  | 009-34558 | 009-34558 | Central | Memorial Hermann Greater Heights Hospital | Memorial Hermann Greater Heights Emergency | Memorial Hermann Greater Heights Emergency Nurses Station D
YES | YES |  |  |  | 009-34521 | 009-34521 | Hewlett Packard | EliteDisplay E233 |  |  | GH - ICU |  |  |  |  | 009-34521 | 009-34521 | Central | Memorial Hermann Greater Heights Hospital | GH - ICU | Nurse station
YES | YES |  |  |  | 009-34525 | 009-34525 | Hewlett Packard | EliteDisplay E233 |  |  | GH - ICU |  |  |  |  | 009-34525 | 009-34525 | Central | Memorial Hermann Greater Heights Hospital | GH - ICU | Nurse station
YES | YES |  |  |  | 009-34563 | 009-34563 | Hewlett Packard | EliteDisplay E233 |  |  | CVICU |  |  |  |  | 009-34563 | 009-34563 | Central | Memorial Hermann Greater Heights Hospital | CVICU | Nurse station
YES | YES |  |  |  | 009-34566 | 009-34566 | Hewlett Packard | EliteDisplay E233 |  |  | CVICU |  |  |  |  | 009-34566 | 009-34566 | Central | Memorial Hermann Greater Heights Hospital | CVICU | Nurse station
YES | YES |  |  |  | 151-04216 | 151-04216 | Hewlett Packard | EliteDisplay E233 |  | 3CQ8351J60 | MEMORIAL CITY - Outpatient Surgery |  |  |  |  | 151-04216 | 151-04216 | West | Memorial Hermann Memorial City Medical Center | MEMORIAL CITY - Outpatient Surgery | W1 Step Down
YES | YES | Asset Tag 099-07678 |  |  | 099-07678 | 099-07678 | Hewlett Packard | ENVY 4500 |  | CN4551208M | SE - NONINVASIVE CARDIOLOGY |  |  |  |  | 099-07678 | 099-07678 | Southeast | Memorial Hermann Southeast Hospital | SE - NONINVASIVE CARDIOLOGY | Ultrasound 5
NO | YES |  |  |  | 151-02073 | 151-02073 | Hewlett Packard | Hp elite e232 monitor |  | CN4624009Y | Control room |  |  |  |  | 151-02073 | 151-02073 | Northwest | Memorial Hermann Cypress Hospital | Control room | M3 234
YES | YES |  |  |  | 099-10856 | 099-10856 | Hewlett Packard | HSTND-9571-A |  | CNC84911MJ | SW - ICU - NEURO |  |  |  |  | 099-10856 | 099-10856 | Southwest | Memorial Hermann Southwest Hospital | SW - ICU - NEURO | Nurses Station |  |  |  | New Add
YES | YES |  |  |  | 099-10857 | 099-10857 | Hewlett Packard | HSTND-9571-A |  |  | SW - ICU - NEURO |  |  |  |  | 099-10857 | 099-10857 | Southwest | Memorial Hermann Southwest Hospital | SW - ICU - NEURO | Nurses Station |  |  |  | New Add
YES | YES |  |  |  | 077-05840 | 077-05840 | Hewlett Packard | KB212UC |  | 2UA86LP8 | Popcorn |  |  |  |  | 077-05840 | 077-05840 |  | TMC | Popcorn | Memorial Hermann- texas medical center | 3/1/20 |  |  | No PM Sticker
YES | YES |  |  |  | 029-06341 | 029-06341 | Hewlett Packard | KD911A |  | CNC94003HX | WOODLANDS - CATH LAB |  |  |  |  | 029-06341 | 029-06341 | Woodlands | Woodlands memorial hospital | WOODLANDS - CATH LAB | Cath lab storage
YES | YES |  |  |  | 041-33163 | 041-33163 | Hewlett Packard | L7540 |  | 354-280-0932 | SE - OUTPATIENT LAB |  |  |  |  | 041-33163 | 041-33163 | Southeast | Memorial Hermann Southeast Hospital | SE - OUTPATIENT LAB | 4 floor storage |  |  |  | No pm
YES | YES | Serial Number Cnf |  |  | 099-13588 | 099-13588 | Hewlett Packard | Laser Jet 1020 |  | Cnf | HVI Cardiovascular Imaging |  |  |  |  | 099-13588 | 099-13588 | TMC | Memorial Hermann-Texas Medical Center | HVI Cardiovascular Imaging | Echo 2
YES | YES |  |  |  | 099-01124 | 099-01124 | Hewlett Packard | Laser Jet P2935n |  | 099-01124 | NE - CATH LAB |  |  |  |  | 099-01124 | 099-01124 | Katy | Memorial Hermann Northeast Hospital | NE - CATH LAB | Cath Lab
YES | YES |  |  |  | PHGDG60212 | PHGDG60212 | Hewlett Packard | Laser Jet Pro 400 |  | PHGDG60212 | OR |  |  |  |  | PHGDG60212 | PHGDG60212 | West | Memorial Hermann - Memorial City | OR | Back Hallway
YES | YES |  |  |  | 041-34815 | 041-34815 | Hewlett Packard | Laser Jet Pro M402dw |  | PHBVD22114 | Medical Plaza 4 Heart Clinic 6th Floor Suite 630 |  |  |  |  | 041-34815 | 041-34815 | West | Memorial Hermann Memorial City Medical Center | Medical Plaza 4 Heart Clinic 6th Floor Suite 630 | Room 6 Stress Test Room
YES | YES |  |  |  | 069-47984 | 069-47984 | Hewlett Packard | LaserJet M506 |  | PHBGT41960 | TMC - SAROFIM 2 - ADULT PACU |  |  |  |  | 069-47984 | 069-47984 | TMC | Memorial Hermann-Texas Medical Center | TMC - SAROFIM 2 - ADULT PACU | Central Station
YES | YES |  |  |  | 142-01908 | 142-01908 | Hewlett Packard | LaserJet P3015 |  | VNBCB7M13X | NE - IMU2 |  |  |  |  | 142-01908 | 142-01908 | Katy | Memorial Hermann Northeast Hospital | NE - IMU2 | Station | 4/1/11
YES | YES | Serial Number Cnf |  |  | 099-00564 | 099-00564 | Hewlett Packard | LaserJet P3015 |  | Cnf | NE - ICU |  |  |  |  | 099-00564 | 099-00564 | Katy | Memorial Hermann Northeast Hospital | NE - ICU | Between 4036 and 4037
YES | YES |  |  |  | 069-38913 | 069-38913 | Hewlett Packard | LaserJet P3015 |  | VNB3Y78082 | TMC - HERMANN - COU (1R) |  |  |  |  | 069-38913 | 069-38913 | TMC | Memorial Hermann-Texas Medical Center | TMC - HERMANN - COU (1R) | Nurses Station
YES | YES | Serial Number Cnf |  |  | 005-10828 | 005-10828 | Hewlett Packard | LaserJet P3015 |  | CNF | Clinical decision unit |  |  |  |  | 005-10828 | 005-10828 | Southeast | Memorial Hermann Southeast Hospital | Clinical decision unit | Nurse Station
YES | YES |  |  |  | 099-01068 | 099-01068 | Hewlett Packard | LaserJet Pro 200 |  | VNB3C42206 | NE - CATH LAB |  |  |  |  | 099-01068 | 099-01068 | Katy | Memorial Hermann Northeast Hospital | NE - CATH LAB | OR Storage
YES | YES |  |  |  | 241-04282 | 241-04282 | Hewlett Packard | LaserJet Pro M102w |  | VND3H21094 | TIRR - Sleep Lab |  |  |  |  | 241-04282 | 241-04282 | TMC | TIRR Memorial Hermann Neurological Sleep Medicine Center 2nd Floor | TIRR - Sleep Lab | Hallway |  |  |  | New Add
NO | YES | Asset Tag 1183283 |  |  |  |  | Hewlett Packard | LP2065 |  | SH913323637TA | Katy-Cath Lab | [6 empty] | Katy | MHHS-Katy | Katy-Cath Lab | Cath Lab
YES | YES |  |  |  | 0QJ6242 | 099-00242 | Hewlett Packard | LTR-48327S |  |  | KATY - |  |  |  |  | 0QJ6242 | 099-00242 | Katy | Katy | KATY - | Bio med shop | 2/1/20 |  |  | No pm
NO | YES |  |  |  | 129-00290 | 129-00290 | Hewlett Packard | M10006B |  | 3523A21670 | SUGAR LAND - BIOMED |  |  |  |  | 129-00290 | 129-00290 | Sugar Land | Memorial Hermann Sugar Land Hospital | SUGAR LAND - BIOMED | Biomed Shop
YES | YES |  |  |  | 041-33503 | 041-33503 | Hewlett Packard | M1001A |  | 3523A25013 | Memorial Hermann- Southeast |  |  |  |  | 041-33503 | 041-33503 |  | Memorial Hermann- Southeast | Memorial Hermann- Southeast | Storage | 4/1/20 |  |  | No PM Sticker
NO | YES |  |  |  | 041-00201 | 041-00201 | Hewlett Packard | M1001A |  | 3410A21656 | MEMORIAL CITY - Outpatient Surgery |  |  |  |  | 041-00201 | 041-00201 | West | Memorial Hermann Memorial City Medical Center | MEMORIAL CITY - Outpatient Surgery | W1 Anesthesia workroom
YES | YES |  |  |  | 041-02379 | 041-02379 | Hewlett Packard | M1001A |  | 3731A32057 | MEMORIAL CITY - Outpatient Surgery |  |  |  |  | 041-02379 | 041-02379 | West | Memorial Hermann Memorial City Medical Center | MEMORIAL CITY - Outpatient Surgery | W1 Anesthesia workroom
NO | YES |  |  |  | 041-00670 | 041-00670 | Hewlett Packard | M1001A |  | 3731A31781 | MEMORIAL CITY - Outpatient Surgery |  |  |  |  | 041-00670 | 041-00670 | West | Memorial Hermann Memorial City Medical Center | MEMORIAL CITY - Outpatient Surgery | W1 Anesthesia workroom
YES | YES |  |  |  | 041-00632 | 041-00632 | Hewlett Packard | M1001A |  | 3410A24124 | MEMORIAL CITY - Outpatient Surgery |  |  |  |  | 041-00632 | 041-00632 | West | Memorial Hermann Memorial City Medical Center | MEMORIAL CITY - Outpatient Surgery | W1 Anesthesia workroom
YES | YES |  |  |  | 151-04352 | 041-00335 | Hewlett Packard | M1001A |  | 3410A23398 | Memorial City Day Surgery |  |  |  |  | 151-04352 | 041-00335 | West | Memorial Hermann - Memorial City | Memorial City Day Surgery | Memorial City Day Surgery West Tower 1st Floor Stepdown Room 5
YES | YES |  |  |  | 129-00192 | 129-00192 | Hewlett Packard | M1002A |  | 3523A40018 | SUGAR LAND - BIOMED |  |  |  |  | 129-00192 | 129-00192 | Sugar Land | Memorial Hermann Sugar Land Hospital | SUGAR LAND - BIOMED | Biomed Shop | 8/1/18 |  | 8/1/19
YES | YES |  |  |  | 129-04133 | 129-04133 | Hewlett Packard | M1002A |  | 2926A01715 | SUGAR LAND - BIOMED |  |  |  |  | 129-04133 | 129-04133 | Sugar Land | Memorial Hermann Sugar Land Hospital | SUGAR LAND - BIOMED | Biomed Shop
YES | YES |  |  |  | 041-02785 | 041-02785 | Hewlett Packard | M1002B |  | DE00551066 | Memorial City OR Recovery |  |  |  |  | 041-02785 | 041-02785 | West | Memorial Hermann Memorial City Medical Center | Memorial City OR Recovery | Memorial City - OR Recovery Bay 9 |  |  |  | No pm sticker
NO | YES |  |  |  | 009-03062 | 009-03062 | Hewlett Packard | M1006A |  | 3004A18773 | GH-Cath Lab | MHHS-Greater Heights |  | Module, Blood Pressure, INV |  | 009-03062 | 009-03062 | Central | MHHS-Greater Heights | GH-Cath Lab | Holding room 4 | 3/1/19 |  | 3/1/20 |  | MONITORS, PHYSIOLOGIC, VITAL SIGNS | Module, Blood Pressure, INV | MODULEBLOODPRESSINV-Philips-M1006A | MODULEBLOODPRESSINV | M1006A |  |  |  | Philips | Module, Blood Pressure, INV |  | MODULEBLOODPRESSINV-Philips-M1006A |  | 9/1/20 |  | MBPI-A | Not Covered Vendor Only - Biomedical | MHHS-Greater Heights | [8 empty] | MODULEBLOODPRESSINV | Module, Blood Pressure, INV | Philips
NO | YES | Serial Number 3401A74558 |  |  | 009-01168 | 009-01168 | Hewlett Packard | M1006A |  | 3401A74558 | GH-OR |  |  |  |  | 009-01168 | 009-01168 | Central | MHHS-Greater Heights | GH-OR | OR | 3/1/19 |  | 3/1/20
NO | YES |  |  |  | 041-32906 | 041-32906 | Hewlett Packard | M1006B |  | NSN | [5 empty] | 041-32906 | 041-32906 | West | Women?s Memorial Hermann Memorial City Hospital |  | Memorial City - Labor
NO | YES |  |  |  | 041-01292 | 041-01292 | Hewlett Packard | M1006B |  | 3805G54927 | MEMORIAL CITY - TELEMETRY |  |  |  |  | 041-01292 | 041-01292 | West | Memorial City- Memorial Hermann Hospital | MEMORIAL CITY - TELEMETRY | Biomed Shop |  |  |  | Past PM due date.
YES | YES |  |  |  | 041-02310 | 041-02310 | Hewlett Packard | M1006B |  | 3523A26614 | MEMORIAL CITY - Outpatient Surgery |  |  |  |  | 041-02310 | 041-02310 | West | Memorial Hermann Memorial City Medical Center | MEMORIAL CITY - Outpatient Surgery | W1 Anesthesia workroom
YES | YES |  |  |  | 041-03765 | 041-03765 | Hewlett Packard | M1006B |  | 3805G52319 | MEMORIAL CITY - Outpatient Surgery |  |  |  |  | 041-03765 | 041-03765 | West | Memorial Hermann Memorial City Medical Center | MEMORIAL CITY - Outpatient Surgery | W1 Anesthesia workroom
YES | YES |  |  |  | 041-02122 | 041-02122 | Hewlett Packard | M1006b |  | 3805g54931 | MEMORIAL CITY - CATH LAB |  |  |  |  | 041-02122 | 041-02122 | West | Memorial herman heart and vascular - memorial city | MEMORIAL CITY - CATH LAB | Ct room 1
NO | YES |  |  |  | 041-01221 | 041-01221 | Hewlett Packard | M1006B |  | 3436A11425 | MEMORIAL CITY - ANESTHESIOLOGY |  |  |  |  | 041-01221 | 041-01221 | West | Memorial Hermann - Memorial City | MEMORIAL CITY - ANESTHESIOLOGY | Cath Lab 1
YES | YES |  |  |  | 041-01141 | 041-01141 | Hewlett Packard | M1006B |  | 3604G14277 | MEMORIAL CITY - CATH LAB |  |  |  |  | 041-01141 | 041-01141 | West | Heart | MEMORIAL CITY - CATH LAB | Vascular Procedure Rm 2 |  |  |  | No PM sticker
YES | YES |  |  |  | 3805G35750 | 3805G35750 | Hewlett Packard | M1006B |  | 3805G35750 | MEMORIAL CITY - ANESTHESIOLOGY |  |  |  |  | 3805G35750 | 3805G35750 | West | Memorial Hermann Memorial City Medical Center | MEMORIAL CITY - ANESTHESIOLOGY | Surgery room 10 |  |  |  | No pm sticker
NO | YES |  |  |  | 041-03887 | 041-03887 | Hewlett Packard | M1006B |  | 3805G53553 | MEMORIAL CITY - MOR |  |  |  |  | 041-03887 | 041-03887 | West | Memorial Hermann Memorial City Medical Center | MEMORIAL CITY - MOR | OR 8
NO | YES |  |  |  | 041-01262 | 041-01262 | Hewlett Packard | M1006B |  | 3805G52322 | MEMORIAL CITY - ANESTHESIOLOGY |  |  |  |  | 041-01262 | 041-01262 | West | Memorial Hermann Memorial City Medical Center | MEMORIAL CITY - ANESTHESIOLOGY | OR 7
YES | YES |  |  |  | 041-03617 | 041-03617 | Hewlett Packard | M1006B |  | 3805A55168 | MEMORIAL CITY - EAST TOWER - IMCU |  |  |  |  | 041-03617 | 041-03617 | West | Memorial Hermann Memorial City Medical Center | MEMORIAL CITY - EAST TOWER - IMCU | MEMORIAL CITY - EAST TOWER - IMCU Room 442 |  |  |  | No pm sticker
YES | YES |  |  |  | 009-00950 | 009-00950 | Hewlett Packard | M1008-68501 |  | 3226A01236 | SUGAR LAND - BIOMED |  |  |  |  | 009-00950 | 009-00950 | Sugar Land | Memorial Hermann Sugar Land Hospital | SUGAR LAND - BIOMED | Biomed Shop | 8/1/16 |  | 8/1/17
YES | YES |  |  |  | 129-00191 | 129-00191 | Hewlett Packard | M1008B |  | 3523A40038 | SUGAR LAND - BIOMED |  |  |  |  | 129-00191 | 129-00191 | Sugar Land | Memorial Hermann Sugar Land Hospital | SUGAR LAND - BIOMED | Biomed Shop | 8/1/17 |  | 8/1/18
YES | YES |  |  |  | 041-02772 | 041-02772 | Hewlett Packard | M1008B |  | 3911G98771 | MEMORIAL CITY - TELEMETRY |  |  |  |  | 041-02772 | 041-02772 | West | Memorial City- Memorial Hermann Hospital | MEMORIAL CITY - TELEMETRY | Biomed Shop |  |  |  | No PM sticker
YES | YES |  |  |  | 041-01696 | 041-01696 | Hewlett Packard | M1008B |  | 3805A81973 | MEMORIAL CITY - TELEMETRY |  |  |  |  | 041-01696 | 041-01696 | West | Memorial City- Memorial Hermann Hospital | MEMORIAL CITY - TELEMETRY | Biomed Shop |  |  |  | No PM sticker
NO | YES |  |  |  | 041-00191 | 041-00191 | Hewlett Packard | M1008B |  | 3523A49940 | MEMORIAL CITY - Outpatient Surgery |  |  |  |  | 041-00191 | 041-00191 | West | Memorial Hermann Memorial City Medical Center | MEMORIAL CITY - Outpatient Surgery | W1 Anesthesia workroom
NO | YES |  |  |  | 041-00184 | 041-00184 | Hewlett Packard | M1008B |  | 3523A44350 | MEMORIAL CITY - Outpatient Surgery |  |  |  |  | 041-00184 | 041-00184 | West | Memorial Hermann Memorial City Medical Center | MEMORIAL CITY - Outpatient Surgery | W1 Anesthesia workroom
NO | YES | Serial Number 3516A30933 |  |  | 041-00669 | 041-00669 | Hewlett Packard | M1008B |  | 3516A30933 | Memorial Ciry Day Surgery |  |  |  |  | 041-00669 | 041-00669 | West | Memorial Hermann - Memorial City | Memorial Ciry Day Surgery | Memorial City Day Surgery West Tower 1st Foor Stepdown Room 5
YES | YES |  |  |  |  | 129-00293 | Hewlett Packard | M1012A |  | 3410A14764 | [6 empty] | 129-00293 | Sugar Land | Memorial Hermann Sugar Land Hospital |  | Biomed shop | 3/1/14 | 3/1/14 |  |  |  | Module/ Monitor, Cardiac Output | MODULECARDIACOUTPUT-Philips-M1012A | [12 empty] | MCO-A | [10 empty] | MODULECARDIACOUTPUT | Module/ Monitor, Cardiac Output | Philips
YES | YES |  |  |  | 077-01132 | 077-01132 | Hewlett Packard | M1016A |  | 3126A03730 | TMC - OR - CVOR (7HVI) |  |  |  |  | 077-01132 | 077-01132 | TMC | Memorial Hermann-Texas Medical Center | TMC - OR - CVOR (7HVI) | Biomed Shop |  |  |  | No PM Sticker
YES | YES |  |  |  | 077-00979 | 077-00979 | Hewlett Packard | M1016A |  | 3805G13801 | TMC - NICU |  |  |  |  | 077-00979 | 077-00979 | TMC | Memorial Hermann-Texas Medical Center | TMC - NICU | Biomed Shop |  |  |  | No PM Sticker
YES | YES |  |  |  | 077-03603 | 077-03603 | Hewlett Packard | M1020A |  | DE805G1596 | TMC - OR - CVOR (7HVI) |  |  |  |  | 077-03603 | 077-03603 | TMC | Memorial Hermann-Texas Medical Center | TMC - OR - CVOR (7HVI) | Biomed Shop |  |  |  | No PM Sticker
YES | YES |  |  |  | 005-00386 | 005-00386 | Hewlett Packard | M1020A |  | 3251A24676 | SE - ICU |  |  |  |  | 005-00386 | 005-00386 | Southeast | Memorial Hermann Southeast Hospital | SE - ICU | Biomed shop
YES | YES |  |  |  | 129-00291 | 129-00291 | Hewlett Packard | M1029A |  | 3251A22472 | SUGAR LAND - OR |  |  |  |  | 129-00291 | 129-00291 | Sugar Land | Memorial Hermann Sugar Land Hospital | SUGAR LAND - OR | OR 4 | 7/1/19 | 7/1/20 |  |  |  | Module, Temperature | MODULETEMP-Philips-M1029A | [12 empty] | MT-A | [10 empty] | MODULETEMP | Module, Temperature | Philips
YES | YES |  |  |  | 077-03057 | 077-03057 | Hewlett Packard | M1029A |  | 3121A10998 | PICU |  |  |  |  | 077-03057 | 077-03057 |  | TMC | PICU | Memorial Hermann- texas medical center | 3/1/20 |  |  | No PM Sticker |  |  | MODULETEMP-Philips-M1029A
YES | YES |  |  |  | 005-01080 | 005-01080 | Hewlett Packard | M1029A |  | 3251A18261 | SE - UNIT 2B (ONCOLOGY) |  |  |  |  | 005-01080 | 005-01080 | Southeast | Memorial Hermann Southeast Hospital | SE - UNIT 2B (ONCOLOGY) | Biomed | 9/1/17 |  | 9/1/18 |  |  |  | MODULETEMP-Philips-M1029A
YES | YES |  |  |  | 005-01081 | 005-01081 | Hewlett Packard | M1029A |  | 3251A18254 | Biomed |  |  |  |  | 005-01081 | 005-01081 | Southeast | Memorial Hermann Southeast Hospital | Biomed | Biomed | 7/1/16 |  | 7/1/17 |  |  |  | MODULETEMP-Philips-M1029A
NO | YES |  |  |  |  | 009-00528 | Hewlett Packard | M1029A |  | 3218A11902 | GH OR | [5 empty] | 009-00528 | WEST AND GREATER HIGHTS | GH OR | GH OR | GH OR
YES | YES |  |  |  | 005-13195 | 005-13195 | Hewlett Packard | M1032A |  | 3805A15609 | MEMORIAL CITY - TELEMETRY |  |  |  |  | 005-13195 | 005-13195 | West | Memorial City- Memorial Hermann Hospital | MEMORIAL CITY - TELEMETRY | Biomed Shop |  |  |  | No PM sticker
YES | YES | [5 empty] | Hewlett Packard | M1041A |  | 3805A32785 | SUGAR LAND - BIOMED | [6 empty] | Sugar Land | Memorial Hermann Sugar Land Hospital | SUGAR LAND - BIOMED | Biomed Shop
YES | YES |  |  |  | 129-00986 | 129-00986 | Hewlett Packard | M1041A |  | 3441A25558 | SUGAR LAND - BIOMED |  |  |  |  | 129-00986 | 129-00986 | Sugar Land | Memorial Hermann Sugar Land Hospital | SUGAR LAND - BIOMED | Biomed Shop
YES | YES |  |  |  | 099-09733 | 099-09733 | Hewlett Packard | M1041A |  | 3805G41646 | SE - RADIOLOGY |  |  |  |  | 099-09733 | 099-09733 | Southeast | Memorial Hermann Southeast Hospital | SE - RADIOLOGY | RADIOLOGY
YES | YES |  |  |  | 133-00635 | 133-00635 | Hewlett Packard | M1116B |  | 3428A22968 | Biomed shop |  |  |  |  | 133-00635 | 133-00635 | Katy | Memorial Hermann Katy Hospital | Biomed shop | Biomed shop | [5 empty] | Module, Recorder | MODULERECORDER-Philips-M1116B | [23 empty] | MODULERECORDER | Module, Recorder | Philips
YES | YES |  |  |  | 133-00224 | 133-00224 | Hewlett Packard | M1116B |  | 3530A39259 | Biomed |  |  |  |  | 133-00224 | 133-00224 | Katy | Memorial Hermann Katy Hospital | Biomed | Biomed |  | 2/1/20 |  |  |  | Module, Recorder | MODULERECORDER-Philips-M1116B | [23 empty] | MODULERECORDER | Module, Recorder | Philips
YES | YES |  |  |  | 133-00630 | 133-00630 | Hewlett Packard | M1116B |  | 3809A66668 | Biomed |  |  |  |  | 133-00630 | 133-00630 | Katy | Memorial Hermann Katy Hospital | Biomed | Biomed | [5 empty] | Module, Recorder | MODULERECORDER-Philips-M1116B | [23 empty] | MODULERECORDER | Module, Recorder | Philips
YES | YES |  |  |  | 129-04137 | 129-04137 | Hewlett Packard | M1116B |  | 3809A72348 | SUGAR LAND - BIOMED |  |  |  |  | 129-04137 | 129-04137 | Sugar Land | Memorial Hermann Sugar Land Hospital | SUGAR LAND - BIOMED | Biomed Shop | [5 empty] | Module, Recorder | MODULERECORDER-Philips-M1116B | [23 empty] | MODULERECORDER | Module, Recorder | Philips
YES | YES |  |  |  | 009-01720 | 009-01720 | Hewlett Packard | M1116B |  | 3809A72587 | SUGAR LAND - CATH LAB |  |  |  |  | 009-01720 | 009-01720 | Sugar Land |  | SUGAR LAND - CATH LAB | BioMed Shop |  |  |  | No pm |  | Module, Recorder | MODULERECORDER-Philips-M1116B | [23 empty] | MODULERECORDER | Module, Recorder | Philips
YES | YES |  |  |  | 142-08920 | 142-08920 | Hewlett Packard | M1116B |  | 3530A35788 | SUGAR LAND - CATH LAB |  |  |  |  | 142-08920 | 142-08920 | Sugar Land |  | SUGAR LAND - CATH LAB | BioMed Shop |  |  |  | No pm |  | Module, Recorder | MODULERECORDER-Philips-M1116B | [23 empty] | MODULERECORDER | Module, Recorder | Philips
YES | YES |  |  |  |  | 077-01466 | Hewlett Packard | M1116B |  | 3809A76463 | TMC - OR - CVOR (7HVI) | [5 empty] | 077-01466 | TMC | Memorial Hermann-Texas Medical Center | TMC - OR - CVOR (7HVI) | Biomed Shop |  |  |  | No PM Sticker |  |  | MODULERECORDER-Philips-M1116B
YES | YES |  |  |  | 005-00632 | 005-00632 | Hewlett Packard | M1116B |  | 3809A75329 | SE - RADIOLOGY |  |  |  |  | 005-00632 | 005-00632 | Southeast | Memorial Hermann- SE - RADIOLOGY | SE - RADIOLOGY | CT1 |  |  |  | No PM Sticker |  |  | MODULERECORDER-Philips-M1116B
YES | YES |  |  |  | 005-00460 | 005-00460 | Hewlett Packard | M1116B |  | 3220A05392 | SE - LABOR |  |  |  |  | 005-00460 | 005-00460 | Southeast | Memorial Hermann Southeast Hospital | SE - LABOR | 4 floor storage |  |  |  | No pm |  |  | MODULERECORDER-Philips-M1116B
YES | YES |  |  |  | 041-00338 | 041-00338 | Hewlett Packard | M1116B |  | 3530A39546 | Memorial City - 10 Floor Storage |  |  |  |  | 041-00338 | 041-00338 | West | Memorial Hermann Memorial City Medical Center | Memorial City - 10 Floor Storage | Memorial City - 10 Floor Storage
YES | YES |  |  |  |  | 099-06033 | Hewlett Packard | M1401A |  | 380-5A5-0374 | PACU | [5 empty] | 099-06033 |  | Memorial Hermann- South East | PACU | PACU 11
YES | YES |  |  |  | 129-31558 | 129-31558 | Hewlett Packard | M1N98A |  | CN460213X2 | SUGAR LAND - NURSE CALL |  |  |  |  | 129-31558 | 129-31558 | Sugar Land | Memorial Hermann Sugar Land Hospital | SUGAR LAND - NURSE CALL | Nurses Station
YES | YES |  |  |  | 041-01219 | 041-01219 | Hewlett Packard | M2007B |  | 3805G52323 | MEMORIAL CITY - ANESTHESIOLOGY |  |  |  |  | 041-01219 | 041-01219 | West | Memorial City | MEMORIAL CITY - ANESTHESIOLOGY | L
YES | YES | Serial Number Lock in |  |  | 041-06683 | 041-06683 | Hewlett Packard | M2007B |  | Lock in | MEMORIAL CITY - ANESTHESIOLOGY |  |  |  |  | 041-06683 | 041-06683 | West | Memorial City | MEMORIAL CITY - ANESTHESIOLOGY | L
YES | YES | Serial Number Cnf |  |  | 129-31647 | 129-31647 | Hewlett Packard | M2601A |  | Cnf | Biomed |  |  |  |  | 129-31647 | 129-31647 | Sugar Land | Memorial Hermann Sugar Land Hospital | Biomed | Biomed shop |  |  |  | Serial not readable
YES | YES | Serial Number Cnf |  |  | 129-31648 | 129-31648 | Hewlett Packard | M2601A |  | Cnf | Biomed |  |  |  |  | 129-31648 | 129-31648 | Sugar Land | Memorial Hermann Sugar Land Hospital | Biomed | Biomed shop |  |  |  | Serial un readable
YES | YES |  |  |  | 129-31649 | 129-31649 | Hewlett Packard | M2601A |  | 4015A39549 | Biomed |  |  |  |  | 129-31649 | 129-31649 | Sugar Land | Memorial Hermann Sugar Land Hospital | Biomed | Biomed shop
YES | YES |  |  |  | 129-31652 | 129-31652 | Hewlett Packard | M2601A |  | 4015A39515 | Biomed |  |  |  |  | 129-31652 | 129-31652 | Sugar Land | Memorial Hermann Sugar Land Hospital | Biomed | Biomed shop
NO | YES | Serial Number PHBCM9J163 |  |  | 069-48349 | 069-48349 | Hewlett Packard | M507 |  | PHBCM9J163 | MICU 09 |  |  |  |  | 069-48349 | 069-48349 |  | Memorial Hermann-Texas Medical Center | MICU 09 | West Cullen TMC | 3/1/20 |  |  | No PM Sticker
YES | YES |  |  |  | 099-05329 | 099-05329 | Hewlett Packard | Oficejet 6100 |  | CN46L751H705KR | Memorial Hermann- Texas Medica Center Robertson Radiology |  |  |  |  | 099-05329 | 099-05329 |  | TCM | Memorial Hermann- Texas Medica Center Robertson Radiology | Exam Room | 3/1/20 |  |  | No PM Sticker
YES | YES |  |  |  | 069-45977 | 069-45977 | Hewlett Packard | Proliant ML30 Gen 9 |  | CZ3725845P | Radiology |  |  |  |  | 069-45977 | 069-45977 | Central | Joint Center - Orthopedic and Spine Hospital | Radiology | CT Scan
YES | YES |  |  |  | 041-33793 | 041-33793 | Hewlett Packard | Q9F11A |  |  | MEMORIAL CITY - Pediatrics |  |  |  |  | 041-33793 | 041-33793 | West | Memorial Hermann Memorial City Medical Center | MEMORIAL CITY - Pediatrics | MEMORIAL CITY - MHT - Pediatrics MH4 403.2 AIDF |  |  |  | 1 time pm sticker
YES | YES |  |  |  | 005-11222 | 005-11222 | Hewlett Packard | Rp 5800 |  | 2UA54120HQ | SE - UNIT 4B (WOMENS SERVICES) |  |  |  |  | 005-11222 | 005-11222 | Southeast | Memorial Hermann South East | SE - UNIT 4B (WOMENS SERVICES) | Nurse station | 3/1/20
YES | YES | [5 empty] | Hewlett Packard | RP5800 |  | 2UA6021B2F | Biomed | [6 empty] | Northwest | Memorial Hermann Cypress Hospital | Biomed | Biomed shop | 2/1/17 | 8/1/17 |  | In black cabinet in biomed shop. PM out of date.
YES | YES |  |  |  | 129-02504 | 129-02504 | Hewlett Packard | Switch 2524 |  | J4813A | [5 empty] | 129-02504 | 129-02504 | Sugar Land |  |  | BioMed Shop |  |  |  | No pm
YES | YES |  |  |  | 029-06476 | 029-06476 | Hewlett Packard | VD0911A |  | CNC94003J1 | Cath Lab |  |  |  |  | 029-06476 | 029-06476 | Woodlands | Memorial Hermann Hospital Woodlands | Cath Lab | Cath Lab 1 | 2/1/10
YES | YES |  |  |  | 005-33519 | 005-33519 | Hewlett Packard | XELERIS |  | CZC 7238WGV | Memorial Hermann- SE - Radiology- NuclearMed |  |  |  |  | 005-33519 | 005-33519 | Southeast | Memorial Hermann- SE - Radiology- NuclearMed | Memorial Hermann- SE - Radiology- NuclearMed | Echo Room1 |  |  |  | No PM Sticker
YES | YES |  |  |  | 069-26736 | 069-26736 | Hewlett Packard | Xw4600 |  | 2uA8180FTQ | TMC - RADIOLOGY - NUC MED |  |  |  |  | 069-26736 | 069-26736 | TMC | Memorial Hermann Texas Medical Center | TMC - RADIOLOGY - NUC MED | Nuclear Medicine
YES | YES |  |  |  |  | 005-07473 | Hewlett Packard | xw8200 |  | CZC7093LWN | Suite 104 imaging | [5 empty] | 005-07473 | Pearland | Memorial Hermann Medical Group Central Pearland | Suite 104 imaging | Ct control 104.12 |  |  |  | Not sure if imaging equipment. No pm sticker
YES | YES |  |  |  | 069-21782 | 069-21782 | Hewlett Packard | xw8200 |  | SBT06020487GA | Biomed Shop |  |  |  |  | 069-21782 | 069-21782 | TMC | Memorial Hermann-Texas Medical Center | Biomed Shop | Biomed Shop |  |  |  | No PM Sticker
YES | YES |  |  |  | 151-01755 | 151-01755 | Hewlett Packard | Z440 |  | 2UA6361LM3 | [5 empty] | 151-01755 | 151-01755 | Northwest | Memorial Hermann Cypress Hospital |  | M2 506 | 9/1/18 | 3/1/19
YES | YES |  |  |  | 151-01754 | 151-01754 | Hewlett Packard | Z440 |  | 2UA6401NPG | Clinical Engineering |  |  |  |  | 151-01754 | 151-01754 | Northwest | Memorial Hermann Cypress Hospital | Clinical Engineering | M2 506 | 9/1/18 | 3/1/19
YES | YES |  |  |  | 151-01756 | 151-01756 | Hewlett Packard | Z440 |  | 2UA6401NPJ | Clinical Engineering |  |  |  |  | 151-01756 | 151-01756 | Northwest | Memorial Hermann Cypress Hospital | Clinical Engineering | M2 506 | 9/1/18 | 3/1/19
YES | YES |  |  |  | 151-01752 | 151-01752 | Hewlett Packard | Z440 |  | 2UA6361LN3 | Biomed |  |  |  |  | 151-01752 | 151-01752 | Northwest | Memorial Hermann Cypress Hospital | Biomed | M2 506
YES | YES |  |  |  | 069-45981 | 069-45981 | Hewlett Packard | Z440 |  | Nsn | TMC - RADIOLOGY - NUC MED |  |  |  |  | 069-45981 | 069-45981 | TMC | Memorial Hermann-Texas Medical Center | TMC - RADIOLOGY - NUC MED | Nuc med
NO | YES |  |  |  | 029-09270 | 029-09270 | Hewlett Packard | Z600 |  | 2UA24119CG | Woodlands-Cath Lab |  |  |  |  | 029-09270 | 029-09270 | Woodlands | MHHS-Woodlands | Woodlands-Cath Lab | Cath Lab 2
YES | YES |  |  |  | 099-08026 | 099-08026 | Hewlett Packard | Z800 |  | 2UA3161B8F | Cath Lab |  |  |  |  | 099-08026 | 099-08026 | Woodlands | Memorial Hermann Hospital Woodlands | Cath Lab | Cath Lab 1 | 8/1/19 |  | 8/1/20
NO | YES |  |  |  | 041-32067 | 041-32067 | Hewlett-Packard Co | 1006B |  | DE805C3523 | MEMORIAL CITY - ANESTHESIOLOGY | MHHS-Mem City |  |  |  | 041-32067 | 041-32067 | West | Memorial Hermann Memorial City Medical Center | MEMORIAL CITY - ANESTHESIOLOGY | Surgery room 10 |  |  |  |  | MONITORS, BEDSIDE, BLOOD PRESSURE |  | MODULEBLOODPRESSINV-Philips-M1006B |  |  |  |  | MODULEBLOODPRESSINV-Philips-M1006B | HP | [7 empty] | Covered PM Repair - Biomedical | MHHS-Mem City
NO | YES |  |  |  | 041-03764 | 041-03764 | Hewlett-Packard Co | 1006B |  | 3805G52058 | MEMORIAL CITY - OUTPATIENT SURGERY | MHHS-Mem City |  |  |  | 041-03764 | 041-03764 | West | Memorial Hermann Memorial City Medical Center | MEMORIAL CITY - OUTPATIENT SURGERY | Memorial City - Day Surgery Room W1 300.82 OR14 |  |  |  |  | MONITORS, BEDSIDE, BLOOD PRESSURE |  | MODULEBLOODPRESSINV-Philips-M1006B |  |  |  |  | MODULEBLOODPRESSINV-Philips-M1006B | HP | [7 empty] | Covered PM Repair - Biomedical | MHHS-Mem City
NO | NO | [5 empty] | Hewlett-Packard Co | 268621-001 |  |  | MEMORIAL CITY - RADIOLOGY - OUTPATIENT | MHHS-Mem City | [5 empty] | West & Memorial City |  | MEMORIAL CITY - RADIOLOGY - OUTPATIENT | [5 empty] | COMPUTERS |  | .needs class |  |  |  |  | .needs class | HP | [7 empty] | Covered PM Repair - Biomedical | MHHS-Mem City
NO | NO | [5 empty] | Hewlett-Packard Co | 375051-001 |  | 2UA8070W94 | SW - NICU | MHHS-Southwest | [5 empty] | Southwest |  | SW - NICU | [5 empty] | COMPUTERS |  | .needs class |  |  |  |  | .needs class | HP | [7 empty] | Covered PM Repair - Biomedical | MHHS-Southwest
NO | NO | [5 empty] | Hewlett-Packard Co | 4200 SERIES |  | 040076DV389B136C0 | WOODLANDS - ER | MHHS-Woodlands | [5 empty] | Woodlands |  | WOODLANDS - ER | [5 empty] | COMPUTERS |  | .needs class |  |  |  |  | .needs class | HP | [7 empty] | Covered PM Repair - Biomedical | MHHS-Woodlands
NO | NO | [5 empty] | Hewlett-Packard Co | 4200 SERIES |  | 040076DV389B13E40 | WOODLANDS - ER | MHHS-Woodlands | [5 empty] | Woodlands |  | WOODLANDS - ER | [5 empty] | COMPUTERS |  | .needs class |  |  |  |  | .needs class | HP | [7 empty] | Covered PM Repair - Biomedical | MHHS-Woodlands
NO | NO |  |  |  | 029-06708 |  | Hewlett-Packard Co | 4200 SERIES |  | L3AV76H94ACE0 | WOODLANDS - PREOP | MHHS-Woodlands |  |  |  | 029-06708 |  | Woodlands |  | WOODLANDS - PREOP | [5 empty] | COMPUTERS |  | .needs class |  |  |  |  | .needs class | HP | [7 empty] | Covered PM Repair - Biomedical | MHHS-Woodlands
NO | NO |  |  |  | 074-00826 |  | Hewlett-Packard Co |  |  | CNRXS57297 | TMC - CENTRAL MONITORING - HVI (3HVI) | MHHS-TMC |  | Recorder, Holter |  | 074-00826 |  | TMC |  | TMC - CENTRAL MONITORING - HVI (3HVI) | [5 empty] | PRINTERS |  | RECORDERHOLTER-Burdick Inc-4250 | RECORDERHOLTER |  |  |  |  | Burdick Inc | Recorder, Holter |  |  | RECORDERHOLTER-Burdick Inc-4250 |  |  |  | Covered PM Repair - Radiology, Low End | MHHS-TMC
NO | NO |  |  |  | 074-00826 |  | Hewlett-Packard Co |  |  | CNRXS57297 | TMC - CENTRAL MONITORING - HVI (3HVI) | MHHS-TMC |  | Recorder, Holter |  | 074-00826 |  | TMC |  | TMC - CENTRAL MONITORING - HVI (3HVI) | [5 empty] | PRINTERS |  | RECORDERHOLTER-Burdick Inc-4250 | RECORDERHOLTER |  |  |  |  | Burdick Inc | Recorder, Holter |  |  | RECORDERHOLTER-Burdick Inc-4250 |  |  |  | Covered PM Repair - Radiology, Low End | MHHS-TMC
NO | NO | [5 empty] | Hewlett-Packard Co |  |  | CNDXH00455 | TMC - CENTRAL MONITORING - HVI (3HVI) | MHHS-TMC |  | Recorder, Holter |  |  |  | TMC |  | TMC - CENTRAL MONITORING - HVI (3HVI) | [5 empty] | PRINTERS |  | RECORDERHOLTER-Burdick Inc-4250 | RECORDERHOLTER |  |  |  |  | Burdick Inc | Recorder, Holter |  |  | RECORDERHOLTER-Burdick Inc-4250 |  |  |  | Covered PM Repair - Radiology, Low End | MHHS-TMC
NO | NO | [5 empty] | Hewlett-Packard Co |  |  | CNRXS56463 | TMC - CENTRAL MONITORING - HVI (3HVI) | MHHS-TMC |  | Recorder, Holter |  |  |  | TMC |  | TMC - CENTRAL MONITORING - HVI (3HVI) | [5 empty] | PRINTERS |  | RECORDERHOLTER-Burdick Inc-4250 | RECORDERHOLTER |  |  |  |  | Burdick Inc | Recorder, Holter |  |  | RECORDERHOLTER-Burdick Inc-4250 |  |  |  | Not Covered Vendor Only - Biomedical | MHHS-TMC
NO | NO |  |  |  | 074-04703 |  | Hewlett-Packard Co |  |  |  | TMC - HVI - CVIMU (8HVI) | MHHS-TMC |  | Recorder, Holter |  | 074-04703 |  | TMC |  | TMC - HVI - CVIMU (8HVI) | [5 empty] | PRINTERS |  | RECORDERHOLTER-Burdick Inc-4250 | RECORDERHOLTER |  |  |  |  | Burdick Inc | Recorder, Holter |  |  | RECORDERHOLTER-Burdick Inc-4250 |  |  |  | Covered PM Repair - Radiology, Low End | MHHS-TMC
NO | NO | [5 empty] | Hewlett-Packard Co |  |  | CNRXH85510 | TMC - HVI - HEART FAILURE ICU (5HVI) | MHHS-TMC |  | Recorder, Holter |  |  |  | TMC |  | TMC - HVI - HEART FAILURE ICU (5HVI) | [5 empty] | PRINTERS |  | RECORDERHOLTER-Burdick Inc-4250 | RECORDERHOLTER |  |  |  |  | Burdick Inc | Recorder, Holter |  |  | RECORDERHOLTER-Burdick Inc-4250 |  |  |  | Covered PM Repair - Radiology, Low End | MHHS-TMC
NO | NO |  |  |  | 029-06339 |  | Hewlett-Packard Co | 4500 3CR17561-91 |  | YECFABN32F040 | WOODLANDS - PREOP | MHHS-Woodlands |  |  |  | 029-06339 |  | Woodlands |  | WOODLANDS - PREOP | [5 empty] | COMPUTERS |  | .needs class |  |  |  |  | .needs class | HP | [7 empty] | Covered PM Repair - Biomedical | MHHS-Woodlands
NO | NO |  |  |  | 029-08656 |  | Hewlett-Packard Co | A5120-48G EI |  | CN28BYS186 | WOODLANDS - PACU | MHHS-Woodlands |  |  |  | 029-08656 |  | Woodlands |  | WOODLANDS - PACU | [5 empty] | COMPUTERS |  | .needs class |  |  |  |  | .needs class | HP | [7 empty] | Covered PM Repair - Biomedical | MHHS-Woodlands
NO | NO | [5 empty] | Hewlett-Packard Co | A5120-48G EI |  | CN22BYS01L | WOODLANDS - PACU | MHHS-Woodlands | [5 empty] | Woodlands |  | WOODLANDS - PACU | [5 empty] | COMPUTERS |  | .needs class |  |  |  |  | .needs class | HP | [7 empty] | Covered PM Repair - Biomedical | MHHS-Woodlands
NO | NO | [5 empty] | Hewlett-Packard Co | A5120-48G EI |  | CN22BYS07Y | WOODLANDS - PACU | MHHS-Woodlands | [5 empty] | Woodlands |  | WOODLANDS - PACU | [5 empty] | COMPUTERS |  | .needs class |  |  |  |  | .needs class | HP | [7 empty] | Covered PM Repair - Biomedical | MHHS-Woodlands
NO | NO |  |  |  | R-069-VENTRIWS1 |  | Hewlett-Packard Co | ADVANTAGE WORK STATION |  | CZC6502KYY | TMC - HVI - CARDIOLOGY (3HVI) | MHHS-TMC |  |  |  | R-069-VENTRIWS1 |  | TMC |  | TMC - HVI - CARDIOLOGY (3HVI) | [5 empty] | INFORMATION SYSTEMS, TELEMEDICINE, RADIOLOGY |  | RADWORK-GE-Advantage 4.6 |  |  |  |  | RADWORK-GE-Advantage 4.6 | HP | [7 empty] | Covered PM Repair - Biomedical | MHHS-TMC
NO | YES |  |  |  | 000-05057 | 000-05057 | Hewlett-Packard Co | CODEMASTER XL PLUS |  | 3240A00605 | MH MG - (MC) - COMPREHENSIVE HEART CARE | MHHS-MG |  |  |  | 000-05057 | 000-05057 | West | Memorial Hermann Medical Group Memorial City Cardiology (#400) | MH MG - (MC) - COMPREHENSIVE HEART CARE | MP 4 Stress Lab |  |  |  |  | DEFIBRILLATORS |  | .needs class | [5 empty] | HP | [7 empty] | Covered PM Repair - Biomedical | MHHS-MG
NO | NO | [5 empty] | Hewlett-Packard Co | COMPAQ 6005 |  | CZC045928D | TIRR - KIRBY GLENN | MHHS-TIRR | [5 empty] | TMC |  | TIRR - KIRBY GLENN | [5 empty] | COMPUTERS |  | .needs class | [5 empty] | HP | [7 empty] | Covered PM Repair - Biomedical | MHHS-TIRR
NO | NO | [5 empty] | Hewlett-Packard Co | COMPAQ 6005 |  | czc0459286 | TIRR - THERAPY GYM | MHHS-TIRR | [5 empty] | TMC |  | TIRR - THERAPY GYM | [5 empty] | COMPUTERS |  | .needs class | [5 empty] | HP | [7 empty] | Covered PM Repair - Biomedical | MHHS-TIRR
NO | NO |  |  |  | 013-35757 |  | Hewlett-Packard Co | COMPAQ 8200 ELITE |  | CZC15218P5 | SW - RADIOLOGY | MHHS-Southwest |  |  |  | 013-35757 |  | Southwest |  | SW - RADIOLOGY | [5 empty] | COMPUTERS |  | .needs class | [5 empty] | HP | [7 empty] | Covered PM Repair - Biomedical | MHHS-Southwest
NO | YES |  |  |  |  | 013-17213 | Hewlett-Packard Co | COMPAQ DC7800 |  | 3908048CDW | SW-Nursery | MHHS-Southwest |  |  |  |  | 013-17213 | Southwest | MHHS-Southwest | SW-Nursery | 5th Floor - C Wing Nurses Station | 4/1/19 |  | 4/1/20 |  | COMPUTERS |  | .needs class | [5 empty] | HP |  |  |  |  | 12/24/03 |  |  | Covered PM Repair - Biomedical | MHHS-Southwest
NO | YES | [5 empty] | Hewlett-Packard Co | COMPAQ DC7800 |  |  | Floor 7 | MHHS-Southwest | [5 empty] | Southwest | Memorial Hermann Southwest | Floor 7 | Floor 7 | 2/1/11 |  |  |  | COMPUTERS |  | .needs class | [5 empty] | HP | [7 empty] | Covered PM Repair - Biomedical | MHHS-Southwest
NO | NO | [5 empty] | Hewlett-Packard Co | D7560 |  | my96e991v0 | TMC - RESPIRATORY - ADULT | MHHS-TMC |  | Printer, Video |  |  |  | TMC |  | TMC - RESPIRATORY - ADULT | [5 empty] | PRINTERS |  | PRINTERVIDEO-HP-D7560 | PRINTERVIDEO | D7560 |  |  |  | HP | Printer, Video |  | PRINTERVIDEO-HP-D7560 |  |  |  |  | Covered PM Repair - Biomedical | MHHS-TMC
NO | YES | [5 empty] | Hewlett-Packard Co | DC5700 |  | 2UA8020CHC | MEMORIAL CITY - MHT - MED/SURG 6 | MHHS-Mem City |  | System, Interface |  |  |  | West | Memorial Hermann Memorial City Medical Center | MEMORIAL CITY - MHT - MED/SURG 6 | MEMORIAL CITY - MHT - MED/SURG 6 |  |  |  | 1 time pm sticker | COMPUTERS |  | SYSTEMINTERFACE-HP-DC5700 | SYSTEMINTERFACE | DC5700 |  |  |  | HP | System, Interface |  | SYSTEMINTERFACE-HP-DC5700 |  |  |  |  | Not Covered Vendor Only - Biomedical | MHHS-Mem City
NO | YES |  |  |  |  | 041-14682 | Hewlett-Packard Co | DC5700 |  | MXM80803WT | MEMORIAL CITY - PEDIATRICS | MHHS-Mem City |  | System, Interface |  |  | 041-14682 | West | Memorial Hermann Memorial City Medical Center | MEMORIAL CITY - PEDIATRICS | MEMORIAL CITY - PEDIATRICS nurses station |  |  |  |  | COMPUTERS |  | SYSTEMINTERFACE-HP-DC5700 | SYSTEMINTERFACE | DC5700 |  |  |  | HP | System, Interface |  | SYSTEMINTERFACE-HP-DC5700 |  |  |  |  | Not Covered Vendor Only - Biomedical | MHHS-Mem City
NO | YES |  |  |  | 074-01384 | 074-01384 | Hewlett-Packard Co | DC5700 |  | MXM71903JL | TMC-HVI-Heart Failure ICU (5Hvi) | MHHS-TMC |  | System, Interface |  | 074-01384 | 074-01384 | TMC | MHHS-TMC | TMC-HVI-Heart Failure ICU (5Hvi) | Dictation | 12/1/16 |  |  |  | COMPUTERS | System, Interface | SYSTEMINTERFACE-HP-DC5700 | SYSTEMINTERFACE | DC5700 |  |  |  | HP | System, Interface |  | SYSTEMINTERFACE-HP-DC5700 |  | 9/17/20 |  |  | Not Covered Vendor Only - Biomedical | MHHS-TMC | [8 empty] | SYSTEMINTERFACE | System, Interface | HP
NO | YES |  |  |  |  | 074-01378 | Hewlett-Packard Co | DC5700 |  | NCM-CDW2034M | TMC | MHHS-TMC |  | System, Interface |  |  | 074-01378 | TMC | Memorial Hermann Heart | TMC | Nurse Station | 3/1/20 |  | 3/1/21 |  | COMPUTERS | System, Interface | SYSTEMINTERFACE-HP-DC5700 | SYSTEMINTERFACE | DC5700 |  |  |  | HP | System, Interface |  | SYSTEMINTERFACE-HP-DC5700 |  | 9/17/20 |  |  | Not Covered Vendor Only - Biomedical | MHHS-TMC | [8 empty] | SYSTEMINTERFACE | System, Interface | HP
NO | NO | [5 empty] | Hewlett-Packard Co | DC5700 |  | RL175AW#ABA | MEMORIAL CITY - LABOR & DELIVERY | MHHS-Mem City |  | System, Interface |  |  |  | West & Memorial City |  | MEMORIAL CITY - LABOR & DELIVERY | [5 empty] | COMPUTERS |  | SYSTEMINTERFACE-HP-DC5700 | SYSTEMINTERFACE | DC5700 |  |  |  | HP | System, Interface |  | SYSTEMINTERFACE-HP-DC5700 |  |  |  |  | Not Covered Vendor Only - Biomedical | MHHS-Mem City
NO | NO | [5 empty] | Hewlett-Packard Co | DC5700 |  | MXL8080VLX | MEMORIAL CITY - LABOR & DELIVERY | MHHS-Mem City |  | System, Interface |  |  |  | West & Memorial City |  | MEMORIAL CITY - LABOR & DELIVERY | [5 empty] | COMPUTERS |  | SYSTEMINTERFACE-HP-DC5700 | SYSTEMINTERFACE | DC5700 |  |  |  | HP | System, Interface |  | SYSTEMINTERFACE-HP-DC5700 |  |  |  |  | Not Covered Vendor Only - Biomedical | MHHS-Mem City
NO | NO | [5 empty] | Hewlett-Packard Co | DC5700 |  | MXM81407D0 | MEMORIAL CITY - MHT - NICU | MHHS-Mem City |  | System, Interface |  |  |  | West & Memorial City |  | MEMORIAL CITY - MHT - NICU | [5 empty] | COMPUTERS |  | SYSTEMINTERFACE-HP-DC5700 | SYSTEMINTERFACE | DC5700 |  |  |  | HP | System, Interface |  | SYSTEMINTERFACE-HP-DC5700 |  |  |  |  | Not Covered Vendor Only - Biomedical | MHHS-Mem City
NO | NO | [5 empty] | Hewlett-Packard Co | DC5700 |  | MXM80803XT | MEMORIAL CITY - MHT - ONCOLOGY | MHHS-Mem City |  | System, Interface |  |  |  | West & Memorial City |  | MEMORIAL CITY - MHT - ONCOLOGY | [5 empty] | COMPUTERS |  | SYSTEMINTERFACE-HP-DC5700 | SYSTEMINTERFACE | DC5700 |  |  |  | HP | System, Interface |  | SYSTEMINTERFACE-HP-DC5700 |  |  |  |  | Not Covered Vendor Only - Biomedical | MHHS-Mem City
NO | NO | [5 empty] | Hewlett-Packard Co | DC5700 |  | MXM81407CL | MEMORIAL CITY - MHT - ONCOLOGY | MHHS-Mem City |  | System, Interface |  |  |  | West & Memorial City |  | MEMORIAL CITY - MHT - ONCOLOGY | [5 empty] | COMPUTERS |  | SYSTEMINTERFACE-HP-DC5700 | SYSTEMINTERFACE | DC5700 |  |  |  | HP | System, Interface |  | SYSTEMINTERFACE-HP-DC5700 |  |  |  |  | Not Covered Vendor Only - Biomedical | MHHS-Mem City
NO | NO |  |  |  | 005-06200 |  | Hewlett-Packard Co | DC5700 |  | MXM719089J | SE - NURSE CALL | MHHS-Southeast |  | System, Interface |  | 005-06200 |  | Southeast & Bay Area |  | SE - NURSE CALL | [5 empty] | COMPUTERS |  | SYSTEMINTERFACE-HP-DC5700 | SYSTEMINTERFACE | DC5700 |  |  |  | HP | System, Interface |  | SYSTEMINTERFACE-HP-DC5700 |  |  |  |  | Not Covered Vendor Only - Biomedical | MHHS-Southeast
NO | NO | [5 empty] | Hewlett-Packard Co | DC5700 |  |  | TIRR - BIOMEDICAL SERVICES | MHHS-TIRR |  | System, Interface |  |  |  | TMC |  | TIRR - BIOMEDICAL SERVICES | [5 empty] | COMPUTERS |  | SYSTEMINTERFACE-HP-DC5700 | SYSTEMINTERFACE | DC5700 |  |  |  | HP | System, Interface |  | SYSTEMINTERFACE-HP-DC5700 |  |  |  |  | Not Covered Vendor Only - Biomedical | MHHS-TIRR
NO | NO | [5 empty] | Hewlett-Packard Co | DC5700 |  |  | TIRR - NURSE CALL | MHHS-TIRR |  | System, Interface |  |  |  | TMC |  | TIRR - NURSE CALL | [5 empty] | COMPUTERS |  | SYSTEMINTERFACE-HP-DC5700 | SYSTEMINTERFACE | DC5700 |  |  |  | HP | System, Interface |  | SYSTEMINTERFACE-HP-DC5700 |  |  |  |  | Not Covered Vendor Only - Biomedical | MHHS-TIRR
NO | NO | [5 empty] | Hewlett-Packard Co | DC5700 |  |  | TIRR - NURSE CALL | MHHS-TIRR |  | System, Interface |  |  |  | TMC |  | TIRR - NURSE CALL | [5 empty] | COMPUTERS |  | SYSTEMINTERFACE-HP-DC5700 | SYSTEMINTERFACE | DC5700 |  |  |  | HP | System, Interface |  | SYSTEMINTERFACE-HP-DC5700 |  |  |  |  | Not Covered Vendor Only - Biomedical | MHHS-TIRR
NO | NO | [5 empty] | Hewlett-Packard Co | DC5700 |  |  | TIRR - NURSE CALL | MHHS-TIRR |  | System, Interface |  |  |  | TMC |  | TIRR - NURSE CALL | [5 empty] | COMPUTERS |  | SYSTEMINTERFACE-HP-DC5700 | SYSTEMINTERFACE | DC5700 |  |  |  | HP | System, Interface |  | SYSTEMINTERFACE-HP-DC5700 |  |  |  |  | Not Covered Vendor Only - Biomedical | MHHS-TIRR
NO | NO | [5 empty] | Hewlett-Packard Co | DC5700 |  |  | TMC - HVI - CCU (4HVI) | MHHS-TMC |  | System, Interface |  |  |  | TMC |  | TMC - HVI - CCU (4HVI) | [5 empty] | COMPUTERS |  | SYSTEMINTERFACE-HP-DC5700 | SYSTEMINTERFACE | DC5700 |  |  |  | HP | System, Interface |  | SYSTEMINTERFACE-HP-DC5700 |  |  |  |  | Not Covered Vendor Only - Biomedical | MHHS-TMC
NO | NO | [5 empty] | Hewlett-Packard Co | DC5700 |  |  | TMC - HVI - CIMU (4HVI) | MHHS-TMC |  | System, Interface |  |  |  | TMC |  | TMC - HVI - CIMU (4HVI) | [5 empty] | COMPUTERS |  | SYSTEMINTERFACE-HP-DC5700 | SYSTEMINTERFACE | DC5700 |  |  |  | HP | System, Interface |  | SYSTEMINTERFACE-HP-DC5700 |  |  |  |  | Not Covered Vendor Only - Biomedical | MHHS-TMC
NO | NO | [5 empty] | Hewlett-Packard Co | DC5700 |  | MXM80702BY | TMC - HVI - CVICU (8HVI) | MHHS-TMC |  | System, Interface |  |  |  | TMC |  | TMC - HVI - CVICU (8HVI) | [5 empty] | COMPUTERS |  | SYSTEMINTERFACE-HP-DC5700 | SYSTEMINTERFACE | DC5700 |  |  |  | HP | System, Interface |  | SYSTEMINTERFACE-HP-DC5700 |  |  |  |  | Not Covered Vendor Only - Biomedical | MHHS-TMC
NO | NO | [5 empty] | Hewlett-Packard Co | DC5700 |  |  | TMC - HVI - CVIMU (8HVI) | MHHS-TMC |  | System, Interface |  |  |  | TMC |  | TMC - HVI - CVIMU (8HVI) | [5 empty] | COMPUTERS |  | SYSTEMINTERFACE-HP-DC5700 | SYSTEMINTERFACE | DC5700 |  |  |  | HP | System, Interface |  | SYSTEMINTERFACE-HP-DC5700 |  |  |  |  | Not Covered Vendor Only - Biomedical | MHHS-TMC
NO | NO |  |  |  | 069-42232 |  | Hewlett-Packard Co | DC5700 |  | 2UA8130NRX | TMC - MHTMC - NURSE CALL | MHHS-TMC |  | System, Interface |  | 069-42232 |  | TMC |  | TMC - MHTMC - NURSE CALL | [5 empty] | COMPUTERS |  | SYSTEMINTERFACE-HP-DC5700 | SYSTEMINTERFACE | DC5700 |  |  |  | HP | System, Interface |  | SYSTEMINTERFACE-HP-DC5700 |  |  |  |  | Not Covered Vendor Only - Biomedical | MHHS-TMC
NO | NO |  |  |  | 069-42236 |  | Hewlett-Packard Co | DC5700 |  |  | TMC - MHTMC - NURSE CALL | MHHS-TMC |  | System, Interface |  | 069-42236 |  | TMC |  | TMC - MHTMC - NURSE CALL | [5 empty] | COMPUTERS |  | SYSTEMINTERFACE-HP-DC5700 | SYSTEMINTERFACE | DC5700 |  |  |  | HP | System, Interface |  | SYSTEMINTERFACE-HP-DC5700 |  |  |  |  | Not Covered Vendor Only - Biomedical | MHHS-TMC
NO | NO |  |  |  | 069-43120 |  | Hewlett-Packard Co | DC5700 |  | 2ua8131133 | TMC - MHTMC - NURSE CALL | MHHS-TMC |  | System, Interface |  | 069-43120 |  | TMC |  | TMC - MHTMC - NURSE CALL | [5 empty] | COMPUTERS |  | SYSTEMINTERFACE-HP-DC5700 | SYSTEMINTERFACE | DC5700 |  |  |  | HP | System, Interface |  | SYSTEMINTERFACE-HP-DC5700 |  |  |  |  | Not Covered Vendor Only - Biomedical | MHHS-TMC
NO | NO | [5 empty] | Hewlett-Packard Co | DC5700 |  |  | TMC - MHTMC - NURSE CALL | MHHS-TMC |  | System, Interface |  |  |  | TMC |  | TMC - MHTMC - NURSE CALL | [5 empty] | COMPUTERS |  | SYSTEMINTERFACE-HP-DC5700 | SYSTEMINTERFACE | DC5700 |  |  |  | HP | System, Interface |  | SYSTEMINTERFACE-HP-DC5700 |  |  |  |  | Not Covered Vendor Only - Biomedical | MHHS-TMC
NO | NO | [5 empty] | Hewlett-Packard Co | DC5700S |  | 2UA81610K1 | MEMORIAL CITY - LDR - OR | MHHS-Mem City | [5 empty] | West & Memorial City |  | MEMORIAL CITY - LDR - OR | [5 empty] | COMPUTERS |  | .needs class | [5 empty] | HP | [7 empty] | Not Covered Vendor Only - Biomedical | MHHS-Mem City
NO | NO | [5 empty] | Hewlett-Packard Co | DC5700S |  |  | SW - NEUOROLOGY | MHHS-Southwest | [5 empty] | Southwest |  | SW - NEUOROLOGY | [5 empty] | COMPUTERS |  | .needs class | [5 empty] | HP | [7 empty] | Not Covered Vendor Only - Biomedical | MHHS-Southwest
NO | NO | [5 empty] | Hewlett-Packard Co | DC5700S |  |  | TIRR - BIOMEDICAL SERVICES | MHHS-TIRR | [5 empty] | TMC |  | TIRR - BIOMEDICAL SERVICES | [5 empty] | COMPUTERS |  | .needs class | [5 empty] | HP | [7 empty] | Not Covered Vendor Only - Biomedical | MHHS-TIRR
NO | NO | [5 empty] | Hewlett-Packard Co | DC7100 |  | 2UA5430Z1D | SW - ICU - NEURO & STROKE | MHHS-Southwest | [5 empty] | Southwest |  | SW - ICU - NEURO & STROKE | [5 empty] | COMPUTERS |  | .needs class | [5 empty] | HP | [7 empty] | Not Covered Vendor Only - Biomedical | MHHS-Southwest
NO | NO | [5 empty] | Hewlett-Packard Co | DC7700C |  | 2UA8070W95 | SW - NICU | MHHS-Southwest | [5 empty] | Southwest |  | SW - NICU | [5 empty] | COMPUTERS |  | .needs class | [5 empty] | HP | [7 empty] | Not Covered Vendor Only - Biomedical | MHHS-Southwest
NO | NO | [5 empty] | Hewlett-Packard Co | DC7700C |  | 2UA8070W8Z | SW - NICU | MHHS-Southwest | [5 empty] | Southwest |  | SW - NICU | [5 empty] | COMPUTERS |  | .needs class | [5 empty] | HP | [7 empty] | Not Covered Vendor Only - Biomedical | MHHS-Southwest
NO | YES |  |  |  |  | 013-17255 | Hewlett-Packard Co | DC7800P |  | 2UA8370S00 | SW-Telemetry | MHHS-Southwest |  |  |  |  | 013-17255 | Southwest | MHHS-Southwest | SW-Telemetry | 9th Floor Nurses Station | 3/1/12 |  |  | One Time Inspection Sticker | COMPUTERS |  | .needs class | [5 empty] | HP |  |  |  |  | 9/17/20 |  |  | Not Covered Vendor Only - Biomedical | MHHS-Southwest
NO | YES |  |  |  |  | 013-17249 | Hewlett-Packard Co | DC7800P |  | ncm-cdw70rzr | SW-Nurse Call | MHHS-Southwest |  |  |  |  | 013-17249 | Southwest | MHHS-Southwest | SW-Nurse Call | 9th Floor Nurses Station | 3/1/12 |  |  |  | COMPUTERS |  | .needs class | [5 empty] | HP |  |  |  |  | 9/17/20 |  |  | Not Covered Vendor Only - Biomedical | MHHS-Southwest
NO | NO | [5 empty] | Hewlett-Packard Co | DC7800P |  | 3908016CDW | SW - NURSE CALL | MHHS-Southwest | [5 empty] | Southwest |  | SW - NURSE CALL | [5 empty] | COMPUTERS |  | .needs class | [5 empty] | HP | [7 empty] | Not Covered Vendor Only - Biomedical | MHHS-Southwest
NO | NO | [5 empty] | Hewlett-Packard Co | DC7800P |  | 3908008CDW | SW - NURSE CALL | MHHS-Southwest | [5 empty] | Southwest |  | SW - NURSE CALL | [5 empty] | COMPUTERS |  | .needs class | [5 empty] | HP | [7 empty] | Not Covered Vendor Only - Biomedical | MHHS-Southwest
NO | NO | [5 empty] | Hewlett-Packard Co | DC7800PS9 |  | 3908046CDW | SW - NURSE CALL | MHHS-Southwest | [5 empty] | Southwest |  | SW - NURSE CALL | [5 empty] | COMPUTERS |  | .needs class | [5 empty] | HP | [7 empty] | Not Covered Vendor Only - Biomedical | MHHS-Southwest
NO | NO |  |  |  | 074-01681 |  | Hewlett-Packard Co | DC7900 |  | 2UA94209D5 | TMC - MHTMC - NURSE CALL | MHHS-TMC |  | Computer, Laptop, Tablet, PC |  | 074-01681 |  | TMC |  | TMC - MHTMC - NURSE CALL | [5 empty] | COMPUTERS |  | COMLAP-HP-DC7900 | COMLAP | DC7900 |  |  |  | HP | Computer, Laptop, Tablet, PC |  | COMLAP-HP-DC7900 |  |  |  |  | Not Covered Vendor Only - Biomedical | MHHS-TMC
NO | NO | [5 empty] | Hewlett-Packard Co | DESKJET 6122 |  | MY52L3B15M | TMC - OR - PEDI OR (2R) | MHHS-TMC |  | Printer, Laser |  |  |  | TMC |  | TMC - OR - PEDI OR (2R) | [5 empty] | PRINTERS |  | PRINTERLASER-HP-Deskjet 6122 | PRINTERLASER | Deskjet 6122 |  |  |  | HP | Printer, Laser |  | PRINTERLASER-HP-Deskjet 6122 |  |  |  |  | Not Covered Vendor Only - Biomedical | MHHS-TMC
NO | NO | [5 empty] | Hewlett-Packard Co | DESKJET 6122 |  |  | TMC - OR - PEDI OR (2R) | MHHS-TMC |  | Printer, Laser |  |  |  | TMC |  | TMC - OR - PEDI OR (2R) | [5 empty] | PRINTERS |  | PRINTERLASER-HP-Deskjet 6122 | PRINTERLASER | Deskjet 6122 |  |  |  | HP | Printer, Laser |  | PRINTERLASER-HP-Deskjet 6122 |  |  |  |  | Not Covered Vendor Only - Biomedical | MHHS-TMC
NO | NO | [5 empty] | Hewlett-Packard Co | DESKJET 6540 |  | MY52GZR0XG048G | SW - OR | MHHS-Southwest |  | Printer, Color |  |  |  | Southwest |  | SW - OR | [5 empty] | PRINTERS |  | PRINTERCOLOR-HP-DeskJet 6540 | PRINTERCOLOR | DeskJet 6540 |  |  |  | HP | Printer, Color |  | PRINTERCOLOR-HP-DeskJet 6540 |  |  |  |  | Not Covered Vendor Only - Biomedical | MHHS-Southwest
NO | NO | [5 empty] | Hewlett-Packard Co | DESKJET 6540 |  | MY57L4R0RM | SW - OR | MHHS-Southwest |  | Printer, Color |  |  |  | Southwest |  | SW - OR | [5 empty] | PRINTERS |  | PRINTERCOLOR-HP-DeskJet 6540 | PRINTERCOLOR | DeskJet 6540 |  |  |  | HP | Printer, Color |  | PRINTERCOLOR-HP-DeskJet 6540 |  |  |  |  | Not Covered Vendor Only - Biomedical | MHHS-Southwest
NO | NO | [5 empty] | Hewlett-Packard Co | DESKJET 6940 |  | MY086CK0WB04Q9 | TMC - OR - ROBERTSON (2R) | MHHS-TMC |  | Printer, Color |  |  |  | TMC |  | TMC - OR - ROBERTSON (2R) | [5 empty] | PRINTERS |  | PRINTERCOLOR-HP-DeskJet 6940 | PRINTERCOLOR | DeskJet 6940 |  |  |  | HP | Printer, Color |  | PRINTERCOLOR-HP-DeskJet 6940 |  |  |  |  | Not Covered Vendor Only - Biomedical | MHHS-TMC
NO | NO |  |  |  | 069-34733 |  | Hewlett-Packard Co | DESKJET 6940 |  | NEED | TMC - RESPIRATORY - PULMONARY LAB | MHHS-TMC |  | Printer, Color |  | 069-34733 |  | TMC |  | TMC - RESPIRATORY - PULMONARY LAB | [5 empty] | PRINTERS |  | PRINTERCOLOR-HP-DeskJet 6940 | PRINTERCOLOR | DeskJet 6940 |  |  |  | HP | Printer, Color |  | PRINTERCOLOR-HP-DeskJet 6940 |  |  |  |  | Not Covered Vendor Only - Biomedical | MHHS-TMC
NO | NO | [5 empty] | Hewlett-Packard Co | DESKJET 6988 |  | MY95K2K2QW04YX | MEMORIAL CITY - OUTPATIENT SURGERY | MHHS-Mem City |  | Printer, Color |  |  |  | West & Memorial City |  | MEMORIAL CITY - OUTPATIENT SURGERY | [5 empty] | PRINTERS |  | PRINTERCOLOR-HP-DeskJet 6988 | PRINTERCOLOR | DeskJet 6988 |  |  |  | HP | Printer, Color |  | PRINTERCOLOR-HP-DeskJet 6988 |  |  |  |  | Not Covered Vendor Only - Biomedical | MHHS-Mem City
NO | NO | [5 empty] | Hewlett-Packard Co | DX2250 |  | MXL733035G | TIRR - THERAPY GYM | MHHS-TIRR | [5 empty] | TMC |  | TIRR - THERAPY GYM | [5 empty] | COMPUTERS |  | .needs class | [5 empty] | HP | [7 empty] | Covered PM Repair - Biomedical | MHHS-TIRR
NO | NO | [5 empty] | Hewlett-Packard Co | E3615A |  | kr72704992 | SW - BIOMEDICAL SERVICES | MHHS-Southwest | [5 empty] | Southwest |  | SW - BIOMEDICAL SERVICES | [5 empty] | POWER SUPPLIES |  | .needs class | [5 empty] | HP | [7 empty] | Covered PM Repair - Biomedical | MHHS-Southwest
NO | NO |  |  |  | 029-09403 |  | Hewlett-Packard Co | ELITEBOOK 8570W |  | 5CB2472Y86 | WOODLANDS - DIABETES EDUCATION | MHHS-Woodlands |  |  |  | 029-09403 |  | Woodlands |  | WOODLANDS - DIABETES EDUCATION | [5 empty] | COMPUTERS |  | .needs class | [5 empty] | HP | [7 empty] | Covered PM Repair - Biomedical | MHHS-Woodlands
NO | NO |  |  |  | 009-10386 |  | Hewlett-Packard Co | ELITEDESK |  | CZC6278NQB | TIRR - GREATER HEIGHTS | MHHS-TIRR |  | Computer, Laptop, Tablet, PC |  | 009-10386 |  | Central & Greater Heights |  | TIRR - GREATER HEIGHTS | [5 empty] | COMPUTERS |  | COMLAP-HP-ELITE DESK | COMLAP | ELITE DESK |  |  |  | HP | Computer, Laptop, Tablet, PC |  |  | COMLAP-HP-ELITE DESK |  |  |  | Covered PM Repair - Biomedical | MHHS-TIRR
NO | YES |  |  |  | 009-33489 | 009-33489 | Hewlett-Packard Co | ELITEDISPLAY E190I |  | CN480301CH | GH-Clinical Decision Unit (CDU) | MHHS-Greater Heights |  | Monitor, Video |  | 009-33489 | 009-33489 | Central & Greater Heights | MHHS-Greater Heights | GH-Clinical Decision Unit (CDU) | Telemetry | 1/1/19 |  |  |  | MONITORS, VIDEO | Monitor, Video | MONITORVIDEO-HP-EliteDisplay E190i | MONITORVIDEO | EliteDisplay E190i |  |  |  | HP | Monitor, Video |  | MONITORVIDEO-HP-EliteDisplay E190i |  |  |  |  | Covered PM Repair - Biomedical | MHHS-Greater Heights | [8 empty] | MONITORVIDEO | Monitor, Video | HP
NO | YES |  |  |  | 009-33490 | 009-33490 | Hewlett-Packard Co | ELITEDISPLAY E190I |  | CN480301CD | GH-Clinical Decision Unit (CDU) | MHHS-Greater Heights |  | Monitor, Video |  | 009-33490 | 009-33490 | Central & Greater Heights | MHHS-Greater Heights | GH-Clinical Decision Unit (CDU) | Telemetry | 1/1/19 |  |  |  | MONITORS, VIDEO | Monitor, Video | MONITORVIDEO-HP-EliteDisplay E190i | MONITORVIDEO | EliteDisplay E190i |  |  |  | HP | Monitor, Video |  | MONITORVIDEO-HP-EliteDisplay E190i |  |  |  |  | Covered PM Repair - Biomedical | MHHS-Greater Heights | [8 empty] | MONITORVIDEO | Monitor, Video | HP
YES | YES |  |  |  | 009-34403 | 009-34403 | Hewlett-Packard Co | ELITEDISPLAY E190I |  |  | GH - CLINICAL DECISION UNIT (CDU) |  |  |  |  | 009-34403 | 009-34403 |  |  | GH - CLINICAL DECISION UNIT (CDU) | Telemetry
YES | YES |  |  |  | 009-34404 | 009-34404 | Hewlett-Packard Co | ELITEDISPLAY E190I |  |  | GH - CLINICAL DECISION UNIT (CDU) |  |  |  |  | 009-34404 | 009-34404 |  |  | GH - CLINICAL DECISION UNIT (CDU) | Telemetry
YES | YES |  |  |  | 009-34406 | 009-34406 | Hewlett-Packard Co | ELITEDISPLAY E190I |  |  | GH - CLINICAL DECISION UNIT (CDU) |  |  |  |  | 009-34406 | 009-34406 |  |  | GH - CLINICAL DECISION UNIT (CDU) | Telemetry
YES | YES |  |  |  | 009-34405 | 009-34405 | Hewlett-Packard Co | ELITEDISPLAY E190I |  |  | GH - CLINICAL DECISION UNIT (CDU) |  |  |  |  | 009-34405 | 009-34405 |  |  | GH - CLINICAL DECISION UNIT (CDU) | Telemetry
YES | YES |  |  |  | 009-34407 | 009-34407 | Hewlett-Packard Co | ELITEDISPLAY E190I |  |  | GH - CLINICAL DECISION UNIT (CDU) |  |  |  |  | 009-34407 | 009-34407 |  |  | GH - CLINICAL DECISION UNIT (CDU) | Telemetry
YES | YES |  |  |  | 009-34410 | 009-34410 | Hewlett-Packard Co | ELITEDISPLAY E190I |  |  | GH - TELEMETRY |  |  |  |  | 009-34410 | 009-34410 |  |  | GH - TELEMETRY | 5th noth
YES | YES |  |  |  | 009-34408 | 009-34408 | Hewlett-Packard Co | ELITEDISPLAY E190I |  |  | GH - TELEMETRY |  |  |  |  | 009-34408 | 009-34408 |  |  | GH - TELEMETRY | 5th noth
YES | YES |  |  |  | 009-34409 | 009-34409 | Hewlett-Packard Co | ELITEDISPLAY E190I |  |  | GH - TELEMETRY |  |  |  |  | 009-34409 | 009-34409 |  |  | GH - TELEMETRY | 5th noth
NO | YES |  |  |  | 151-02536 | 151-02536 | Hewlett-Packard Co | ELITEDISPLAY E232 |  | CN462903W0 | CY-ER | MHHS-Cypress |  |  |  | 151-02536 | 151-02536 | Northwest | MHHS-Cypress | CY-ER | NS Near room 16 | 12/1/19 |  |  |  | DISPLAY, REMOTE |  | .needs class | [5 empty] | HP | [7 empty] | Covered PM Repair - Biomedical | MHHS-Cypress
NO | YES |  |  |  | 151-02537 | 151-02537 | Hewlett-Packard Co | ELITEDISPLAY E232 |  | CN462400B9 | CY-ER | MHHS-Cypress |  |  |  | 151-02537 | 151-02537 | Northwest | MHHS-Cypress | CY-ER | Nurses station | 12/1/19 |  |  | One time safety inspection | DISPLAY, REMOTE |  | .needs class | [5 empty] | HP |  |  |  |  | 9/9/16 |  |  | Covered PM Repair - Biomedical | MHHS-Cypress
NO | YES |  |  |  | 151-02257 | 151-02257 | Hewlett-Packard Co | ELITEDISPLAY E232 |  | CN463209H7 | CY-ICU | MHHS-Cypress |  |  |  | 151-02257 | 151-02257 | Northwest | MHHS-Cypress | CY-ICU | Icu nursing | 3/1/19 |  |  |  | DISPLAY, REMOTE |  | .needs class | [5 empty] | HP |  |  |  |  | 1/3/19 |  |  | Covered PM Repair - Biomedical | MHHS-Cypress
NO | YES |  |  |  | 151-02551 | 151-02551 | Hewlett-Packard Co | ELITEDISPLAY E232 |  | CN46209J0 | CY-Labor & Delivery | MHHS-Cypress |  |  |  | 151-02551 | 151-02551 | Northwest | MHHS-Cypress | CY-Labor & Delivery | Nurses station | 10/1/18 | 10/1/19 |  |  | DISPLAY, REMOTE |  | .needs class | [5 empty] | HP | [7 empty] | Not Covered Vendor Only - Rad, Low End | MHHS-Cypress
NO | YES |  |  |  | 151-02545 | 151-02545 | Hewlett-Packard Co | ELITEDISPLAY E232 |  | 3CQ6442Y2F | CY-Medsurg | MHHS-Cypress |  |  |  | 151-02545 | 151-02545 | Northwest | MHHS-Cypress | CY-Medsurg | Nurses station | 10/1/18 |  |  |  | DISPLAY, REMOTE |  | .needs class | [5 empty] | HP | [7 empty] | Not Covered Vendor Only - Rad, Low End | MHHS-Cypress
NO | YES |  |  |  | 151-02547 | 151-02547 | Hewlett-Packard Co | ELITEDISPLAY E232 |  | 3CQ6442WVQ | CY-Medsurg | MHHS-Cypress |  |  |  | 151-02547 | 151-02547 | Northwest | MHHS-Cypress | CY-Medsurg | Nurses station | 10/1/18 | 10/1/20 |  |  | DISPLAY, REMOTE |  | .needs class | [5 empty] | HP |  |  |  |  | 1/20/14 |  |  | Covered PM Repair - Radiology, High End | MHHS-Cypress
NO | YES |  |  |  | 151-02549 | 151-02549 | Hewlett-Packard Co | ELITEDISPLAY E232 |  | CN462400FM | CY-NICU | MHHS-Cypress |  |  |  | 151-02549 | 151-02549 | Northwest | MHHS-Cypress | CY-NICU | Nurses station | 3/1/19 | 3/1/20 |  |  | DISPLAY, REMOTE |  | .needs class | [5 empty] | HP |  |  |  |  | 7/10/20 |  |  | Not Covered Vendor Only - Rad, High End | MHHS-Cypress
NO | YES |  |  |  | 151-02075 | 151-02075 | Hewlett-Packard Co | ELITEDISPLAY E232 |  | CN4624009V | CY-OR | MHHS-Cypress |  |  |  | 151-02075 | 151-02075 | Northwest | MHHS-Cypress | CY-OR | M3 234 | 3/1/19 |  |  |  | DISPLAY, REMOTE |  | .needs class | [5 empty] | HP |  |  |  |  | 1/10/20 |  |  | Not Covered Vendor Only - Rad, Low End | MHHS-Cypress
NO | YES |  |  |  | 151-02530 | 151-02530 | Hewlett-Packard Co | ELITEDISPLAY E232 |  | CN463209JF | CY-PACU | MHHS-Cypress |  |  |  | 151-02530 | 151-02530 | Northwest | MHHS-Cypress | CY-PACU | Pacu nursing |  |  |  |  | DISPLAY, REMOTE |  | .needs class | [5 empty] | HP |  |  |  |  | 1/30/20 |  |  | Not Covered Vendor Only - Biomedical | MHHS-Cypress
NO | YES |  |  |  | 151-02534 | 151-02534 | Hewlett-Packard Co | ELITEDISPLAY E232 |  | CN4629022L | CY-PACU | MHHS-Cypress |  |  |  | 151-02534 | 151-02534 | Northwest | MHHS-Cypress | CY-PACU | Nurses station | 12/1/19 | 12/1/20 |  |  | DISPLAY, REMOTE |  | .needs class | [5 empty] | HP |  |  |  |  | 1/30/20 |  |  | Not Covered Vendor Only - Biomedical | MHHS-Cypress
NO | YES |  |  |  | 151-02074 | 151-02074 | Hewlett-Packard Co | ELITEDISPLAY E232 |  | CN462400FN | CY-Preop | MHHS-Cypress |  |  |  | 151-02074 | 151-02074 | Northwest | MHHS-Cypress | CY-Preop | M3 234 | 3/1/19 |  |  |  | DISPLAY, REMOTE |  | .needs class | [5 empty] | HP |  |  |  |  | 1/30/20 |  |  | Not Covered Vendor Only - Biomedical | MHHS-Cypress
NO | YES |  |  |  | 151-02532 | 151-02532 | Hewlett-Packard Co | ELITEDISPLAY E232 |  | CN463200GC | CY-Preop | MHHS-Cypress |  |  |  | 151-02532 | 151-02532 | Northwest | MHHS-Cypress | CY-Preop | Preop nirsing |  | 2/1/20 |  |  | DISPLAY, REMOTE |  | .needs class | [5 empty] | HP |  |  |  |  | 1/30/20 |  |  | Not Covered Vendor Only - Biomedical | MHHS-Cypress
NO | YES |  |  |  | 151-02542 | 151-02542 | Hewlett-Packard Co | ELITEDISPLAY E232 |  | 3CQ64424Z3 | CY-Telemetry | MHHS-Cypress |  |  |  | 151-02542 | 151-02542 | Northwest | MHHS-Cypress | CY-Telemetry |  | 10/1/18 |  |  |  | DISPLAY, REMOTE |  | .needs class | [5 empty] | HP |  |  |  |  | 1/30/20 |  |  | Not Covered Vendor Only - Biomedical | MHHS-Cypress
NO | YES |  |  |  | 151-02543 | 151-02543 | Hewlett-Packard Co | ELITEDISPLAY E232 |  | 3CQ6442YZ8 | CY-Telemetry | MHHS-Cypress |  |  |  | 151-02543 | 151-02543 | Northwest | MHHS-Cypress | CY-Telemetry |  | 10/1/18 |  |  |  | DISPLAY, REMOTE |  | .needs class | [5 empty] | HP |  |  |  |  | 11/24/13 |  |  | Covered PM Repair - Biomedical | MHHS-Cypress
NO | NO |  |  |  | 151-02258 |  | Hewlett-Packard Co | ELITEDISPLAY E232 |  | CN462400DM | CY - ICU | MHHS-Cypress |  |  |  | 151-02258 |  | Northwest & Cypress |  | CY - ICU | [5 empty] | DISPLAY, REMOTE |  | .needs class | [5 empty] | HP | [7 empty] | Not Covered Vendor Only - Rad, Low End | MHHS-Cypress
NO | NO |  |  |  | 151-02856 |  | Hewlett-Packard Co | ELITEDISPLAY E232 |  | CNC8452G1Z | CY - PACU | MHHS-Cypress |  |  |  | 151-02856 |  | Northwest & Cypress |  | CY - PACU | [5 empty] | DISPLAY, REMOTE |  | .needs class | [5 empty] | HP | [7 empty] | Not Covered Vendor Only - Biomedical | MHHS-Cypress
NO | NO |  |  |  | 151-02544 |  | Hewlett-Packard Co | ELITEDISPLAY E232 |  | CN46200G1 | CY - TELEMETRY | MHHS-Cypress |  |  |  | 151-02544 |  | Northwest & Cypress |  | CY - TELEMETRY | [5 empty] | DISPLAY, REMOTE |  | .needs class | [5 empty] | HP | [7 empty] | Covered PM Repair - Biomedical | MHHS-Cypress
NO | YES |  |  |  | 151-02917 | 151-02917 | Hewlett-Packard Co | ELITEDISPLAY E243 |  | CNK9040KW8 | CY-PACU | MHHS-Cypress |  |  |  | 151-02917 | 151-02917 | Northwest | MHHS-Cypress | CY-PACU | Nurses station | 12/1/19 | 12/1/20 |  |  | MONITORS, VIDEO |  | .needs class | [5 empty] | HP |  |  |  |  | 10/3/14 |  |  | Covered PM Repair - Biomedical | MHHS-Cypress
NO | YES |  |  |  |  | 013-17246 | Hewlett-Packard Co | GQ646AW |  | ncm-cdw80ptf | SW-Nurse Call | MHHS-Southwest |  |  |  |  | 013-17246 | Southwest | MHHS-Southwest | SW-Nurse Call | Nurses Station | 3/1/12 |  |  |  | COMPUTERS |  | .needs class | [5 empty] | HP |  |  |  |  | 1/16/19 |  |  | Covered PM Repair - Biomedical | MHHS-Southwest
NO | YES | [5 empty] | Hewlett-Packard Co | GQ646AW |  | 3908034CDW | Floor 4 | MHHS-Southwest | [5 empty] | Southwest | Memorial Hermann Southwest Hospital | Floor 4 | Floor 4 | 9/1/13 |  |  |  | COMPUTERS |  | .needs class | [5 empty] | HP | [7 empty] | Covered PM Repair - Biomedical | MHHS-Southwest
NO | YES | [5 empty] | Hewlett-Packard Co | GQ646AW |  | 3908047CDW | Floor 4 | MHHS-Southwest | [5 empty] | Southwest | Memorial Hermann Southwest Hospital | Floor 4 | Floor 4 | 9/1/13 |  |  |  | COMPUTERS |  | .needs class | [5 empty] | HP |  |  |  |  | 1/1/15 |  |  | Covered PM Repair - Biomedical | MHHS-Southwest
NO | YES | [5 empty] | Hewlett-Packard Co | GQ646AW |  | 3908031CDW | Floor 4 | MHHS-Southwest | [5 empty] | Southwest | Memorial Hermann Southwest Hospital | Floor 4 | Floor 4 | 4/1/19 |  |  |  | COMPUTERS |  | .needs class | [5 empty] | HP |  |  |  |  | 9/15/18 |  |  | Covered PM Repair - Biomedical | MHHS-Southwest
NO | NO | [5 empty] | Hewlett-Packard Co | GQ646AW |  | 2UA8380PTM | SW - NURSE CALL | MHHS-Southwest | [5 empty] | Southwest |  | SW - NURSE CALL | [5 empty] | COMPUTERS |  | .needs class | [5 empty] | HP | [7 empty] | Covered PM Repair - Biomedical | MHHS-Southwest
NO | NO | [5 empty] | Hewlett-Packard Co | GQ646AW |  | 3908026CDW | SW - NURSE CALL | MHHS-Southwest | [5 empty] | Southwest |  | SW - NURSE CALL | [5 empty] | COMPUTERS |  | .needs class | [5 empty] | HP | [7 empty] | Covered PM Repair - Biomedical | MHHS-Southwest
NO | NO |  |  |  | 074-05817 |  | Hewlett-Packard Co | HP ELITEDISPLAY E201 LED MONITOR |  | CNC8500LVD | TMC - CATH LAB - ADULT (2HVI) | MHHS-TMC |  |  |  | 074-05817 |  | TMC |  | TMC - CATH LAB - ADULT (2HVI) | [5 empty] | MONITORS, VIDEO |  | .needs class | [5 empty] | HP | [7 empty] | Not Covered Vendor Only - Biomedical | MHHS-TMC
NO | NO |  |  |  | 074-05444 |  | Hewlett-Packard Co | HP Z600 |  | 2UA649317c | TMC - CATH LAB - ADULT (2HVI) | MHHS-TMC |  |  |  | 074-05444 |  | TMC |  | TMC - CATH LAB - ADULT (2HVI) | [5 empty] | COMPUTERS |  | .needs class | [5 empty] | HP | [7 empty] | Not Covered Vendor Only - Biomedical | MHHS-TMC
NO | NO |  |  |  | 074-04351 |  | Hewlett-Packard Co | HP Z600 |  | SH912492565TA | TMC - CATH LAB - PEDI (GHP) | MHHS-TMC |  |  |  | 074-04351 |  | TMC |  | TMC - CATH LAB - PEDI (GHP) | [5 empty] | COMPUTERS |  | .needs class | [5 empty] | HP | [7 empty] | Not Covered Vendor Only - Biomedical | MHHS-TMC
NO | NO |  |  |  | R-069-07673 |  | Hewlett-Packard Co | HP Z600 |  | 4jdv52s | TMC - JONES - GAMMA KNIFE (JB) | MHHS-TMC |  |  |  | R-069-07673 |  | TMC |  | TMC - JONES - GAMMA KNIFE (JB) | [5 empty] | COMPUTERS |  | .needs class | [5 empty] | HP | [7 empty] | Not Covered Vendor Only - Biomedical | MHHS-TMC
NO | NO |  |  |  | 009-10446 |  | Hewlett-Packard Co | HP1730 |  | CM434209C0 | GH - CARDIOLOGY | MHHS-Greater Heights |  |  |  | 009-10446 |  | Central & Greater Heights |  | GH - CARDIOLOGY | [5 empty] | MONITORS, VIDEO |  | .needs class | [5 empty] | HP | [7 empty] | Covered PM Repair - Biomedical | MHHS-Greater Heights
NO | NO | [5 empty] | Hewlett-Packard Co | HP4400 |  | SG904NV08I | GH - TELEMETRY | MHHS-Greater Heights | [5 empty] | Central & Greater Heights |  | GH - TELEMETRY | [5 empty] | COMPUTERS |  | .needs class | [5 empty] | HP | [7 empty] | Covered PM Repair - Biomedical | MHHS-Greater Heights
NO | NO | [5 empty] | Hewlett-Packard Co | HP4400 |  | LGZV9DLDE4080 | WOODLANDS - ER | MHHS-Woodlands | [5 empty] | Woodlands |  | WOODLANDS - ER | [5 empty] | COMPUTERS |  | .needs class | [5 empty] | HP | [7 empty] | Not Covered Vendor Only - Biomedical | MHHS-Woodlands
NO | NO | [5 empty] | Hewlett-Packard Co | HP4400 |  | 03007Z5V2586D2800 | WOODLANDS - PCU3 | MHHS-Woodlands | [5 empty] | Woodlands |  | WOODLANDS - PCU3 | [5 empty] | COMPUTERS |  | .needs class | [5 empty] | HP | [7 empty] | Not Covered Vendor Only - Biomedical | MHHS-Woodlands
NO | NO | [5 empty] | Hewlett-Packard Co | HP4400 |  | L6DV4GB8177A0 | WOODLANDS - PCU3 | MHHS-Woodlands | [5 empty] | Woodlands |  | WOODLANDS - PCU3 | [5 empty] | COMPUTERS |  | .needs class | [5 empty] | HP | [7 empty] | Not Covered Vendor Only - Biomedical | MHHS-Woodlands
NO | NO | [5 empty] | Hewlett-Packard Co | HP4400 |  | L6DV3LA5FABE0 | WOODLANDS - PCU4 | MHHS-Woodlands | [5 empty] | Woodlands |  | WOODLANDS - PCU4 | [5 empty] | COMPUTERS |  | .needs class | [5 empty] | HP | [7 empty] | Not Covered Vendor Only - Biomedical | MHHS-Woodlands
NO | NO |  |  |  | 133-07211 |  | Hewlett-Packard Co | LASERJET |  | VNBCB690YQ | KATY - ER | MHHS-Katy |  |  |  | 133-07211 |  | Katy |  | KATY - ER | [5 empty] | PRINTERS |  | .needs class | [5 empty] | HP | [7 empty] | Covered PM Repair - Biomedical | MHHS-Katy
NO | NO |  |  |  | 129-02346 |  | Hewlett-Packard Co | LASERJET 2420 |  | CNGJF59170 | SUGAR LAND - PACU | MHHS-Sugarland |  | Printer, Laser |  | 129-02346 |  | Sugar Land |  | SUGAR LAND - PACU | [5 empty] | PRINTERS |  | PRINTERLASER-HP-LaserJet 2420 | PRINTERLASER | LaserJet 2420 |  |  |  | HP | Printer, Laser |  | PRINTERLASER-HP-LaserJet 2420 |  |  |  |  | Covered PM Repair - Biomedical | MHHS-Sugarland
NO | NO |  |  |  | 129-02304 |  | Hewlett-Packard Co | LASERJET 2420 |  | CNGKC69089 | SUGAR LAND - TELEMETRY | MHHS-Sugarland |  | Printer, Laser |  | 129-02304 |  | Sugar Land |  | SUGAR LAND - TELEMETRY | [5 empty] | PRINTERS |  | PRINTERLASER-HP-LaserJet 2420 | PRINTERLASER | LaserJet 2420 |  |  |  | HP | Printer, Laser |  | PRINTERLASER-HP-LaserJet 2420 |  |  |  |  | Covered PM Repair - Biomedical | MHHS-Sugarland
NO | NO |  |  |  | 074-00797 |  | Hewlett-Packard Co | LASERJET 4050 |  |  | TMC - HVI - CVIMU (8HVI) | MHHS-TMC |  |  |  | 074-00797 |  | TMC |  | TMC - HVI - CVIMU (8HVI) | [5 empty] | PRINTERS |  | .needs class | [5 empty] | HP | [7 empty] | Not Covered Vendor Only - Biomedical | MHHS-TMC
NO | NO |  |  |  | 029-03764 |  | Hewlett-Packard Co | LASERJET 4200 |  | USGNP46584 | WOODLANDS - CATH LAB | MHHS-Woodlands |  |  |  | 029-03764 |  | Woodlands |  | WOODLANDS - CATH LAB | [5 empty] | PRINTERS |  | .needs class | [5 empty] | HP | [7 empty] | Not Covered Vendor Only - Biomedical | MHHS-Woodlands
NO | NO |  |  |  | 029-3395 |  | Hewlett-Packard Co | LASERJET 4200 |  | NW30A189A1-S | WOODLANDS - SICU | MHHS-Woodlands |  |  |  | 029-3395 |  | Woodlands |  | WOODLANDS - SICU | [5 empty] | PRINTERS |  | .needs class | [5 empty] | HP | [7 empty] | Not Covered Vendor Only - Biomedical | MHHS-Woodlands
NO | NO |  |  |  | 029-03765 |  | Hewlett-Packard Co | LASERJET 4200 |  | USGNP67823 | WOODLANDS - TELEMETRY | MHHS-Woodlands |  |  |  | 029-03765 |  | Woodlands |  | WOODLANDS - TELEMETRY | [5 empty] | PRINTERS |  | .needs class | [5 empty] | HP | [7 empty] | Not Covered Vendor Only - Biomedical | MHHS-Woodlands
NO | NO |  |  |  | 009-09655 |  | Hewlett-Packard Co | LASERJET 4700DN |  | JP4LD01228 | GH - OR ENDOSCOPY | MHHS-Greater Heights |  |  |  | 009-09655 |  | Central & Greater Heights |  | GH - OR ENDOSCOPY | [5 empty] | PRINTERS |  | .needs class | [5 empty] | HP | [7 empty] | Not Covered Vendor Only - Biomedical | MHHS-Greater Heights
NO | NO | [5 empty] | Hewlett-Packard Co | LASERJET 600 M603 |  | CNDCGBD2K1 | NE - TELEMETRY | MHHS-Northeast | [5 empty] | Katy |  | NE - TELEMETRY | [5 empty] | PRINTERS |  | .needs class | [5 empty] | HP | [7 empty] | Not Covered Vendor Only - Biomedical | MHHS-Northeast
NO | NO |  |  |  | 041-10874 |  | Hewlett-Packard Co | LASERJET CP4025 |  | JPDCF8T010 | MEMORIAL CITY - DIGESTIVE DISEASE CENTER | MHHS-Mem City |  |  |  | 041-10874 |  | West & Memorial City |  | MEMORIAL CITY - DIGESTIVE DISEASE CENTER | [5 empty] | PRINTERS |  | .needs class | [5 empty] | HP | [7 empty] | Not Covered Vendor Only - Biomedical | MHHS-Mem City
NO | YES |  |  |  | 142-08405 | 142-08405 | Hewlett-Packard Co | LASERJET ENTERPRISE M605 |  | CNDCK5Q1GY | NE-IMU1 | MHHS-Northeast |  |  |  | 142-08405 | 142-08405 | Katy | MHHS-Northeast | NE-IMU1 | Nurses Station |  |  |  |  | PRINTERS |  | .needs class | [5 empty] | HP |  |  |  |  | 5/30/20 |  |  | Not Covered Vendor Only - Biomedical | MHHS-Northeast
NO | YES |  |  |  | 142-06838 | 142-06838 | Hewlett-Packard Co | LASERJET ENTERPRISE M605 |  | CNDCK5B0FM | NE-Telemetry | MHHS-Northeast |  |  |  | 142-06838 | 142-06838 | Katy | MHHS-Northeast | NE-Telemetry | Control Monitoring | 8/1/17 |  |  |  | PRINTERS |  | .needs class | [5 empty] | HP |  |  |  |  | 5/30/20 |  |  | Not Covered Vendor Only - Biomedical | MHHS-Northeast
NO | YES |  |  |  | 142-07318 | 142-07318 | Hewlett-Packard Co | LASERJET ENTERPRISE M605 |  | CNDCK5Q1DL | NE-Telemetry | MHHS-Northeast |  |  |  | 142-07318 | 142-07318 | Katy | MHHS-Northeast | NE-Telemetry | Biomed Shop | 5/1/18 |  |  |  | PRINTERS |  | .needs class | [5 empty] | HP |  |  |  |  | 5/30/20 |  |  | Not Covered Vendor Only - Biomedical | MHHS-Northeast
NO | NO |  |  |  | 041-14032 |  | Hewlett-Packard Co | LASERJET P3005N |  | CNR2R01432 | MEMORIAL CITY - MHT - NICU | MHHS-Mem City |  |  |  | 041-14032 |  | West & Memorial City |  | MEMORIAL CITY - MHT - NICU | [5 empty] | PRINTERS |  | .needs class | [5 empty] | HP | [7 empty] | Not Covered Vendor Only - Biomedical | MHHS-Mem City
NO | NO |  |  |  | 029-06558 |  | Hewlett-Packard Co | LASERJET P4015N |  | CNDY434643 | WOODLANDS - CARDIOPULMONARY | MHHS-Woodlands |  | Printer |  | 029-06558 |  | Woodlands |  | WOODLANDS - CARDIOPULMONARY | [5 empty] | PRINTERS |  | PRINTER-HP-LaserJet P4015N | PRINTER | LaserJet P4015N |  |  |  | HP | Printer |  | PRINTER-HP-LaserJet P4015N |  |  |  |  | Not Covered Vendor Only - Biomedical | MHHS-Woodlands
NO | NO |  |  |  | 009-05226 |  | Hewlett-Packard Co | LASERJET PRO 400 |  | PHGFB71664 | GH - CARDIAC REHAB | MHHS-Greater Heights |  |  |  | 009-05226 |  | Central & Greater Heights |  | GH - CARDIAC REHAB | [5 empty] | PRINTERS |  | .needs class | [5 empty] | HP | [7 empty] | Not Covered Vendor Only - Biomedical | MHHS-Greater Heights
NO | NO |  |  |  | 133-08607 |  | Hewlett-Packard Co | LASERJET PRO 400 |  | VNG4G31260 | KATY - CATH LAB | MHHS-Katy |  |  |  | 133-08607 |  | Katy |  | KATY - CATH LAB | [5 empty] | PRINTERS |  | .needs class | [5 empty] | HP | [7 empty] | Not Covered Vendor Only - Biomedical | MHHS-Katy
NO | NO | [5 empty] | Hewlett-Packard Co | LASERJET PRO 400 |  | VNG3F36637 | NE - OR | MHHS-Northeast | [5 empty] | Katy |  | NE - OR | [5 empty] | PRINTERS |  | .needs class | [5 empty] | HP | [7 empty] | Not Covered Vendor Only - Biomedical | MHHS-Northeast
NO | NO |  |  |  | 009-33385 |  | Hewlett-Packard Co | LASERJET PRO M452 |  | VNB3B83546 | GH - NICU | MHHS-Greater Heights |  |  |  | 009-33385 |  | Central & Greater Heights |  | GH - NICU | [5 empty] | PRINTERS |  | .needs class | [5 empty] | HP | [7 empty] | Not Covered Vendor Only - Biomedical | MHHS-Greater Heights
NO | YES |  |  |  | 041-01687 | 041-01687 | Hewlett-Packard Co | M1002B |  | DE74403691 | Memorial City - 10 Floor Storage | MHHS-Mem City |  | Module, ECG |  | 041-01687 | 041-01687 | West | Memorial Hermann Memorial City Medical Center | Memorial City - 10 Floor Storage | Memorial City - 10 Floor Storage |  |  |  | No pm sticker | MONITORS, BEDSIDE, BLOOD PRESSURE |  | MODULEECG-Philips-M1002B | MODULEECG | M1002B |  |  |  | Philips | Module, ECG |  |  | MODULEECG-Philips-M1002B |  |  |  | Covered PM Repair - Biomedical | MHHS-Mem City
NO | NO | [5 empty] | Hewlett-Packard Co | M1002B |  | DE94743851 | SW - NICU | MHHS-Southwest |  | Module, ECG |  |  |  | Southwest |  | SW - NICU | [5 empty] | MONITORS, BEDSIDE, BLOOD PRESSURE |  | MODULEECG-Philips-M1002B | MODULEECG | M1002B |  |  |  | Philips | Module, ECG |  |  | MODULEECG-Philips-M1002B |  |  |  | Covered PM Repair - Biomedical | MHHS-Southwest
NO | YES |  |  |  | 151-02592 | 151-02592 | Hewlett-Packard Co | M1006A |  | 3145A44666 | CY-Endoscopy | MHHS-Cypress |  | Module, Blood Pressure, INV |  | 151-02592 | 151-02592 | Northwest | MHHS-Cypress | CY-Endoscopy | Cardiac cath lab | 1/1/20 | 2/1/21 |  | Broken tab | MONITORS, BEDSIDE, BLOOD PRESSURE | Module, Blood Pressure, INV | MODULEBLOODPRESSINV-Philips-M1006A | MODULEBLOODPRESSINV | M1006A |  |  |  | Philips | Module, Blood Pressure, INV |  |  | MODULEBLOODPRESSINV-Philips-M1006A | 2/1/20 |  | MBPI-A | Not Covered Vendor Only - Biomedical | MHHS-Cypress | [8 empty] | MODULEBLOODPRESSINV | Module, Blood Pressure, INV | Philips
NO | YES |  |  |  | 151-02593 | 151-02593 | Hewlett-Packard Co | M1006A |  | 3251A56111 | CY-Cardiac Cath Lab | MHHS-Cypress |  | Module, Blood Pressure, INV |  | 151-02593 | 151-02593 | Northwest | MHHS-Cypress | CY-Cardiac Cath Lab | Cath lab 1 | 1/1/20 | 1/1/21 |  |  | MONITORS, BEDSIDE, BLOOD PRESSURE | Module, Blood Pressure, INV | MODULEBLOODPRESSINV-Philips-M1006A | MODULEBLOODPRESSINV | M1006A |  |  |  | Philips | Module, Blood Pressure, INV |  |  | MODULEBLOODPRESSINV-Philips-M1006A | 2/1/20 |  | MBPI-A | Not Covered Vendor Only - Biomedical | MHHS-Cypress | [8 empty] | MODULEBLOODPRESSINV | Module, Blood Pressure, INV | Philips
NO | YES |  |  |  |  | 013-02906 | Hewlett-Packard Co | M1006A |  | 3410A78874 | SW-NICU | MHHS-Southwest |  | Module, Blood Pressure, INV |  |  | 013-02906 | Southwest | MHHS-Southwest | SW-NICU | NICU | 12/1/19 |  |  |  | MONITORS, BEDSIDE, BLOOD PRESSURE | Module, Blood Pressure, INV | MODULEBLOODPRESSINV-Philips-M1006A | MODULEBLOODPRESSINV | M1006A |  |  |  | Philips | Module, Blood Pressure, INV |  |  | MODULEBLOODPRESSINV-Philips-M1006A | 10/26/13 |  | MBPI-A | Covered PM Repair - Biomedical | MHHS-Southwest | [8 empty] | MODULEBLOODPRESSINV | Module, Blood Pressure, INV | Philips
NO | NO | [5 empty] | Hewlett-Packard Co | M1006A |  | 3218a52559 | SW - ICU - CCU | MHHS-Southwest |  | Module, Blood Pressure, INV |  |  |  | Southwest |  | SW - ICU - CCU | [5 empty] | MONITORS, BEDSIDE, BLOOD PRESSURE |  | MODULEBLOODPRESSINV-Philips-M1006A | MODULEBLOODPRESSINV | M1006A |  |  |  | Philips | Module, Blood Pressure, INV |  |  | MODULEBLOODPRESSINV-Philips-M1006A |  |  |  | Covered PM Repair - Radiology, Low End | MHHS-Southwest
NO | NO | [5 empty] | Hewlett-Packard Co | M1006A |  | 3145A44249 | TMC - CHILDRENS - NICU (7HP) | MHHS-TMC |  | Module, Blood Pressure, INV |  |  |  | TMC |  | TMC - CHILDRENS - NICU (7HP) | [5 empty] | MONITORS, BEDSIDE, BLOOD PRESSURE |  | MODULEBLOODPRESSINV-Philips-M1006A | MODULEBLOODPRESSINV | M1006A |  |  |  | Philips | Module, Blood Pressure, INV |  |  | MODULEBLOODPRESSINV-Philips-M1006A |  |  |  | Covered PM Repair - Biomedical | MHHS-TMC
NO | NO |  |  |  | 041-32677 |  | Hewlett-Packard Co | M1006B |  | DE805M6965 | MEMORIAL CITY - MHT - NICU | MHHS-Mem City |  | Module, Blood Pressure, INV |  | 041-32677 |  | West & Memorial City |  | MEMORIAL CITY - MHT - NICU | [5 empty] | MONITORS, BEDSIDE, BLOOD PRESSURE |  | MODULEBLOODPRESSINV-Philips-M1006B | MODULEBLOODPRESSINV | M1006B |  |  |  | Philips | Module, Blood Pressure, INV |  |  | MODULEBLOODPRESSINV-Philips-M1006B |  |  |  | Covered PM Repair - Biomedical | MHHS-Mem City
NO | YES |  |  |  | 041-00336 | 041-00336 | Hewlett-Packard Co | M1008B |  | 3523A44351 | MEMORIAL CITY - OUTPATIENT SURGERY | MHHS-Mem City |  | Module, NIBP |  | 041-00336 | 041-00336 | West | Memorial City - Memorial Hermann Hospital | MEMORIAL CITY - OUTPATIENT SURGERY | Nurse Station |  |  |  |  | MONITORS, BEDSIDE, BLOOD PRESSURE |  | MODULENIBP-Philips-M1008B | MODULENIBP | M1008B |  |  |  | Philips | Module, NIBP |  |  | MODULENIBP-Philips-M1008B |  |  |  | Covered PM Repair - Biomedical | MHHS-Mem City
NO | YES |  |  |  | 041-00202 |  | Hewlett-Packard Co | M1008B |  | 3523A44559 | Memorial City - 10 Floor Storage | MHHS-Mem City |  | Module, NIBP |  | 041-00202 |  | West | Memorial Hermann Memorial City Medical Center | Memorial City - 10 Floor Storage | Memorial City - 10 Floor Storage |  |  |  |  | MONITORS, BEDSIDE, BLOOD PRESSURE |  | MODULENIBP-Philips-M1008B | MODULENIBP | M1008B |  |  |  | Philips | Module, NIBP |  |  | MODULENIBP-Philips-M1008B |  |  |  | Covered PM Repair - Biomedical | MHHS-Mem City
NO | YES |  |  |  | 041-00337 | 041-00337 | Hewlett-Packard Co | M1020A |  | 3523A45359 | MEMORIAL CITY - OUTPATIENT SURGERY | MHHS-Mem City |  | Module, SPO2 |  | 041-00337 | 041-00337 | West | Memorial City - Memorial Hermann Hospital | MEMORIAL CITY - OUTPATIENT SURGERY | Nurse Station |  |  |  |  | MONITORS, PHYSIOLOGIC, VITAL SIGNS |  | MODULESPO2-Philips-M1020A | MODULESPO2 | M1020A |  |  |  | Philips | Module, SPO2 |  |  | MODULESPO2-Philips-M1020A |  |  |  | Covered PM Repair - Biomedical | MHHS-Mem City
NO | YES |  |  |  | 041-00198 | 041-00198 | Hewlett-Packard Co | M1020A |  | 3523A45015 | MEMORIAL CITY - OUTPATIENT SURGERY RECOVERY | MHHS-Mem City |  | Module, SPO2 |  | 041-00198 | 041-00198 | West | Memorial City - Memorial Hermann Hospital | MEMORIAL CITY - OUTPATIENT SURGERY RECOVERY | Recovery 25 |  |  |  |  | MONITORS, PHYSIOLOGIC, VITAL SIGNS |  | MODULESPO2-Philips-M1020A | MODULESPO2 | M1020A |  |  |  | Philips | Module, SPO2 |  |  | MODULESPO2-Philips-M1020A |  |  |  | Not Covered Vendor Only - Biomedical | MHHS-Mem City
NO | YES |  |  |  | 041-00203 | 041-00203 | Hewlett-Packard Co | M1020A |  | 3504a44070 | MEMORIAL CITY - Outpatient Surgery | MHHS-Mem City |  | Module, SPO2 |  | 041-00203 | 041-00203 | West | Memorial Hermann Memorial City Medical Center | MEMORIAL CITY - Outpatient Surgery | W1 Anesthesia workroom |  |  |  |  | MONITORS, PHYSIOLOGIC, VITAL SIGNS |  | MODULESPO2-Philips-M1020A | MODULESPO2 | M1020A |  |  |  | Philips | Module, SPO2 |  |  | MODULESPO2-Philips-M1020A |  |  |  | Covered PM Repair - Biomedical | MHHS-Mem City
NO | YES |  |  |  | 041-00344 | 041-00344 | Hewlett-Packard Co | M1020A |  | 3504a42555 | Memorial City - 10 Floor Storage | MHHS-Mem City |  | Module, SPO2 |  | 041-00344 | 041-00344 | West | Memorial Hermann Memorial City Medical Center | Memorial City - 10 Floor Storage | Memorial City - 10 Floor Storage |  |  |  |  | MONITORS, PHYSIOLOGIC, VITAL SIGNS |  | MODULESPO2-Philips-M1020A | MODULESPO2 | M1020A |  |  |  | Philips | Module, SPO2 |  |  | MODULESPO2-Philips-M1020A |  |  |  | Covered PM Repair - Biomedical | MHHS-Mem City
NO | YES |  |  |  | 077-01298 | 077-01298 | Hewlett-Packard Co | M1020A |  | 3805G62147 | TMC-Dialysis-Children's (9Hp) | MHHS-TMC |  | Module, SPO2 |  | 077-01298 | 077-01298 | TMC | MHHS-TMC | TMC-Dialysis-Children's (9Hp) |  | 12/19/19 |  |  |  | MONITORS, PHYSIOLOGIC, VITAL SIGNS |  | MODULESPO2-Philips-M1020A | MODULESPO2 | M1020A |  |  |  | Philips | Module, SPO2 |  |  | MODULESPO2-Philips-M1020A |  | Verified 3/30/2020 4:07pm (Central) |  | Not Covered Vendor Only - Lab Ana/Anes | MHHS-TMC
NO | YES | [5 empty] | Hewlett-Packard Co | M1020A |  |  | TMC-Dialysis-Children's (9Hp) | MHHS-TMC |  | Module, SPO2 |  |  |  | TMC | MHHS-TMC | TMC-Dialysis-Children's (9Hp) |  | 12/20/19 |  |  |  | MONITORS, PHYSIOLOGIC, VITAL SIGNS |  | MODULESPO2-Philips-M1020A | MODULESPO2 | M1020A |  |  |  | Philips | Module, SPO2 |  |  | MODULESPO2-Philips-M1020A |  | Verified 3/30/2020 4:07pm (Central) |  | Not Covered Vendor Only - Lab Ana/Anes | MHHS-TMC
NO | NO | [5 empty] | Hewlett-Packard Co | M1020A |  | 3805G62007 | TMC - DIALYSIS - CHILDRENS (9HP) | MHHS-TMC |  | Module, SPO2 |  |  |  | TMC |  | TMC - DIALYSIS - CHILDRENS (9HP) | [5 empty] | MONITORS, PHYSIOLOGIC, VITAL SIGNS |  | MODULESPO2-Philips-M1020A | MODULESPO2 | M1020A |  |  |  | Philips | Module, SPO2 |  |  | MODULESPO2-Philips-M1020A |  |  |  | Not Covered Vendor Only - Lab Ana/Anes | MHHS-TMC
NO | YES |  |  |  | 005-01296 | 005-01296 | Hewlett-Packard Co | M1029A |  | 3523A23616 | SE-OR-Anesthesia | MHHS-Southeast |  | Module, Temperature |  | 005-01296 | 005-01296 | Southeast | MHHS-Southeast | SE-OR-Anesthesia | OR 7 | 4/1/20 |  | 4/1/21 |  | PHYSIOLOGIC MONITOR MODULES, TEMPERATURE |  | MODULETEMP-Philips-M1029A | MODULETEMP | M1029A |  |  |  | Philips | Module, Temperature |  |  | MODULETEMP-Philips-M1029A | 7/9/19 |  |  | Covered PM Repair - Biomedical | MHHS-Southeast
NO | YES |  |  |  | 129-00838 | 129-00838 | Hewlett-Packard Co | M1029A |  | 3805G49480 | Sugar Land-OR | MHHS-Sugarland |  | Module, Temperature |  | 129-00838 | 129-00838 | Sugar Land | MHHS-Sugarland | Sugar Land-OR | OR 1 | 7/1/19 |  | 7/1/20 |  | PHYSIOLOGIC MONITOR MODULES, TEMPERATURE | Module, Temperature | MODULETEMP-Philips-M1029A | MODULETEMP | M1029A |  |  |  | Philips | Module, Temperature |  |  | MODULETEMP-Philips-M1029A | 11/6/16 |  | MT-A | Covered PM Repair - Biomedical | MHHS-Sugarland | [8 empty] | MODULETEMP | Module, Temperature | Philips
NO | NO |  |  |  | 129-06911 |  | Hewlett-Packard Co | M1029A |  | DE409B6248 | SUGAR LAND - OR | MHHS-Sugarland |  | Module, Temperature |  | 129-06911 |  | Sugar Land |  | SUGAR LAND - OR | [5 empty] | PHYSIOLOGIC MONITOR MODULES, TEMPERATURE |  | MODULETEMP-Philips-M1029A | MODULETEMP | M1029A |  |  |  | Philips | Module, Temperature |  |  | MODULETEMP-Philips-M1029A |  |  |  | Covered PM Repair - Biomedical | MHHS-Sugarland
NO | NO | [5 empty] | Hewlett-Packard Co | M1029A |  | 3121A1101 | TMC - CHILDRENS - PICU (9HP) | MHHS-TMC |  | Module, Temperature |  |  |  | TMC |  | TMC - CHILDRENS - PICU (9HP) | [5 empty] | PHYSIOLOGIC MONITOR MODULES, TEMPERATURE |  | MODULETEMP-Philips-M1029A | MODULETEMP | M1029A |  |  |  | Philips | Module, Temperature |  |  | MODULETEMP-Philips-M1029A |  |  |  | Covered PM Repair - Biomedical | MHHS-TMC
NO | NO |  |  |  | 129-01319 |  | Hewlett-Packard Co | M1041A |  | DE805B1808 | SUGAR LAND - PACU | MHHS-Sugarland |  | Module, Control/Rack |  | 129-01319 |  | Sugar Land |  | SUGAR LAND - PACU | [5 empty] | MONITORS, PHYSIOLOGIC, VITAL SIGNS |  | MODULECONTROLRACK-Philips-M1041A | MODULECONTROLRACK | M1041A |  |  |  | Philips | Module, Control/Rack |  |  | MODULECONTROLRACK-Philips-M1041A |  |  |  | Covered PM Repair - Biomedical | MHHS-Sugarland
NO | NO | [5 empty] | Hewlett-Packard Co | M1116-68521 |  | 309a66223 | SW - DIALYSIS | MHHS-Southwest | [5 empty] | Southwest |  | SW - DIALYSIS | [5 empty] | RECORDERS, GRAPHIC |  | .needs class | [5 empty] | HP | [7 empty] | Covered PM Repair - Biomedical | MHHS-Southwest
NO | YES | Serial Number 187M09B |  |  | 133-01479 | 133-01479 | Hewlett-Packard Co | M11168 |  | 187M09B | Katy-Biomedical Services | MHHS-Katy |  |  |  | 133-01479 | 133-01479 | Katy | MHHS-Katy | Katy-Biomedical Services | Biomed shop | 8/1/19 |  |  |  | PHYSIOLOGIC MONITOR MODULES, ELECTROCARDIOGRAPHY |  | .needs class | [5 empty] | HP |  |  |  |  | 2/11/16 |  |  | Covered PM Repair - Biomedical | MHHS-Katy
NO | YES |  |  |  | 041-00199 | 041-00199 | Hewlett-Packard Co | M1116B |  | 3530A39547 | MEMORIAL CITY - OUTPATIENT SURGERY | MHHS-Mem City |  | Module, Recorder |  | 041-00199 | 041-00199 | West | Memorial City - Memorial Hermann Hospital | MEMORIAL CITY - OUTPATIENT SURGERY | Nurse Station |  |  |  |  | MONITORS, PHYSIOLOGIC, VITAL SIGNS |  | MODULERECORDER-Philips-M1116B | MODULERECORDER | M1116B |  |  |  | Philips | Module, Recorder |  |  | MODULERECORDER-Philips-M1116B |  |  |  | Covered PM Repair - Biomedical | MHHS-Mem City
NO | YES |  |  |  | 041-00345 | 041-00345 | Hewlett-Packard Co | M1116B |  | 3530A39539 | Memorial City - 10 Floor Storage | MHHS-Mem City |  | Module, Recorder |  | 041-00345 | 041-00345 | West | Memorial Hermann Memorial City Medical Center | Memorial City - 10 Floor Storage | Memorial City - 10 Floor Storage |  |  |  |  | MONITORS, PHYSIOLOGIC, VITAL SIGNS |  | MODULERECORDER-Philips-M1116B | MODULERECORDER | M1116B |  |  |  | Philips | Module, Recorder |  |  | MODULERECORDER-Philips-M1116B |  |  |  | Covered PM Repair - Biomedical | MHHS-Mem City
NO | YES |  |  |  | 041-00181 | 041-00181 | Hewlett-Packard Co | M1116B |  | 3530A39541 | Memorial City - 10 Floor Storage | MHHS-Mem City |  | Module, Recorder |  | 041-00181 | 041-00181 | West | Memorial Hermann Memorial City Medical Center | Memorial City - 10 Floor Storage | Memorial City - 10 Floor Storage |  |  |  |  | MONITORS, PHYSIOLOGIC, VITAL SIGNS |  | MODULERECORDER-Philips-M1116B | MODULERECORDER | M1116B |  |  |  | Philips | Module, Recorder |  |  | MODULERECORDER-Philips-M1116B |  |  |  | Covered PM Repair - Biomedical | MHHS-Mem City
NO | YES |  |  |  | 041-02623 | 041-02623 | Hewlett-Packard Co | M1116B |  | 3308A13460 | MEMORIAL CITY - OUTPATIENT SURGERY RECOVERY | MHHS-Mem City |  | Module, Recorder |  | 041-02623 | 041-02623 | West |  | MEMORIAL CITY - OUTPATIENT SURGERY RECOVERY | Recovery 25 |  |  |  |  | MONITORS, PHYSIOLOGIC, VITAL SIGNS |  | MODULERECORDER-Philips-M1116B | MODULERECORDER | M1116B |  |  |  | Philips | Module, Recorder |  |  | MODULERECORDER-Philips-M1116B |  |  |  | Covered PM Repair - Biomedical | MHHS-Mem City
NO | YES | [5 empty] | Hewlett-Packard Co | M1116B |  | 3308a13378 | Memorial city | MHHS-Mem City |  | Module, Recorder |  |  |  | West | Memorial Hermann Medical Group Memorial City (#100) | Memorial city | 10 floor storage |  |  |  |  | MONITORS, PHYSIOLOGIC, VITAL SIGNS |  | MODULERECORDER-Philips-M1116B | MODULERECORDER | M1116B |  |  |  | Philips | Module, Recorder |  |  | MODULERECORDER-Philips-M1116B |  |  |  | Covered PM Repair - Biomedical | MHHS-Mem City
NO | YES |  |  |  | 129-05642 | 129-05642 | Hewlett-Packard Co | M1116B |  | US40910394 | Sugar Land-OR | MHHS-Sugarland |  | Module, Recorder |  | 129-05642 | 129-05642 | Sugar Land | MHHS-Sugarland | Sugar Land-OR | OR | 7/1/18 |  | 7/1/20 |  | MONITORS, PHYSIOLOGIC, VITAL SIGNS | Module, Recorder | MODULERECORDER-Philips-M1116B | MODULERECORDER | M1116B |  |  |  | Philips | Module, Recorder |  |  | MODULERECORDER-Philips-M1116B | 12/21/19 |  |  | Covered PM Repair - Biomedical | MHHS-Sugarland | [8 empty] | MODULERECORDER | Module, Recorder | Philips
NO | NO | [5 empty] | Hewlett-Packard Co | M1116B |  | 4227A39207 | SW - DIALYSIS | MHHS-Southwest |  | Module, Recorder |  |  |  | Southwest |  | SW - DIALYSIS | [5 empty] | MONITORS, PHYSIOLOGIC, VITAL SIGNS |  | MODULERECORDER-Philips-M1116B | MODULERECORDER | M1116B |  |  |  | Philips | Module, Recorder |  |  | MODULERECORDER-Philips-M1116B |  |  |  | Covered PM Repair - Biomedical | MHHS-Southwest
NO | NO | [5 empty] | Hewlett-Packard Co | M1116B |  | 4227A39205 | SW - DIALYSIS | MHHS-Southwest |  | Module, Recorder |  |  |  | Southwest |  | SW - DIALYSIS | [5 empty] | MONITORS, PHYSIOLOGIC, VITAL SIGNS |  | MODULERECORDER-Philips-M1116B | MODULERECORDER | M1116B |  |  |  | Philips | Module, Recorder |  |  | MODULERECORDER-Philips-M1116B |  |  |  | Covered PM Repair - Biomedical | MHHS-Southwest
NO | NO |  |  |  | 241-01542 |  | Hewlett-Packard Co | M1116B |  | 4227A87353 | TIRR - UROLOGY/SPEC PROC (17) | MHHS-TIRR |  | Module, Recorder |  | 241-01542 |  | TMC |  | TIRR - UROLOGY/SPEC PROC (17) | [5 empty] | MONITORS, PHYSIOLOGIC, VITAL SIGNS |  | MODULERECORDER-Philips-M1116B | MODULERECORDER | M1116B |  |  |  | Philips | Module, Recorder |  |  | MODULERECORDER-Philips-M1116B |  |  |  | Covered PM Repair - Biomedical | MHHS-TIRR
NO | NO |  |  |  | 241-01543 |  | Hewlett-Packard Co | M1116B |  | 4227A87354 | TIRR - UROLOGY/SPEC PROC (17) | MHHS-TIRR |  | Module, Recorder |  | 241-01543 |  | TMC |  | TIRR - UROLOGY/SPEC PROC (17) | [5 empty] | MONITORS, PHYSIOLOGIC, VITAL SIGNS |  | MODULERECORDER-Philips-M1116B | MODULERECORDER | M1116B |  |  |  | Philips | Module, Recorder |  |  | MODULERECORDER-Philips-M1116B |  |  |  | Covered PM Repair - Biomedical | MHHS-TIRR
NO | NO | [5 empty] | Hewlett-Packard Co | M1204A |  | 3806A29712 | SW - DIALYSIS | MHHS-Southwest |  | Monitor, Cardiac, Fixed |  |  |  | Southwest |  | SW - DIALYSIS | [5 empty] | ELECTROCARDIOGRAPHS |  | MONITORCARDIACFIXED-Philips-M1204A | MONITORCARDIACFIXED | M1204A |  |  |  | Philips | Monitor, Cardiac, Fixed |  |  | MONITORCARDIACFIXED-Philips-M1204A |  |  |  | Covered PM Repair - Biomedical | MHHS-Southwest
NO | NO | [5 empty] | Hewlett-Packard Co | M1276A |  | 3523A07880 | MEMORIAL CITY - OUTPATIENT SURGERY | MHHS-Mem City |  | Module, Control/Rack |  |  |  | West & Memorial City |  | MEMORIAL CITY - OUTPATIENT SURGERY | [5 empty] | PHYSIOLOGIC MONITOR MODULE HOUSINGS |  | MODULECONTROLRACK-Philips-M1276A | MODULECONTROLRACK | M1276A |  |  |  | Philips | Module, Control/Rack |  |  | MODULECONTROLRACK-Philips-M1276A |  |  |  | Covered PM Repair - Biomedical | MHHS-Mem City
NO | NO | [5 empty] | Hewlett-Packard Co | M1276A |  | 3523A07876 | MEMORIAL CITY - OUTPATIENT SURGERY | MHHS-Mem City |  | Module, Control/Rack |  |  |  | West & Memorial City |  | MEMORIAL CITY - OUTPATIENT SURGERY | [5 empty] | PHYSIOLOGIC MONITOR MODULE HOUSINGS |  | MODULECONTROLRACK-Philips-M1276A | MODULECONTROLRACK | M1276A |  |  |  | Philips | Module, Control/Rack |  |  | MODULECONTROLRACK-Philips-M1276A |  |  |  | Covered PM Repair - Biomedical | MHHS-Mem City
NO | NO |  |  |  | 005-09531 |  | Hewlett-Packard Co | M3151 |  | 5214A7252 | SE - NEONATAL ICU | MHHS-Southeast |  | Computer, Data Management |  | 005-09531 |  | Southeast & Bay Area |  | SE - NEONATAL ICU | [5 empty] | COMPUTERS |  | COMPUTERDATAMANAGEMENT-Philips-M3151 | COMPUTERDATAMANAGEMENT | M3151 |  |  |  | Philips | Computer, Data Management |  |  | COMPUTERDATAMANAGEMENT-Philips-M3151 |  |  |  | Covered PM Repair - Biomedical | MHHS-Southeast
NO | NO | [5 empty] | Hewlett-Packard Co | M3155 |  |  | SW - ICU - NEURO & STROKE | MHHS-Southwest |  | Computer, Data Management |  |  |  | Southwest |  | SW - ICU - NEURO & STROKE | [5 empty] | COMPUTERS |  | COMPUTERDATAMANAGEMENT-Philips-M3155 | COMPUTERDATAMANAGEMENT | M3155 |  |  |  | Philips | Computer, Data Management |  |  | COMPUTERDATAMANAGEMENT-Philips-M3155 |  |  |  | Covered PM Repair - Biomedical | MHHS-Southwest
NO | NO | [5 empty] | Hewlett-Packard Co | M3155 |  | 4810A04694 | SW - NICU | MHHS-Southwest |  | Computer, Data Management |  |  |  | Southwest |  | SW - NICU | [5 empty] | COMPUTERS |  | COMPUTERDATAMANAGEMENT-Philips-M3155 | COMPUTERDATAMANAGEMENT | M3155 |  |  |  | Philips | Computer, Data Management |  |  | COMPUTERDATAMANAGEMENT-Philips-M3155 |  |  |  | Covered PM Repair - Biomedical | MHHS-Southwest
NO | NO | [5 empty] | Hewlett-Packard Co | M3155 |  | 2UA6381J8R | SUGAR LAND - ICU | MHHS-Sugarland |  | Computer, Data Management |  |  |  | Sugar Land |  | SUGAR LAND - ICU | [5 empty] | COMPUTERS |  | COMPUTERDATAMANAGEMENT-Philips-M3155 | COMPUTERDATAMANAGEMENT | M3155 |  |  |  | Philips | Computer, Data Management |  |  | COMPUTERDATAMANAGEMENT-Philips-M3155 |  |  |  | Covered PM Repair - Biomedical | MHHS-Sugarland
NO | NO |  |  |  | 133-03693 |  | Hewlett-Packard Co | M3167G |  | 4362A07861 | KATY - NICU | MHHS-Katy |  | Computer, Laptop, Tablet, PC |  | 133-03693 |  | Katy |  | KATY - NICU | [5 empty] | COMPUTERS |  | COMLAP-Philips-M3167G | COMLAP | M3167G |  |  |  | Philips | Computer, Laptop, Tablet, PC |  |  | COMLAP-Philips-M3167G |  |  |  | Not Covered Vendor Only - Biomedical | MHHS-Katy
NO | NO |  |  |  | 133-03695 |  | Hewlett-Packard Co | M3167G |  | 4362A04815 | KATY - OR | MHHS-Katy |  | Computer, Laptop, Tablet, PC |  | 133-03695 |  | Katy |  | KATY - OR | [5 empty] | COMPUTERS |  | COMLAP-Philips-M3167G | COMLAP | M3167G |  |  |  | Philips | Computer, Laptop, Tablet, PC |  |  | COMLAP-Philips-M3167G |  |  |  | Covered PM Repair - Biomedical | MHHS-Katy
NO | NO | [5 empty] | Hewlett-Packard Co | M3167G |  | 2UA63900DJ | SUGAR LAND - TELEMETRY | MHHS-Sugarland |  | Computer, Laptop, Tablet, PC |  |  |  | Sugar Land |  | SUGAR LAND - TELEMETRY | [5 empty] | COMPUTERS |  | COMLAP-Philips-M3167G | COMLAP | M3167G |  |  |  | Philips | Computer, Laptop, Tablet, PC |  |  | COMLAP-Philips-M3167G |  |  |  | Covered PM Repair - Biomedical | MHHS-Sugarland
NO | NO | [5 empty] | Hewlett-Packard Co | M3167G |  | USU4130J5T | SUGAR LAND - TELEMETRY | MHHS-Sugarland |  | Computer, Laptop, Tablet, PC |  |  |  | Sugar Land |  | SUGAR LAND - TELEMETRY | [5 empty] | COMPUTERS |  | COMLAP-Philips-M3167G | COMLAP | M3167G |  |  |  | Philips | Computer, Laptop, Tablet, PC |  |  | COMLAP-Philips-M3167G |  |  |  | Covered PM Repair - Biomedical | MHHS-Sugarland
NO | NO | [5 empty] | Hewlett-Packard Co | M3167G |  | 2UA63900C5 | SUGAR LAND - TELEMETRY | MHHS-Sugarland |  | Computer, Laptop, Tablet, PC |  |  |  | Sugar Land |  | SUGAR LAND - TELEMETRY | [5 empty] | COMPUTERS |  | COMLAP-Philips-M3167G | COMLAP | M3167G |  |  |  | Philips | Computer, Laptop, Tablet, PC |  |  | COMLAP-Philips-M3167G |  |  |  | Covered PM Repair - Biomedical | MHHS-Sugarland
NO | NO | [5 empty] | Hewlett-Packard Co | M3167G |  | 2UA63900BQ | SUGAR LAND - TELEMETRY | MHHS-Sugarland |  | Computer, Laptop, Tablet, PC |  |  |  | Sugar Land |  | SUGAR LAND - TELEMETRY | [5 empty] | COMPUTERS |  | COMLAP-Philips-M3167G | COMLAP | M3167G |  |  |  | Philips | Computer, Laptop, Tablet, PC |  |  | COMLAP-Philips-M3167G |  |  |  | Covered PM Repair - Biomedical | MHHS-Sugarland
NO | NO |  |  |  | 009-34420 |  | Hewlett-Packard Co | M402DN |  | PHB5B90381 | GH - CARDIAC CARE UNIT (CCU) 3N | MHHS-Greater Heights |  |  |  | 009-34420 |  | Central & Greater Heights |  | GH - CARDIAC CARE UNIT (CCU) 3N | [5 empty] | PRINTERS |  | .needs class | [5 empty] | HP | [7 empty] | Covered PM Repair - Biomedical | MHHS-Greater Heights
NO | NO |  |  |  | 009-34529 |  | Hewlett-Packard Co | M402DN |  | PHB5C84721 | GH - ICU | MHHS-Greater Heights |  |  |  | 009-34529 |  | Central & Greater Heights |  | GH - ICU | [5 empty] | PRINTERS |  | .needs class | [5 empty] | HP | [7 empty] | Covered PM Repair - Biomedical | MHHS-Greater Heights
NO | NO |  |  |  | 009-34417 |  | Hewlett-Packard Co | M402DN |  | PHB5B90395 | GH - MED SURG 6 | MHHS-Greater Heights |  |  |  | 009-34417 |  | Central & Greater Heights |  | GH - MED SURG 6 | [5 empty] | PRINTERS |  | .needs class | [5 empty] | HP | [7 empty] | Covered PM Repair - Biomedical | MHHS-Greater Heights
NO | NO |  |  |  | 009-34411 |  | Hewlett-Packard Co | M402DN |  | PHB5B90383 | GH - NEURO 5N | MHHS-Greater Heights |  |  |  | 009-34411 |  | Central & Greater Heights |  | GH - NEURO 5N | [5 empty] | PRINTERS |  | .needs class | [5 empty] | HP | [7 empty] | Covered PM Repair - Biomedical | MHHS-Greater Heights
NO | NO |  |  |  | 069-42005 |  | Hewlett-Packard Co | M402DN |  | JPBDY10885 | TMC - PLAZA - CARDIAC REHAB (UT POB) | MHHS-TMC |  |  |  | 069-42005 |  | TMC |  | TMC - PLAZA - CARDIAC REHAB (UT POB) | [5 empty] | PRINTERS |  | .needs class | [5 empty] | HP | [7 empty] | Covered PM Repair - Biomedical | MHHS-TMC
NO | YES |  |  |  | 074-05926 | 074-05926 | Hewlett-Packard Co | M506 |  | PHBBR52376 | TMC-HVI-Heart Failure ICU (5Hvi) | MHHS-TMC |  |  |  | 074-05926 | 074-05926 | TMC | MHHS-TMC | TMC-HVI-Heart Failure ICU (5Hvi) | HVI 5 200.2 | 1/1/19 |  |  |  | PRINTERS |  | .needs class | [5 empty] | HP |  |  |  |  | 6/19/16 |  |  | Covered PM Repair - Biomedical | MHHS-TMC
NO | YES |  |  |  | 074-04719 | 074-04719 | Hewlett-Packard Co | M506 |  | PHBBR17168 | TMC-Jones-Tx Trauma (6J) | MHHS-TMC |  |  |  | 074-04719 | 074-04719 | TMC | MHHS-TMC | TMC-Jones-Tx Trauma (6J) | Nurses Station |  |  |  |  | PRINTERS |  | .needs class | [5 empty] | HP | [7 empty] | Covered PM Repair - Biomedical | MHHS-TMC
NO | YES |  |  |  | 069-45334 | 069-45334 | Hewlett-Packard Co | M506 |  | PHBBQ14414 | TMC-Jones-TSCU (9J) | MHHS-TMC |  |  |  | 069-45334 | 069-45334 | TMC | MHHS-TMC | TMC-Jones-TSCU (9J) | Nurses Station | 2/1/18 |  |  |  | PRINTERS |  | .needs class | [5 empty] | HP |  |  |  |  | 3/25/14 |  |  | Covered PM Repair - Biomedical | MHHS-TMC
NO | YES |  |  |  | 029-11614 | 029-11614 | Hewlett-Packard Co | M506 |  | PHBBQ05512 | Woodlands-Telemetry | MHHS-Woodlands |  |  |  | 029-11614 | 029-11614 | Woodlands | MHHS-Woodlands | Woodlands-Telemetry | TELEMETRY |  |  |  |  | PRINTERS |  | .needs class | [5 empty] | HP | [7 empty] | Covered PM Repair - Biomedical | MHHS-Woodlands
NO | NO |  |  |  | 142-06914 |  | Hewlett-Packard Co | M506 |  | PHBBR12973 | NE - ER | MHHS-Northeast |  |  |  | 142-06914 |  | Katy |  | NE - ER | [5 empty] | PRINTERS |  | .needs class | [5 empty] | HP | [7 empty] | Covered PM Repair - Biomedical | MHHS-Northeast
NO | NO |  |  |  | 074-05556 |  | Hewlett-Packard Co | M506 |  | PHBBQ16511 | TMC - CENTRAL MONITORING - HVI (3HVI) | MHHS-TMC |  |  |  | 074-05556 |  | TMC |  | TMC - CENTRAL MONITORING - HVI (3HVI) | [5 empty] | PRINTERS |  | .needs class | [5 empty] | HP | [7 empty] | Clinical Miscellaneous | MHHS-TMC
NO | NO |  |  |  | 074-05774 |  | Hewlett-Packard Co | M506 |  | PHBBR33532 | TMC - CENTRAL MONITORING - HVI (3HVI) | MHHS-TMC |  |  |  | 074-05774 |  | TMC |  | TMC - CENTRAL MONITORING - HVI (3HVI) | [5 empty] | PRINTERS |  | .needs class | [5 empty] | HP | [7 empty] | Clinical Miscellaneous | MHHS-TMC
NO | NO |  |  |  | 074-05888 |  | Hewlett-Packard Co | M506 |  | PHBBQ21149 | TMC - HVI - CCU (4HVI) | MHHS-TMC |  |  |  | 074-05888 |  | TMC |  | TMC - HVI - CCU (4HVI) | [5 empty] | PRINTERS |  | .needs class | [5 empty] | HP | [7 empty] | Clinical Miscellaneous | MHHS-TMC
NO | NO |  |  |  | 074-03288 |  | Hewlett-Packard Co | M506 |  | PHBBR43790 | TMC - HVI - CIMU (4HVI) | MHHS-TMC |  |  |  | 074-03288 |  | TMC |  | TMC - HVI - CIMU (4HVI) | [5 empty] | PRINTERS |  | .needs class | [5 empty] | HP | [7 empty] | Clinical Miscellaneous | MHHS-TMC
NO | NO |  |  |  | 074-05910 |  | Hewlett-Packard Co | M506 |  | PHBBR31279 | TMC - HVI - CVICU (8HVI) | MHHS-TMC |  |  |  | 074-05910 |  | TMC |  | TMC - HVI - CVICU (8HVI) | [5 empty] | PRINTERS |  | .needs class | [5 empty] | HP | [7 empty] | Clinical Miscellaneous | MHHS-TMC
NO | NO |  |  |  | 069-45689 |  | Hewlett-Packard Co | M506 |  | PHBBR31296 | TMC - HVI - HEART FAILURE ICU (5HVI) | MHHS-TMC |  |  |  | 069-45689 |  | TMC |  | TMC - HVI - HEART FAILURE ICU (5HVI) | [5 empty] | PRINTERS |  | .needs class | [5 empty] | HP | [7 empty] | Clinical Miscellaneous | MHHS-TMC
NO | NO |  |  |  | 069-42998 |  | Hewlett-Packard Co | M506 |  | PHBBR11573 | TMC - JONES - NEURO ACUTE CARE (5J) | MHHS-TMC |  |  |  | 069-42998 |  | TMC |  | TMC - JONES - NEURO ACUTE CARE (5J) | [5 empty] | PRINTERS |  | .needs class | [5 empty] | HP | [7 empty] | Covered PM Repair - Biomedical | MHHS-TMC
NO | NO |  |  |  | 074-05576 |  | Hewlett-Packard Co | M506 |  | PHBGR40031 | TMC - PACU - HVI (7HVI) | MHHS-TMC |  |  |  | 074-05576 |  | TMC |  | TMC - PACU - HVI (7HVI) | [5 empty] | PRINTERS |  | .needs class | [5 empty] | HP | [7 empty] | Covered PM Repair - Biomedical | MHHS-TMC
NO | YES |  |  |  | 074-05641 | 074-05641 | Hewlett-Packard Co | M507 |  | PHBCM4X0KJ | Central Monitoring | MHHS-TMC |  |  |  | 074-05641 | 074-05641 | TMC | Memorial Hermann-Texas Medical Center | Central Monitoring | Central Monitoring | 7/1/19 |  |  |  | PRINTERS |  | .needs class | [5 empty] | HP | [7 empty] | Covered PM Repair - Biomedical | MHHS-TMC
NO | YES |  |  |  | 074-05642 | 074-05642 | Hewlett-Packard Co | M507 |  | PHBCM4X0LQ | Central Monitoring | MHHS-TMC |  |  |  | 074-05642 | 074-05642 | TMC | Memorial Hermann-Texas Medical Center | Central Monitoring | Central Monitoring | 7/1/19 |  |  |  | PRINTERS |  | .needs class | [5 empty] | HP | [7 empty] | Covered PM Repair - Biomedical | MHHS-TMC
NO | YES |  |  |  | 074-05643 | 074-05643 | Hewlett-Packard Co | M507 |  | PHBCM4X0LG | Central Monitoring | MHHS-TMC |  |  |  | 074-05643 | 074-05643 | TMC | Memorial Hermann-Texas Medical Center | Central Monitoring | Central Monitoring | 7/1/19 |  |  |  | PRINTERS |  | .needs class | [5 empty] | HP |  |  |  |  | 6/15/15 |  |  | Covered PM Repair - Biomedical | MHHS-TMC
NO | YES | Serial Number PHBCM9J163 |  |  | 069-46349 | 069-46349 | Hewlett-Packard Co | M507 |  | PHBCM9J163 | TMC-Respiratory-Adult | MHHS-TMC |  |  |  | 069-46349 | 069-46349 | TMC | MHHS-TMC | TMC-Respiratory-Adult | Resp | 1/1/19 |  | 1/1/22 |  | PRINTERS |  | .needs class | [5 empty] | HP | [7 empty] | Covered PM Repair - Biomedical | MHHS-TMC
NO | NO |  |  |  | 069-37505 |  | Hewlett-Packard Co | OFFICEJET 6000 |  | CN3AK6QG5005KR | TMC - GI/ENDO - ADULT (1J) | MHHS-TMC |  | Printer, Color |  | 069-37505 |  | TMC |  | TMC - GI/ENDO - ADULT (1J) | [5 empty] | PRINTERS |  | PRINTERCOLOR-HP-Officejet 6000 | PRINTERCOLOR | Officejet 6000 |  |  |  | HP | Printer, Color |  | PRINTERCOLOR-HP-Officejet 6000 |  |  |  |  | Covered PM Repair - Biomedical | MHHS-TMC
NO | YES |  |  |  | 129-06880 | 129-06880 | Hewlett-Packard Co | P3015 |  | VND3F77701 | Sugar Land-Telemetry | MHHS-Sugarland |  |  |  | 129-06880 | 129-06880 | Sugar Land | MHHS-Sugarland | Sugar Land-Telemetry | Tele Room | 5/1/16 |  |  |  | PRINTERS | Printer, Laser | PRINTERLASER-HP-LaserJet P3015 |  |  |  |  | PRINTERLASER-HP-LaserJet P3015 | HP | [7 empty] | Covered PM Repair - Biomedical | MHHS-Sugarland | [8 empty] | PRINTERLASER | Printer, Laser | HP
NO | YES |  |  |  | 077-09435 | 077-09435 | Hewlett-Packard Co | P3015 |  | VND3718186 | TMC-Children's-CCN (10Hp) | MHHS-TMC |  |  |  | 077-09435 | 077-09435 | TMC | MHHS-TMC | TMC-Children's-CCN (10Hp) |  | 6/28/16 |  |  |  | PRINTERS |  | PRINTERLASER-HP-LaserJet P3015 |  |  |  |  | PRINTERLASER-HP-LaserJet P3015 | HP | [5 empty] | Verified 3/29/2020 11:26:am (Central) |  | Covered PM Repair - Biomedical | MHHS-TMC
NO | YES |  |  |  | 077-08574 | 077-08574 | Hewlett-Packard Co | P3015 |  | VND3F27943 | TMC-Children's-NICU (7Hp) | MHHS-TMC |  |  |  | 077-08574 | 077-08574 | TMC | MHHS-TMC | TMC-Children's-NICU (7Hp) |  | 2/26/15 |  |  |  | PRINTERS |  | PRINTERLASER-HP-LaserJet P3015 |  |  |  |  | PRINTERLASER-HP-LaserJet P3015 | HP | [5 empty] | Verified 3/30/2020 4:07pm (Central) |  | Covered PM Repair - Biomedical | MHHS-TMC
NO | NO |  |  |  | 009-09784 |  | Hewlett-Packard Co | P3015 |  | VDN3Q16409 | GH - CATH LAB | MHHS-Greater Heights |  |  |  | 009-09784 |  | Central & Greater Heights |  | GH - CATH LAB | [5 empty] | PRINTERS |  | PRINTERLASER-HP-LaserJet P3015 |  |  |  |  | PRINTERLASER-HP-LaserJet P3015 | HP | [7 empty] | Covered PM Repair - Biomedical | MHHS-Greater Heights
NO | NO |  |  |  | 009-08362 |  | Hewlett-Packard Co | P3015 |  | VNB3R33699 | GH - CLINICAL DECISION UNIT (CDU) | MHHS-Greater Heights |  |  |  | 009-08362 |  | Central & Greater Heights |  | GH - CLINICAL DECISION UNIT (CDU) | [5 empty] | PRINTERS |  | PRINTERLASER-HP-LaserJet P3015 |  |  |  |  | PRINTERLASER-HP-LaserJet P3015 | HP | [7 empty] | Covered PM Repair - Biomedical | MHHS-Greater Heights
NO | NO |  |  |  | 009-09476 |  | Hewlett-Packard Co | P3015 |  | VNB3Y32315 | GH - CV ICU | MHHS-Greater Heights |  |  |  | 009-09476 |  | Central & Greater Heights |  | GH - CV ICU | [5 empty] | PRINTERS |  | PRINTERLASER-HP-LaserJet P3015 |  |  |  |  | PRINTERLASER-HP-LaserJet P3015 | HP | [7 empty] | Covered PM Repair - Biomedical | MHHS-Greater Heights
NO | NO |  |  |  | 009-08363 |  | Hewlett-Packard Co | P3015 |  | VNB3R33703 | GH - ER | MHHS-Greater Heights |  |  |  | 009-08363 |  | Central & Greater Heights |  | GH - ER | [5 empty] | PRINTERS |  | PRINTERLASER-HP-LaserJet P3015 |  |  |  |  | PRINTERLASER-HP-LaserJet P3015 | HP | [7 empty] | Covered PM Repair - Biomedical | MHHS-Greater Heights
NO | NO |  |  |  | 009-09185 |  | Hewlett-Packard Co | P3015 |  | VNB3R93566 | GH - ER | MHHS-Greater Heights |  |  |  | 009-09185 |  | Central & Greater Heights |  | GH - ER | [5 empty] | PRINTERS |  | PRINTERLASER-HP-LaserJet P3015 |  |  |  |  | PRINTERLASER-HP-LaserJet P3015 | HP | [7 empty] | Covered PM Repair - Biomedical | MHHS-Greater Heights
NO | NO |  |  |  | 009-08286 |  | Hewlett-Packard Co | P3015 |  | VNB3Y32302 | GH - ICU | MHHS-Greater Heights |  |  |  | 009-08286 |  | Central & Greater Heights |  | GH - ICU | [5 empty] | PRINTERS |  | PRINTERLASER-HP-LaserJet P3015 |  |  |  |  | PRINTERLASER-HP-LaserJet P3015 | HP | [7 empty] | Not Covered Vendor Only - Lab Ana/Anes | MHHS-Greater Heights
NO | NO |  |  |  | 009-08301 |  | Hewlett-Packard Co | P3015 |  | VNB3R37323 | GH - PACU | MHHS-Greater Heights |  |  |  | 009-08301 |  | Central & Greater Heights |  | GH - PACU | [5 empty] | PRINTERS |  | PRINTERLASER-HP-LaserJet P3015 |  |  |  |  | PRINTERLASER-HP-LaserJet P3015 | HP | [7 empty] | Not Covered Vendor Only - Lab Ana/Anes | MHHS-Greater Heights
NO | NO |  |  |  | 009-09596 |  | Hewlett-Packard Co | P3015 |  | VND3R07977 | GH - TELEMETRY | MHHS-Greater Heights |  |  |  | 009-09596 |  | Central & Greater Heights |  | GH - TELEMETRY | [5 empty] | PRINTERS |  | PRINTERLASER-HP-LaserJet P3015 |  |  |  |  | PRINTERLASER-HP-LaserJet P3015 | HP | [7 empty] | Not Covered Vendor Only - Lab Ana/Anes | MHHS-Greater Heights
NO | NO |  |  |  | 133-08611 |  | Hewlett-Packard Co | P3015 |  | VNB3Y88592 | KATY - CATH LAB | MHHS-Katy |  |  |  | 133-08611 |  | Katy |  | KATY - CATH LAB | [5 empty] | PRINTERS |  | PRINTERLASER-HP-LaserJet P3015 |  |  |  |  | PRINTERLASER-HP-LaserJet P3015 | HP | [7 empty] | Not Covered Vendor Only - Biomedical | MHHS-Katy
NO | NO |  |  |  | 133-08107 |  | Hewlett-Packard Co | P3015 |  | VNB3S50227 | KATY - TELEMETRY | MHHS-Katy |  |  |  | 133-08107 |  | Katy |  | KATY - TELEMETRY | [5 empty] | PRINTERS |  | PRINTERLASER-HP-LaserJet P3015 |  |  |  |  | PRINTERLASER-HP-LaserJet P3015 | HP | [7 empty] | Not Covered Vendor Only - Biomedical | MHHS-Katy
NO | NO |  |  |  | 041-16106 |  | Hewlett-Packard Co | P3015 |  | VNB3S38136 | MEMORIAL CITY - TELEMETRY | MHHS-Mem City |  |  |  | 041-16106 |  | West & Memorial City |  | MEMORIAL CITY - TELEMETRY | [5 empty] | PRINTERS |  | PRINTERLASER-HP-LaserJet P3015 |  |  |  |  | PRINTERLASER-HP-LaserJet P3015 | HP | [7 empty] | Covered PM Repair - Biomedical | MHHS-Mem City
NO | NO |  |  |  | 041-16107 |  | Hewlett-Packard Co | P3015 |  | VNB3S38138 | MEMORIAL CITY - TELEMETRY | MHHS-Mem City |  |  |  | 041-16107 |  | West & Memorial City |  | MEMORIAL CITY - TELEMETRY | [5 empty] | PRINTERS |  | PRINTERLASER-HP-LaserJet P3015 |  |  |  |  | PRINTERLASER-HP-LaserJet P3015 | HP | [7 empty] | Covered PM Repair - Biomedical | MHHS-Mem City
NO | NO |  |  |  | 041-20501 |  | Hewlett-Packard Co | P3015 |  | VND3718499 | MEMORIAL CITY - TELEMETRY | MHHS-Mem City |  |  |  | 041-20501 |  | West & Memorial City |  | MEMORIAL CITY - TELEMETRY | [5 empty] | PRINTERS |  | PRINTERLASER-HP-LaserJet P3015 |  |  |  |  | PRINTERLASER-HP-LaserJet P3015 | HP | [7 empty] | Covered PM Repair - Biomedical | MHHS-Mem City
NO | NO | [5 empty] | Hewlett-Packard Co | P3015 |  | VND3G55783 | NE - CLINICAL DECISION UNIT | MHHS-Northeast | [5 empty] | Katy |  | NE - CLINICAL DECISION UNIT | [5 empty] | PRINTERS |  | PRINTERLASER-HP-LaserJet P3015 |  |  |  |  | PRINTERLASER-HP-LaserJet P3015 | HP | [7 empty] | Not Covered Vendor Only - Biomedical | MHHS-Northeast
NO | NO |  |  |  | 142-05767 |  | Hewlett-Packard Co | P3015 |  | VNB3Y59377 | NE - ER | MHHS-Northeast |  |  |  | 142-05767 |  | Katy |  | NE - ER | [5 empty] | PRINTERS |  | PRINTERLASER-HP-LaserJet P3015 |  |  |  |  | PRINTERLASER-HP-LaserJet P3015 | HP | [7 empty] | Not Covered Vendor Only - Biomedical | MHHS-Northeast
NO | NO | [5 empty] | Hewlett-Packard Co | P3015 |  | VNBCBCB53M | NE - TELEMETRY | MHHS-Northeast | [5 empty] | Katy |  | NE - TELEMETRY | [5 empty] | PRINTERS |  | PRINTERLASER-HP-LaserJet P3015 |  |  |  |  | PRINTERLASER-HP-LaserJet P3015 | HP | [7 empty] | Not Covered Vendor Only - Biomedical | MHHS-Northeast
NO | NO |  |  |  | 005-10047 |  | Hewlett-Packard Co | P3015 |  | VNB3R96920 | PEARLAND - TELEMETRY | MHHS-Pearland Hospital |  |  |  | 005-10047 |  | Pearland |  | PEARLAND - TELEMETRY | [5 empty] | PRINTERS |  | PRINTERLASER-HP-LaserJet P3015 |  |  |  |  | PRINTERLASER-HP-LaserJet P3015 | HP | [7 empty] | Not Covered Vendor Only - Lab Ana/Anes | MHHS-Pearland Hospital
NO | NO |  |  |  | 129-04841 |  | Hewlett-Packard Co | P3015 |  | VNB3R53338 | SUGAR LAND - ER | MHHS-Sugarland |  |  |  | 129-04841 |  | Sugar Land |  | SUGAR LAND - ER | [5 empty] | PRINTERS |  | PRINTERLASER-HP-LaserJet P3015 |  |  |  |  | PRINTERLASER-HP-LaserJet P3015 | HP | [7 empty] | Not Covered Vendor Only - Biomedical | MHHS-Sugarland
NO | NO |  |  |  | 129-05956 |  | Hewlett-Packard Co | P3015 |  | VND3F85033 | SP CCC - (SL) - EMERGENCY ROOM | MHHS-Sienna Plantation CCC |  |  |  | 129-05956 |  | Sugar Land |  | SP CCC - (SL) - EMERGENCY ROOM | [5 empty] | PRINTERS |  | PRINTERLASER-HP-LaserJet P3015 |  |  |  |  | PRINTERLASER-HP-LaserJet P3015 | HP | [7 empty] | Not Covered Vendor Only - Biomedical | MHHS-Sienna Plantation CCC
NO | NO |  |  |  | 077-09438 |  | Hewlett-Packard Co | P3015 |  | VND3718185 | TMC - CHILDRENS - CSC (9HP) | MHHS-TMC |  |  |  | 077-09438 |  | TMC |  | TMC - CHILDRENS - CSC (9HP) | [5 empty] | PRINTERS |  | PRINTERLASER-HP-LaserJet P3015 |  |  |  |  | PRINTERLASER-HP-LaserJet P3015 | HP | [7 empty] | Covered PM Repair - Biomedical | MHHS-TMC
NO | NO |  |  |  | 077-08395 |  | Hewlett-Packard Co | P3015 |  | VND3F27913 | TMC - CHILDRENS - NICU (7HP) | MHHS-TMC |  |  |  | 077-08395 |  | TMC |  | TMC - CHILDRENS - NICU (7HP) | [5 empty] | PRINTERS |  | PRINTERLASER-HP-LaserJet P3015 |  |  |  |  | PRINTERLASER-HP-LaserJet P3015 | HP | [7 empty] | Covered PM Repair - Biomedical | MHHS-TMC
NO | NO |  |  |  | 077-08481 |  | Hewlett-Packard Co | P3015 |  | VND3F39327 | TMC - CHILDRENS - NICU (7HP) | MHHS-TMC |  |  |  | 077-08481 |  | TMC |  | TMC - CHILDRENS - NICU (7HP) | [5 empty] | PRINTERS |  | PRINTERLASER-HP-LaserJet P3015 |  |  |  |  | PRINTERLASER-HP-LaserJet P3015 | HP | [7 empty] | Covered PM Repair - Biomedical | MHHS-TMC
NO | NO |  |  |  | 077-08649 |  | Hewlett-Packard Co | P3015 |  | VND3Q16483 | TMC - CHILDRENS - NICU (7HP) | MHHS-TMC |  |  |  | 077-08649 |  | TMC |  | TMC - CHILDRENS - NICU (7HP) | [5 empty] | PRINTERS |  | PRINTERLASER-HP-LaserJet P3015 |  |  |  |  | PRINTERLASER-HP-LaserJet P3015 | HP | [7 empty] | Covered PM Repair - Biomedical | MHHS-TMC
NO | NO | [5 empty] | Hewlett-Packard Co | P3015 |  | VNB3R38027 | TMC - CULLEN - MICU (2C) | MHHS-TMC | [5 empty] | TMC |  | TMC - CULLEN - MICU (2C) | [5 empty] | PRINTERS |  | PRINTERLASER-HP-LaserJet P3015 |  |  |  |  | PRINTERLASER-HP-LaserJet P3015 | HP | [7 empty] | Covered PM Repair - Lab Analyzers/Anesth | MHHS-TMC
NO | NO | [5 empty] | Hewlett-Packard Co | P3015 |  | VNB3R38028 | TMC - CULLEN - MICU (2C) | MHHS-TMC | [5 empty] | TMC |  | TMC - CULLEN - MICU (2C) | [5 empty] | PRINTERS |  | PRINTERLASER-HP-LaserJet P3015 |  |  |  |  | PRINTERLASER-HP-LaserJet P3015 | HP | [7 empty] | Not Covered Vendor Only - Biomedical | MHHS-TMC
NO | NO |  |  |  | 069-37446 |  | Hewlett-Packard Co | P3015 |  | VNB3R13606 | TMC - HERMANN - STICU (3HP) | MHHS-TMC |  |  |  | 069-37446 |  | TMC |  | TMC - HERMANN - STICU (3HP) | [5 empty] | PRINTERS |  | PRINTERLASER-HP-LaserJet P3015 |  |  |  |  | PRINTERLASER-HP-LaserJet P3015 | HP | [7 empty] | Not Covered Vendor Only - Biomedical | MHHS-TMC
NO | NO |  |  |  | 074-04601 |  | Hewlett-Packard Co | P3015 |  | VNB3Y82138 | TMC - HVI - CCU (4HVI) | MHHS-TMC |  |  |  | 074-04601 |  | TMC |  | TMC - HVI - CCU (4HVI) | [5 empty] | PRINTERS |  | PRINTERLASER-HP-LaserJet P3015 |  |  |  |  | PRINTERLASER-HP-LaserJet P3015 | HP | [7 empty] | Not Covered Vendor Only - Lab Ana/Anes | MHHS-TMC
NO | NO |  |  |  | 069-42408 |  | Hewlett-Packard Co | P3015 |  | JPBDS22508 | TMC - JONES - BURN UNIT (8J) | MHHS-TMC |  |  |  | 069-42408 |  | TMC |  | TMC - JONES - BURN UNIT (8J) | [5 empty] | PRINTERS |  | PRINTERLASER-HP-LaserJet P3015 |  |  |  |  | PRINTERLASER-HP-LaserJet P3015 | HP | [7 empty] | Not Covered Vendor Only - Biomedical | MHHS-TMC
NO | NO |  |  |  | 069-35024 |  | Hewlett-Packard Co | P3015 |  | VNBCC3R1NG | TMC - JONES - GAMMA KNIFE (JB) | MHHS-TMC |  |  |  | 069-35024 |  | TMC |  | TMC - JONES - GAMMA KNIFE (JB) | [5 empty] | PRINTERS |  | PRINTERLASER-HP-LaserJet P3015 |  |  |  |  | PRINTERLASER-HP-LaserJet P3015 | HP | [7 empty] | Covered PM Repair - Biomedical | MHHS-TMC
NO | NO |  |  |  | 069-37203 |  | Hewlett-Packard Co | P3015 |  | VNB3Y19950 | TMC - OR - DAY SURGERY (2R) | MHHS-TMC |  |  |  | 069-37203 |  | TMC |  | TMC - OR - DAY SURGERY (2R) | [5 empty] | PRINTERS |  | PRINTERLASER-HP-LaserJet P3015 |  |  |  |  | PRINTERLASER-HP-LaserJet P3015 | HP | [7 empty] | Covered PM Repair - Biomedical | MHHS-TMC
NO | NO |  |  |  | 069-41037 |  | Hewlett-Packard Co | P3015 |  | VND3Q16454 | TMC - PACU - ROBERTSON (2R) | MHHS-TMC |  |  |  | 069-41037 |  | TMC |  | TMC - PACU - ROBERTSON (2R) | [5 empty] | PRINTERS |  | PRINTERLASER-HP-LaserJet P3015 |  |  |  |  | PRINTERLASER-HP-LaserJet P3015 | HP | [7 empty] | Covered PM Repair - Biomedical | MHHS-TMC
NO | NO |  |  |  | 029-10740 |  | Hewlett-Packard Co | P3015 |  | VND3G56303 | WOODLANDS - CVICU | MHHS-Woodlands |  |  |  | 029-10740 |  | Woodlands |  | WOODLANDS - CVICU | [5 empty] | PRINTERS |  | PRINTERLASER-HP-LaserJet P3015 |  |  |  |  | PRINTERLASER-HP-LaserJet P3015 | HP | [7 empty] | Covered PM Repair - Biomedical | MHHS-Woodlands
NO | YES |  |  |  |  | 069-35891 | Hewlett-Packard Co | PHOTOSMART 8250 |  | MY6453W19K | TMC-OR-Pedi OR (2R) | MHHS-TMC |  | Printer, Color |  |  | 069-35891 | TMC | MHHS-TMC | TMC-OR-Pedi OR (2R) | OR Hallway |  |  |  |  | PRINTERS |  | PRINTERCOLOR-HP-Photosmart 8250 | PRINTERCOLOR | Photosmart 8250 |  |  |  | HP | Printer, Color |  | PRINTERCOLOR-HP-Photosmart 8250 |  | 6/6/13 |  |  | Covered PM Repair - Biomedical | MHHS-TMC
NO | NO | [5 empty] | Hewlett-Packard Co | PHOTOSMART 8250 |  | MY6453W20G | TMC - OR - CVOR (7HVI) | MHHS-TMC |  | Printer, Color |  |  |  | TMC |  | TMC - OR - CVOR (7HVI) | [5 empty] | PRINTERS |  | PRINTERCOLOR-HP-Photosmart 8250 | PRINTERCOLOR | Photosmart 8250 |  |  |  | HP | Printer, Color |  | PRINTERCOLOR-HP-Photosmart 8250 |  |  |  |  | Covered PM Repair - Biomedical | MHHS-TMC
NO | NO | [5 empty] | Hewlett-Packard Co | PHOTOSMART D5460 |  | MY96E990HQ04V3 | SE - OR | MHHS-Southeast |  | Printer, Color |  |  |  | Southeast & Bay Area |  | SE - OR | [5 empty] | PRINTERS |  | PRINTERCOLOR-HP-Photosmart D5460 | PRINTERCOLOR | Photosmart D5460 |  |  |  | HP | Printer, Color |  | PRINTERCOLOR-HP-Photosmart D5460 |  |  |  |  | Not Covered Vendor Only - Biomedical | MHHS-Southeast
NO | NO | [5 empty] | Hewlett-Packard Co | PHOTOSMART D7260 |  | MY84MQ1058 | TMC - OR - CVOR (7HVI) | MHHS-TMC | [5 empty] | TMC |  | TMC - OR - CVOR (7HVI) | [5 empty] | PRINTERS |  | .needs class | [5 empty] | HP | [7 empty] | Covered PM Repair - Biomedical | MHHS-TMC
NO | YES |  |  |  | 041-17490 | 041-17490 | Hewlett-Packard Co | PRO 3400 |  | MLX23515L8 | TIRR-Memorial City | MHHS-TIRR |  |  |  | 041-17490 | 041-17490 | West | MHHS-Others | TIRR-Memorial City |  | 11/1/12 |  |  |  | COMPUTERS |  | .needs class | [5 empty] | HP |  |  |  |  | 10/1/20 |  |  | Not Covered Vendor Only - Biomedical | MHHS-TIRR
NO | NO |  |  |  | 151-02629 |  | Hewlett-Packard Co | PROBOOK 650 G1 |  | 5CG5203Y6L | CY - L&D | MHHS-Cypress |  |  |  | 151-02629 |  | Northwest & Cypress |  | CY - L&D | [5 empty] | COMPUTERS |  | .needs class | [5 empty] | HP | [7 empty] | Covered PM Repair - Biomedical | MHHS-Cypress
NO | NO | [5 empty] | Hewlett-Packard Co | PROLIANT DL360 |  | mxq80501l7 | SUGAR LAND - NURSE CALL | MHHS-Sugarland | [5 empty] | Sugar Land |  | SUGAR LAND - NURSE CALL | [5 empty] | COMPUTERS |  | .needs class | [5 empty] | HP | [7 empty] | Not Covered Vendor Only - Biomedical | MHHS-Sugarland
NO | YES |  |  |  | 151-02522 | 151-02522 | Hewlett-Packard Co | PROLIANT DL380 G7 |  | USE6459FJF | CY-ICU | MHHS-Cypress |  |  |  | 151-02522 | 151-02522 | Northwest | MHHS-Cypress | CY-ICU | Aifd S3 109.2 | 10/1/17 | 5/1/20 |  |  | NETWORK SERVERS |  | .needs class | [5 empty] | HP |  |  |  |  | 2/5/20 |  |  | Not Covered Vendor Only - Biomedical | MHHS-Cypress
NO | YES |  |  |  | 151-03493 | 151-03493 | Hewlett-Packard Co | PROLIANT DL380 G7 |  | MXQ838055B | CY - TELEMETRY | MHHS-Cypress |  |  |  | 151-03493 | 151-03493 | Northwest | Cypress | CY - TELEMETRY | AIDF S3 910.2 | 11/1/19 | 5/1/20 |  |  | NETWORK SERVERS |  | .needs class | [5 empty] | HP |  |  |  |  | 2/5/20 |  |  | Not Covered Vendor Only - Biomedical | MHHS-Cypress
NO | YES |  |  |  | 151-03494 | 151-03494 | Hewlett-Packard Co | PROLIANT DL380 G7 |  | MXQ8380566 | CY - TELEMETRY | MHHS-Cypress |  |  |  | 151-03494 | 151-03494 | Northwest | Cypress | CY - TELEMETRY | AIDF S3 910.2 | 11/1/19 | 5/1/20 |  |  | NETWORK SERVERS |  | .needs class | [5 empty] | HP |  |  |  |  | 2/5/20 |  |  | Not Covered Vendor Only - Biomedical | MHHS-Cypress
NO | NO |  |  |  | 041-14702 |  | Hewlett-Packard Co | PROLIANT DL380 G7 |  | 2UX905017U | MEMORIAL CITY - LABOR & DELIVERY | MHHS-Mem City |  |  |  | 041-14702 |  | West & Memorial City |  | MEMORIAL CITY - LABOR & DELIVERY | [5 empty] | NETWORK SERVERS |  | .needs class | [5 empty] | HP | [7 empty] | Not Covered Vendor Only - Biomedical | MHHS-Mem City
NO | NO |  |  |  | 005-10664 |  | Hewlett-Packard Co | PROLIANT DL380 G7 |  | 5214A07149 | SE - EMERGENCY CENTER | MHHS-Southeast |  |  |  | 005-10664 |  | Southeast & Bay Area |  | SE - EMERGENCY CENTER | [5 empty] | NETWORK SERVERS |  | .needs class | [5 empty] | HP | [7 empty] | Not Covered Vendor Only - Biomedical | MHHS-Southeast
NO | NO |  |  |  | 129-04851 |  | Hewlett-Packard Co | PROLIANT DL380 G7 |  |  | SUGAR LAND - TELEMETRY | MHHS-Sugarland |  |  |  | 129-04851 |  | Sugar Land |  | SUGAR LAND - TELEMETRY | [5 empty] | NETWORK SERVERS |  | .needs class | [5 empty] | HP | [7 empty] | Not Covered Vendor Only - Biomedical | MHHS-Sugarland
NO | YES |  |  |  | 041-14687 | 041-14687 | Hewlett-Packard Co | PROLIANT ML350 G5 |  | MXQ816060B | MEMORIAL CITY - Pediatrics | MHHS-Mem City |  |  |  | 041-14687 | 041-14687 | West | Memorial Hermann Memorial City Medical Center | MEMORIAL CITY - Pediatrics | MEMORIAL CITY - MHT - Pediatrics MH4 403.2 AIDF |  |  |  | 1 time pm sticker | COMPUTERS |  | .needs class | [5 empty] | HP | [7 empty] | Not Covered Vendor Only - Biomedical | MHHS-Mem City
NO | NO |  |  |  | 041-14724 |  | Hewlett-Packard Co | PROLIANT ML350 G5 |  | MXQ81800L4 | MEMORIAL CITY - POSTPARTUM - NURSERY | MHHS-Mem City |  |  |  | 041-14724 |  | West & Memorial City |  | MEMORIAL CITY - POSTPARTUM - NURSERY | [5 empty] | COMPUTERS |  | .needs class | [5 empty] | HP | [7 empty] | Not Covered Vendor Only - Biomedical | MHHS-Mem City
NO | NO |  |  |  | 041-14725 |  | Hewlett-Packard Co | PROLIANT ML350 G5 |  | MXQ82001B4 | MEMORIAL CITY - POSTPARTUM - NURSERY | MHHS-Mem City |  |  |  | 041-14725 |  | West & Memorial City |  | MEMORIAL CITY - POSTPARTUM - NURSERY | [5 empty] | COMPUTERS |  | .needs class | [5 empty] | HP | [7 empty] | Not Covered Vendor Only - Biomedical | MHHS-Mem City
NO | NO |  |  |  | 142-05877 |  | Hewlett-Packard Co | PROLIANT ML350 G5 |  | SJY13390026TA | NE - CATH LAB | MHHS-Northeast |  |  |  | 142-05877 |  | Katy |  | NE - CATH LAB | [5 empty] | COMPUTERS |  | .needs class | [5 empty] | HP | [7 empty] | Not Covered Vendor Only - Biomedical | MHHS-Northeast
NO | NO |  |  |  | 4932A06136 |  | Hewlett-Packard Co | PROLIANT ML350 G5 |  | 4932A06136 | SW - ICU | MHHS-Southwest |  |  |  | 4932A06136 |  | Southwest |  | SW - ICU | [5 empty] | COMPUTERS |  | .needs class | [5 empty] | HP | [7 empty] | Not Covered Vendor Only - Biomedical | MHHS-Southwest
NO | NO | [5 empty] | Hewlett-Packard Co | PROLIANT ML350 G5 |  |  | TIRR - NURSE CALL | MHHS-TIRR | [5 empty] | TMC |  | TIRR - NURSE CALL | [5 empty] | COMPUTERS |  | .needs class | [5 empty] | HP | [7 empty] | Not Covered Vendor Only - Biomedical | MHHS-TIRR
NO | NO | [5 empty] | Hewlett-Packard Co | PROLIANT ML350 G5 |  |  | TIRR - NURSE CALL | MHHS-TIRR | [5 empty] | TMC |  | TIRR - NURSE CALL | [5 empty] | COMPUTERS |  | .needs class | [5 empty] | HP | [7 empty] | Not Covered Vendor Only - Biomedical | MHHS-TIRR
NO | NO | [5 empty] | Hewlett-Packard Co | PROLIANT ML350 G5 |  |  | TIRR - NURSE CALL | MHHS-TIRR | [5 empty] | TMC |  | TIRR - NURSE CALL | [5 empty] | COMPUTERS |  | .needs class | [5 empty] | HP | [7 empty] | Not Covered Vendor Only - Biomedical | MHHS-TIRR
NO | NO | [5 empty] | Hewlett-Packard Co | PROLIANT ML350 G5 |  | MXQ81603GM | TMC - MHTMC - NURSE CALL | MHHS-TMC | [5 empty] | TMC |  | TMC - MHTMC - NURSE CALL | [5 empty] | COMPUTERS |  | .needs class | [5 empty] | HP | [7 empty] | Not Covered Vendor Only - Biomedical | MHHS-TMC
NO | NO |  |  |  | 029-05342 |  | Hewlett-Packard Co | PROLIANT ML350 G5 |  | MXQ81402WL | WOODLANDS - NURSE CALL | MHHS-Woodlands |  |  |  | 029-05342 |  | Woodlands |  | WOODLANDS - NURSE CALL | [5 empty] | COMPUTERS |  | .needs class | [5 empty] | HP | [7 empty] | Covered PM Repair - Biomedical | MHHS-Woodlands
NO | NO |  |  |  | SKS16520178TA |  | Hewlett-Packard Co | PROLIANT ML350 G9 |  | SKS16520178TA | CY - CARDIAC CATH LAB | MHHS-Cypress |  |  |  | SKS16520178TA |  | Northwest & Cypress |  | CY - CARDIAC CATH LAB | [5 empty] | COMPUTERS |  | .needs class | [5 empty] | HP | [7 empty] | Covered PM Repair - Respiratory/Steriliz | MHHS-Cypress
NO | NO |  |  |  | USE652A610 |  | Hewlett-Packard Co | PROLIANT ML350 G9 |  | USE652A610 | CY - CARDIAC CATH LAB | MHHS-Cypress |  |  |  | USE652A610 |  | Northwest & Cypress |  | CY - CARDIAC CATH LAB | [5 empty] | COMPUTERS |  | .needs class | [5 empty] | HP | [7 empty] | Covered PM Repair - Respiratory/Steriliz | MHHS-Cypress
NO | NO |  |  |  | MH003600 |  | Hewlett-Packard Co | PROLIANT ML370 |  | MH003600 | GH - CATH LAB | MHHS-Greater Heights |  | Computer, Laptop, Tablet, PC |  | MH003600 |  | Central & Greater Heights |  | GH - CATH LAB | [5 empty] | NETWORK SERVERS |  | COMLAP-HP-Proliant ML370 | COMLAP | Proliant ML370 |  |  |  | HP | Computer, Laptop, Tablet, PC |  | COMLAP-HP-Proliant ML370 |  |  |  |  | Covered PM Repair - Respiratory/Steriliz | MHHS-Greater Heights
NO | NO |  |  |  | 013-16498 |  | Hewlett-Packard Co | PROLIANT ML370 |  | SDG08160085GA | SW - HVI - CV ICU | MHHS-Southwest |  | Computer, Laptop, Tablet, PC |  | 013-16498 |  | Southwest |  | SW - HVI - CV ICU | [5 empty] | NETWORK SERVERS |  | COMLAP-HP-Proliant ML370 | COMLAP | Proliant ML370 |  |  |  | HP | Computer, Laptop, Tablet, PC |  | COMLAP-HP-Proliant ML370 |  |  |  |  | Covered PM Repair - Respiratory/Steriliz | MHHS-Southwest
NO | NO | [5 empty] | Hewlett-Packard Co | RL175AW#ABA |  | 2UA8380PT7 | SW - NURSE CALL | MHHS-Southwest | [5 empty] | Southwest |  | SW - NURSE CALL | [5 empty] | HOSPITAL COMMUNICATION SYSTEMS, NURSE CALL |  | .needs class | [5 empty] | HP | [7 empty] | Covered PM Repair - Biomedical | MHHS-Southwest
NO | NO | [5 empty] | Hewlett-Packard Co | RL175AW#ABA |  | 2UA8371147 | SW - NURSE CALL | MHHS-Southwest | [5 empty] | Southwest |  | SW - NURSE CALL | [5 empty] | HOSPITAL COMMUNICATION SYSTEMS, NURSE CALL |  | .needs class | [5 empty] | HP | [7 empty] | Covered PM Repair - Biomedical | MHHS-Southwest
NO | NO | [5 empty] | Hewlett-Packard Co | RL175AW#ABA |  | 3908049CDW | SW - NURSE CALL | MHHS-Southwest | [5 empty] | Southwest |  | SW - NURSE CALL | [5 empty] | HOSPITAL COMMUNICATION SYSTEMS, NURSE CALL |  | .needs class | [5 empty] | HP | [7 empty] | Covered PM Repair - Biomedical | MHHS-Southwest
NO | NO | [5 empty] | Hewlett-Packard Co | RP5700 |  | 2UA10408D7 | MEMORIAL CITY - NUCLEAR MEDICINE | MHHS-Mem City |  | Hub, Computer Network |  |  |  | West & Memorial City |  | MEMORIAL CITY - NUCLEAR MEDICINE | [5 empty] | COMPUTERS |  | HUBCOMPUTERNETWORK-HP-RP5700 | HUBCOMPUTERNETWORK | RP5700 |  |  |  | HP | Hub, Computer Network |  | HUBCOMPUTERNETWORK-HP-RP5700 |  |  |  |  | Covered PM Repair - Biomedical | MHHS-Mem City
NO | NO | [5 empty] | Hewlett-Packard Co | SUPERSTACK 3 4228G |  | LZ1V5ME0FA5A0 | WOODLANDS - PCU4 | MHHS-Woodlands | [5 empty] | Woodlands |  | WOODLANDS - PCU4 | [5 empty] | COMPUTERS |  | .needs class | [5 empty] | HP | [7 empty] | Covered PM Repair - Biomedical | MHHS-Woodlands
NO | NO | [5 empty] | Hewlett-Packard Co | SUPERSTACK 3 4228G |  | LZ1V5ME0F6FA0 | WOODLANDS - PCU4 | MHHS-Woodlands | [5 empty] | Woodlands |  | WOODLANDS - PCU4 | [5 empty] | COMPUTERS |  | .needs class | [5 empty] | HP | [7 empty] | Covered PM Repair - Biomedical | MHHS-Woodlands
NO | YES | [5 empty] | Hewlett-Packard Co | T1500 |  | 3C81311019 | Memorial City - Pediatrics | MHHS-Mem City |  | Power Supply, UPS |  |  |  | West | Memorial City - Memorial Hermann Hospital | Memorial City - Pediatrics | MH4:403.2 AIDF |  |  |  |  | POWER SYSTEMS, UNINTERRUPTIBLE |  | POWERSUPPLYUPS-HP-T1500 | POWERSUPPLYUPS | T1500 |  |  |  | HP | Power Supply, UPS |  | POWERSUPPLYUPS-HP-T1500 |  |  |  |  | Covered PM Repair - Biomedical | MHHS-Mem City
NO | NO |  |  |  | 041-14675 |  | Hewlett-Packard Co | T1500 |  | 2CJ8030594 | MEMORIAL CITY - CDU | MHHS-Mem City |  | Power Supply, UPS |  | 041-14675 |  | West & Memorial City |  | MEMORIAL CITY - CDU | [5 empty] | POWER SYSTEMS, UNINTERRUPTIBLE |  | POWERSUPPLYUPS-HP-T1500 | POWERSUPPLYUPS | T1500 |  |  |  | HP | Power Supply, UPS |  | POWERSUPPLYUPS-HP-T1500 |  |  |  |  | Covered PM Repair - Biomedical | MHHS-Mem City
NO | NO |  |  |  | 041-14708 |  | Hewlett-Packard Co | T1500 |  | 2CJ8250273 | MEMORIAL CITY - LABOR & DELIVERY | MHHS-Mem City |  | Power Supply, UPS |  | 041-14708 |  | West & Memorial City |  | MEMORIAL CITY - LABOR & DELIVERY | [5 empty] | POWER SYSTEMS, UNINTERRUPTIBLE |  | POWERSUPPLYUPS-HP-T1500 | POWERSUPPLYUPS | T1500 |  |  |  | HP | Power Supply, UPS |  | POWERSUPPLYUPS-HP-T1500 |  |  |  |  | Covered PM Repair - Biomedical | MHHS-Mem City
NO | NO |  |  |  | 041-14661 |  | Hewlett-Packard Co | T1500 |  | CJ8030586 | MEMORIAL CITY - MHT - MED/SURG | MHHS-Mem City |  | Power Supply, UPS |  | 041-14661 |  | West & Memorial City |  | MEMORIAL CITY - MHT - MED/SURG | [5 empty] | POWER SYSTEMS, UNINTERRUPTIBLE |  | POWERSUPPLYUPS-HP-T1500 | POWERSUPPLYUPS | T1500 |  |  |  | HP | Power Supply, UPS |  | POWERSUPPLYUPS-HP-T1500 |  |  |  |  | Covered PM Repair - Biomedical | MHHS-Mem City
NO | NO |  |  |  | 041-14650 |  | Hewlett-Packard Co | T1500 |  | 2CJ8030584 | MEMORIAL CITY - MHT - ONCOLOGY | MHHS-Mem City |  | Power Supply, UPS |  | 041-14650 |  | West & Memorial City |  | MEMORIAL CITY - MHT - ONCOLOGY | [5 empty] | POWER SYSTEMS, UNINTERRUPTIBLE |  | POWERSUPPLYUPS-HP-T1500 | POWERSUPPLYUPS | T1500 |  |  |  | HP | Power Supply, UPS |  | POWERSUPPLYUPS-HP-T1500 |  |  |  |  | Covered PM Repair - Biomedical | MHHS-Mem City
NO | NO |  |  |  | 041-14688 |  | Hewlett-Packard Co | T1500 |  | 2CJ8030354 | MEMORIAL CITY - POSTPARTUM - NURSERY | MHHS-Mem City |  | Power Supply, UPS |  | 041-14688 |  | West & Memorial City |  | MEMORIAL CITY - POSTPARTUM - NURSERY | [5 empty] | POWER SYSTEMS, UNINTERRUPTIBLE |  | POWERSUPPLYUPS-HP-T1500 | POWERSUPPLYUPS | T1500 |  |  |  | HP | Power Supply, UPS |  | POWERSUPPLYUPS-HP-T1500 |  |  |  |  | Covered PM Repair - Biomedical | MHHS-Mem City
NO | NO |  |  |  | 013-34099 |  | Hewlett-Packard Co | T1500 |  | 3C81263089 | SW - NURSE CALL | MHHS-Southwest |  | Power Supply, UPS |  | 013-34099 |  | Southwest |  | SW - NURSE CALL | [5 empty] | POWER SYSTEMS, UNINTERRUPTIBLE |  | POWERSUPPLYUPS-HP-T1500 | POWERSUPPLYUPS | T1500 |  |  |  | HP | Power Supply, UPS |  | POWERSUPPLYUPS-HP-T1500 |  |  |  |  | Covered PM Repair - Biomedical | MHHS-Southwest
NO | NO |  |  |  | 241-02760 |  | Hewlett-Packard Co | T1500 |  |  | TIRR - NURSE CALL | MHHS-TIRR |  | Power Supply, UPS |  | 241-02760 |  | TMC |  | TIRR - NURSE CALL | [5 empty] | POWER SYSTEMS, UNINTERRUPTIBLE |  | POWERSUPPLYUPS-HP-T1500 | POWERSUPPLYUPS | T1500 |  |  |  | HP | Power Supply, UPS |  | POWERSUPPLYUPS-HP-T1500 |  |  |  |  | Covered PM Repair - Biomedical | MHHS-TIRR
NO | NO |  |  |  | 241-02761 |  | Hewlett-Packard Co | T1500 |  | 3C83331170 | TIRR - NURSE CALL | MHHS-TIRR |  | Power Supply, UPS |  | 241-02761 |  | TMC |  | TIRR - NURSE CALL | [5 empty] | POWER SYSTEMS, UNINTERRUPTIBLE |  | POWERSUPPLYUPS-HP-T1500 | POWERSUPPLYUPS | T1500 |  |  |  | HP | Power Supply, UPS |  | POWERSUPPLYUPS-HP-T1500 |  |  |  |  | Covered PM Repair - Biomedical | MHHS-TIRR
NO | NO |  |  |  | 241-05177 |  | Hewlett-Packard Co | T1500 |  | 3C84390785 | TIRR - NURSE CALL | MHHS-TIRR |  | Power Supply, UPS |  | 241-05177 |  | TMC |  | TIRR - NURSE CALL | [5 empty] | POWER SYSTEMS, UNINTERRUPTIBLE |  | POWERSUPPLYUPS-HP-T1500 | POWERSUPPLYUPS | T1500 |  |  |  | HP | Power Supply, UPS |  | POWERSUPPLYUPS-HP-T1500 |  |  |  |  | Covered PM Repair - Biomedical | MHHS-TIRR
NO | NO |  |  |  | 069-26157 |  | Hewlett-Packard Co | T1500 |  | S2CJ8030616 | TMC - MHTMC - NURSE CALL | MHHS-TMC |  | Power Supply, UPS |  | 069-26157 |  | TMC |  | TMC - MHTMC - NURSE CALL | [5 empty] | POWER SYSTEMS, UNINTERRUPTIBLE |  | POWERSUPPLYUPS-HP-T1500 | POWERSUPPLYUPS | T1500 |  |  |  | HP | Power Supply, UPS |  | POWERSUPPLYUPS-HP-T1500 |  |  |  |  | Covered PM Repair - Biomedical | MHHS-TMC
NO | NO |  |  |  | 069-45767 |  | Hewlett-Packard Co | T1500 |  | 3C87241205 | TMC - MHTMC - NURSE CALL | MHHS-TMC |  | Power Supply, UPS |  | 069-45767 |  | TMC |  | TMC - MHTMC - NURSE CALL | [5 empty] | POWER SYSTEMS, UNINTERRUPTIBLE |  | POWERSUPPLYUPS-HP-T1500 | POWERSUPPLYUPS | T1500 |  |  |  | HP | Power Supply, UPS |  | POWERSUPPLYUPS-HP-T1500 |  |  |  |  | Covered PM Repair - Biomedical | MHHS-TMC
NO | NO | [5 empty] | Hewlett-Packard Co | UNKNOWN |  | czc82owhc | SE - CANCER CENTER | MHHS-Southeast | [5 empty] | Southeast & Bay Area |  | SE - CANCER CENTER | [5 empty] | COMPUTERS |  | .needs class |  |  |  |  | .needs class | HP | [7 empty] | Covered PM Repair - Biomedical | MHHS-Southeast
NO | NO | [5 empty] | Hewlett-Packard Co | UNKNOWN |  |  | SUGAR LAND - ER | MHHS-Sugarland | [5 empty] | Sugar Land |  | SUGAR LAND - ER | [5 empty] | COMPUTERS |  | .needs class |  |  |  |  | .needs class | HP | [7 empty] | Covered PM Repair - Biomedical | MHHS-Sugarland
NO | NO | [5 empty] | Hewlett-Packard Co | UNKNOWN |  | 4632A08024 | SUGAR LAND - TELEMETRY | MHHS-Sugarland | [5 empty] | Sugar Land |  | SUGAR LAND - TELEMETRY | [5 empty] | COMPUTERS |  | .needs class |  |  |  |  | .needs class | HP | [7 empty] | Covered PM Repair - Biomedical | MHHS-Sugarland
NO | NO |  |  |  | 009-06305 |  | Hewlett-Packard Co | VECTRA VL |  | US92527738 | GH - PULMONARY FUNCTION | MHHS-Greater Heights |  | Computer, Laptop, Tablet, PC |  | 009-06305 |  | Central & Greater Heights |  | GH - PULMONARY FUNCTION | [5 empty] | COMPUTERS |  | COMLAP-Philips-Vectra VL | COMLAP | Vectra VL |  |  |  | Philips | Computer, Laptop, Tablet, PC |  |  | COMLAP-Philips-Vectra VL |  |  |  | Covered PM Repair - Biomedical | MHHS-Greater Heights
NO | NO |  |  |  | 009-00139 |  | Hewlett-Packard Co | VECTRA VL |  | US94211911 | GH - RESPIRATORY | MHHS-Greater Heights |  | Computer, Laptop, Tablet, PC |  | 009-00139 |  | Central & Greater Heights |  | GH - RESPIRATORY | [5 empty] | COMPUTERS |  | COMLAP-Philips-Vectra VL | COMLAP | Vectra VL |  |  |  | Philips | Computer, Laptop, Tablet, PC |  |  | COMLAP-Philips-Vectra VL |  |  |  | Covered PM Repair - Biomedical | MHHS-Greater Heights
NO | NO |  |  |  | 009-06304 |  | Hewlett-Packard Co | VECTRA VL |  | 009-06304 | GH - RESPIRATORY | MHHS-Greater Heights |  | Computer, Laptop, Tablet, PC |  | 009-06304 |  | Central & Greater Heights |  | GH - RESPIRATORY | [5 empty] | COMPUTERS |  | COMLAP-Philips-Vectra VL | COMLAP | Vectra VL |  |  |  | Philips | Computer, Laptop, Tablet, PC |  |  | COMLAP-Philips-Vectra VL |  |  |  | Covered PM Repair - Biomedical | MHHS-Greater Heights
NO | NO | [5 empty] | Hewlett-Packard Co | XT6200 |  |  | SE - RADIOLOGY | MHHS-Southeast | [5 empty] | Southeast & Bay Area |  | SE - RADIOLOGY | [5 empty] | COMPUTERS |  | .needs class | [5 empty] | HP | [7 empty] | Covered PM Repair - Biomedical | MHHS-Southeast
NO | NO |  |  |  | 069-36490 |  | Hewlett-Packard Co | XW6200 |  | 2UA6380GB4 | OPID - (TMC) - UPPER KIRBY - 467 | MHHS-OPID |  | Computer, Data Management |  | 069-36490 |  | TMC |  | OPID - (TMC) - UPPER KIRBY - 467 | [5 empty] | COMPUTERS |  | COMPUTERDATAMANAGEMENT-HP-XW6200 | COMPUTERDATAMANAGEMENT | XW6200 |  |  |  | HP | Computer, Data Management |  | COMPUTERDATAMANAGEMENT-HP-XW6200 |  |  |  |  | Not Covered Vendor Only - Resp/Ster | MHHS-OPID
NO | NO | [5 empty] | Hewlett-Packard Co | XW6200 |  | 2u8612k0lg | SE - EMERGENCY CENTER | MHHS-Southeast |  | Computer, Data Management |  |  |  | Southeast & Bay Area |  | SE - EMERGENCY CENTER | [5 empty] | COMPUTERS |  | COMPUTERDATAMANAGEMENT-HP-XW6200 | COMPUTERDATAMANAGEMENT | XW6200 |  |  |  | HP | Computer, Data Management |  | COMPUTERDATAMANAGEMENT-HP-XW6200 |  |  |  |  | Not Covered Vendor Only - Resp/Ster | MHHS-Southeast
NO | NO | [5 empty] | Hewlett-Packard Co | XW6200 |  |  | SE - EMERGENCY CENTER | MHHS-Southeast |  | Computer, Data Management |  |  |  | Southeast & Bay Area |  | SE - EMERGENCY CENTER | [5 empty] | COMPUTERS |  | COMPUTERDATAMANAGEMENT-HP-XW6200 | COMPUTERDATAMANAGEMENT | XW6200 |  |  |  | HP | Computer, Data Management |  | COMPUTERDATAMANAGEMENT-HP-XW6200 |  |  |  |  | Not Covered Vendor Only - Resp/Ster | MHHS-Southeast
NO | NO | [5 empty] | Hewlett-Packard Co | XW6400 |  |  | SE - CANCER CENTER | MHHS-Southeast |  | Computer, Laptop, Tablet, PC |  |  |  | Southeast & Bay Area |  | SE - CANCER CENTER | [5 empty] | COMPUTERS |  | COMLAP-HP-xw6400 | COMLAP | xw6400 |  |  |  | HP | Computer, Laptop, Tablet, PC |  | COMLAP-HP-xw6400 |  |  |  |  | Covered PM Repair - Biomedical | MHHS-Southeast
NO | NO | [5 empty] | Hewlett-Packard Co | XW6400 |  |  | SE - CANCER CENTER | MHHS-Southeast |  | Computer, Laptop, Tablet, PC |  |  |  | Southeast & Bay Area |  | SE - CANCER CENTER | [5 empty] | COMPUTERS |  | COMLAP-HP-xw6400 | COMLAP | xw6400 |  |  |  | HP | Computer, Laptop, Tablet, PC |  | COMLAP-HP-xw6400 |  |  |  |  | Covered PM Repair - Biomedical | MHHS-Southeast
NO | NO |  |  |  | 069-33683 |  | Hewlett-Packard Co | XW6600 |  | NEED | OPID - (TMC) - UPPER KIRBY - 467 | MHHS-OPID |  |  |  | 069-33683 |  | TMC |  | OPID - (TMC) - UPPER KIRBY - 467 | [5 empty] | COMPUTERS |  | .needs class | [5 empty] | HP | [7 empty] | Covered PM Repair - Respiratory/Steriliz | MHHS-OPID
NO | NO | [5 empty] | Hewlett-Packard Co | XW6600 |  | 2UA8450BWJ | WOODLANDS - TERRAMONT ER (CLINIC) | MHHS-Woodlands | [5 empty] | Woodlands |  | WOODLANDS - TERRAMONT ER (CLINIC) | [5 empty] | COMPUTERS |  | .needs class | [5 empty] | HP | [7 empty] | Covered PM Repair - Respiratory/Steriliz | MHHS-Woodlands
NO | NO | [5 empty] | Hewlett-Packard Co | XW6600 |  | 2UA8450BWQ | WOODLANDS - TERRAMONT ER (CLINIC) | MHHS-Woodlands | [5 empty] | Woodlands |  | WOODLANDS - TERRAMONT ER (CLINIC) | [5 empty] | COMPUTERS |  | .needs class | [5 empty] | HP | [7 empty] | Covered PM Repair - Respiratory/Steriliz | MHHS-Woodlands
NO | NO |  |  |  | 013-14897 |  | Hewlett-Packard Co | XW8000 |  | SBT06461602GA | SW - CATH LAB | MHHS-Southwest |  | Computer, Laptop, Tablet, PC |  | 013-14897 |  | Southwest |  | SW - CATH LAB | [5 empty] | COMPUTERS |  | COMLAP-HP-xw8000 | COMLAP | xw8000 |  |  |  | HP | Computer, Laptop, Tablet, PC |  | COMLAP-HP-xw8000 |  |  |  |  | Covered PM Repair - Respiratory/Steriliz | MHHS-Southwest
NO | NO | [5 empty] | Hewlett-Packard Co | XW8000 |  | USV3410FGB | SW - RADIOLOGY | MHHS-Southwest |  | Computer, Laptop, Tablet, PC |  |  |  | Southwest |  | SW - RADIOLOGY | [5 empty] | COMPUTERS |  | COMLAP-HP-xw8000 | COMLAP | xw8000 |  |  |  | HP | Computer, Laptop, Tablet, PC |  | COMLAP-HP-xw8000 |  |  |  |  | Covered PM Repair - Biomedical | MHHS-Southwest
NO | YES |  |  |  |  | 074-00035 | Hewlett-Packard Co | XW8200 |  | SBT07442935GA | TMC-Cath Lab-Adult (2Hvi) | MHHS-TMC |  | Computer, Laptop, Tablet, PC |  |  | 074-00035 | TMC | MHHS-TMC | TMC-Cath Lab-Adult (2Hvi) | Biomed Shop |  |  | 3/1/20 | No PM Sticker | COMPUTERS | Computer, Laptop, Tablet, PC | COMLAP-HP-xw8200 | COMLAP | xw8200 |  |  |  | HP | Computer, Laptop, Tablet, PC |  | COMLAP-HP-xw8200 |  | 4/4/17 |  |  | Covered PM Repair - Biomedical | MHHS-TMC | [8 empty] | COMLAP | Computer, Laptop, Tablet, PC | HP
NO | YES |  |  |  | 069-21559 | 069-21559 | Hewlett-Packard Co | XW8200 |  | SBT05490301GA | TMC-Cath Lab-Pedi (Ghp) | MHHS-TMC |  | Computer, Laptop, Tablet, PC |  | 069-21559 | 069-21559 | TMC | MHHS-TMC | TMC-Cath Lab-Pedi (Ghp) | Biomed Shop |  |  |  | No PM Sticker | COMPUTERS | Computer, Laptop, Tablet, PC | COMLAP-HP-xw8200 | COMLAP | xw8200 |  |  |  | HP | Computer, Laptop, Tablet, PC |  | COMLAP-HP-xw8200 |  | 4/3/17 |  |  | Covered PM Repair - Biomedical | MHHS-TMC | [8 empty] | COMLAP | Computer, Laptop, Tablet, PC | HP
NO | NO | [5 empty] | Hewlett-Packard Co | XW8200 |  | 2ua613k254 | SE - RADIOLOGY | MHHS-Southeast |  | Computer, Laptop, Tablet, PC |  |  |  | Southeast & Bay Area |  | SE - RADIOLOGY | [5 empty] | COMPUTERS |  | COMLAP-HP-xw8200 | COMLAP | xw8200 |  |  |  | HP | Computer, Laptop, Tablet, PC |  | COMLAP-HP-xw8200 |  |  |  |  | Not Covered Vendor Only - Resp/Ster | MHHS-Southeast
NO | NO |  |  |  | 013-14879 |  | Hewlett-Packard Co | XW8200 |  | SBT06471605GA | SW - CATH LAB | MHHS-Southwest |  | Computer, Laptop, Tablet, PC |  | 013-14879 |  | Southwest |  | SW - CATH LAB | [5 empty] | COMPUTERS |  | COMLAP-HP-xw8200 | COMLAP | xw8200 |  |  |  | HP | Computer, Laptop, Tablet, PC |  | COMLAP-HP-xw8200 |  |  |  |  | Covered PM Repair - Respiratory/Steriliz | MHHS-Southwest
NO | NO | [5 empty] | Hewlett-Packard Co | XW8200 |  | SBT05440101GA | SW - CATH LAB | MHHS-Southwest |  | Computer, Laptop, Tablet, PC |  |  |  | Southwest |  | SW - CATH LAB | [5 empty] | COMPUTERS |  | COMLAP-HP-xw8200 | COMLAP | xw8200 |  |  |  | HP | Computer, Laptop, Tablet, PC |  | COMLAP-HP-xw8200 |  |  |  |  | Covered PM Repair - Respiratory/Steriliz | MHHS-Southwest
NO | NO | [5 empty] | Hewlett-Packard Co | XW8200 |  | SBT07442905GA | TMC - CATH LAB - ADULT (2HVI) | MHHS-TMC |  | Computer, Laptop, Tablet, PC |  |  |  | TMC |  | TMC - CATH LAB - ADULT (2HVI) | [5 empty] | COMPUTERS |  | COMLAP-HP-xw8200 | COMLAP | xw8200 |  |  |  | HP | Computer, Laptop, Tablet, PC |  | COMLAP-HP-xw8200 |  |  |  |  | Covered PM Repair - Biomedical | MHHS-TMC
NO | NO | [5 empty] | Hewlett-Packard Co | XW8200 |  | SBT07372765GA | TMC - CATH LAB - ADULT (2HVI) | MHHS-TMC |  | Computer, Laptop, Tablet, PC |  |  |  | TMC |  | TMC - CATH LAB - ADULT (2HVI) | [5 empty] | COMPUTERS |  | COMLAP-HP-xw8200 | COMLAP | xw8200 |  |  |  | HP | Computer, Laptop, Tablet, PC |  | COMLAP-HP-xw8200 |  |  |  |  | Covered PM Repair - Biomedical | MHHS-TMC
NO | NO | [5 empty] | Hewlett-Packard Co | XW8200 |  | SBT07442939GA | TMC - CATH LAB - ADULT (2HVI) | MHHS-TMC |  | Computer, Laptop, Tablet, PC |  |  |  | TMC |  | TMC - CATH LAB - ADULT (2HVI) | [5 empty] | COMPUTERS |  | COMLAP-HP-xw8200 | COMLAP | xw8200 |  |  |  | HP | Computer, Laptop, Tablet, PC |  | COMLAP-HP-xw8200 |  |  |  |  | Covered PM Repair - Biomedical | MHHS-TMC
NO | NO | [5 empty] | Hewlett-Packard Co | XW8200 |  | SBT07332567GA | TMC - CATH LAB - ADULT (2HVI) | MHHS-TMC |  | Computer, Laptop, Tablet, PC |  |  |  | TMC |  | TMC - CATH LAB - ADULT (2HVI) | [5 empty] | COMPUTERS |  | COMLAP-HP-xw8200 | COMLAP | xw8200 |  |  |  | HP | Computer, Laptop, Tablet, PC |  | COMLAP-HP-xw8200 |  |  |  |  | Covered PM Repair - Biomedical | MHHS-TMC
NO | NO | [5 empty] | Hewlett-Packard Co | XW8200 |  | SBT07442938GA | TMC - CATH LAB - ADULT (2HVI) | MHHS-TMC |  | Computer, Laptop, Tablet, PC |  |  |  | TMC |  | TMC - CATH LAB - ADULT (2HVI) | [5 empty] | COMPUTERS |  | COMLAP-HP-xw8200 | COMLAP | xw8200 |  |  |  | HP | Computer, Laptop, Tablet, PC |  | COMLAP-HP-xw8200 |  |  |  |  | Covered PM Repair - Biomedical | MHHS-TMC
NO | NO | [5 empty] | Hewlett-Packard Co | XW8200 |  | SBT07442941GA | TMC - CATH LAB - ADULT (2HVI) | MHHS-TMC |  | Computer, Laptop, Tablet, PC |  |  |  | TMC |  | TMC - CATH LAB - ADULT (2HVI) | [5 empty] | COMPUTERS |  | COMLAP-HP-xw8200 | COMLAP | xw8200 |  |  |  | HP | Computer, Laptop, Tablet, PC |  | COMLAP-HP-xw8200 |  |  |  |  | Covered PM Repair - Respiratory/Steriliz | MHHS-TMC
NO | NO | [5 empty] | Hewlett-Packard Co | XW8200 |  | SBT07332568GA | TMC - CATH LAB - ADULT (2HVI) | MHHS-TMC |  | Computer, Laptop, Tablet, PC |  |  |  | TMC |  | TMC - CATH LAB - ADULT (2HVI) | [5 empty] | COMPUTERS |  | COMLAP-HP-xw8200 | COMLAP | xw8200 |  |  |  | HP | Computer, Laptop, Tablet, PC |  | COMLAP-HP-xw8200 |  |  |  |  | Covered PM Repair - Respiratory/Steriliz | MHHS-TMC
NO | NO | [5 empty] | Hewlett-Packard Co | XW8200 |  | SBT07442932GA | TMC - CATH LAB - ADULT (2HVI) | MHHS-TMC |  | Computer, Laptop, Tablet, PC |  |  |  | TMC |  | TMC - CATH LAB - ADULT (2HVI) | [5 empty] | COMPUTERS |  | COMLAP-HP-xw8200 | COMLAP | xw8200 |  |  |  | HP | Computer, Laptop, Tablet, PC |  | COMLAP-HP-xw8200 |  |  |  |  | Covered PM Repair - Biomedical | MHHS-TMC
NO | NO | [5 empty] | Hewlett-Packard Co | XW8200 |  | SBT07442942GA | TMC - CATH LAB - ADULT (2HVI) | MHHS-TMC |  | Computer, Laptop, Tablet, PC |  |  |  | TMC |  | TMC - CATH LAB - ADULT (2HVI) | [5 empty] | COMPUTERS |  | COMLAP-HP-xw8200 | COMLAP | xw8200 |  |  |  | HP | Computer, Laptop, Tablet, PC |  | COMLAP-HP-xw8200 |  |  |  |  | Covered PM Repair - Biomedical | MHHS-TMC
NO | NO | [5 empty] | Hewlett-Packard Co | XW8200 |  | SBT07442933GA | TMC - CATH LAB - ADULT (2HVI) | MHHS-TMC |  | Computer, Laptop, Tablet, PC |  |  |  | TMC |  | TMC - CATH LAB - ADULT (2HVI) | [5 empty] | COMPUTERS |  | COMLAP-HP-xw8200 | COMLAP | xw8200 |  |  |  | HP | Computer, Laptop, Tablet, PC |  | COMLAP-HP-xw8200 |  |  |  |  | Covered PM Repair - Biomedical | MHHS-TMC
NO | NO | [5 empty] | Hewlett-Packard Co | XW8200 |  | SBT07442931GA | TMC - CATH LAB - ADULT (2HVI) | MHHS-TMC |  | Computer, Laptop, Tablet, PC |  |  |  | TMC |  | TMC - CATH LAB - ADULT (2HVI) | [5 empty] | COMPUTERS |  | COMLAP-HP-xw8200 | COMLAP | xw8200 |  |  |  | HP | Computer, Laptop, Tablet, PC |  | COMLAP-HP-xw8200 |  |  |  |  | Covered PM Repair - Biomedical | MHHS-TMC
NO | NO | [5 empty] | Hewlett-Packard Co | XW8200 |  | SBT07442912GA | TMC - CATH LAB - ADULT (2HVI) | MHHS-TMC |  | Computer, Laptop, Tablet, PC |  |  |  | TMC |  | TMC - CATH LAB - ADULT (2HVI) | [5 empty] | COMPUTERS |  | COMLAP-HP-xw8200 | COMLAP | xw8200 |  |  |  | HP | Computer, Laptop, Tablet, PC |  | COMLAP-HP-xw8200 |  |  |  |  | Covered PM Repair - Biomedical | MHHS-TMC
NO | NO | [5 empty] | Hewlett-Packard Co | XW8200 |  | SBT07392789GA | TMC - CATH LAB - ADULT (2HVI) | MHHS-TMC |  | Computer, Laptop, Tablet, PC |  |  |  | TMC |  | TMC - CATH LAB - ADULT (2HVI) | [5 empty] | COMPUTERS |  | COMLAP-HP-xw8200 | COMLAP | xw8200 |  |  |  | HP | Computer, Laptop, Tablet, PC |  | COMLAP-HP-xw8200 |  |  |  |  | Covered PM Repair - Biomedical | MHHS-TMC
NO | NO | [5 empty] | Hewlett-Packard Co | XW8200 |  | SBT07442929GA | TMC - CATH LAB - HOLDING (2HVI) | MHHS-TMC |  | Computer, Laptop, Tablet, PC |  |  |  | TMC |  | TMC - CATH LAB - HOLDING (2HVI) | [5 empty] | COMPUTERS |  | COMLAP-HP-xw8200 | COMLAP | xw8200 |  |  |  | HP | Computer, Laptop, Tablet, PC |  | COMLAP-HP-xw8200 |  |  |  |  | Covered PM Repair - Biomedical | MHHS-TMC
NO | NO | [5 empty] | Hewlett-Packard Co | XW8200 |  | SBT07442937GA | TMC - CATH LAB - HOLDING (2HVI) | MHHS-TMC |  | Computer, Laptop, Tablet, PC |  |  |  | TMC |  | TMC - CATH LAB - HOLDING (2HVI) | [5 empty] | COMPUTERS |  | COMLAP-HP-xw8200 | COMLAP | xw8200 |  |  |  | HP | Computer, Laptop, Tablet, PC |  | COMLAP-HP-xw8200 |  |  |  |  | Covered PM Repair - Biomedical | MHHS-TMC
NO | NO |  |  |  | 074-00912 |  | Hewlett-Packard Co | XW8200 |  | SBT05430042GA | TMC - CATH LAB - PEDI (GHP) | MHHS-TMC |  | Computer, Laptop, Tablet, PC |  | 074-00912 |  | TMC |  | TMC - CATH LAB - PEDI (GHP) | [5 empty] | COMPUTERS |  | COMLAP-HP-xw8200 | COMLAP | xw8200 |  |  |  | HP | Computer, Laptop, Tablet, PC |  | COMLAP-HP-xw8200 |  |  |  |  | Covered PM Repair - Biomedical | MHHS-TMC
NO | NO |  |  |  | R-069-29795 |  | Hewlett-Packard Co | XW8400 |  | 2UA7340YS9 | TMC - RADIOLOGY - NUC MED | MHHS-TMC |  | Computer, Laptop, Tablet, PC |  | R-069-29795 |  | TMC |  | TMC - RADIOLOGY - NUC MED | [5 empty] | COMPUTERS |  | COMLAP-HP-xw8400 | COMLAP | xw8400 |  |  |  | HP | Computer, Laptop, Tablet, PC |  | COMLAP-HP-xw8400 |  |  |  |  | Covered PM Repair - Respiratory/Steriliz | MHHS-TMC
NO | NO |  |  |  | R-005-08782 |  | Hewlett-Packard Co | XW8600 |  |  | SE - CANCER CENTER | MHHS-Southeast |  |  |  | R-005-08782 |  | Southeast & Bay Area |  | SE - CANCER CENTER | [5 empty] | COMPUTERS |  | .needs class | [5 empty] | HP | [7 empty] | Not Covered Vendor Only - Resp/Ster | MHHS-Southeast
NO | NO |  |  |  | R-005-08783 |  | Hewlett-Packard Co | XW8600 |  | 2UA92802KJ | SE - CANCER CENTER | MHHS-Southeast |  |  |  | R-005-08783 |  | Southeast & Bay Area |  | SE - CANCER CENTER | [5 empty] | COMPUTERS |  | .needs class | [5 empty] | HP | [7 empty] | Not Covered Vendor Only - Resp/Ster | MHHS-Southeast
NO | NO |  |  |  | R-005-08784 |  | Hewlett-Packard Co | XW8600 |  | 2UA92104Z3 | SE - CANCER CENTER | MHHS-Southeast |  |  |  | R-005-08784 |  | Southeast & Bay Area |  | SE - CANCER CENTER | [5 empty] | COMPUTERS |  | .needs class | [5 empty] | HP | [7 empty] | Covered PM Repair - Biomedical | MHHS-Southeast
NO | NO | [5 empty] | Hewlett-Packard Co | Z400 |  | 2UA4502H54 | MH MG - (WDLS) - URGENT CARE - SPRING | MHHS-MG | [5 empty] | Woodlands |  | MH MG - (WDLS) - URGENT CARE - SPRING | [5 empty] | WORKSTATIONS |  | .needs class | [5 empty] | HP | [7 empty] | Covered PM Repair - Biomedical | MHHS-MG
NO | NO |  |  |  | 074-05459 |  | Hewlett-Packard Co | Z400 |  | 2UA64710MD | TMC - CATH LAB - ADULT (2HVI) | MHHS-TMC |  |  |  | 074-05459 |  | TMC |  | TMC - CATH LAB - ADULT (2HVI) | [5 empty] | WORKSTATIONS |  | .needs class | [5 empty] | HP | [7 empty] | Covered PM Repair - Biomedical | MHHS-TMC
NO | NO |  |  |  | 074-05803 |  | Hewlett-Packard Co | Z640 |  | 2UA7212800 | TMC - CATH LAB - ADULT (2HVI) | MHHS-TMC |  | Computer, Data Management |  | 074-05803 |  | TMC |  | TMC - CATH LAB - ADULT (2HVI) | [5 empty] | WORKSTATIONS |  | COMPUTERDATAMANAGEMENT-HP-Z640 | COMPUTERDATAMANAGEMENT | Z640 |  |  |  | HP | Computer, Data Management |  | COMPUTERDATAMANAGEMENT-HP-Z640 |  |  |  |  | Covered PM Repair - Biomedical | MHHS-TMC
NO | YES |  |  |  | 041-34035 | 041-34035 | HFS | JA2001 |  |  | MEMORIAL CITY - LABORATORY - PATHOLOGY | MHHS-Mem City |  |  |  | 041-34035 | 041-34035 | West | Memorial hermann memorial city medical center | MEMORIAL CITY - LABORATORY - PATHOLOGY | Lab |  |  |  |  | SCALES, CLINICAL, LABORATORY |  | .needs class | [13 empty] | Covered PM Repair - Biomedical | MHHS-Mem City
NO | YES |  |  |  | 041-34935 | 041-34935 | HFS | JA2001 |  |  | Memorial City Laboratory | MHHS-Mem City |  |  |  | 041-34935 | 041-34935 | West | Hermann Memorial - Memorial City | Memorial City Laboratory | Gross Lab |  |  |  |  | SCALES, CLINICAL, LABORATORY |  | .needs class | [13 empty] | Covered PM Repair - Biomedical | MHHS-Mem City
NO | YES |  |  |  | 041-34063 | 041-34063 | HFS | JA2001 | [7 empty] | 041-34063 | 041-34063 |  | Memorial hermann memorial city medical center |  | Lab
NO | YES |  |  |  | 029-13451 | 029-13451 | Hiillrom | Versa care |  | R118AD6632 | Woodlands-Neurology |  |  |  |  | 029-13451 | 029-13451 | Woodland | MHHS-Woodlands | Woodlands-Neurology | E456 | 3/1/20 |  | 3/1/20
NO | YES |  |  |  | 099-13789 | 099-13789 | Hil rom | P3200 |  | N060AD8392 | Jones Pavilion |  |  |  |  | 099-13789 | 099-13789 | Tmc | Tmc | Jones Pavilion | J902
NO | YES | [5 empty] | Hil-Rom | Cnf |  | ZV0308048065 | MEMORIAL CITY - MHT - MED/SURG | MHHS-Mem City | [5 empty] | West memorial city | West memorial city | MEMORIAL CITY - MHT - MED/SURG | MH6:403.2 AIDF |  |  |  |  | HOSPITAL COMMUNICATION SYSTEMS, NURSE CALL |  | .needs class | [13 empty] | Covered PM Repair - Biomedical | MHHS-Mem City
NO | YES |  |  |  | 099-09270 | 099-09270 | Hill | HA90W |  |  | TMC-Jones-Hyperbaric/Wound Care (Jg) |  |  |  |  | 099-09270 | 099-09270 | TMC | MHHS-TMC | TMC-Jones-Hyperbaric/Wound Care (Jg) | Exam 2 JG 200.24
YES | YES |  |  |  | 099-07012 | 099-07012 | Hill Laboratories Co | P25001B00 |  | Nsn | 5 Floor |  |  |  |  | 099-07012 | 099-07012 |  | Memorial Hermann- Texas Medical Center- S5Floor | 5 Floor | Nurse station | 4/1/20 |  |  | No PM Sticker
YES | YES |  |  |  | 013-35085 | 013-35085 | Hill Laboratories Co | Repex II |  |  | Sports Med |  |  |  |  | 013-35085 | 013-35085 | Southeast | Memorial Hermann Sports Medicine | Sports Med | Sports | 2/1/20 |  | 2/1/20
NO | YES |  |  |  | 069-24292 | 069-24292 | Hill Laboratories Company | ADJUSTABLE |  | HA061808 | SMR-(TMC)-Ironman [MHMP-16Flr] | MHHS-SMR |  |  |  | 069-24292 | 069-24292 | TMC | MHHS-Others | SMR-(TMC)-Ironman [MHMP-16Flr] | Ironman Signature Suite 2 |  |  |  |  | TABLES, EXAMINATION/TREATMENT |  | .needs class |  |  |  |  | .needs class | Hill Labs |  |  |  |  | 11/15/17 |  |  | Covered PM Repair - Biomedical | MHHS-SMR
NO | NO |  |  |  | 069-37110 |  | Hill Laboratories Company | ADJUSTABLE |  | HA061796 | SMR - (TMC) - IRONMAN [MHMP-16FLR] | MHHS-SMR |  |  |  | 069-37110 |  | TMC |  | SMR - (TMC) - IRONMAN [MHMP-16FLR] | [5 empty] | TABLES, EXAMINATION/TREATMENT |  | .needs class |  |  |  |  | .needs class | Hill Labs | [7 empty] | Covered PM Repair - Biomedical | MHHS-SMR
NO | YES |  |  |  |  | 029-11881 | Hill Laboratories Company | HA90E |  |  | MNA-(WDLS)-The Woodlands (Mp4) | MHHS - Mischer Neuroscience |  | Table, Exam |  |  | 029-11881 | Woodlands | MHHS-Others | MNA-(WDLS)-The Woodlands (Mp4) | MOB neuro | 10/1/17 |  | 8/1/19 |  | TABLES, EXAMINATION/TREATMENT | Table, Exam | TABLEEXAM-Hill Labs-HA90E | TABLEEXAM | HA90E |  |  |  | Hill Labs | Table, Exam |  | TABLEEXAM-Hill Labs-HA90E |  | 5/15/19 |  |  | Not Covered Vendor Only - Biomedical | MHHS - Mischer Neuroscience | [8 empty] | TABLEEXAM | Table, Exam | Hill Labs
NO | YES |  |  |  | 069-41810 | 069-41810 | Hill Laboratories Company | HA90W |  |  | Memorial Hermann- Texas Medical - Robertson Pavilion - Patient room | MHHS-TMC |  | Table, Exam |  | 069-41810 | 069-41810 | TMC | TMC | Memorial Hermann- Texas Medical - Robertson Pavilion - Patient room | Hyperbarics 04 | 2/1/19 |  |  |  | TABLES, EXAMINATION/TREATMENT |  | TABLEEXAM-Hill Labs-HA90W | TABLEEXAM | HA90W |  |  |  | Hill Labs | Table, Exam |  | TABLEEXAM-Hill Labs-HA90W |  | 5/15/19 |  |  | Not Covered Vendor Only - Biomedical | MHHS-TMC
NO | YES |  |  |  | 069-41808 | 069-41808 | Hill Laboratories Company | HA90W |  |  | TMC-Jones-Hyperbaric/Wound Care (Jg) | MHHS-TMC |  | Table, Exam |  | 069-41808 | 069-41808 | TMC | MHHS-TMC | TMC-Jones-Hyperbaric/Wound Care (Jg) | Exam 3 |  |  | 4/1/20 | No pm | TABLES, EXAMINATION/TREATMENT |  | TABLEEXAM-Hill Labs-HA90W | TABLEEXAM | HA90W |  |  |  | Hill Labs | Table, Exam |  | TABLEEXAM-Hill Labs-HA90W |  | 5/15/19 |  |  | Not Covered Vendor Only - Biomedical | MHHS-TMC
NO | YES |  |  |  | 069-41812 | 069-41812 | Hill Laboratories Company | HA90W |  |  | TMC-Jones-Hyperbaric/Wound Care (Jg) | MHHS-TMC |  | Table, Exam |  | 069-41812 | 069-41812 | TMC | MHHS-TMC | TMC-Jones-Hyperbaric/Wound Care (Jg) | Exam 5 | 2/1/19 |  |  | PM Not Required | TABLES, EXAMINATION/TREATMENT |  | TABLEEXAM-Hill Labs-HA90W | TABLEEXAM | HA90W |  |  |  | Hill Labs | Table, Exam |  | TABLEEXAM-Hill Labs-HA90W |  | 5/15/19 |  |  | Not Covered Vendor Only - Biomedical | MHHS-TMC
NO | YES |  |  |  | 069-41814 | 069-41814 | Hill Laboratories Company | HA90W |  |  | TMC-Jones-Hyperbaric/Wound Care (Jg) | MHHS-TMC |  | Table, Exam |  | 069-41814 | 069-41814 | TMC | MHHS-TMC | TMC-Jones-Hyperbaric/Wound Care (Jg) | Exam 6 JG 200.19 | 2/1/19 |  |  |  | TABLES, EXAMINATION/TREATMENT |  | TABLEEXAM-Hill Labs-HA90W | TABLEEXAM | HA90W |  |  |  | Hill Labs | Table, Exam |  | TABLEEXAM-Hill Labs-HA90W |  | 5/15/19 |  |  | Not Covered Vendor Only - Biomedical | MHHS-TMC
NO | YES |  |  |  | 069-42313 | 069-42313 | Hill Laboratories Company | HA90W |  |  | TMC-Jones-Hyperbaric/Wound Care (Jg) | MHHS-TMC |  | Table, Exam |  | 069-42313 | 069-42313 | TMC | MHHS-TMC | TMC-Jones-Hyperbaric/Wound Care (Jg) | [5 empty] | TABLES, EXAMINATION/TREATMENT |  | TABLEEXAM-Hill Labs-HA90W | TABLEEXAM | HA90W |  |  |  | Hill Labs | Table, Exam |  | TABLEEXAM-Hill Labs-HA90W |  | 6/18/02 |  |  | Covered PM Repair - Biomedical | MHHS-TMC
NO | YES |  |  |  | 029-11809 | 029-11809 | Hill Laboratories Company | HILL ADJUSTABLE |  |  | SMR - (WDLS) - STERLING RIDGE | MHHS - Mischer Neuroscience |  |  |  | 029-11809 | 029-11809 | Woodlands | Sports Medicine | SMR - (WDLS) - STERLING RIDGE | [5 empty] | TABLES, EXAMINATION/TREATMENT |  | .needs class | [5 empty] | Hill Labs | [7 empty] | Covered PM Repair - Radiology, Low End | MHHS - Mischer Neuroscience
NO | YES |  |  |  | 029-11878 | 029-11878 | Hill Laboratories Company | HILL ADJUSTABLE |  | HA091255 | MNA-(WDLS)-The Woodlands (Mp4) | MHHS - Mischer Neuroscience |  |  |  | 029-11878 | 029-11878 | Woodlands | MHHS-Others | MNA-(WDLS)-The Woodlands (Mp4) | Room 2 | 10/1/17 |  | 10/1/18 |  | TABLES, EXAMINATION/TREATMENT |  | .needs class | [5 empty] | Hill Labs |  |  |  |  | 11/20/20 |  |  | Not Covered Vendor Only - Rad, Low End | MHHS - Mischer Neuroscience
NO | YES |  |  |  | 029-11879 | 029-11879 | Hill Laboratories Company | HILL ADJUSTABLE |  | HA091286 | MNA-(WDLS)-The Woodlands (Mp4) | MHHS - Mischer Neuroscience |  |  |  | 029-11879 | 029-11879 | Woodlands | MHHS-Others | MNA-(WDLS)-The Woodlands (Mp4) | Room 1 | 10/1/17 |  | 10/1/18 |  | TABLES, EXAMINATION/TREATMENT |  | .needs class | [5 empty] | Hill Labs |  |  |  |  | 1/1/00 |  |  | Covered PM Repair - Biomedical | MHHS - Mischer Neuroscience
NO | YES |  |  |  | 029-11884 | 029-11884 | Hill Laboratories Company | HILL ADJUSTABLE |  |  | MNA-(WDLS)-The Woodlands (Mp4) | MHHS - Mischer Neuroscience |  |  |  | 029-11884 | 029-11884 | Woodlands | MHHS-Others | MNA-(WDLS)-The Woodlands (Mp4) | MOB neuro | 8/1/18 |  | 8/1/19 |  | TABLES, EXAMINATION/TREATMENT |  | .needs class | [5 empty] | Hill Labs | [7 empty] | Covered PM Repair - Radiology, Low End | MHHS - Mischer Neuroscience
NO | YES |  |  |  | 029-11892 | 029-11892 | Hill Laboratories Company | HILL ADJUSTABLE |  |  | MNA-(WDLS)-The Woodlands (Mp4) | MHHS - Mischer Neuroscience |  |  |  | 029-11892 | 029-11892 | Woodlands | MHHS-Others | MNA-(WDLS)-The Woodlands (Mp4) | Nurse Station | 10/1/17 |  | 10/1/18 |  | TABLES, EXAMINATION/TREATMENT |  | .needs class | [5 empty] | Hill Labs |  |  |  |  | 5/15/21 |  |  | Not Covered Vendor Only - Biomedical | MHHS - Mischer Neuroscience
NO | YES |  |  |  | 029-11893 | 029-11893 | Hill Laboratories Company | HILL ADJUSTABLE |  |  | MNA-(WDLS)-The Woodlands (Mp4) | MHHS - Mischer Neuroscience |  |  |  | 029-11893 | 029-11893 | Woodlands | MHHS-Others | MNA-(WDLS)-The Woodlands (Mp4) | MOB neuro | 10/1/17 |  | 10/1/19 |  | TABLES, EXAMINATION/TREATMENT |  | .needs class | [5 empty] | Hill Labs |  |  |  |  | 5/10/14 |  |  | Covered PM Repair - Radiology, Low End | MHHS - Mischer Neuroscience
NO | YES |  |  |  | 029-12349 | 029-12349 | Hill Laboratories Company | HILL ADJUSTABLE |  |  | MNA-(WDLS)-The Woodlands (Mp4) | MHHS - Mischer Neuroscience |  |  |  | 029-12349 | 029-12349 | Woodlands | MHHS-Others | MNA-(WDLS)-The Woodlands (Mp4) | Exam room 1 | 8/1/18 |  | 8/1/19 |  | TABLES, EXAMINATION/TREATMENT |  | .needs class | [5 empty] | Hill Labs | [7 empty] | Covered PM Repair - Radiology, High End | MHHS - Mischer Neuroscience
NO | YES |  |  |  | 029-12350 | 029-12350 | Hill Laboratories Company | HILL ADJUSTABLE |  |  | MNA-(WDLS)-The Woodlands (Mp4) | MHHS - Mischer Neuroscience |  |  |  | 029-12350 | 029-12350 | Woodlands | MHHS-Others | MNA-(WDLS)-The Woodlands (Mp4) | MOB neuro | 8/1/18 |  | 8/1/19 |  | TABLES, EXAMINATION/TREATMENT |  | .needs class | [5 empty] | Hill Labs |  |  |  |  | 2/25/16 |  |  | Covered PM Repair - Radiology, Low End | MHHS - Mischer Neuroscience
NO | YES |  |  |  | 029-12351 | 029-12351 | Hill Laboratories Company | HILL ADJUSTABLE |  |  | MNA-(WDLS)-The Woodlands (Mp4) | MHHS - Mischer Neuroscience |  |  |  | 029-12351 | 029-12351 | Woodlands | MHHS-Others | MNA-(WDLS)-The Woodlands (Mp4) | MOB neuro | 8/1/18 |  | 8/1/19 |  | TABLES, EXAMINATION/TREATMENT |  | .needs class | [5 empty] | Hill Labs |  |  |  |  | 1/7/16 |  |  | Covered PM Repair - Radiology, Low End | MHHS - Mischer Neuroscience
NO | YES |  |  |  | 029-12352 | 029-12352 | Hill Laboratories Company | HILL ADJUSTABLE |  |  | MNA-(WDLS)-The Woodlands (Mp4) | MHHS - Mischer Neuroscience |  |  |  | 029-12352 | 029-12352 | Woodlands | MHHS-Others | MNA-(WDLS)-The Woodlands (Mp4) | MOB neuro | 8/1/18 |  | 8/1/19 |  | TABLES, EXAMINATION/TREATMENT |  | .needs class | [5 empty] | Hill Labs |  |  |  |  | 5/10/14 |  |  | Not Covered Vendor Only - Rad, Low End | MHHS - Mischer Neuroscience
NO | YES |  |  |  | 029-12355 | 029-12355 | Hill Laboratories Company | HILL ADJUSTABLE |  |  | MNA-(WDLS)-The Woodlands (Mp4) | MHHS - Mischer Neuroscience |  |  |  | 029-12355 | 029-12355 | Woodlands | MHHS-Others | MNA-(WDLS)-The Woodlands (Mp4) | Rm 9 | 10/1/17 |  |  |  | TABLES, EXAMINATION/TREATMENT |  | .needs class | [5 empty] | Hill Labs |  |  |  |  | 10/1/16 |  |  | Covered PM Repair - Radiology, Low End | MHHS - Mischer Neuroscience
NO | YES |  |  |  | 029-12358 | 029-12358 | Hill Laboratories Company | HILL ADJUSTABLE |  | HA091318 | MNA-(WDLS)-The Woodlands (Mp4) | MHHS - Mischer Neuroscience |  |  |  | 029-12358 | 029-12358 | Woodlands | MHHS-Others | MNA-(WDLS)-The Woodlands (Mp4) | MOB neuro | 8/1/18 |  | 8/1/19 |  | TABLES, EXAMINATION/TREATMENT |  | .needs class | [5 empty] | Hill Labs |  |  |  |  | 6/13/19 |  |  | Covered PM Repair - Biomedical | MHHS - Mischer Neuroscience
NO | YES |  |  |  | 029-12359 | 029-12359 | Hill Laboratories Company | HILL ADJUSTABLE |  | HA091317 | MNA-(WDLS)-The Woodlands (Mp4) | MHHS - Mischer Neuroscience |  |  |  | 029-12359 | 029-12359 | Woodlands | MHHS-Others | MNA-(WDLS)-The Woodlands (Mp4) | MOB neuro | 8/1/18 |  | 8/1/19 |  | TABLES, EXAMINATION/TREATMENT |  | .needs class | [5 empty] | Hill Labs | [7 empty] | Not Covered Vendor Only - Rad, High End | MHHS - Mischer Neuroscience
NO | YES |  |  |  | 029-12360 | 029-12360 | Hill Laboratories Company | HILL ADJUSTABLE |  |  | MNA-(WDLS)-The Woodlands (Mp4) | MHHS - Mischer Neuroscience |  |  |  | 029-12360 | 029-12360 | Woodlands | MHHS-Others | MNA-(WDLS)-The Woodlands (Mp4) | MOB neuro | 10/1/17 |  | 8/1/19 |  | TABLES, EXAMINATION/TREATMENT |  | .needs class | [5 empty] | Hill Labs |  |  |  |  | 6/13/19 |  |  | Covered PM Repair - Biomedical | MHHS - Mischer Neuroscience
NO | YES |  |  |  |  | 074-06112 | Hill Laboratories Company | HILL ADJUSTABLE |  |  | MNA-(WDLS)-The Woodlands (Mp4) | MHHS - Mischer Neuroscience |  |  |  |  | 074-06112 | Woodlands | MHHS-Others | MNA-(WDLS)-The Woodlands (Mp4) | Exam room 9 | 8/1/18 |  | 8/1/19 |  | TABLES, EXAMINATION/TREATMENT |  | .needs class | [5 empty] | Hill Labs | [7 empty] | Covered PM Repair - Biomedical | MHHS - Mischer Neuroscience
NO | YES |  |  |  | 074-06003 | 074-06003 | Hill Laboratories Company | HILL ADJUSTABLE |  |  | Woodlands-PCU4 |  |  |  |  | 074-06003 | 074-06003 | woodlands | MHHS-Woodlands | Woodlands-PCU4 | MOB neuro |  |  | 8/1/19
YES | YES |  |  |  | 029-11877 | 029-11877 | Hill Laboratories Company | HILL ADJUSTABLE |  |  | Woodland MP4 |  |  |  |  | 029-11877 | 029-11877 | woodlands |  | Woodland MP4 | MOB neuro |  |  | 10/1/18
YES | YES |  |  |  | 069-39316 | 069-39316 | Hill Laboratories Company | HILL ADJUSTABLE |  |  | MNA - (WDLS) - THE WOODLANDS (MP4) |  |  |  |  | 069-39316 | 069-39316 | Woodlands | Mischer Neuroscience Associates - Wright Neurology (#270) | MNA - (WDLS) - THE WOODLANDS (MP4) | Exam room 8 | 8/1/18 |  | 8/1/19
NO | NO |  |  |  | 029-11891 |  | Hill Laboratories Company | HILL ADJUSTABLE |  |  | MNA - (WDLS) - THE WOODLANDS (MP4) | MHHS - Mischer Neuroscience |  |  |  | 029-11891 |  | Woodlands |  | MNA - (WDLS) - THE WOODLANDS (MP4) | [5 empty] | TABLES, EXAMINATION/TREATMENT |  | .needs class | [5 empty] | Hill Labs | [7 empty] | Not Covered Vendor Only - Biomedical | MHHS - Mischer Neuroscience
NO | NO |  |  |  | 029-12354 |  | Hill Laboratories Company | HILL ADJUSTABLE |  |  | MNA - (WDLS) - THE WOODLANDS (MP4) | MHHS - Mischer Neuroscience |  |  |  | 029-12354 |  | Woodlands |  | MNA - (WDLS) - THE WOODLANDS (MP4) | [5 empty] | TABLES, EXAMINATION/TREATMENT |  | .needs class | [5 empty] | Hill Labs | [7 empty] | Covered PM Repair - Radiology, Low End | MHHS - Mischer Neuroscience
NO | NO |  |  |  | 029-12356 |  | Hill Laboratories Company | HILL ADJUSTABLE |  |  | MNA - (WDLS) - THE WOODLANDS (MP4) | MHHS - Mischer Neuroscience |  |  |  | 029-12356 |  | Woodlands |  | MNA - (WDLS) - THE WOODLANDS (MP4) | [5 empty] | TABLES, EXAMINATION/TREATMENT |  | .needs class | [5 empty] | Hill Labs | [7 empty] | Covered PM Repair - Biomedical | MHHS - Mischer Neuroscience
NO | NO | [5 empty] | Hill Laboratories Company | HILL ADJUSTABLE |  | HA061976 | SMR - (TMC) - IRONMAN [MHMP-16FLR] | MHHS-SMR | [5 empty] | TMC |  | SMR - (TMC) - IRONMAN [MHMP-16FLR] | [5 empty] | TABLES, EXAMINATION/TREATMENT |  | .needs class | [5 empty] | Hill Labs | [7 empty] | Covered PM Repair - Radiology, Low End | MHHS-SMR
YES | YES | Serial Number Cnf |  |  | 099-04994 | 099-04994 | Hill rom | Cnf |  | Cnf | KATY - ICU |  |  |  |  | 099-04994 | 099-04994 | Katy | Memorial Hermann Katy Hospital | KATY - ICU | Icu -19 | [6 empty] | .needs class
YES | YES |  |  |  | 099-11595 | 099-11595 | Hill ROM | IP93 |  | P2500809 | Jones 6 |  |  |  |  | 099-11595 | 099-11595 | TMC | Memorial Hermann TMC | Jones 6 | Nurses station
YES | YES | Serial Number Cnf |  |  | 099-11602 | 099-11602 | Hill ROM | Versa care |  | CNF | [5 empty] | 099-11602 | 099-11602
NO | YES |  |  |  | 099-11606 | 099-11606 | Hill ROM | Versa care |  | O077AD6943 | TMC-Jones-Stroke (4J) |  |  |  |  | 099-11606 | 099-11606 | TMC | MHHS-TMC | TMC-Jones-Stroke (4J) | Stroke 8
NO | YES |  |  |  | 099-11607 | 099-11607 | Hill ROM | Versa care |  | O268AD4898 | TMC-Jones-Stroke (4J) |  |  |  |  | 099-11607 | 099-11607 | TMC | MHHS-TMC | TMC-Jones-Stroke (4J) | Stroke 10
NO | YES |  |  |  | 099-11612 | 099-11612 | Hill ROM | Versa care |  | O291AD5499 | TMC-Jones-Stroke (4J) |  |  |  |  | 099-11612 | 099-11612 | TMC | MHHS-TMC | TMC-Jones-Stroke (4J) | J415
NO | YES | [5 empty] | Hill- Rom |  |  |  | Beds | MHHS-Southeast | [5 empty] | Southeast & Bay Area |  | Beds |  |  | 03/31/2020 |  |  | *BLANK* |  | TABLESURGICALELECT-TRUMPFMedSys-TruSystem7000dv |  |  |  |  | TABLESURGICALELECT-TRUMPFMedSys-TruSystem7000dv | [9 empty] | MHHS-Southeast
NO | YES | [5 empty] | Hill- Rom |  |  |  | Beds | MHHS-WOODLANDS | [5 empty] | Woodlands |  | Beds |  |  | 06/30/2020 |  |  | TRUSYSTEM 7000 DV |  | TABLESURGICALELECT-TRUMPFMedSys-TruSystem7000dv |  |  |  |  | TABLESURGICALELECT-TRUMPFMedSys-TruSystem7000dv | [9 empty] | MHHS-WOODLANDS
NO | YES | [5 empty] | Hill- Rom |  |  |  | Beds | MHHS-Southwest | [5 empty] | Southwest |  | Beds |  |  | 08/31/2020 |  |  | LIKORALL 250 ES, NATURAL, IRC |  | LIFTPATIENTELECTRIC-HAMEGIbericaSL-Likorall 250ES |  |  |  |  | LIFTPATIENTELECTRIC-HAMEGIbericaSL-Likorall 250ES | [9 empty] | MHHS-Southwest
NO | YES | [5 empty] | Hill- Rom |  |  |  | Beds | MHHS-Southwest | [5 empty] | Southwest |  | Beds |  |  | 08/31/2020 |  |  | LIKORALL 250 ES, NATURAL, IRC |  | LIFTPATIENTELECTRIC-HAMEGIbericaSL-Likorall 250ES |  |  |  |  | LIFTPATIENTELECTRIC-HAMEGIbericaSL-Likorall 250ES | [9 empty] | MHHS-Southwest
NO | YES | [5 empty] | Hill- Rom |  |  |  | Beds | MHHS-Southwest | [5 empty] | Southwest |  | Beds |  |  | 08/31/2020 |  |  | LIKORALL 250 ES, NATURAL, IRC |  | LIFTPATIENTELECTRIC-HAMEGIbericaSL-Likorall 250ES |  |  |  |  | LIFTPATIENTELECTRIC-HAMEGIbericaSL-Likorall 250ES | [9 empty] | MHHS-Southwest
NO | YES | [5 empty] | Hill- Rom |  |  |  | Beds | MHHS-Southwest | [5 empty] | Southwest |  | Beds |  |  | 08/31/2020 |  |  | LIKORALL 250 ES, NATURAL, IRC |  | LIFTPATIENTELECTRIC-HAMEGIbericaSL-Likorall 250ES |  |  |  |  | LIFTPATIENTELECTRIC-HAMEGIbericaSL-Likorall 250ES | [9 empty] | MHHS-Southwest
NO | YES | [5 empty] | Hill- Rom |  |  |  | Beds | MHHS-Southwest | [5 empty] | Southwest |  | Beds |  |  | 08/31/2020 |  |  | LIKORALL 250 ES, NATURAL, IRC |  | LIFTPATIENTELECTRIC-HAMEGIbericaSL-Likorall 250ES |  |  |  |  | LIFTPATIENTELECTRIC-HAMEGIbericaSL-Likorall 250ES | [9 empty] | MHHS-Southwest
NO | YES | [5 empty] | Hill- Rom |  |  |  | Beds | MHHS-Southwest | [5 empty] | Southwest |  | Beds |  |  | 08/31/2020 |  |  | LIKORALL 250 ES, NATURAL, IRC |  | LIFTPATIENTELECTRIC-HAMEGIbericaSL-Likorall 250ES |  |  |  |  | LIFTPATIENTELECTRIC-HAMEGIbericaSL-Likorall 250ES | [9 empty] | MHHS-Southwest
NO | YES | [5 empty] | Hill- Rom |  |  |  | Beds | MHHS-Southwest | [5 empty] | Southwest |  | Beds |  |  | 08/31/2020 |  |  | LIKORALL 250 ES, NATURAL, IRC |  | LIFTPATIENTELECTRIC-HAMEGIbericaSL-Likorall 250ES |  |  |  |  | LIFTPATIENTELECTRIC-HAMEGIbericaSL-Likorall 250ES | [9 empty] | MHHS-Southwest
NO | YES |  |  |  |  | 58A53 | Hill- Rom | P1115F55 |  | 58A53 | Beds | MHHS-Sugarland |  |  |  |  | 58A53 | Sugar Land |  | Beds |  | 05/17/2019 | 05/31/2020 |  |  | ADVANCE 1000 W/ SCALE |  | .needs class | [14 empty] | MHHS-Sugarland
NO | YES |  |  |  |  | 58A25 | Hill- Rom | P1115F55 |  | 58A25 | Beds | MHHS-TMC |  |  |  |  | 58A25 | TMC |  | Beds |  |  | 08/31/2020 |  |  | ADVANCE 1000 W/ SCALE |  | .needs class | [14 empty] | MHHS-TMC
NO | YES |  |  |  |  | 21C40 | Hill- Rom | P1145B5548 |  | 21C40 | Beds | MHHS-TMC |  |  |  |  | 21C40 | TMC |  | Beds |  |  | 08/31/2020 |  |  | ADVANCE W/ AIR MATTRESS |  | .needs class | [14 empty] | MHHS-TMC
NO | YES |  |  |  |  | 21C54 | Hill- Rom | P1145B5548 |  | 21C54 | Beds | MHHS-TMC |  |  |  |  | 21C54 | TMC |  | Beds |  |  | 08/31/2020 |  |  | ADVANCE W/ AIR MATTRESS |  | .needs class | [14 empty] | MHHS-TMC
NO | YES |  |  |  |  | 21C64 | Hill- Rom | P1145B5548 |  | 21C64 | Beds | MHHS-TMC |  |  |  |  | 21C64 | TMC |  | Beds |  |  | 08/31/2020 |  |  | ADVANCE W/ AIR MATTRESS |  | .needs class | [14 empty] | MHHS-TMC
NO | YES |  |  |  |  | 44A52 | Hill- Rom | P1145B5548 |  | 44A52 | Beds | MHHS-TMC |  |  |  |  | 44A52 | TMC |  | Beds |  |  | 08/31/2020 |  |  | ADVANCE W/ AIR MATTRESS |  | .needs class | [14 empty] | MHHS-TMC
NO | YES |  |  |  |  | 59B32 | Hill- Rom | P1145B5548 |  | 59B32 | Beds | MHHS-TMC |  |  |  |  | 59B32 | TMC |  | Beds |  |  | 08/31/2020 |  |  | ADVANCE W/ AIR MATTRESS |  | .needs class | [14 empty] | MHHS-TMC
NO | YES |  |  |  |  | HRP000707434 | Hill- Rom | P1170A0000001 |  | HRP000707434 | Beds | MHHS-Greater Heights |  |  |  |  | HRP000707434 | Central & Greater Heights |  | Beds |  | 04/30/2019 | 04/30/2020 |  |  | CARE ASSIST BED |  | BEDPATIENTELECTRIC-Hill-Rom-CARE ASSIST |  |  |  |  | BEDPATIENTELECTRIC-Hill-Rom-CARE ASSIST | [9 empty] | MHHS-Greater Heights
NO | YES |  |  |  |  | HRP000247492 | Hill- Rom | P1170A0000003 |  | HRP000247492 | Beds | MHHS-Southwest |  |  |  |  | HRP000247492 | Southwest |  | Beds |  | 02/11/2019 | 02/29/2020 |  |  | CARE ASSIST BED |  | BEDPATIENTELECTRIC-Hill-Rom-CARE ASSIST |  |  |  |  | BEDPATIENTELECTRIC-Hill-Rom-CARE ASSIST | [9 empty] | MHHS-Southwest
NO | YES |  |  |  |  | HRP000247481 | Hill- Rom | P1170A0000003 |  | HRP000247481 | Beds | MHHS-Southwest |  |  |  |  | HRP000247481 | Southwest |  | Beds |  | 03/25/2019 | 03/31/2020 |  |  | CARE ASSIST BED |  | BEDPATIENTELECTRIC-Hill-Rom-CARE ASSIST |  |  |  |  | BEDPATIENTELECTRIC-Hill-Rom-CARE ASSIST | [9 empty] | MHHS-Southwest
NO | YES |  |  |  |  | HRP000247490 | Hill- Rom | P1170A0000003 |  | HRP000247490 | Beds | MHHS-Southwest |  |  |  |  | HRP000247490 | Southwest |  | Beds |  | 03/13/2019 | 03/31/2020 |  |  | CARE ASSIST BED |  | BEDPATIENTELECTRIC-Hill-Rom-CARE ASSIST |  |  |  |  | BEDPATIENTELECTRIC-Hill-Rom-CARE ASSIST | [9 empty] | MHHS-Southwest
NO | YES |  |  |  |  | HRP000247491 | Hill- Rom | P1170A0000003 |  | HRP000247491 | Beds | MHHS-Southwest |  |  |  |  | HRP000247491 | Southwest |  | Beds |  | 05/03/2019 | 05/31/2020 |  |  | CARE ASSIST BED |  | BEDPATIENTELECTRIC-Hill-Rom-CARE ASSIST |  |  |  |  | BEDPATIENTELECTRIC-Hill-Rom-CARE ASSIST | [9 empty] | MHHS-Southwest
NO | YES |  |  |  |  | HRP000247480 | Hill- Rom | P1170A0000003 |  | HRP000247480 | Beds | MHHS-Southwest |  |  |  |  | HRP000247480 | Southwest |  | Beds |  | 06/14/2019 | 06/30/2020 |  |  | CARE ASSIST BED |  | BEDPATIENTELECTRIC-Hill-Rom-CARE ASSIST |  |  |  |  | BEDPATIENTELECTRIC-Hill-Rom-CARE ASSIST | [9 empty] | MHHS-Southwest
NO | YES |  |  |  |  | HRP000247494 | Hill- Rom | P1170A0000003 |  | HRP000247494 | Beds | MHHS-Southwest |  |  |  |  | HRP000247494 | Southwest |  | Beds |  | 06/30/2019 | 06/30/2020 |  |  | CARE ASSIST BED |  | BEDPATIENTELECTRIC-Hill-Rom-CARE ASSIST |  |  |  |  | BEDPATIENTELECTRIC-Hill-Rom-CARE ASSIST | [9 empty] | MHHS-Southwest
NO | YES |  |  |  |  | HRP000353919 | Hill- Rom | P1170B0000007 |  | HRP000353919 | Beds | MHHS-Southwest |  |  |  |  | HRP000353919 | Southwest |  | Beds |  | 02/08/2019 | 02/29/2020 |  |  | CARE ASSIST BED |  | BEDPATIENTELECTRIC-Hill-Rom-CARE ASSIST |  |  |  |  | BEDPATIENTELECTRIC-Hill-Rom-CARE ASSIST | [9 empty] | MHHS-Southwest
NO | YES |  |  |  |  | HRP000353952 | Hill- Rom | P1170B0000007 |  | HRP000353952 | Beds | MHHS-Southwest |  |  |  |  | HRP000353952 | Southwest |  | Beds |  | 02/14/2019 | 02/29/2020 |  |  | CARE ASSIST BED |  | BEDPATIENTELECTRIC-Hill-Rom-CARE ASSIST |  |  |  |  | BEDPATIENTELECTRIC-Hill-Rom-CARE ASSIST | [9 empty] | MHHS-Southwest
NO | YES |  |  |  |  | HRP000353923 | Hill- Rom | P1170B0000007 |  | HRP000353923 | Beds | MHHS-Southwest |  |  |  |  | HRP000353923 | Southwest |  | Beds |  | 06/19/2019 | 06/30/2020 |  |  | CARE ASSIST BED |  | BEDPATIENTELECTRIC-Hill-Rom-CARE ASSIST |  |  |  |  | BEDPATIENTELECTRIC-Hill-Rom-CARE ASSIST | [9 empty] | MHHS-Southwest
NO | YES |  |  |  |  | HRP000353953 | Hill- Rom | P1170B0000007 |  | HRP000353953 | Beds | MHHS-Southwest |  |  |  |  | HRP000353953 | Southwest |  | Beds |  | 06/30/2019 | 06/30/2020 |  |  | CARE ASSIST BED |  | BEDPATIENTELECTRIC-Hill-Rom-CARE ASSIST |  |  |  |  | BEDPATIENTELECTRIC-Hill-Rom-CARE ASSIST | [9 empty] | MHHS-Southwest
NO | YES |  |  |  |  | HRP000417642 | Hill- Rom | P1170C0000007 |  | HRP000417642 | Beds | MHHS-ORTHOPEDIC & SPINE |  |  |  |  | HRP000417642 | Central & Greater Heights |  | Beds |  | 01/31/2019 | 01/31/2020 |  |  | CARE ASSIST BED |  | BEDPATIENTELECTRIC-Hill-Rom-CARE ASSIST |  |  |  |  | BEDPATIENTELECTRIC-Hill-Rom-CARE ASSIST | [9 empty] | MHHS-ORTHOPEDIC & SPINE
NO | YES |  |  |  |  | HRP000417876 | Hill- Rom | P1170C0000007 |  | HRP000417876 | Beds | MHHS-ORTHOPEDIC & SPINE |  |  |  |  | HRP000417876 | Central & Greater Heights |  | Beds |  | 01/31/2019 | 01/31/2020 |  |  | CARE ASSIST BED |  | BEDPATIENTELECTRIC-Hill-Rom-CARE ASSIST |  |  |  |  | BEDPATIENTELECTRIC-Hill-Rom-CARE ASSIST | [9 empty] | MHHS-ORTHOPEDIC & SPINE
NO | YES |  |  |  |  | HRP000418920 | Hill- Rom | P1170C0000007 |  | HRP000418920 | Beds | MHHS-ORTHOPEDIC & SPINE |  |  |  |  | HRP000418920 | Central & Greater Heights |  | Beds |  | 01/31/2019 | 01/31/2020 |  |  | CARE ASSIST BED |  | BEDPATIENTELECTRIC-Hill-Rom-CARE ASSIST |  |  |  |  | BEDPATIENTELECTRIC-Hill-Rom-CARE ASSIST | [9 empty] | MHHS-ORTHOPEDIC & SPINE
NO | YES |  |  |  |  | HRP000418930 | Hill- Rom | P1170C0000007 |  | HRP000418930 | Beds | MHHS-ORTHOPEDIC & SPINE |  |  |  |  | HRP000418930 | Central & Greater Heights |  | Beds |  | 01/31/2019 | 01/31/2020 |  |  | CARE ASSIST BED |  | BEDPATIENTELECTRIC-Hill-Rom-CARE ASSIST |  |  |  |  | BEDPATIENTELECTRIC-Hill-Rom-CARE ASSIST | [9 empty] | MHHS-ORTHOPEDIC & SPINE
NO | YES |  |  |  |  | HRP000421826 | Hill- Rom | P1170C0000007 |  | HRP000421826 | Beds | MHHS-ORTHOPEDIC & SPINE |  |  |  |  | HRP000421826 | Central & Greater Heights |  | Beds |  | 01/31/2019 | 01/31/2020 |  |  | CARE ASSIST BED |  | BEDPATIENTELECTRIC-Hill-Rom-CARE ASSIST |  |  |  |  | BEDPATIENTELECTRIC-Hill-Rom-CARE ASSIST | [9 empty] | MHHS-ORTHOPEDIC & SPINE
NO | YES |  |  |  |  | HRP000417922 | Hill- Rom | P1170C0000007 |  | HRP000417922 | Beds | MHHS-ORTHOPEDIC & SPINE |  |  |  |  | HRP000417922 | Central & Greater Heights |  | Beds |  | 02/20/2019 | 02/29/2020 |  |  | CARE ASSIST BED |  | BEDPATIENTELECTRIC-Hill-Rom-CARE ASSIST |  |  |  |  | BEDPATIENTELECTRIC-Hill-Rom-CARE ASSIST | [9 empty] | MHHS-ORTHOPEDIC & SPINE
NO | YES |  |  |  |  | HRP000418018 | Hill- Rom | P1170C0000007 |  | HRP000418018 | Beds | MHHS-ORTHOPEDIC & SPINE |  |  |  |  | HRP000418018 | Central & Greater Heights |  | Beds |  | 02/20/2019 | 02/29/2020 |  |  | CARE ASSIST BED |  | BEDPATIENTELECTRIC-Hill-Rom-CARE ASSIST |  |  |  |  | BEDPATIENTELECTRIC-Hill-Rom-CARE ASSIST | [9 empty] | MHHS-ORTHOPEDIC & SPINE
NO | YES |  |  |  |  | HRP000421822 | Hill- Rom | P1170C0000007 |  | HRP000421822 | Beds | MHHS-ORTHOPEDIC & SPINE |  |  |  |  | HRP000421822 | Central & Greater Heights |  | Beds |  | 02/25/2019 | 02/29/2020 |  |  | CARE ASSIST BED |  | BEDPATIENTELECTRIC-Hill-Rom-CARE ASSIST |  |  |  |  | BEDPATIENTELECTRIC-Hill-Rom-CARE ASSIST | [9 empty] | MHHS-ORTHOPEDIC & SPINE
NO | YES |  |  |  |  | HRP000421913 | Hill- Rom | P1170C0000007 |  | HRP000421913 | Beds | MHHS-ORTHOPEDIC & SPINE |  |  |  |  | HRP000421913 | Central & Greater Heights |  | Beds |  | 02/25/2019 | 02/29/2020 |  |  | CARE ASSIST BED |  | BEDPATIENTELECTRIC-Hill-Rom-CARE ASSIST |  |  |  |  | BEDPATIENTELECTRIC-Hill-Rom-CARE ASSIST | [9 empty] | MHHS-ORTHOPEDIC & SPINE
NO | YES |  |  |  |  | HRP000421915 | Hill- Rom | P1170C0000007 |  | HRP000421915 | Beds | MHHS-ORTHOPEDIC & SPINE |  |  |  |  | HRP000421915 | Central & Greater Heights |  | Beds |  | 02/25/2019 | 02/29/2020 |  |  | CARE ASSIST BED |  | BEDPATIENTELECTRIC-Hill-Rom-CARE ASSIST |  |  |  |  | BEDPATIENTELECTRIC-Hill-Rom-CARE ASSIST | [9 empty] | MHHS-ORTHOPEDIC & SPINE
NO | YES |  |  |  |  | HRP000421921 | Hill- Rom | P1170C0000007 |  | HRP000421921 | Beds | MHHS-ORTHOPEDIC & SPINE |  |  |  |  | HRP000421921 | Central & Greater Heights |  | Beds |  | 02/25/2019 | 02/29/2020 |  |  | CARE ASSIST BED |  | BEDPATIENTELECTRIC-Hill-Rom-CARE ASSIST |  |  |  |  | BEDPATIENTELECTRIC-Hill-Rom-CARE ASSIST | [9 empty] | MHHS-ORTHOPEDIC & SPINE
NO | YES |  |  |  |  | HRP000422039 | Hill- Rom | P1170C0000007 |  | HRP000422039 | Beds | MHHS-ORTHOPEDIC & SPINE |  |  |  |  | HRP000422039 | Central & Greater Heights |  | Beds |  | 02/25/2019 | 02/29/2020 |  |  | CARE ASSIST BED |  | BEDPATIENTELECTRIC-Hill-Rom-CARE ASSIST |  |  |  |  | BEDPATIENTELECTRIC-Hill-Rom-CARE ASSIST | [9 empty] | MHHS-ORTHOPEDIC & SPINE
NO | YES |  |  |  |  | HRP000417074 | Hill- Rom | P1170C0000007 |  | HRP000417074 | Beds | MHHS-ORTHOPEDIC & SPINE |  |  |  |  | HRP000417074 | Central & Greater Heights |  | Beds |  | 05/31/2019 | 05/31/2020 |  |  | CARE ASSIST BED |  | BEDPATIENTELECTRIC-Hill-Rom-CARE ASSIST |  |  |  |  | BEDPATIENTELECTRIC-Hill-Rom-CARE ASSIST | [9 empty] | MHHS-ORTHOPEDIC & SPINE
NO | YES |  |  |  |  | HRP000417874 | Hill- Rom | P1170C0000007 |  | HRP000417874 | Beds | MHHS-ORTHOPEDIC & SPINE |  |  |  |  | HRP000417874 | Central & Greater Heights |  | Beds |  | 05/31/2019 | 05/31/2020 |  |  | CARE ASSIST BED |  | BEDPATIENTELECTRIC-Hill-Rom-CARE ASSIST |  |  |  |  | BEDPATIENTELECTRIC-Hill-Rom-CARE ASSIST | [9 empty] | MHHS-ORTHOPEDIC & SPINE
NO | YES |  |  |  |  | HRP000418936 | Hill- Rom | P1170C0000007 |  | HRP000418936 | Beds | MHHS-ORTHOPEDIC & SPINE |  |  |  |  | HRP000418936 | Central & Greater Heights |  | Beds |  | 06/22/2019 | 06/30/2020 |  |  | CARE ASSIST BED |  | BEDPATIENTELECTRIC-Hill-Rom-CARE ASSIST |  |  |  |  | BEDPATIENTELECTRIC-Hill-Rom-CARE ASSIST | [9 empty] | MHHS-ORTHOPEDIC & SPINE
NO | YES |  |  |  |  | HRP000417644 | Hill- Rom | P1170C0000007 |  | HRP000417644 | Beds | MHHS-ORTHOPEDIC & SPINE |  |  |  |  | HRP000417644 | Central & Greater Heights |  | Beds |  | 09/30/2019 | 09/30/2020 |  |  | CARE ASSIST BED |  | BEDPATIENTELECTRIC-Hill-Rom-CARE ASSIST |  |  |  |  | BEDPATIENTELECTRIC-Hill-Rom-CARE ASSIST | [9 empty] | MHHS-ORTHOPEDIC & SPINE
NO | YES |  |  |  |  | HRP000417735 | Hill- Rom | P1170C0000007 |  | HRP000417735 | Beds | MHHS-ORTHOPEDIC & SPINE |  |  |  |  | HRP000417735 | Central & Greater Heights |  | Beds |  | 09/30/2019 | 09/30/2020 |  |  | CARE ASSIST BED |  | BEDPATIENTELECTRIC-Hill-Rom-CARE ASSIST |  |  |  |  | BEDPATIENTELECTRIC-Hill-Rom-CARE ASSIST | [9 empty] | MHHS-ORTHOPEDIC & SPINE
NO | YES |  |  |  |  | HRP000421918 | Hill- Rom | P1170C0000007 |  | HRP000421918 | Beds | MHHS-ORTHOPEDIC & SPINE |  |  |  |  | HRP000421918 | Central & Greater Heights |  | Beds |  | 09/30/2019 | 09/30/2020 |  |  | CARE ASSIST BED |  | BEDPATIENTELECTRIC-Hill-Rom-CARE ASSIST |  |  |  |  | BEDPATIENTELECTRIC-Hill-Rom-CARE ASSIST | [9 empty] | MHHS-ORTHOPEDIC & SPINE
NO | YES |  |  |  |  | HRP000420369 | Hill- Rom | P1170C0000020 |  | HRP000420369 | Beds | MHHS-Greater Heights |  |  |  |  | HRP000420369 | Central & Greater Heights |  | Beds |  |  | 08/31/2020 |  |  | CARE ASSIST BED |  | BEDPATIENTELECTRIC-Hill-Rom-CARE ASSIST |  |  |  |  | BEDPATIENTELECTRIC-Hill-Rom-CARE ASSIST | [9 empty] | MHHS-Greater Heights
NO | YES |  |  |  |  | HRP000420371 | Hill- Rom | P1170C0000020 |  | HRP000420371 | Beds | MHHS-Greater Heights |  |  |  |  | HRP000420371 | Central & Greater Heights |  | Beds |  |  | 08/31/2020 |  |  | CARE ASSIST BED |  | BEDPATIENTELECTRIC-Hill-Rom-CARE ASSIST |  |  |  |  | BEDPATIENTELECTRIC-Hill-Rom-CARE ASSIST | [9 empty] | MHHS-Greater Heights
NO | YES |  |  |  |  | HRP000420375 | Hill- Rom | P1170C0000020 |  | HRP000420375 | Beds | MHHS-Greater Heights |  |  |  |  | HRP000420375 | Central & Greater Heights |  | Beds |  |  | 08/31/2020 |  |  | CARE ASSIST BED |  | BEDPATIENTELECTRIC-Hill-Rom-CARE ASSIST |  |  |  |  | BEDPATIENTELECTRIC-Hill-Rom-CARE ASSIST | [9 empty] | MHHS-Greater Heights
NO | YES |  |  |  |  | HRP000420378 | Hill- Rom | P1170C0000020 |  | HRP000420378 | Beds | MHHS-Greater Heights |  |  |  |  | HRP000420378 | Central & Greater Heights |  | Beds |  |  | 08/31/2020 |  |  | CARE ASSIST BED |  | BEDPATIENTELECTRIC-Hill-Rom-CARE ASSIST |  |  |  |  | BEDPATIENTELECTRIC-Hill-Rom-CARE ASSIST | [9 empty] | MHHS-Greater Heights
NO | YES |  |  |  |  | HRP000420548 | Hill- Rom | P1170C0000020 |  | HRP000420548 | Beds | MHHS-Greater Heights |  |  |  |  | HRP000420548 | Central & Greater Heights |  | Beds |  |  | 08/31/2020 |  |  | CARE ASSIST BED |  | BEDPATIENTELECTRIC-Hill-Rom-CARE ASSIST |  |  |  |  | BEDPATIENTELECTRIC-Hill-Rom-CARE ASSIST | [9 empty] | MHHS-Greater Heights
NO | YES |  |  |  |  | HRP000420614 | Hill- Rom | P1170C0000020 |  | HRP000420614 | Beds | MHHS-Greater Heights |  |  |  |  | HRP000420614 | Central & Greater Heights |  | Beds |  |  | 08/31/2020 |  |  | CARE ASSIST BED |  | BEDPATIENTELECTRIC-Hill-Rom-CARE ASSIST |  |  |  |  | BEDPATIENTELECTRIC-Hill-Rom-CARE ASSIST | [9 empty] | MHHS-Greater Heights
NO | YES |  |  |  |  | HRP000421656 | Hill- Rom | P1170C0000020 |  | HRP000421656 | Beds | MHHS-Greater Heights |  |  |  |  | HRP000421656 | Central & Greater Heights |  | Beds |  |  | 08/31/2020 |  |  | CARE ASSIST BED |  | BEDPATIENTELECTRIC-Hill-Rom-CARE ASSIST |  |  |  |  | BEDPATIENTELECTRIC-Hill-Rom-CARE ASSIST | [9 empty] | MHHS-Greater Heights
NO | YES |  |  |  |  | HRP000421657 | Hill- Rom | P1170C0000020 |  | HRP000421657 | Beds | MHHS-Greater Heights |  |  |  |  | HRP000421657 | Central & Greater Heights |  | Beds |  |  | 08/31/2020 |  |  | CARE ASSIST BED |  | BEDPATIENTELECTRIC-Hill-Rom-CARE ASSIST |  |  |  |  | BEDPATIENTELECTRIC-Hill-Rom-CARE ASSIST | [9 empty] | MHHS-Greater Heights
NO | YES |  |  |  |  | HRP000421658 | Hill- Rom | P1170C0000020 |  | HRP000421658 | Beds | MHHS-Greater Heights |  |  |  |  | HRP000421658 | Central & Greater Heights |  | Beds |  |  | 08/31/2020 |  |  | CARE ASSIST BED |  | BEDPATIENTELECTRIC-Hill-Rom-CARE ASSIST |  |  |  |  | BEDPATIENTELECTRIC-Hill-Rom-CARE ASSIST | [9 empty] | MHHS-Greater Heights
NO | YES |  |  |  |  | HRP000421659 | Hill- Rom | P1170C0000020 |  | HRP000421659 | Beds | MHHS-Greater Heights |  |  |  |  | HRP000421659 | Central & Greater Heights |  | Beds |  |  | 08/31/2020 |  |  | CARE ASSIST BED |  | BEDPATIENTELECTRIC-Hill-Rom-CARE ASSIST |  |  |  |  | BEDPATIENTELECTRIC-Hill-Rom-CARE ASSIST | [9 empty] | MHHS-Greater Heights
NO | YES |  |  |  |  | HRP000421664 | Hill- Rom | P1170C0000020 |  | HRP000421664 | Beds | MHHS-Greater Heights |  |  |  |  | HRP000421664 | Central & Greater Heights |  | Beds |  |  | 08/31/2020 |  |  | CARE ASSIST BED |  | BEDPATIENTELECTRIC-Hill-Rom-CARE ASSIST |  |  |  |  | BEDPATIENTELECTRIC-Hill-Rom-CARE ASSIST | [9 empty] | MHHS-Greater Heights
NO | YES |  |  |  |  | HRP000421668 | Hill- Rom | P1170C0000020 |  | HRP000421668 | Beds | MHHS-Greater Heights |  |  |  |  | HRP000421668 | Central & Greater Heights |  | Beds |  |  | 08/31/2020 |  |  | CARE ASSIST BED |  | BEDPATIENTELECTRIC-Hill-Rom-CARE ASSIST |  |  |  |  | BEDPATIENTELECTRIC-Hill-Rom-CARE ASSIST | [9 empty] | MHHS-Greater Heights
NO | YES |  |  |  |  | HRP000421671 | Hill- Rom | P1170C0000020 |  | HRP000421671 | Beds | MHHS-Greater Heights |  |  |  |  | HRP000421671 | Central & Greater Heights |  | Beds |  |  | 08/31/2020 |  |  | CARE ASSIST BED |  | BEDPATIENTELECTRIC-Hill-Rom-CARE ASSIST |  |  |  |  | BEDPATIENTELECTRIC-Hill-Rom-CARE ASSIST | [9 empty] | MHHS-Greater Heights
NO | YES |  |  |  |  | HRP000354070 | Hill- Rom | P1170C0000027 |  | HRP000354070 | Beds | MHHS-Southwest |  |  |  |  | HRP000354070 | Southwest |  | Beds |  | 01/28/2019 | 01/31/2020 |  |  | CARE ASSIST BED |  | BEDPATIENTELECTRIC-Hill-Rom-CARE ASSIST |  |  |  |  | BEDPATIENTELECTRIC-Hill-Rom-CARE ASSIST | [9 empty] | MHHS-Southwest
NO | YES |  |  |  |  | HRP000354256 | Hill- Rom | P1170C0000027 |  | HRP000354256 | Beds | MHHS-Southwest |  |  |  |  | HRP000354256 | Southwest |  | Beds |  | 01/31/2019 | 01/31/2020 |  |  | CARE ASSIST BED |  | BEDPATIENTELECTRIC-Hill-Rom-CARE ASSIST |  |  |  |  | BEDPATIENTELECTRIC-Hill-Rom-CARE ASSIST | [9 empty] | MHHS-Southwest
NO | YES |  |  |  |  | HRP000358717 | Hill- Rom | P1170C0000027 |  | HRP000358717 | Beds | MHHS-Southwest |  |  |  |  | HRP000358717 | Southwest |  | Beds |  | 01/28/2019 | 01/31/2020 |  |  | CARE ASSIST BED |  | BEDPATIENTELECTRIC-Hill-Rom-CARE ASSIST |  |  |  |  | BEDPATIENTELECTRIC-Hill-Rom-CARE ASSIST | [9 empty] | MHHS-Southwest
NO | YES |  |  |  |  | HRP000364848 | Hill- Rom | P1170C0000027 |  | HRP000364848 | Beds | MHHS-Southwest |  |  |  |  | HRP000364848 | Southwest |  | Beds |  | 01/28/2019 | 01/31/2020 |  |  | CARE ASSIST BED |  | BEDPATIENTELECTRIC-Hill-Rom-CARE ASSIST |  |  |  |  | BEDPATIENTELECTRIC-Hill-Rom-CARE ASSIST | [9 empty] | MHHS-Southwest
NO | YES |  |  |  |  | HRP000367293 | Hill- Rom | P1170C0000027 |  | HRP000367293 | Beds | MHHS-Southwest |  |  |  |  | HRP000367293 | Southwest |  | Beds |  | 01/30/2019 | 01/31/2020 |  |  | CARE ASSIST BED |  | BEDPATIENTELECTRIC-Hill-Rom-CARE ASSIST |  |  |  |  | BEDPATIENTELECTRIC-Hill-Rom-CARE ASSIST | [9 empty] | MHHS-Southwest
NO | YES |  |  |  |  | HRP000354191 | Hill- Rom | P1170C0000027 |  | HRP000354191 | Beds | MHHS-Southwest |  |  |  |  | HRP000354191 | Southwest |  | Beds |  | 02/08/2019 | 02/29/2020 |  |  | CARE ASSIST BED |  | BEDPATIENTELECTRIC-Hill-Rom-CARE ASSIST |  |  |  |  | BEDPATIENTELECTRIC-Hill-Rom-CARE ASSIST | [9 empty] | MHHS-Southwest
NO | YES |  |  |  |  | HRP000363008 | Hill- Rom | P1170C0000027 |  | HRP000363008 | Beds | MHHS-Southwest |  |  |  |  | HRP000363008 | Southwest |  | Beds |  | 02/08/2019 | 02/29/2020 |  |  | CARE ASSIST BED |  | BEDPATIENTELECTRIC-Hill-Rom-CARE ASSIST |  |  |  |  | BEDPATIENTELECTRIC-Hill-Rom-CARE ASSIST | [9 empty] | MHHS-Southwest
NO | YES |  |  |  |  | HRP000321976 | Hill- Rom | P1170C0000027 |  | HRP000321976 | Beds | MHHS-Southwest |  |  |  |  | HRP000321976 | Southwest |  | Beds |  | 03/06/2019 | 03/31/2020 |  |  | CARE ASSIST BED |  | BEDPATIENTELECTRIC-Hill-Rom-CARE ASSIST |  |  |  |  | BEDPATIENTELECTRIC-Hill-Rom-CARE ASSIST | [9 empty] | MHHS-Southwest
NO | YES |  |  |  |  | HRP000353962 | Hill- Rom | P1170C0000027 |  | HRP000353962 | Beds | MHHS-Southwest |  |  |  |  | HRP000353962 | Southwest |  | Beds |  | 03/07/2019 | 03/31/2020 |  |  | CARE ASSIST BED |  | BEDPATIENTELECTRIC-Hill-Rom-CARE ASSIST |  |  |  |  | BEDPATIENTELECTRIC-Hill-Rom-CARE ASSIST | [9 empty] | MHHS-Southwest
NO | YES |  |  |  |  | HRP000354165 | Hill- Rom | P1170C0000027 |  | HRP000354165 | Beds | MHHS-Southwest |  |  |  |  | HRP000354165 | Southwest |  | Beds |  | 03/07/2019 | 03/31/2020 |  |  | CARE ASSIST BED |  | BEDPATIENTELECTRIC-Hill-Rom-CARE ASSIST |  |  |  |  | BEDPATIENTELECTRIC-Hill-Rom-CARE ASSIST | [9 empty] | MHHS-Southwest
NO | YES |  |  |  |  | HRP000367291 | Hill- Rom | P1170C0000027 |  | HRP000367291 | Beds | MHHS-Southwest |  |  |  |  | HRP000367291 | Southwest |  | Beds |  | 03/13/2019 | 03/31/2020 |  |  | CARE ASSIST BED |  | BEDPATIENTELECTRIC-Hill-Rom-CARE ASSIST |  |  |  |  | BEDPATIENTELECTRIC-Hill-Rom-CARE ASSIST | [9 empty] | MHHS-Southwest
NO | YES |  |  |  |  | HRP000367292 | Hill- Rom | P1170C0000027 |  | HRP000367292 | Beds | MHHS-Southwest |  |  |  |  | HRP000367292 | Southwest |  | Beds |  | 03/27/2019 | 03/31/2020 |  |  | CARE ASSIST BED |  | BEDPATIENTELECTRIC-Hill-Rom-CARE ASSIST |  |  |  |  | BEDPATIENTELECTRIC-Hill-Rom-CARE ASSIST | [9 empty] | MHHS-Southwest
NO | YES |  |  |  |  | HRP000367313 | Hill- Rom | P1170C0000027 |  | HRP000367313 | Beds | MHHS-Southwest |  |  |  |  | HRP000367313 | Southwest |  | Beds |  | 03/07/2019 | 03/31/2020 |  |  | CARE ASSIST BED |  | BEDPATIENTELECTRIC-Hill-Rom-CARE ASSIST |  |  |  |  | BEDPATIENTELECTRIC-Hill-Rom-CARE ASSIST | [9 empty] | MHHS-Southwest
NO | YES |  |  |  |  | HRP000367318 | Hill- Rom | P1170C0000027 |  | HRP000367318 | Beds | MHHS-Southwest |  |  |  |  | HRP000367318 | Southwest |  | Beds |  | 04/12/2019 | 04/30/2020 |  |  | CARE ASSIST BED |  | BEDPATIENTELECTRIC-Hill-Rom-CARE ASSIST |  |  |  |  | BEDPATIENTELECTRIC-Hill-Rom-CARE ASSIST | [9 empty] | MHHS-Southwest
NO | YES |  |  |  |  | HRP000354189 | Hill- Rom | P1170C0000027 |  | HRP000354189 | Beds | MHHS-Southwest |  |  |  |  | HRP000354189 | Southwest |  | Beds |  | 05/03/2019 | 05/31/2020 |  |  | CARE ASSIST BED |  | BEDPATIENTELECTRIC-Hill-Rom-CARE ASSIST |  |  |  |  | BEDPATIENTELECTRIC-Hill-Rom-CARE ASSIST | [9 empty] | MHHS-Southwest
NO | YES |  |  |  |  | HRP000354193 | Hill- Rom | P1170C0000027 |  | HRP000354193 | Beds | MHHS-Southwest |  |  |  |  | HRP000354193 | Southwest |  | Beds |  | 05/09/2019 | 05/31/2020 |  |  | CARE ASSIST BED |  | BEDPATIENTELECTRIC-Hill-Rom-CARE ASSIST |  |  |  |  | BEDPATIENTELECTRIC-Hill-Rom-CARE ASSIST | [9 empty] | MHHS-Southwest
NO | YES |  |  |  |  | HRP000364622 | Hill- Rom | P1170C0000027 |  | HRP000364622 | Beds | MHHS-Southwest |  |  |  |  | HRP000364622 | Southwest |  | Beds |  | 05/06/2019 | 05/31/2020 |  |  | CARE ASSIST BED |  | BEDPATIENTELECTRIC-Hill-Rom-CARE ASSIST |  |  |  |  | BEDPATIENTELECTRIC-Hill-Rom-CARE ASSIST | [9 empty] | MHHS-Southwest
NO | YES |  |  |  |  | HRP000321946 | Hill- Rom | P1170C0000027 |  | HRP000321946 | Beds | MHHS-Southwest |  |  |  |  | HRP000321946 | Southwest |  | Beds |  | 06/14/2019 | 06/30/2020 |  |  | CARE ASSIST BED |  | BEDPATIENTELECTRIC-Hill-Rom-CARE ASSIST |  |  |  |  | BEDPATIENTELECTRIC-Hill-Rom-CARE ASSIST | [9 empty] | MHHS-Southwest
NO | YES |  |  |  |  | HRP000353959 | Hill- Rom | P1170C0000027 |  | HRP000353959 | Beds | MHHS-Southwest |  |  |  |  | HRP000353959 | Southwest |  | Beds |  | 06/30/2019 | 06/30/2020 |  |  | CARE ASSIST BED |  | BEDPATIENTELECTRIC-Hill-Rom-CARE ASSIST |  |  |  |  | BEDPATIENTELECTRIC-Hill-Rom-CARE ASSIST | [9 empty] | MHHS-Southwest
NO | YES |  |  |  |  | HRP000353963 | Hill- Rom | P1170C0000027 |  | HRP000353963 | Beds | MHHS-Southwest |  |  |  |  | HRP000353963 | Southwest |  | Beds |  | 06/30/2019 | 06/30/2020 |  |  | CARE ASSIST BED |  | BEDPATIENTELECTRIC-Hill-Rom-CARE ASSIST |  |  |  |  | BEDPATIENTELECTRIC-Hill-Rom-CARE ASSIST | [9 empty] | MHHS-Southwest
NO | YES |  |  |  |  | HRP000353964 | Hill- Rom | P1170C0000027 |  | HRP000353964 | Beds | MHHS-Southwest |  |  |  |  | HRP000353964 | Southwest |  | Beds |  | 06/14/2019 | 06/30/2020 |  |  | CARE ASSIST BED |  | BEDPATIENTELECTRIC-Hill-Rom-CARE ASSIST |  |  |  |  | BEDPATIENTELECTRIC-Hill-Rom-CARE ASSIST | [9 empty] | MHHS-Southwest
NO | YES |  |  |  |  | HRP000354167 | Hill- Rom | P1170C0000027 |  | HRP000354167 | Beds | MHHS-Southwest |  |  |  |  | HRP000354167 | Southwest |  | Beds |  | 06/30/2019 | 06/30/2020 |  |  | CARE ASSIST BED |  | BEDPATIENTELECTRIC-Hill-Rom-CARE ASSIST |  |  |  |  | BEDPATIENTELECTRIC-Hill-Rom-CARE ASSIST | [9 empty] | MHHS-Southwest
NO | YES |  |  |  |  | HRP000354180 | Hill- Rom | P1170C0000027 |  | HRP000354180 | Beds | MHHS-Southwest |  |  |  |  | HRP000354180 | Southwest |  | Beds |  | 06/30/2019 | 06/30/2020 |  |  | CARE ASSIST BED |  | BEDPATIENTELECTRIC-Hill-Rom-CARE ASSIST |  |  |  |  | BEDPATIENTELECTRIC-Hill-Rom-CARE ASSIST | [9 empty] | MHHS-Southwest
NO | YES |  |  |  |  | HRP000354257 | Hill- Rom | P1170C0000027 |  | HRP000354257 | Beds | MHHS-Southwest |  |  |  |  | HRP000354257 | Southwest |  | Beds |  | 06/30/2019 | 06/30/2020 |  |  | CARE ASSIST BED |  | BEDPATIENTELECTRIC-Hill-Rom-CARE ASSIST |  |  |  |  | BEDPATIENTELECTRIC-Hill-Rom-CARE ASSIST | [9 empty] | MHHS-Southwest
NO | YES |  |  |  |  | HRP000367280 | Hill- Rom | P1170C0000027 |  | HRP000367280 | Beds | MHHS-Southwest |  |  |  |  | HRP000367280 | Southwest |  | Beds |  | 08/12/2019 | 08/31/2020 |  |  | CARE ASSIST BED |  | BEDPATIENTELECTRIC-Hill-Rom-CARE ASSIST |  |  |  |  | BEDPATIENTELECTRIC-Hill-Rom-CARE ASSIST | [9 empty] | MHHS-Southwest
NO | YES |  |  |  |  | HRP000354178 | Hill- Rom | P1170C0000027 |  | HRP000354178 | Beds | MHHS-Southwest |  |  |  |  | HRP000354178 | Southwest |  | Beds |  | 09/09/2019 | 09/30/2020 |  |  | CARE ASSIST BED |  | BEDPATIENTELECTRIC-Hill-Rom-CARE ASSIST |  |  |  |  | BEDPATIENTELECTRIC-Hill-Rom-CARE ASSIST | [9 empty] | MHHS-Southwest
NO | YES |  |  |  |  | HRP000364637 | Hill- Rom | P1170C0000027 |  | HRP000364637 | Beds | MHHS-Southwest |  |  |  |  | HRP000364637 | Southwest |  | Beds |  | 09/06/2019 | 09/30/2020 |  |  | CARE ASSIST BED |  | BEDPATIENTELECTRIC-Hill-Rom-CARE ASSIST |  |  |  |  | BEDPATIENTELECTRIC-Hill-Rom-CARE ASSIST | [9 empty] | MHHS-Southwest
NO | YES |  |  |  |  | HRP000367330 | Hill- Rom | P1170C0000027 |  | HRP000367330 | Beds | MHHS-Southwest |  |  |  |  | HRP000367330 | Southwest |  | Beds |  | 09/06/2019 | 09/30/2020 |  |  | CARE ASSIST BED |  | BEDPATIENTELECTRIC-Hill-Rom-CARE ASSIST |  |  |  |  | BEDPATIENTELECTRIC-Hill-Rom-CARE ASSIST | [9 empty] | MHHS-Southwest
NO | YES |  |  |  |  | HRP000353958 | Hill- Rom | P1170C0000027 |  | HRP000353958 | Beds | MHHS-Southwest |  |  |  |  | HRP000353958 | Southwest |  | Beds |  | 10/10/2019 | 10/31/2020 |  |  | CARE ASSIST BED |  | BEDPATIENTELECTRIC-Hill-Rom-CARE ASSIST |  |  |  |  | BEDPATIENTELECTRIC-Hill-Rom-CARE ASSIST | [9 empty] | MHHS-Southwest
NO | YES |  |  |  |  | HRP000354163 | Hill- Rom | P1170C0000027 |  | HRP000354163 | Beds | MHHS-Southwest |  |  |  |  | HRP000354163 | Southwest |  | Beds |  | 10/24/2019 | 10/31/2020 |  |  | CARE ASSIST BED |  | BEDPATIENTELECTRIC-Hill-Rom-CARE ASSIST |  |  |  |  | BEDPATIENTELECTRIC-Hill-Rom-CARE ASSIST | [9 empty] | MHHS-Southwest
NO | YES |  |  |  |  | HRP000364770 | Hill- Rom | P1170C0000027 |  | HRP000364770 | Beds | MHHS-Southwest |  |  |  |  | HRP000364770 | Southwest |  | Beds |  | 10/09/2019 | 10/31/2020 |  |  | CARE ASSIST BED |  | BEDPATIENTELECTRIC-Hill-Rom-CARE ASSIST |  |  |  |  | BEDPATIENTELECTRIC-Hill-Rom-CARE ASSIST | [9 empty] | MHHS-Southwest
NO | YES |  |  |  |  | HRP000354073 | Hill- Rom | P1170C0000027 |  | HRP000354073 | Beds | MHHS-Southwest |  |  |  |  | HRP000354073 | Southwest |  | Beds |  | 11/18/2019 | 11/30/2020 |  |  | CARE ASSIST BED |  | BEDPATIENTELECTRIC-Hill-Rom-CARE ASSIST |  |  |  |  | BEDPATIENTELECTRIC-Hill-Rom-CARE ASSIST | [9 empty] | MHHS-Southwest
NO | YES |  |  |  |  | HRP000364948 | Hill- Rom | P1170C0000027 |  | HRP000364948 | Beds | MHHS-Southwest |  |  |  |  | HRP000364948 | Southwest |  | Beds |  | 11/14/2019 | 11/30/2020 |  |  | CARE ASSIST BED |  | BEDPATIENTELECTRIC-Hill-Rom-CARE ASSIST |  |  |  |  | BEDPATIENTELECTRIC-Hill-Rom-CARE ASSIST | [9 empty] | MHHS-Southwest
NO | YES |  |  |  |  | HRP000578897 | Hill- Rom | P1170C0000040 |  | HRP000578897 | Beds | MHHS-Katy |  |  |  |  | HRP000578897 | Katy |  | Beds |  | 02/21/2019 | 02/29/2020 |  |  | CARE ASSIST BED |  | BEDPATIENTELECTRIC-Hill-Rom-CARE ASSIST |  |  |  |  | BEDPATIENTELECTRIC-Hill-Rom-CARE ASSIST | [9 empty] | MHHS-Katy
NO | YES |  |  |  |  | HRP000578903 | Hill- Rom | P1170C0000040 |  | HRP000578903 | Beds | MHHS-Katy |  |  |  |  | HRP000578903 | Katy |  | Beds |  | 02/21/2019 | 02/29/2020 |  |  | CARE ASSIST BED |  | BEDPATIENTELECTRIC-Hill-Rom-CARE ASSIST |  |  |  |  | BEDPATIENTELECTRIC-Hill-Rom-CARE ASSIST | [9 empty] | MHHS-Katy
NO | YES |  |  |  |  | HRP000578901 | Hill- Rom | P1170C0000040 |  | HRP000578901 | Beds | MHHS-Katy |  |  |  |  | HRP000578901 | Katy |  | Beds |  | 01/06/2020 | 01/31/2021 |  |  | CARE ASSIST BED |  | BEDPATIENTELECTRIC-Hill-Rom-CARE ASSIST |  |  |  |  | BEDPATIENTELECTRIC-Hill-Rom-CARE ASSIST | [9 empty] | MHHS-Katy
NO | YES |  |  |  |  | HRP000579219 | Hill- Rom | P1170D0000001 |  | HRP000579219 | Beds | MHHS-TMC |  |  |  |  | HRP000579219 | TMC |  | Beds |  |  | 08/31/2020 |  |  | CARE ASSIST BED |  | BEDPATIENTELECTRIC-Hill-Rom-CARE ASSIST |  |  |  |  | BEDPATIENTELECTRIC-Hill-Rom-CARE ASSIST | [9 empty] | MHHS-TMC
NO | YES |  |  |  |  | HRP000707340 | Hill- Rom | P1170D0000013 |  | HRP000707340 | Beds | MHHS-Greater Heights |  |  |  |  | HRP000707340 | Central & Greater Heights |  | Beds |  | 08/09/2007 | 02/29/2020 |  |  | CARE ASSIST BED |  | BEDPATIENTELECTRIC-Hill-Rom-CARE ASSIST |  |  |  |  | BEDPATIENTELECTRIC-Hill-Rom-CARE ASSIST | [9 empty] | MHHS-Greater Heights
NO | YES |  |  |  |  | HRP000707338 | Hill- Rom | P1170D0000013 |  | HRP000707338 | Beds | MHHS-Greater Heights |  |  |  |  | HRP000707338 | Central & Greater Heights |  | Beds |  | 06/30/2019 | 06/30/2020 |  |  | CARE ASSIST BED |  | BEDPATIENTELECTRIC-Hill-Rom-CARE ASSIST |  |  |  |  | BEDPATIENTELECTRIC-Hill-Rom-CARE ASSIST | [9 empty] | MHHS-Greater Heights
NO | YES |  |  |  |  | HRP000707344 | Hill- Rom | P1170D0000013 |  | HRP000707344 | Beds | MHHS-Greater Heights |  |  |  |  | HRP000707344 | Central & Greater Heights |  | Beds |  | 06/10/2019 | 06/30/2020 |  |  | CARE ASSIST BED |  | BEDPATIENTELECTRIC-Hill-Rom-CARE ASSIST |  |  |  |  | BEDPATIENTELECTRIC-Hill-Rom-CARE ASSIST | [9 empty] | MHHS-Greater Heights
NO | YES |  |  |  |  | HRP000707341 | Hill- Rom | P1170D0000013 |  | HRP000707341 | Beds | MHHS-Greater Heights |  |  |  |  | HRP000707341 | Central & Greater Heights |  | Beds |  | 08/22/2019 | 08/31/2020 |  |  | CARE ASSIST BED |  | BEDPATIENTELECTRIC-Hill-Rom-CARE ASSIST |  |  |  |  | BEDPATIENTELECTRIC-Hill-Rom-CARE ASSIST | [9 empty] | MHHS-Greater Heights
NO | YES |  |  |  |  | HRP000707343 | Hill- Rom | P1170D0000013 |  | HRP000707343 | Beds | MHHS-Greater Heights |  |  |  |  | HRP000707343 | Central & Greater Heights |  | Beds |  |  | 08/31/2020 |  |  | CARE ASSIST BED |  | BEDPATIENTELECTRIC-Hill-Rom-CARE ASSIST |  |  |  |  | BEDPATIENTELECTRIC-Hill-Rom-CARE ASSIST | [9 empty] | MHHS-Greater Heights
NO | YES |  |  |  |  | HRP000864492 | Hill- Rom | P1170E0000040T |  | HRP000864492 | Beds | MHHS-Greater Heights |  |  |  |  | HRP000864492 | Central & Greater Heights |  | Beds |  | 05/13/2008 | 01/31/2020 |  |  | CARE ASSIST BED |  | BEDPATIENTELECTRIC-Hill-Rom-CARE ASSIST |  |  |  |  | BEDPATIENTELECTRIC-Hill-Rom-CARE ASSIST | [9 empty] | MHHS-Greater Heights
NO | YES |  |  |  |  | J114AP0418 | Hill- Rom | P1170E0000040T |  | J114AP0418 | Beds | MHHS-Greater Heights |  |  |  |  | J114AP0418 | Central & Greater Heights |  | Beds |  | 05/13/2008 | 02/29/2020 |  |  | CARE ASSIST BED |  | BEDPATIENTELECTRIC-Hill-Rom-CARE ASSIST |  |  |  |  | BEDPATIENTELECTRIC-Hill-Rom-CARE ASSIST | [9 empty] | MHHS-Greater Heights
NO | YES |  |  |  |  | J126AP0508 | Hill- Rom | P1170E0000040T |  | J126AP0508 | Beds | MHHS-Greater Heights |  |  |  |  | J126AP0508 | Central & Greater Heights |  | Beds |  | 05/13/2008 | 02/29/2020 |  |  | CARE ASSIST BED |  | BEDPATIENTELECTRIC-Hill-Rom-CARE ASSIST |  |  |  |  | BEDPATIENTELECTRIC-Hill-Rom-CARE ASSIST | [9 empty] | MHHS-Greater Heights
NO | YES |  |  |  |  | J127AP0524 | Hill- Rom | P1170E0000040T |  | J127AP0524 | Beds | MHHS-Greater Heights |  |  |  |  | J127AP0524 | Central & Greater Heights |  | Beds |  | 05/13/2008 | 02/29/2020 |  |  | CARE ASSIST BED |  | BEDPATIENTELECTRIC-Hill-Rom-CARE ASSIST |  |  |  |  | BEDPATIENTELECTRIC-Hill-Rom-CARE ASSIST | [9 empty] | MHHS-Greater Heights
NO | YES |  |  |  |  | J114AP0434 | Hill- Rom | P1170E0000040T |  | J114AP0434 | Beds | MHHS-Greater Heights |  |  |  |  | J114AP0434 | Central & Greater Heights |  | Beds |  | 03/26/2019 | 03/31/2020 |  |  | CARE ASSIST BED |  | BEDPATIENTELECTRIC-Hill-Rom-CARE ASSIST |  |  |  |  | BEDPATIENTELECTRIC-Hill-Rom-CARE ASSIST | [9 empty] | MHHS-Greater Heights
NO | YES |  |  |  |  | J126AP0507 | Hill- Rom | P1170E0000040T |  | J126AP0507 | Beds | MHHS-Greater Heights |  |  |  |  | J126AP0507 | Central & Greater Heights |  | Beds |  | 03/26/2019 | 03/31/2020 |  |  | CARE ASSIST BED |  | BEDPATIENTELECTRIC-Hill-Rom-CARE ASSIST |  |  |  |  | BEDPATIENTELECTRIC-Hill-Rom-CARE ASSIST | [9 empty] | MHHS-Greater Heights
NO | YES |  |  |  |  | J127AP0531 | Hill- Rom | P1170E0000040T |  | J127AP0531 | Beds | MHHS-Greater Heights |  |  |  |  | J127AP0531 | Central & Greater Heights |  | Beds |  | 04/30/2019 | 04/30/2020 |  |  | CARE ASSIST BED |  | BEDPATIENTELECTRIC-Hill-Rom-CARE ASSIST |  |  |  |  | BEDPATIENTELECTRIC-Hill-Rom-CARE ASSIST | [9 empty] | MHHS-Greater Heights
NO | YES |  |  |  |  | J126AP0521 | Hill- Rom | P1170E0000040T |  | J126AP0521 | Beds | MHHS-Greater Heights |  |  |  |  | J126AP0521 | Central & Greater Heights |  | Beds |  | 06/10/2019 | 06/30/2020 |  |  | CARE ASSIST BED |  | BEDPATIENTELECTRIC-Hill-Rom-CARE ASSIST |  |  |  |  | BEDPATIENTELECTRIC-Hill-Rom-CARE ASSIST | [9 empty] | MHHS-Greater Heights
NO | YES |  |  |  |  | J127AP0532 | Hill- Rom | P1170E0000040T |  | J127AP0532 | Beds | MHHS-Greater Heights |  |  |  |  | J127AP0532 | Central & Greater Heights |  | Beds |  | 06/30/2019 | 06/30/2020 |  |  | CARE ASSIST BED |  | BEDPATIENTELECTRIC-Hill-Rom-CARE ASSIST |  |  |  |  | BEDPATIENTELECTRIC-Hill-Rom-CARE ASSIST | [9 empty] | MHHS-Greater Heights
NO | YES |  |  |  |  | J127AP0523 | Hill- Rom | P1170E0000040T |  | J127AP0523 | Beds | MHHS-Greater Heights |  |  |  |  | J127AP0523 | Central & Greater Heights |  | Beds |  |  | 08/31/2020 |  |  | CARE ASSIST BED |  | BEDPATIENTELECTRIC-Hill-Rom-CARE ASSIST |  |  |  |  | BEDPATIENTELECTRIC-Hill-Rom-CARE ASSIST | [9 empty] | MHHS-Greater Heights
NO | YES |  |  |  |  | J127AP0528 | Hill- Rom | P1170E0000040T |  | J127AP0528 | Beds | MHHS-Greater Heights |  |  |  |  | J127AP0528 | Central & Greater Heights |  | Beds |  | 09/05/2019 | 09/30/2020 |  |  | CARE ASSIST BED |  | BEDPATIENTELECTRIC-Hill-Rom-CARE ASSIST |  |  |  |  | BEDPATIENTELECTRIC-Hill-Rom-CARE ASSIST | [9 empty] | MHHS-Greater Heights
NO | YES |  |  |  |  | J127AP0530 | Hill- Rom | P1170E0000040T |  | J127AP0530 | Beds | MHHS-Greater Heights |  |  |  |  | J127AP0530 | Central & Greater Heights |  | Beds |  | 01/13/2020 | 01/31/2021 |  |  | CARE ASSIST BED |  | BEDPATIENTELECTRIC-Hill-Rom-CARE ASSIST |  |  |  |  | BEDPATIENTELECTRIC-Hill-Rom-CARE ASSIST | [9 empty] | MHHS-Greater Heights
NO | YES |  |  |  |  | F334AG3378 | Hill- Rom | P1400D005086 |  | F334AG3378 | Beds | MHHS-Greater Heights |  |  |  |  | F334AG3378 | Central & Greater Heights |  | Beds |  |  | 08/31/2020 |  |  | *BLANK* |  | .needs class | [14 empty] | MHHS-Greater Heights
NO | YES |  |  |  |  | B356AB2318 | Hill- Rom | P1600A003122 |  | B356AB2318 | Beds | MHHS-Southwest |  |  |  |  | B356AB2318 | Southwest |  | Beds |  |  | 08/31/2020 |  |  | ADVANTA - W/SCALE & PPM |  | BEDPATIENTELECTRIC-Hill-Rom-ADVANTA P1600 |  |  |  |  | BEDPATIENTELECTRIC-Hill-Rom-ADVANTA P1600 | [9 empty] | MHHS-Southwest
NO | YES |  |  |  |  | B356AB2325 | Hill- Rom | P1600A003122 |  | B356AB2325 | Beds | MHHS-Southwest |  |  |  |  | B356AB2325 | Southwest |  | Beds |  |  | 08/31/2020 |  |  | ADVANTA - W/SCALE & PPM |  | BEDPATIENTELECTRIC-Hill-Rom-ADVANTA P1600 |  |  |  |  | BEDPATIENTELECTRIC-Hill-Rom-ADVANTA P1600 | [9 empty] | MHHS-Southwest
NO | YES |  |  |  |  | B356AB2326 | Hill- Rom | P1600A003122 |  | B356AB2326 | Beds | MHHS-Southwest |  |  |  |  | B356AB2326 | Southwest |  | Beds |  |  | 08/31/2020 |  |  | ADVANTA - W/SCALE & PPM |  | BEDPATIENTELECTRIC-Hill-Rom-ADVANTA P1600 |  |  |  |  | BEDPATIENTELECTRIC-Hill-Rom-ADVANTA P1600 | [9 empty] | MHHS-Southwest
NO | YES |  |  |  |  | B356AB2331 | Hill- Rom | P1600A003122 |  | B356AB2331 | Beds | MHHS-Southwest |  |  |  |  | B356AB2331 | Southwest |  | Beds |  |  | 08/31/2020 |  |  | ADVANTA - W/SCALE & PPM |  | BEDPATIENTELECTRIC-Hill-Rom-ADVANTA P1600 |  |  |  |  | BEDPATIENTELECTRIC-Hill-Rom-ADVANTA P1600 | [9 empty] | MHHS-Southwest
NO | YES |  |  |  |  | B357AB2338 | Hill- Rom | P1600A003122 |  | B357AB2338 | Beds | MHHS-Southwest |  |  |  |  | B357AB2338 | Southwest |  | Beds |  |  | 08/31/2020 |  |  | ADVANTA - W/SCALE & PPM |  | BEDPATIENTELECTRIC-Hill-Rom-ADVANTA P1600 |  |  |  |  | BEDPATIENTELECTRIC-Hill-Rom-ADVANTA P1600 | [9 empty] | MHHS-Southwest
NO | YES |  |  |  |  | B357AB2341 | Hill- Rom | P1600A003122 |  | B357AB2341 | Beds | MHHS-Southwest |  |  |  |  | B357AB2341 | Southwest |  | Beds |  |  | 08/31/2020 |  |  | ADVANTA - W/SCALE & PPM |  | BEDPATIENTELECTRIC-Hill-Rom-ADVANTA P1600 |  |  |  |  | BEDPATIENTELECTRIC-Hill-Rom-ADVANTA P1600 | [9 empty] | MHHS-Southwest
NO | YES |  |  |  |  | B357AB2342 | Hill- Rom | P1600A003122 |  | B357AB2342 | Beds | MHHS-Southwest |  |  |  |  | B357AB2342 | Southwest |  | Beds |  |  | 08/31/2020 |  |  | ADVANTA - W/SCALE & PPM |  | BEDPATIENTELECTRIC-Hill-Rom-ADVANTA P1600 |  |  |  |  | BEDPATIENTELECTRIC-Hill-Rom-ADVANTA P1600 | [9 empty] | MHHS-Southwest
NO | YES |  |  |  |  | B357AB2345 | Hill- Rom | P1600A003122 |  | B357AB2345 | Beds | MHHS-Southwest |  |  |  |  | B357AB2345 | Southwest |  | Beds |  |  | 08/31/2020 |  |  | ADVANTA - W/SCALE & PPM |  | BEDPATIENTELECTRIC-Hill-Rom-ADVANTA P1600 |  |  |  |  | BEDPATIENTELECTRIC-Hill-Rom-ADVANTA P1600 | [9 empty] | MHHS-Southwest
NO | YES |  |  |  |  | B357AB2346 | Hill- Rom | P1600A003122 |  | B357AB2346 | Beds | MHHS-Southwest |  |  |  |  | B357AB2346 | Southwest |  | Beds |  |  | 08/31/2020 |  |  | ADVANTA - W/SCALE & PPM |  | BEDPATIENTELECTRIC-Hill-Rom-ADVANTA P1600 |  |  |  |  | BEDPATIENTELECTRIC-Hill-Rom-ADVANTA P1600 | [9 empty] | MHHS-Southwest
NO | YES |  |  |  |  | C002AB2395 | Hill- Rom | P1600A003122 |  | C002AB2395 | Beds | MHHS-Southwest |  |  |  |  | C002AB2395 | Southwest |  | Beds |  |  | 08/31/2020 |  |  | ADVANTA - W/SCALE & PPM |  | BEDPATIENTELECTRIC-Hill-Rom-ADVANTA P1600 |  |  |  |  | BEDPATIENTELECTRIC-Hill-Rom-ADVANTA P1600 | [9 empty] | MHHS-Southwest
NO | YES |  |  |  |  | B321AB0902 | Hill- Rom | P1600A6033 |  | B321AB0902 | Beds | MHHS-Sugarland |  |  |  |  | B321AB0902 | Sugar Land |  | Beds |  | 02/21/2019 | 02/29/2020 |  |  | ADVANTA - W/SCALE & PPM |  | BEDPATIENTELECTRIC-Hill-Rom-ADVANTA P1600 |  |  |  |  | BEDPATIENTELECTRIC-Hill-Rom-ADVANTA P1600 | [9 empty] | MHHS-Sugarland
NO | YES |  |  |  |  | B322AB1022 | Hill- Rom | P1600A6033 |  | B322AB1022 | Beds | MHHS-Sugarland |  |  |  |  | B322AB1022 | Sugar Land |  | Beds |  | 02/21/2019 | 02/29/2020 |  |  | ADVANTA - W/SCALE & PPM |  | BEDPATIENTELECTRIC-Hill-Rom-ADVANTA P1600 |  |  |  |  | BEDPATIENTELECTRIC-Hill-Rom-ADVANTA P1600 | [9 empty] | MHHS-Sugarland
NO | YES |  |  |  |  | B322AB1023 | Hill- Rom | P1600A6033 |  | B322AB1023 | Beds | MHHS-Sugarland |  |  |  |  | B322AB1023 | Sugar Land |  | Beds |  | 02/21/2019 | 02/29/2020 |  |  | ADVANTA - W/SCALE & PPM |  | BEDPATIENTELECTRIC-Hill-Rom-ADVANTA P1600 |  |  |  |  | BEDPATIENTELECTRIC-Hill-Rom-ADVANTA P1600 | [9 empty] | MHHS-Sugarland
NO | YES |  |  |  |  | B322AB1024 | Hill- Rom | P1600A6033 |  | B322AB1024 | Beds | MHHS-Sugarland |  |  |  |  | B322AB1024 | Sugar Land |  | Beds |  | 02/21/2019 | 02/29/2020 |  |  | ADVANTA - W/SCALE & PPM |  | BEDPATIENTELECTRIC-Hill-Rom-ADVANTA P1600 |  |  |  |  | BEDPATIENTELECTRIC-Hill-Rom-ADVANTA P1600 | [9 empty] | MHHS-Sugarland
NO | YES |  |  |  |  | B322AB1025 | Hill- Rom | P1600A6033 |  | B322AB1025 | Beds | MHHS-Sugarland |  |  |  |  | B322AB1025 | Sugar Land |  | Beds |  | 02/21/2019 | 02/29/2020 |  |  | ADVANTA - W/SCALE & PPM |  | BEDPATIENTELECTRIC-Hill-Rom-ADVANTA P1600 |  |  |  |  | BEDPATIENTELECTRIC-Hill-Rom-ADVANTA P1600 | [9 empty] | MHHS-Sugarland
NO | YES |  |  |  |  | B321AB0907 | Hill- Rom | P1600A6033 |  | B321AB0907 | Beds | MHHS-Sugarland |  |  |  |  | B321AB0907 | Sugar Land |  | Beds |  | 04/23/2019 | 04/30/2020 |  |  | ADVANTA - W/SCALE & PPM |  | BEDPATIENTELECTRIC-Hill-Rom-ADVANTA P1600 |  |  |  |  | BEDPATIENTELECTRIC-Hill-Rom-ADVANTA P1600 | [9 empty] | MHHS-Sugarland
NO | YES |  |  |  |  | B322AB0930 | Hill- Rom | P1600A6033 |  | B322AB0930 | Beds | MHHS-Sugarland |  |  |  |  | B322AB0930 | Sugar Land |  | Beds |  | 04/23/2019 | 04/30/2020 |  |  | ADVANTA - W/SCALE & PPM |  | BEDPATIENTELECTRIC-Hill-Rom-ADVANTA P1600 |  |  |  |  | BEDPATIENTELECTRIC-Hill-Rom-ADVANTA P1600 | [9 empty] | MHHS-Sugarland
NO | YES |  |  |  |  | B322AB0942 | Hill- Rom | P1600A6033 |  | B322AB0942 | Beds | MHHS-Sugarland |  |  |  |  | B322AB0942 | Sugar Land |  | Beds |  | 04/23/2019 | 04/30/2020 |  |  | ADVANTA - W/SCALE & PPM |  | BEDPATIENTELECTRIC-Hill-Rom-ADVANTA P1600 |  |  |  |  | BEDPATIENTELECTRIC-Hill-Rom-ADVANTA P1600 | [9 empty] | MHHS-Sugarland
NO | YES |  |  |  |  | B322AB0945 | Hill- Rom | P1600A6033 |  | B322AB0945 | Beds | MHHS-Sugarland |  |  |  |  | B322AB0945 | Sugar Land |  | Beds |  | 04/23/2019 | 04/30/2020 |  |  | ADVANTA - W/SCALE & PPM |  | BEDPATIENTELECTRIC-Hill-Rom-ADVANTA P1600 |  |  |  |  | BEDPATIENTELECTRIC-Hill-Rom-ADVANTA P1600 | [9 empty] | MHHS-Sugarland
NO | YES |  |  |  |  | B322AB0946 | Hill- Rom | P1600A6033 |  | B322AB0946 | Beds | MHHS-Sugarland |  |  |  |  | B322AB0946 | Sugar Land |  | Beds |  | 04/23/2019 | 04/30/2020 |  |  | ADVANTA - W/SCALE & PPM |  | BEDPATIENTELECTRIC-Hill-Rom-ADVANTA P1600 |  |  |  |  | BEDPATIENTELECTRIC-Hill-Rom-ADVANTA P1600 | [9 empty] | MHHS-Sugarland
NO | YES |  |  |  |  | B322AB0959 | Hill- Rom | P1600A6033 |  | B322AB0959 | Beds | MHHS-Sugarland |  |  |  |  | B322AB0959 | Sugar Land |  | Beds |  | 04/23/2019 | 04/30/2020 |  |  | ADVANTA - W/SCALE & PPM |  | BEDPATIENTELECTRIC-Hill-Rom-ADVANTA P1600 |  |  |  |  | BEDPATIENTELECTRIC-Hill-Rom-ADVANTA P1600 | [9 empty] | MHHS-Sugarland
NO | YES |  |  |  |  | B322AB1019 | Hill- Rom | P1600A6033 |  | B322AB1019 | Beds | MHHS-Sugarland |  |  |  |  | B322AB1019 | Sugar Land |  | Beds |  | 04/12/2019 | 04/30/2020 |  |  | ADVANTA - W/SCALE & PPM |  | BEDPATIENTELECTRIC-Hill-Rom-ADVANTA P1600 |  |  |  |  | BEDPATIENTELECTRIC-Hill-Rom-ADVANTA P1600 | [9 empty] | MHHS-Sugarland
NO | YES |  |  |  |  | B322AB0935 | Hill- Rom | P1600A6033 |  | B322AB0935 | Beds | MHHS-Sugarland |  |  |  |  | B322AB0935 | Sugar Land |  | Beds |  | 05/17/2019 | 05/31/2020 |  |  | ADVANTA - W/SCALE & PPM |  | BEDPATIENTELECTRIC-Hill-Rom-ADVANTA P1600 |  |  |  |  | BEDPATIENTELECTRIC-Hill-Rom-ADVANTA P1600 | [9 empty] | MHHS-Sugarland
NO | YES |  |  |  |  | B322AB0968 | Hill- Rom | P1600A6033 |  | B322AB0968 | Beds | MHHS-Sugarland |  |  |  |  | B322AB0968 | Sugar Land |  | Beds |  |  | 08/31/2020 |  |  | ADVANTA - W/SCALE & PPM |  | BEDPATIENTELECTRIC-Hill-Rom-ADVANTA P1600 |  |  |  |  | BEDPATIENTELECTRIC-Hill-Rom-ADVANTA P1600 | [9 empty] | MHHS-Sugarland
NO | YES |  |  |  |  | B322AB0915 | Hill- Rom | P1600A6033 |  | B322AB0915 | Beds | MHHS-Sugarland |  |  |  |  | B322AB0915 | Sugar Land |  | Beds |  | 10/11/2019 | 10/31/2020 |  |  | ADVANTA - W/SCALE & PPM |  | BEDPATIENTELECTRIC-Hill-Rom-ADVANTA P1600 |  |  |  |  | BEDPATIENTELECTRIC-Hill-Rom-ADVANTA P1600 | [9 empty] | MHHS-Sugarland
NO | YES |  |  |  |  | B322AB0937 | Hill- Rom | P1600A6033 |  | B322AB0937 | Beds | MHHS-Sugarland |  |  |  |  | B322AB0937 | Sugar Land |  | Beds |  | 10/11/2019 | 10/31/2020 |  |  | ADVANTA - W/SCALE & PPM |  | BEDPATIENTELECTRIC-Hill-Rom-ADVANTA P1600 |  |  |  |  | BEDPATIENTELECTRIC-Hill-Rom-ADVANTA P1600 | [9 empty] | MHHS-Sugarland
NO | YES |  |  |  |  | B322AB0954 | Hill- Rom | P1600A6033 |  | B322AB0954 | Beds | MHHS-Sugarland |  |  |  |  | B322AB0954 | Sugar Land |  | Beds |  | 10/11/2019 | 10/31/2020 |  |  | ADVANTA - W/SCALE & PPM |  | BEDPATIENTELECTRIC-Hill-Rom-ADVANTA P1600 |  |  |  |  | BEDPATIENTELECTRIC-Hill-Rom-ADVANTA P1600 | [9 empty] | MHHS-Sugarland
NO | YES |  |  |  |  | B322AB0957 | Hill- Rom | P1600A6033 |  | B322AB0957 | Beds | MHHS-Sugarland |  |  |  |  | B322AB0957 | Sugar Land |  | Beds |  | 10/11/2019 | 10/31/2020 |  |  | ADVANTA - W/SCALE & PPM |  | BEDPATIENTELECTRIC-Hill-Rom-ADVANTA P1600 |  |  |  |  | BEDPATIENTELECTRIC-Hill-Rom-ADVANTA P1600 | [9 empty] | MHHS-Sugarland
NO | YES |  |  |  |  | B202AB4599 | Hill- Rom | P1600A6124 |  | B202AB4599 | Beds | MHHS-TMC |  |  |  |  | B202AB4599 | TMC |  | Beds |  | 03/01/2019 | 02/29/2020 |  |  | ADVANTA - W/SCALE & PPM |  | BEDPATIENTELECTRIC-Hill-Rom-ADVANTA P1600 |  |  |  |  | BEDPATIENTELECTRIC-Hill-Rom-ADVANTA P1600 | [9 empty] | MHHS-TMC
NO | YES |  |  |  |  | C072AB4634 | Hill- Rom | P1600A6124 |  | C072AB4634 | Beds | MHHS-TMC |  |  |  |  | C072AB4634 | TMC |  | Beds |  | 03/13/2019 | 03/31/2020 |  |  | ADVANTA - W/SCALE & PPM |  | BEDPATIENTELECTRIC-Hill-Rom-ADVANTA P1600 |  |  |  |  | BEDPATIENTELECTRIC-Hill-Rom-ADVANTA P1600 | [9 empty] | MHHS-TMC
NO | YES |  |  |  |  | B202AB4602 | Hill- Rom | P1600A6124 |  | B202AB4602 | Beds | MHHS-TMC |  |  |  |  | B202AB4602 | TMC |  | Beds |  | 04/09/2019 | 04/30/2020 |  |  | ADVANTA - W/SCALE & PPM |  | BEDPATIENTELECTRIC-Hill-Rom-ADVANTA P1600 |  |  |  |  | BEDPATIENTELECTRIC-Hill-Rom-ADVANTA P1600 | [9 empty] | MHHS-TMC
NO | YES |  |  |  |  | B207AB4752 | Hill- Rom | P1600A6124 |  | B207AB4752 | Beds | MHHS-TMC |  |  |  |  | B207AB4752 | TMC |  | Beds |  | 05/20/2019 | 05/31/2020 |  |  | ADVANTA - W/SCALE & PPM |  | BEDPATIENTELECTRIC-Hill-Rom-ADVANTA P1600 |  |  |  |  | BEDPATIENTELECTRIC-Hill-Rom-ADVANTA P1600 | [9 empty] | MHHS-TMC
NO | YES |  |  |  |  | B202AB4576 | Hill- Rom | P1600A6124 |  | B202AB4576 | Beds | MHHS-TMC |  |  |  |  | B202AB4576 | TMC |  | Beds |  | 06/19/2019 | 06/30/2020 |  |  | ADVANTA - W/SCALE & PPM |  | BEDPATIENTELECTRIC-Hill-Rom-ADVANTA P1600 |  |  |  |  | BEDPATIENTELECTRIC-Hill-Rom-ADVANTA P1600 | [9 empty] | MHHS-TMC
NO | YES |  |  |  |  | C066AB4394 | Hill- Rom | P1600A6124 |  | C066AB4394 | Beds | MHHS-TMC |  |  |  |  | C066AB4394 | TMC |  | Beds |  | 06/21/2019 | 06/30/2020 |  |  | ADVANTA - W/SCALE & PPM |  | BEDPATIENTELECTRIC-Hill-Rom-ADVANTA P1600 |  |  |  |  | BEDPATIENTELECTRIC-Hill-Rom-ADVANTA P1600 | [9 empty] | MHHS-TMC
NO | YES |  |  |  |  | B203AB4617 | Hill- Rom | P1600A6124 |  | B203AB4617 | Beds | MHHS-TMC |  |  |  |  | B203AB4617 | TMC |  | Beds |  | 08/08/2019 | 08/31/2020 |  |  | ADVANTA - W/SCALE & PPM |  | BEDPATIENTELECTRIC-Hill-Rom-ADVANTA P1600 |  |  |  |  | BEDPATIENTELECTRIC-Hill-Rom-ADVANTA P1600 | [9 empty] | MHHS-TMC
NO | YES |  |  |  |  | C002AB2418 | Hill- Rom | P1600A6124 |  | C002AB2418 | Beds | MHHS-TMC |  |  |  |  | C002AB2418 | TMC |  | Beds |  | 09/06/2019 | 09/30/2020 |  |  | ADVANTA - W/SCALE & PPM |  | BEDPATIENTELECTRIC-Hill-Rom-ADVANTA P1600 |  |  |  |  | BEDPATIENTELECTRIC-Hill-Rom-ADVANTA P1600 | [9 empty] | MHHS-TMC
NO | YES |  |  |  |  | B353AB2156 | Hill- Rom | P1600A6124 |  | B353AB2156 | Beds | MHHS-TMC |  |  |  |  | B353AB2156 | TMC |  | Beds |  | 10/18/2019 | 10/31/2020 |  |  | ADVANTA - W/SCALE & PPM |  | BEDPATIENTELECTRIC-Hill-Rom-ADVANTA P1600 |  |  |  |  | BEDPATIENTELECTRIC-Hill-Rom-ADVANTA P1600 | [9 empty] | MHHS-TMC
NO | YES |  |  |  |  | C072AB4624 | Hill- Rom | P1600A6124 |  | C072AB4624 | Beds | MHHS-TMC |  |  |  |  | C072AB4624 | TMC |  | Beds |  | 11/14/2019 | 11/30/2020 |  |  | ADVANTA - W/SCALE & PPM |  | BEDPATIENTELECTRIC-Hill-Rom-ADVANTA P1600 |  |  |  |  | BEDPATIENTELECTRIC-Hill-Rom-ADVANTA P1600 | [9 empty] | MHHS-TMC
NO | YES |  |  |  |  | B111AB2242 | Hill- Rom | P1600A6124 |  | B111AB2242 | Beds | MHHS-TMC |  |  |  |  | B111AB2242 | TMC |  | Beds |  | 01/09/2020 | 01/31/2021 |  |  | ADVANTA - W/SCALE & PPM |  | BEDPATIENTELECTRIC-Hill-Rom-ADVANTA P1600 |  |  |  |  | BEDPATIENTELECTRIC-Hill-Rom-ADVANTA P1600 | [9 empty] | MHHS-TMC
NO | YES |  |  |  |  | C002AB2415 | Hill- Rom | P1600A6124 |  | C002AB2415 | Beds | MHHS-TMC |  |  |  |  | C002AB2415 | TMC |  | Beds |  | 01/08/2020 | 01/31/2021 |  |  | ADVANTA - W/SCALE & PPM |  | BEDPATIENTELECTRIC-Hill-Rom-ADVANTA P1600 |  |  |  |  | BEDPATIENTELECTRIC-Hill-Rom-ADVANTA P1600 | [9 empty] | MHHS-TMC
NO | YES |  |  |  |  | D070AB5216 | Hill- Rom | P1600B003869 |  | D070AB5216 | Beds | MHHS-Southwest |  |  |  |  | D070AB5216 | Southwest |  | Beds |  |  | 08/31/2020 |  |  | ADVANTA - W/SCALE & PPM |  | BEDPATIENTELECTRIC-Hill-Rom-ADVANTA P1600 |  |  |  |  | BEDPATIENTELECTRIC-Hill-Rom-ADVANTA P1600 | [9 empty] | MHHS-Southwest
NO | YES |  |  |  |  | D070AB5219 | Hill- Rom | P1600B003869 |  | D070AB5219 | Beds | MHHS-Southwest |  |  |  |  | D070AB5219 | Southwest |  | Beds |  |  | 08/31/2020 |  |  | ADVANTA - W/SCALE & PPM |  | BEDPATIENTELECTRIC-Hill-Rom-ADVANTA P1600 |  |  |  |  | BEDPATIENTELECTRIC-Hill-Rom-ADVANTA P1600 | [9 empty] | MHHS-Southwest
NO | YES |  |  |  |  | D070AB5224 | Hill- Rom | P1600B003869 |  | D070AB5224 | Beds | MHHS-Southwest |  |  |  |  | D070AB5224 | Southwest |  | Beds |  |  | 08/31/2020 |  |  | ADVANTA - W/SCALE & PPM |  | BEDPATIENTELECTRIC-Hill-Rom-ADVANTA P1600 |  |  |  |  | BEDPATIENTELECTRIC-Hill-Rom-ADVANTA P1600 | [9 empty] | MHHS-Southwest
NO | YES |  |  |  |  | D070AB5246 | Hill- Rom | P1600B003869 |  | D070AB5246 | Beds | MHHS-Southwest |  |  |  |  | D070AB5246 | Southwest |  | Beds |  |  | 08/31/2020 |  |  | ADVANTA - W/SCALE & PPM |  | BEDPATIENTELECTRIC-Hill-Rom-ADVANTA P1600 |  |  |  |  | BEDPATIENTELECTRIC-Hill-Rom-ADVANTA P1600 | [9 empty] | MHHS-Southwest
NO | YES |  |  |  |  | D071AB5270 | Hill- Rom | P1600B003869 |  | D071AB5270 | Beds | MHHS-TMC |  |  |  |  | D071AB5270 | TMC |  | Beds |  | 06/21/2019 | 06/30/2020 |  |  | ADVANTA - W/SCALE & PPM |  | BEDPATIENTELECTRIC-Hill-Rom-ADVANTA P1600 |  |  |  |  | BEDPATIENTELECTRIC-Hill-Rom-ADVANTA P1600 | [9 empty] | MHHS-TMC
NO | YES |  |  |  |  | D021AB1854 | Hill- Rom | P1600B005156 |  | D021AB1854 | Beds | MHHS-TMC |  |  |  |  | D021AB1854 | TMC |  | Beds |  | 09/05/2019 | 09/30/2020 |  |  | ADVANTA |  | BEDPATIENTELECTRIC-Hill-Rom-ADVANTA P1600 |  |  |  |  | BEDPATIENTELECTRIC-Hill-Rom-ADVANTA P1600 | [9 empty] | MHHS-TMC
NO | YES |  |  |  |  | D021AB1859 | Hill- Rom | P1600B005156 |  | D021AB1859 | Beds | MHHS-TMC |  |  |  |  | D021AB1859 | TMC |  | Beds |  | 09/06/2019 | 09/30/2020 |  |  | ADVANTA |  | BEDPATIENTELECTRIC-Hill-Rom-ADVANTA P1600 |  |  |  |  | BEDPATIENTELECTRIC-Hill-Rom-ADVANTA P1600 | [9 empty] | MHHS-TMC
NO | YES |  |  |  |  | E147AB8143 | Hill- Rom | P1600B005330 |  | E147AB8143 | Beds | MHHS-Greater Heights |  |  |  |  | E147AB8143 | Central & Greater Heights |  | Beds |  |  | 08/31/2020 |  |  | ADVANTA |  | BEDPATIENTELECTRIC-Hill-Rom-ADVANTA P1600 |  |  |  |  | BEDPATIENTELECTRIC-Hill-Rom-ADVANTA P1600 | [9 empty] | MHHS-Greater Heights
NO | YES |  |  |  |  | E149AB8459 | Hill- Rom | P1600B005330 |  | E149AB8459 | Beds | MHHS-Greater Heights |  |  |  |  | E149AB8459 | Central & Greater Heights |  | Beds |  |  | 08/31/2020 |  |  | ADVANTA |  | BEDPATIENTELECTRIC-Hill-Rom-ADVANTA P1600 |  |  |  |  | BEDPATIENTELECTRIC-Hill-Rom-ADVANTA P1600 | [9 empty] | MHHS-Greater Heights
NO | YES |  |  |  |  | E149AB8462 | Hill- Rom | P1600B005330 |  | E149AB8462 | Beds | MHHS-Greater Heights |  |  |  |  | E149AB8462 | Central & Greater Heights |  | Beds |  |  | 08/31/2020 |  |  | ADVANTA |  | BEDPATIENTELECTRIC-Hill-Rom-ADVANTA P1600 |  |  |  |  | BEDPATIENTELECTRIC-Hill-Rom-ADVANTA P1600 | [9 empty] | MHHS-Greater Heights
NO | YES |  |  |  |  | E149AB8463 | Hill- Rom | P1600B005330 |  | E149AB8463 | Beds | MHHS-Greater Heights |  |  |  |  | E149AB8463 | Central & Greater Heights |  | Beds |  |  | 08/31/2020 |  |  | ADVANTA |  | BEDPATIENTELECTRIC-Hill-Rom-ADVANTA P1600 |  |  |  |  | BEDPATIENTELECTRIC-Hill-Rom-ADVANTA P1600 | [9 empty] | MHHS-Greater Heights
NO | YES |  |  |  |  | E149AB8466 | Hill- Rom | P1600B005330 |  | E149AB8466 | Beds | MHHS-Greater Heights |  |  |  |  | E149AB8466 | Central & Greater Heights |  | Beds |  |  | 08/31/2020 |  |  | ADVANTA |  | BEDPATIENTELECTRIC-Hill-Rom-ADVANTA P1600 |  |  |  |  | BEDPATIENTELECTRIC-Hill-Rom-ADVANTA P1600 | [9 empty] | MHHS-Greater Heights
NO | YES |  |  |  |  | E149AB8469 | Hill- Rom | P1600B005330 |  | E149AB8469 | Beds | MHHS-Greater Heights |  |  |  |  | E149AB8469 | Central & Greater Heights |  | Beds |  |  | 08/31/2020 |  |  | ADVANTA |  | BEDPATIENTELECTRIC-Hill-Rom-ADVANTA P1600 |  |  |  |  | BEDPATIENTELECTRIC-Hill-Rom-ADVANTA P1600 | [9 empty] | MHHS-Greater Heights
NO | YES |  |  |  |  | E149AB8471 | Hill- Rom | P1600B005330 |  | E149AB8471 | Beds | MHHS-Greater Heights |  |  |  |  | E149AB8471 | Central & Greater Heights |  | Beds |  |  | 08/31/2020 |  |  | ADVANTA |  | BEDPATIENTELECTRIC-Hill-Rom-ADVANTA P1600 |  |  |  |  | BEDPATIENTELECTRIC-Hill-Rom-ADVANTA P1600 | [9 empty] | MHHS-Greater Heights
NO | YES |  |  |  |  | E149AB8472 | Hill- Rom | P1600B005330 |  | E149AB8472 | Beds | MHHS-Greater Heights |  |  |  |  | E149AB8472 | Central & Greater Heights |  | Beds |  |  | 08/31/2020 |  |  | ADVANTA |  | BEDPATIENTELECTRIC-Hill-Rom-ADVANTA P1600 |  |  |  |  | BEDPATIENTELECTRIC-Hill-Rom-ADVANTA P1600 | [9 empty] | MHHS-Greater Heights
NO | YES |  |  |  |  | E149AB8479 | Hill- Rom | P1600B005330 |  | E149AB8479 | Beds | MHHS-Greater Heights |  |  |  |  | E149AB8479 | Central & Greater Heights |  | Beds |  |  | 08/31/2020 |  |  | ADVANTA |  | BEDPATIENTELECTRIC-Hill-Rom-ADVANTA P1600 |  |  |  |  | BEDPATIENTELECTRIC-Hill-Rom-ADVANTA P1600 | [9 empty] | MHHS-Greater Heights
NO | YES |  |  |  |  | E149AB8483 | Hill- Rom | P1600B005330 |  | E149AB8483 | Beds | MHHS-Greater Heights |  |  |  |  | E149AB8483 | Central & Greater Heights |  | Beds |  |  | 08/31/2020 |  |  | ADVANTA |  | BEDPATIENTELECTRIC-Hill-Rom-ADVANTA P1600 |  |  |  |  | BEDPATIENTELECTRIC-Hill-Rom-ADVANTA P1600 | [9 empty] | MHHS-Greater Heights
NO | YES |  |  |  |  | E150AB8551 | Hill- Rom | P1600B005330 |  | E150AB8551 | Beds | MHHS-Greater Heights |  |  |  |  | E150AB8551 | Central & Greater Heights |  | Beds |  |  | 08/31/2020 |  |  | ADVANTA |  | BEDPATIENTELECTRIC-Hill-Rom-ADVANTA P1600 |  |  |  |  | BEDPATIENTELECTRIC-Hill-Rom-ADVANTA P1600 | [9 empty] | MHHS-Greater Heights
NO | YES |  |  |  |  | E150AB8555 | Hill- Rom | P1600B005330 |  | E150AB8555 | Beds | MHHS-Greater Heights |  |  |  |  | E150AB8555 | Central & Greater Heights |  | Beds |  |  | 08/31/2020 |  |  | ADVANTA |  | BEDPATIENTELECTRIC-Hill-Rom-ADVANTA P1600 |  |  |  |  | BEDPATIENTELECTRIC-Hill-Rom-ADVANTA P1600 | [9 empty] | MHHS-Greater Heights
NO | YES |  |  |  |  | E150AB8574 | Hill- Rom | P1600B005330 |  | E150AB8574 | Beds | MHHS-Greater Heights |  |  |  |  | E150AB8574 | Central & Greater Heights |  | Beds |  |  | 08/31/2020 |  |  | ADVANTA |  | BEDPATIENTELECTRIC-Hill-Rom-ADVANTA P1600 |  |  |  |  | BEDPATIENTELECTRIC-Hill-Rom-ADVANTA P1600 | [9 empty] | MHHS-Greater Heights
NO | YES |  |  |  |  | E150AB8576 | Hill- Rom | P1600B005330 |  | E150AB8576 | Beds | MHHS-Greater Heights |  |  |  |  | E150AB8576 | Central & Greater Heights |  | Beds |  |  | 08/31/2020 |  |  | ADVANTA |  | BEDPATIENTELECTRIC-Hill-Rom-ADVANTA P1600 |  |  |  |  | BEDPATIENTELECTRIC-Hill-Rom-ADVANTA P1600 | [9 empty] | MHHS-Greater Heights
NO | YES |  |  |  |  | E150AB8577 | Hill- Rom | P1600B005330 |  | E150AB8577 | Beds | MHHS-Greater Heights |  |  |  |  | E150AB8577 | Central & Greater Heights |  | Beds |  |  | 08/31/2020 |  |  | ADVANTA |  | BEDPATIENTELECTRIC-Hill-Rom-ADVANTA P1600 |  |  |  |  | BEDPATIENTELECTRIC-Hill-Rom-ADVANTA P1600 | [9 empty] | MHHS-Greater Heights
NO | YES |  |  |  |  | E150AB8580 | Hill- Rom | P1600B005330 |  | E150AB8580 | Beds | MHHS-Greater Heights |  |  |  |  | E150AB8580 | Central & Greater Heights |  | Beds |  |  | 08/31/2020 |  |  | ADVANTA |  | BEDPATIENTELECTRIC-Hill-Rom-ADVANTA P1600 |  |  |  |  | BEDPATIENTELECTRIC-Hill-Rom-ADVANTA P1600 | [9 empty] | MHHS-Greater Heights
NO | YES |  |  |  |  | E357AB6998 | Hill- Rom | P1600B005330 |  | E357AB6998 | Beds | MHHS-WOODLANDS |  |  |  |  | E357AB6998 | Woodlands |  | Beds |  | 06/18/2019 | 06/30/2020 |  |  | ADVANTA |  | BEDPATIENTELECTRIC-Hill-Rom-ADVANTA P1600 |  |  |  |  | BEDPATIENTELECTRIC-Hill-Rom-ADVANTA P1600 | [9 empty] | MHHS-WOODLANDS
NO | YES |  |  |  |  | E352AB6522 | Hill- Rom | P1600B005330 |  | E352AB6522 | Beds | MHHS-WOODLANDS |  |  |  |  | E352AB6522 | Woodlands |  | Beds |  |  | 08/31/2020 |  |  | ADVANTA |  | BEDPATIENTELECTRIC-Hill-Rom-ADVANTA P1600 |  |  |  |  | BEDPATIENTELECTRIC-Hill-Rom-ADVANTA P1600 | [9 empty] | MHHS-WOODLANDS
NO | YES |  |  |  |  | E049AB0305 | Hill- Rom | P1600B005348 |  | E049AB0305 | Beds | MHHS-Greater Heights |  |  |  |  | E049AB0305 | Central & Greater Heights |  | Beds |  |  | 08/31/2020 |  |  | ADVANTA - W/SCALE & PPM |  | BEDPATIENTELECTRIC-Hill-Rom-ADVANTA P1600 |  |  |  |  | BEDPATIENTELECTRIC-Hill-Rom-ADVANTA P1600 | [9 empty] | MHHS-Greater Heights
NO | YES |  |  |  |  | E057AB1006 | Hill- Rom | P1600B005348 |  | E057AB1006 | Beds | MHHS-Greater Heights |  |  |  |  | E057AB1006 | Central & Greater Heights |  | Beds |  |  | 08/31/2020 |  |  | ADVANTA - W/SCALE & PPM |  | BEDPATIENTELECTRIC-Hill-Rom-ADVANTA P1600 |  |  |  |  | BEDPATIENTELECTRIC-Hill-Rom-ADVANTA P1600 | [9 empty] | MHHS-Greater Heights
NO | YES |  |  |  |  | E057AB1007 | Hill- Rom | P1600B005348 |  | E057AB1007 | Beds | MHHS-Greater Heights |  |  |  |  | E057AB1007 | Central & Greater Heights |  | Beds |  |  | 08/31/2020 |  |  | ADVANTA - W/SCALE & PPM |  | BEDPATIENTELECTRIC-Hill-Rom-ADVANTA P1600 |  |  |  |  | BEDPATIENTELECTRIC-Hill-Rom-ADVANTA P1600 | [9 empty] | MHHS-Greater Heights
NO | YES |  |  |  |  | E057AB1008 | Hill- Rom | P1600B005348 |  | E057AB1008 | Beds | MHHS-Greater Heights |  |  |  |  | E057AB1008 | Central & Greater Heights |  | Beds |  |  | 08/31/2020 |  |  | ADVANTA - W/SCALE & PPM |  | BEDPATIENTELECTRIC-Hill-Rom-ADVANTA P1600 |  |  |  |  | BEDPATIENTELECTRIC-Hill-Rom-ADVANTA P1600 | [9 empty] | MHHS-Greater Heights
NO | YES |  |  |  |  | E057AB1010 | Hill- Rom | P1600B005348 |  | E057AB1010 | Beds | MHHS-Greater Heights |  |  |  |  | E057AB1010 | Central & Greater Heights |  | Beds |  |  | 08/31/2020 |  |  | ADVANTA - W/SCALE & PPM |  | BEDPATIENTELECTRIC-Hill-Rom-ADVANTA P1600 |  |  |  |  | BEDPATIENTELECTRIC-Hill-Rom-ADVANTA P1600 | [9 empty] | MHHS-Greater Heights
NO | YES |  |  |  |  | E057AB1011 | Hill- Rom | P1600B005348 |  | E057AB1011 | Beds | MHHS-Greater Heights |  |  |  |  | E057AB1011 | Central & Greater Heights |  | Beds |  |  | 08/31/2020 |  |  | ADVANTA - W/SCALE & PPM |  | BEDPATIENTELECTRIC-Hill-Rom-ADVANTA P1600 |  |  |  |  | BEDPATIENTELECTRIC-Hill-Rom-ADVANTA P1600 | [9 empty] | MHHS-Greater Heights
NO | YES |  |  |  |  | E057AB1017 | Hill- Rom | P1600B005348 |  | E057AB1017 | Beds | MHHS-Greater Heights |  |  |  |  | E057AB1017 | Central & Greater Heights |  | Beds |  |  | 08/31/2020 |  |  | ADVANTA - W/SCALE & PPM |  | BEDPATIENTELECTRIC-Hill-Rom-ADVANTA P1600 |  |  |  |  | BEDPATIENTELECTRIC-Hill-Rom-ADVANTA P1600 | [9 empty] | MHHS-Greater Heights
NO | YES |  |  |  |  | E057AB1019 | Hill- Rom | P1600B005348 |  | E057AB1019 | Beds | MHHS-Greater Heights |  |  |  |  | E057AB1019 | Central & Greater Heights |  | Beds |  |  | 08/31/2020 |  |  | ADVANTA - W/SCALE & PPM |  | BEDPATIENTELECTRIC-Hill-Rom-ADVANTA P1600 |  |  |  |  | BEDPATIENTELECTRIC-Hill-Rom-ADVANTA P1600 | [9 empty] | MHHS-Greater Heights
NO | YES |  |  |  |  | E057AB1020 | Hill- Rom | P1600B005348 |  | E057AB1020 | Beds | MHHS-Greater Heights |  |  |  |  | E057AB1020 | Central & Greater Heights |  | Beds |  |  | 08/31/2020 |  |  | ADVANTA - W/SCALE & PPM |  | BEDPATIENTELECTRIC-Hill-Rom-ADVANTA P1600 |  |  |  |  | BEDPATIENTELECTRIC-Hill-Rom-ADVANTA P1600 | [9 empty] | MHHS-Greater Heights
NO | YES |  |  |  |  | E057AB1022 | Hill- Rom | P1600B005348 |  | E057AB1022 | Beds | MHHS-Greater Heights |  |  |  |  | E057AB1022 | Central & Greater Heights |  | Beds |  |  | 08/31/2020 |  |  | ADVANTA - W/SCALE & PPM |  | BEDPATIENTELECTRIC-Hill-Rom-ADVANTA P1600 |  |  |  |  | BEDPATIENTELECTRIC-Hill-Rom-ADVANTA P1600 | [9 empty] | MHHS-Greater Heights
NO | YES |  |  |  |  | E147AB8152 | Hill- Rom | P1600B005348 |  | E147AB8152 | Beds | MHHS-Greater Heights |  |  |  |  | E147AB8152 | Central & Greater Heights |  | Beds |  |  | 08/31/2020 |  |  | ADVANTA - W/SCALE & PPM |  | BEDPATIENTELECTRIC-Hill-Rom-ADVANTA P1600 |  |  |  |  | BEDPATIENTELECTRIC-Hill-Rom-ADVANTA P1600 | [9 empty] | MHHS-Greater Heights
NO | YES |  |  |  |  | E147AB8153 | Hill- Rom | P1600B005348 |  | E147AB8153 | Beds | MHHS-Greater Heights |  |  |  |  | E147AB8153 | Central & Greater Heights |  | Beds |  |  | 08/31/2020 |  |  | ADVANTA - W/SCALE & PPM |  | BEDPATIENTELECTRIC-Hill-Rom-ADVANTA P1600 |  |  |  |  | BEDPATIENTELECTRIC-Hill-Rom-ADVANTA P1600 | [9 empty] | MHHS-Greater Heights
NO | YES |  |  |  |  | E147AB8154 | Hill- Rom | P1600B005348 |  | E147AB8154 | Beds | MHHS-Greater Heights |  |  |  |  | E147AB8154 | Central & Greater Heights |  | Beds |  |  | 08/31/2020 |  |  | ADVANTA - W/SCALE & PPM |  | BEDPATIENTELECTRIC-Hill-Rom-ADVANTA P1600 |  |  |  |  | BEDPATIENTELECTRIC-Hill-Rom-ADVANTA P1600 | [9 empty] | MHHS-Greater Heights
NO | YES |  |  |  |  | E148AB8275 | Hill- Rom | P1600B005348 |  | E148AB8275 | Beds | MHHS-Greater Heights |  |  |  |  | E148AB8275 | Central & Greater Heights |  | Beds |  |  | 08/31/2020 |  |  | ADVANTA - W/SCALE & PPM |  | BEDPATIENTELECTRIC-Hill-Rom-ADVANTA P1600 |  |  |  |  | BEDPATIENTELECTRIC-Hill-Rom-ADVANTA P1600 | [9 empty] | MHHS-Greater Heights
NO | YES |  |  |  |  | E148AB8284 | Hill- Rom | P1600B005348 |  | E148AB8284 | Beds | MHHS-Greater Heights |  |  |  |  | E148AB8284 | Central & Greater Heights |  | Beds |  |  | 08/31/2020 |  |  | ADVANTA - W/SCALE & PPM |  | BEDPATIENTELECTRIC-Hill-Rom-ADVANTA P1600 |  |  |  |  | BEDPATIENTELECTRIC-Hill-Rom-ADVANTA P1600 | [9 empty] | MHHS-Greater Heights
NO | YES |  |  |  |  | E148AB8285 | Hill- Rom | P1600B005348 |  | E148AB8285 | Beds | MHHS-Greater Heights |  |  |  |  | E148AB8285 | Central & Greater Heights |  | Beds |  |  | 08/31/2020 |  |  | ADVANTA - W/SCALE & PPM |  | BEDPATIENTELECTRIC-Hill-Rom-ADVANTA P1600 |  |  |  |  | BEDPATIENTELECTRIC-Hill-Rom-ADVANTA P1600 | [9 empty] | MHHS-Greater Heights
NO | YES |  |  |  |  | E148AB8287 | Hill- Rom | P1600B005348 |  | E148AB8287 | Beds | MHHS-Greater Heights |  |  |  |  | E148AB8287 | Central & Greater Heights |  | Beds |  |  | 08/31/2020 |  |  | ADVANTA - W/SCALE & PPM |  | BEDPATIENTELECTRIC-Hill-Rom-ADVANTA P1600 |  |  |  |  | BEDPATIENTELECTRIC-Hill-Rom-ADVANTA P1600 | [9 empty] | MHHS-Greater Heights
NO | YES |  |  |  |  | E148AB8288 | Hill- Rom | P1600B005348 |  | E148AB8288 | Beds | MHHS-Greater Heights |  |  |  |  | E148AB8288 | Central & Greater Heights |  | Beds |  |  | 08/31/2020 |  |  | ADVANTA - W/SCALE & PPM |  | BEDPATIENTELECTRIC-Hill-Rom-ADVANTA P1600 |  |  |  |  | BEDPATIENTELECTRIC-Hill-Rom-ADVANTA P1600 | [9 empty] | MHHS-Greater Heights
NO | YES |  |  |  |  | E148AB8289 | Hill- Rom | P1600B005348 |  | E148AB8289 | Beds | MHHS-Greater Heights |  |  |  |  | E148AB8289 | Central & Greater Heights |  | Beds |  |  | 08/31/2020 |  |  | ADVANTA - W/SCALE & PPM |  | BEDPATIENTELECTRIC-Hill-Rom-ADVANTA P1600 |  |  |  |  | BEDPATIENTELECTRIC-Hill-Rom-ADVANTA P1600 | [9 empty] | MHHS-Greater Heights
NO | YES |  |  |  |  | E148AB8291 | Hill- Rom | P1600B005348 |  | E148AB8291 | Beds | MHHS-Greater Heights |  |  |  |  | E148AB8291 | Central & Greater Heights |  | Beds |  |  | 08/31/2020 |  |  | ADVANTA - W/SCALE & PPM |  | BEDPATIENTELECTRIC-Hill-Rom-ADVANTA P1600 |  |  |  |  | BEDPATIENTELECTRIC-Hill-Rom-ADVANTA P1600 | [9 empty] | MHHS-Greater Heights
NO | YES |  |  |  |  | E149AB8445 | Hill- Rom | P1600B005348 |  | E149AB8445 | Beds | MHHS-Greater Heights |  |  |  |  | E149AB8445 | Central & Greater Heights |  | Beds |  |  | 08/31/2020 |  |  | ADVANTA - W/SCALE & PPM |  | BEDPATIENTELECTRIC-Hill-Rom-ADVANTA P1600 |  |  |  |  | BEDPATIENTELECTRIC-Hill-Rom-ADVANTA P1600 | [9 empty] | MHHS-Greater Heights
NO | YES |  |  |  |  | E149AB8447 | Hill- Rom | P1600B005348 |  | E149AB8447 | Beds | MHHS-Greater Heights |  |  |  |  | E149AB8447 | Central & Greater Heights |  | Beds |  |  | 08/31/2020 |  |  | ADVANTA - W/SCALE & PPM |  | BEDPATIENTELECTRIC-Hill-Rom-ADVANTA P1600 |  |  |  |  | BEDPATIENTELECTRIC-Hill-Rom-ADVANTA P1600 | [9 empty] | MHHS-Greater Heights
NO | YES |  |  |  |  | E149AB8450 | Hill- Rom | P1600B005348 |  | E149AB8450 | Beds | MHHS-Greater Heights |  |  |  |  | E149AB8450 | Central & Greater Heights |  | Beds |  |  | 08/31/2020 |  |  | ADVANTA - W/SCALE & PPM |  | BEDPATIENTELECTRIC-Hill-Rom-ADVANTA P1600 |  |  |  |  | BEDPATIENTELECTRIC-Hill-Rom-ADVANTA P1600 | [9 empty] | MHHS-Greater Heights
NO | YES |  |  |  |  | E149AB8451 | Hill- Rom | P1600B005348 |  | E149AB8451 | Beds | MHHS-Greater Heights |  |  |  |  | E149AB8451 | Central & Greater Heights |  | Beds |  |  | 08/31/2020 |  |  | ADVANTA - W/SCALE & PPM |  | BEDPATIENTELECTRIC-Hill-Rom-ADVANTA P1600 |  |  |  |  | BEDPATIENTELECTRIC-Hill-Rom-ADVANTA P1600 | [9 empty] | MHHS-Greater Heights
NO | YES |  |  |  |  | E149AB8454 | Hill- Rom | P1600B005348 |  | E149AB8454 | Beds | MHHS-Greater Heights |  |  |  |  | E149AB8454 | Central & Greater Heights |  | Beds |  |  | 08/31/2020 |  |  | ADVANTA - W/SCALE & PPM |  | BEDPATIENTELECTRIC-Hill-Rom-ADVANTA P1600 |  |  |  |  | BEDPATIENTELECTRIC-Hill-Rom-ADVANTA P1600 | [9 empty] | MHHS-Greater Heights
NO | YES |  |  |  |  | E149AB8457 | Hill- Rom | P1600B005348 |  | E149AB8457 | Beds | MHHS-Greater Heights |  |  |  |  | E149AB8457 | Central & Greater Heights |  | Beds |  |  | 08/31/2020 |  |  | ADVANTA - W/SCALE & PPM |  | BEDPATIENTELECTRIC-Hill-Rom-ADVANTA P1600 |  |  |  |  | BEDPATIENTELECTRIC-Hill-Rom-ADVANTA P1600 | [9 empty] | MHHS-Greater Heights
NO | YES |  |  |  |  | E149AB8461 | Hill- Rom | P1600B005348 |  | E149AB8461 | Beds | MHHS-Greater Heights |  |  |  |  | E149AB8461 | Central & Greater Heights |  | Beds |  |  | 08/31/2020 |  |  | ADVANTA - W/SCALE & PPM |  | BEDPATIENTELECTRIC-Hill-Rom-ADVANTA P1600 |  |  |  |  | BEDPATIENTELECTRIC-Hill-Rom-ADVANTA P1600 | [9 empty] | MHHS-Greater Heights
NO | YES |  |  |  |  | E154AB8911 | Hill- Rom | P1600B005348 |  | E154AB8911 | Beds | MHHS-Greater Heights |  |  |  |  | E154AB8911 | Central & Greater Heights |  | Beds |  |  | 08/31/2020 |  |  | ADVANTA - W/SCALE & PPM |  | BEDPATIENTELECTRIC-Hill-Rom-ADVANTA P1600 |  |  |  |  | BEDPATIENTELECTRIC-Hill-Rom-ADVANTA P1600 | [9 empty] | MHHS-Greater Heights
NO | YES |  |  |  |  | D274AB1528 | Hill- Rom | P1600B005348 |  | D274AB1528 | Beds | MHHS-Southwest |  |  |  |  | D274AB1528 | Southwest |  | Beds |  |  | 08/31/2020 |  |  | ADVANTA - W/SCALE & PPM |  | BEDPATIENTELECTRIC-Hill-Rom-ADVANTA P1600 |  |  |  |  | BEDPATIENTELECTRIC-Hill-Rom-ADVANTA P1600 | [9 empty] | MHHS-Southwest
NO | YES |  |  |  |  | D274AB1529 | Hill- Rom | P1600B005348 |  | D274AB1529 | Beds | MHHS-Southwest |  |  |  |  | D274AB1529 | Southwest |  | Beds |  |  | 08/31/2020 |  |  | ADVANTA - W/SCALE & PPM |  | BEDPATIENTELECTRIC-Hill-Rom-ADVANTA P1600 |  |  |  |  | BEDPATIENTELECTRIC-Hill-Rom-ADVANTA P1600 | [9 empty] | MHHS-Southwest
NO | YES |  |  |  |  | D274AB1532 | Hill- Rom | P1600B005348 |  | D274AB1532 | Beds | MHHS-Southwest |  |  |  |  | D274AB1532 | Southwest |  | Beds |  |  | 08/31/2020 |  |  | ADVANTA - W/SCALE & PPM |  | BEDPATIENTELECTRIC-Hill-Rom-ADVANTA P1600 |  |  |  |  | BEDPATIENTELECTRIC-Hill-Rom-ADVANTA P1600 | [9 empty] | MHHS-Southwest
NO | YES |  |  |  |  | D274AB1544 | Hill- Rom | P1600B005348 |  | D274AB1544 | Beds | MHHS-Southwest |  |  |  |  | D274AB1544 | Southwest |  | Beds |  |  | 08/31/2020 |  |  | ADVANTA - W/SCALE & PPM |  | BEDPATIENTELECTRIC-Hill-Rom-ADVANTA P1600 |  |  |  |  | BEDPATIENTELECTRIC-Hill-Rom-ADVANTA P1600 | [9 empty] | MHHS-Southwest
NO | YES |  |  |  |  | D274AB1546 | Hill- Rom | P1600B005348 |  | D274AB1546 | Beds | MHHS-Southwest |  |  |  |  | D274AB1546 | Southwest |  | Beds |  |  | 08/31/2020 |  |  | ADVANTA - W/SCALE & PPM |  | BEDPATIENTELECTRIC-Hill-Rom-ADVANTA P1600 |  |  |  |  | BEDPATIENTELECTRIC-Hill-Rom-ADVANTA P1600 | [9 empty] | MHHS-Southwest
NO | YES |  |  |  |  | D274AB1548 | Hill- Rom | P1600B005348 |  | D274AB1548 | Beds | MHHS-Southwest |  |  |  |  | D274AB1548 | Southwest |  | Beds |  |  | 08/31/2020 |  |  | ADVANTA - W/SCALE & PPM |  | BEDPATIENTELECTRIC-Hill-Rom-ADVANTA P1600 |  |  |  |  | BEDPATIENTELECTRIC-Hill-Rom-ADVANTA P1600 | [9 empty] | MHHS-Southwest
NO | YES |  |  |  |  | D274AB1552 | Hill- Rom | P1600B005348 |  | D274AB1552 | Beds | MHHS-Southwest |  |  |  |  | D274AB1552 | Southwest |  | Beds |  |  | 08/31/2020 |  |  | ADVANTA - W/SCALE & PPM |  | BEDPATIENTELECTRIC-Hill-Rom-ADVANTA P1600 |  |  |  |  | BEDPATIENTELECTRIC-Hill-Rom-ADVANTA P1600 | [9 empty] | MHHS-Southwest
NO | YES |  |  |  |  | E043AB9987 | Hill- Rom | P1600B005348 |  | E043AB9987 | Beds | MHHS-Southwest |  |  |  |  | E043AB9987 | Southwest |  | Beds |  |  | 08/31/2020 |  |  | ADVANTA - W/SCALE & PPM |  | BEDPATIENTELECTRIC-Hill-Rom-ADVANTA P1600 |  |  |  |  | BEDPATIENTELECTRIC-Hill-Rom-ADVANTA P1600 | [9 empty] | MHHS-Southwest
NO | YES |  |  |  |  | E043AB9998 | Hill- Rom | P1600B005348 |  | E043AB9998 | Beds | MHHS-Southwest |  |  |  |  | E043AB9998 | Southwest |  | Beds |  |  | 08/31/2020 |  |  | ADVANTA - W/SCALE & PPM |  | BEDPATIENTELECTRIC-Hill-Rom-ADVANTA P1600 |  |  |  |  | BEDPATIENTELECTRIC-Hill-Rom-ADVANTA P1600 | [9 empty] | MHHS-Southwest
NO | YES |  |  |  |  | E315AB3678 | Hill- Rom | P1600B005348 |  | E315AB3678 | Beds | MHHS-Sugarland |  |  |  |  | E315AB3678 | Sugar Land |  | Beds |  | 04/11/2019 | 04/30/2020 |  |  | ADVANTA - W/SCALE & PPM |  | BEDPATIENTELECTRIC-Hill-Rom-ADVANTA P1600 |  |  |  |  | BEDPATIENTELECTRIC-Hill-Rom-ADVANTA P1600 | [9 empty] | MHHS-Sugarland
NO | YES |  |  |  |  | E315AB3680 | Hill- Rom | P1600B005348 |  | E315AB3680 | Beds | MHHS-Sugarland |  |  |  |  | E315AB3680 | Sugar Land |  | Beds |  | 04/11/2019 | 04/30/2020 |  |  | ADVANTA - W/SCALE & PPM |  | BEDPATIENTELECTRIC-Hill-Rom-ADVANTA P1600 |  |  |  |  | BEDPATIENTELECTRIC-Hill-Rom-ADVANTA P1600 | [9 empty] | MHHS-Sugarland
NO | YES |  |  |  |  | E321AB4227 | Hill- Rom | P1600B005348 |  | E321AB4227 | Beds | MHHS-Sugarland |  |  |  |  | E321AB4227 | Sugar Land |  | Beds |  | 04/11/2019 | 04/30/2020 |  |  | ADVANTA - W/SCALE & PPM |  | BEDPATIENTELECTRIC-Hill-Rom-ADVANTA P1600 |  |  |  |  | BEDPATIENTELECTRIC-Hill-Rom-ADVANTA P1600 | [9 empty] | MHHS-Sugarland
NO | YES |  |  |  |  | E321AB4229 | Hill- Rom | P1600B005348 |  | E321AB4229 | Beds | MHHS-Sugarland |  |  |  |  | E321AB4229 | Sugar Land |  | Beds |  | 04/11/2019 | 04/30/2020 |  |  | ADVANTA - W/SCALE & PPM |  | BEDPATIENTELECTRIC-Hill-Rom-ADVANTA P1600 |  |  |  |  | BEDPATIENTELECTRIC-Hill-Rom-ADVANTA P1600 | [9 empty] | MHHS-Sugarland
NO | YES |  |  |  |  | F007AB7366 | Hill- Rom | P1600B005348 |  | F007AB7366 | Beds | MHHS-WOODLANDS |  |  |  |  | F007AB7366 | Woodlands |  | Beds |  | 05/21/2019 | 05/31/2020 |  |  | ADVANTA - W/SCALE & PPM |  | BEDPATIENTELECTRIC-Hill-Rom-ADVANTA P1600 |  |  |  |  | BEDPATIENTELECTRIC-Hill-Rom-ADVANTA P1600 | [9 empty] | MHHS-WOODLANDS
NO | YES |  |  |  |  | D081AB6044 | Hill- Rom | P1600B005376 |  | D081AB6044 | Beds | MHHS-Southwest |  |  |  |  | D081AB6044 | Southwest |  | Beds |  |  | 08/31/2020 |  |  | ADVANTA - W/SCALE & PPM |  | BEDPATIENTELECTRIC-Hill-Rom-ADVANTA P1600 |  |  |  |  | BEDPATIENTELECTRIC-Hill-Rom-ADVANTA P1600 | [9 empty] | MHHS-Southwest
NO | YES |  |  |  |  | E297AB2239 | Hill- Rom | P1600B005424 |  | E297AB2239 | Beds | MHHS-Southwest |  |  |  |  | E297AB2239 | Southwest |  | Beds |  |  | 08/31/2020 |  |  | ADVANTA - ZONEAIRE W/SCALE & P |  | BEDPATIENTELECTRIC-Hill-Rom-ADVANTA P1600 |  |  |  |  | BEDPATIENTELECTRIC-Hill-Rom-ADVANTA P1600 | [9 empty] | MHHS-Southwest
NO | YES |  |  |  |  | E336AB4947 | Hill- Rom | P1600B005424 |  | E336AB4947 | Beds | MHHS-Southwest |  |  |  |  | E336AB4947 | Southwest |  | Beds |  |  | 08/31/2020 |  |  | ADVANTA - ZONEAIRE W/SCALE & P |  | BEDPATIENTELECTRIC-Hill-Rom-ADVANTA P1600 |  |  |  |  | BEDPATIENTELECTRIC-Hill-Rom-ADVANTA P1600 | [9 empty] | MHHS-Southwest
NO | YES |  |  |  |  | D336AB5793 | Hill- Rom | P1600B005424 |  | D336AB5793 | Beds | MHHS-WOODLANDS |  |  |  |  | D336AB5793 | Woodlands |  | Beds |  | 02/12/2019 | 02/29/2020 |  |  | ADVANTA - ZONEAIRE W/SCALE & P |  | BEDPATIENTELECTRIC-Hill-Rom-ADVANTA P1600 |  |  |  |  | BEDPATIENTELECTRIC-Hill-Rom-ADVANTA P1600 | [9 empty] | MHHS-WOODLANDS
NO | YES |  |  |  |  | D337AB5808 | Hill- Rom | P1600B005424 |  | D337AB5808 | Beds | MHHS-WOODLANDS |  |  |  |  | D337AB5808 | Woodlands |  | Beds |  | 03/06/2019 | 03/31/2020 |  |  | ADVANTA - ZONEAIRE W/SCALE & P |  | BEDPATIENTELECTRIC-Hill-Rom-ADVANTA P1600 |  |  |  |  | BEDPATIENTELECTRIC-Hill-Rom-ADVANTA P1600 | [9 empty] | MHHS-WOODLANDS
NO | YES |  |  |  |  | D337AB5832 | Hill- Rom | P1600B005424 |  | D337AB5832 | Beds | MHHS-WOODLANDS |  |  |  |  | D337AB5832 | Woodlands |  | Beds |  |  | 08/31/2020 |  |  | ADVANTA - ZONEAIRE W/SCALE & P |  | BEDPATIENTELECTRIC-Hill-Rom-ADVANTA P1600 |  |  |  |  | BEDPATIENTELECTRIC-Hill-Rom-ADVANTA P1600 | [9 empty] | MHHS-WOODLANDS
NO | YES |  |  |  |  | D337AB5814 | Hill- Rom | P1600B005424 |  | D337AB5814 | Beds | MHHS-WOODLANDS |  |  |  |  | D337AB5814 | Woodlands |  | Beds |  | 12/10/2019 | 12/31/2020 |  |  | ADVANTA - ZONEAIRE W/SCALE & P |  | BEDPATIENTELECTRIC-Hill-Rom-ADVANTA P1600 |  |  |  |  | BEDPATIENTELECTRIC-Hill-Rom-ADVANTA P1600 | [9 empty] | MHHS-WOODLANDS
NO | YES |  |  |  |  | F209AB9036 | Hill- Rom | P1600C005348 |  | F209AB9036 | Beds | MHHS-TMC |  |  |  |  | F209AB9036 | TMC |  | Beds |  | 01/10/2019 | 01/31/2020 |  |  | ADVANTA - W/SCALE & PPM |  | BEDPATIENTELECTRIC-Hill-Rom-ADVANTA P1600 |  |  |  |  | BEDPATIENTELECTRIC-Hill-Rom-ADVANTA P1600 | [9 empty] | MHHS-TMC
NO | YES |  |  |  |  | F209AB9055 | Hill- Rom | P1600C005348 |  | F209AB9055 | Beds | MHHS-TMC |  |  |  |  | F209AB9055 | TMC |  | Beds |  | 02/19/2019 | 02/29/2020 |  |  | ADVANTA - W/SCALE & PPM |  | BEDPATIENTELECTRIC-Hill-Rom-ADVANTA P1600 |  |  |  |  | BEDPATIENTELECTRIC-Hill-Rom-ADVANTA P1600 | [9 empty] | MHHS-TMC
NO | YES |  |  |  |  | F168AB7793 | Hill- Rom | P1600C005348 |  | F168AB7793 | Beds | MHHS-TMC |  |  |  |  | F168AB7793 | TMC |  | Beds |  | 09/06/2019 | 09/30/2020 |  |  | ADVANTA - W/SCALE & PPM |  | BEDPATIENTELECTRIC-Hill-Rom-ADVANTA P1600 |  |  |  |  | BEDPATIENTELECTRIC-Hill-Rom-ADVANTA P1600 | [9 empty] | MHHS-TMC
NO | YES |  |  |  |  | B202AB4570 | Hill- Rom | P1604B005706 |  | B202AB4570 | Beds | MHHS-TMC |  |  |  |  | B202AB4570 | TMC |  | Beds |  | 01/14/2019 | 01/31/2020 |  |  | ADVANTA |  | BEDPATIENTELECTRIC-Hill-Rom-ADVANTA P1600 |  |  |  |  | BEDPATIENTELECTRIC-Hill-Rom-ADVANTA P1600 | [9 empty] | MHHS-TMC
NO | YES |  |  |  |  | C072AB4630 | Hill- Rom | P1604B005706 |  | C072AB4630 | Beds | MHHS-TMC |  |  |  |  | C072AB4630 | TMC |  | Beds |  | 01/29/2019 | 01/31/2020 |  |  | ADVANTA |  | BEDPATIENTELECTRIC-Hill-Rom-ADVANTA P1600 |  |  |  |  | BEDPATIENTELECTRIC-Hill-Rom-ADVANTA P1600 | [9 empty] | MHHS-TMC
NO | YES |  |  |  |  | D021AB1858 | Hill- Rom | P1604B005706 |  | D021AB1858 | Beds | MHHS-TMC |  |  |  |  | D021AB1858 | TMC |  | Beds |  | 01/22/2019 | 01/31/2020 |  |  | ADVANTA |  | BEDPATIENTELECTRIC-Hill-Rom-ADVANTA P1600 |  |  |  |  | BEDPATIENTELECTRIC-Hill-Rom-ADVANTA P1600 | [9 empty] | MHHS-TMC
NO | YES |  |  |  |  | D204AB5202 | Hill- Rom | P1604B005706 |  | D204AB5202 | Beds | MHHS-TMC |  |  |  |  | D204AB5202 | TMC |  | Beds |  | 01/16/2019 | 01/31/2020 |  |  | ADVANTA |  | BEDPATIENTELECTRIC-Hill-Rom-ADVANTA P1600 |  |  |  |  | BEDPATIENTELECTRIC-Hill-Rom-ADVANTA P1600 | [9 empty] | MHHS-TMC
NO | YES |  |  |  |  | E196AB2272 | Hill- Rom | P1604B005706 |  | E196AB2272 | Beds | MHHS-TMC |  |  |  |  | E196AB2272 | TMC |  | Beds |  | 01/14/2019 | 01/31/2020 |  |  | ADVANTA |  | BEDPATIENTELECTRIC-Hill-Rom-ADVANTA P1600 |  |  |  |  | BEDPATIENTELECTRIC-Hill-Rom-ADVANTA P1600 | [9 empty] | MHHS-TMC
NO | YES |  |  |  |  | B202AB4575 | Hill- Rom | P1604B005706 |  | B202AB4575 | Beds | MHHS-TMC |  |  |  |  | B202AB4575 | TMC |  | Beds |  | 03/01/2019 | 02/29/2020 |  |  | ADVANTA |  | BEDPATIENTELECTRIC-Hill-Rom-ADVANTA P1600 |  |  |  |  | BEDPATIENTELECTRIC-Hill-Rom-ADVANTA P1600 | [9 empty] | MHHS-TMC
NO | YES |  |  |  |  | B207AB4754 | Hill- Rom | P1604B005706 |  | B207AB4754 | Beds | MHHS-TMC |  |  |  |  | B207AB4754 | TMC |  | Beds |  | 02/07/2019 | 02/29/2020 |  |  | ADVANTA |  | BEDPATIENTELECTRIC-Hill-Rom-ADVANTA P1600 |  |  |  |  | BEDPATIENTELECTRIC-Hill-Rom-ADVANTA P1600 | [9 empty] | MHHS-TMC
NO | YES |  |  |  |  | B353AB2160 | Hill- Rom | P1604B005706 |  | B353AB2160 | Beds | MHHS-TMC |  |  |  |  | B353AB2160 | TMC |  | Beds |  | 02/19/2019 | 02/29/2020 |  |  | ADVANTA |  | BEDPATIENTELECTRIC-Hill-Rom-ADVANTA P1600 |  |  |  |  | BEDPATIENTELECTRIC-Hill-Rom-ADVANTA P1600 | [9 empty] | MHHS-TMC
NO | YES |  |  |  |  | B354AB2175 | Hill- Rom | P1604B005706 |  | B354AB2175 | Beds | MHHS-TMC |  |  |  |  | B354AB2175 | TMC |  | Beds |  | 02/11/2019 | 02/29/2020 |  |  | ADVANTA |  | BEDPATIENTELECTRIC-Hill-Rom-ADVANTA P1600 |  |  |  |  | BEDPATIENTELECTRIC-Hill-Rom-ADVANTA P1600 | [9 empty] | MHHS-TMC
NO | YES |  |  |  |  | D205AB5260 | Hill- Rom | P1604B005706 |  | D205AB5260 | Beds | MHHS-TMC |  |  |  |  | D205AB5260 | TMC |  | Beds |  | 02/06/2019 | 02/29/2020 |  |  | ADVANTA |  | BEDPATIENTELECTRIC-Hill-Rom-ADVANTA P1600 |  |  |  |  | BEDPATIENTELECTRIC-Hill-Rom-ADVANTA P1600 | [9 empty] | MHHS-TMC
NO | YES |  |  |  |  | E197AB2474 | Hill- Rom | P1604B005706 |  | E197AB2474 | Beds | MHHS-TMC |  |  |  |  | E197AB2474 | TMC |  | Beds |  | 02/07/2019 | 02/29/2020 |  |  | ADVANTA |  | BEDPATIENTELECTRIC-Hill-Rom-ADVANTA P1600 |  |  |  |  | BEDPATIENTELECTRIC-Hill-Rom-ADVANTA P1600 | [9 empty] | MHHS-TMC
NO | YES |  |  |  |  | F209AB9039 | Hill- Rom | P1604B005706 |  | F209AB9039 | Beds | MHHS-TMC |  |  |  |  | F209AB9039 | TMC |  | Beds |  | 02/19/2019 | 02/29/2020 |  |  | ADVANTA |  | BEDPATIENTELECTRIC-Hill-Rom-ADVANTA P1600 |  |  |  |  | BEDPATIENTELECTRIC-Hill-Rom-ADVANTA P1600 | [9 empty] | MHHS-TMC
NO | YES |  |  |  |  | C066AB4393 | Hill- Rom | P1604B005706 |  | C066AB4393 | Beds | MHHS-TMC |  |  |  |  | C066AB4393 | TMC |  | Beds |  | 03/08/2019 | 03/31/2020 |  |  | ADVANTA |  | BEDPATIENTELECTRIC-Hill-Rom-ADVANTA P1600 |  |  |  |  | BEDPATIENTELECTRIC-Hill-Rom-ADVANTA P1600 | [9 empty] | MHHS-TMC
NO | YES |  |  |  |  | C072AB4612 | Hill- Rom | P1604B005706 |  | C072AB4612 | Beds | MHHS-TMC |  |  |  |  | C072AB4612 | TMC |  | Beds |  | 03/06/2019 | 03/31/2020 |  |  | ADVANTA |  | BEDPATIENTELECTRIC-Hill-Rom-ADVANTA P1600 |  |  |  |  | BEDPATIENTELECTRIC-Hill-Rom-ADVANTA P1600 | [9 empty] | MHHS-TMC
NO | YES |  |  |  |  | C072AB4619 | Hill- Rom | P1604B005706 |  | C072AB4619 | Beds | MHHS-TMC |  |  |  |  | C072AB4619 | TMC |  | Beds |  | 03/05/2019 | 03/31/2020 |  |  | ADVANTA |  | BEDPATIENTELECTRIC-Hill-Rom-ADVANTA P1600 |  |  |  |  | BEDPATIENTELECTRIC-Hill-Rom-ADVANTA P1600 | [9 empty] | MHHS-TMC
NO | YES |  |  |  |  | D205AB5270 | Hill- Rom | P1604B005706 |  | D205AB5270 | Beds | MHHS-TMC |  |  |  |  | D205AB5270 | TMC |  | Beds |  | 03/25/2019 | 03/31/2020 |  |  | ADVANTA |  | BEDPATIENTELECTRIC-Hill-Rom-ADVANTA P1600 |  |  |  |  | BEDPATIENTELECTRIC-Hill-Rom-ADVANTA P1600 | [9 empty] | MHHS-TMC
NO | YES |  |  |  |  | D205AB5272 | Hill- Rom | P1604B005706 |  | D205AB5272 | Beds | MHHS-TMC |  |  |  |  | D205AB5272 | TMC |  | Beds |  | 03/08/2019 | 03/31/2020 |  |  | ADVANTA |  | BEDPATIENTELECTRIC-Hill-Rom-ADVANTA P1600 |  |  |  |  | BEDPATIENTELECTRIC-Hill-Rom-ADVANTA P1600 | [9 empty] | MHHS-TMC
NO | YES |  |  |  |  | E192AB2098 | Hill- Rom | P1604B005706 |  | E192AB2098 | Beds | MHHS-TMC |  |  |  |  | E192AB2098 | TMC |  | Beds |  | 03/06/2019 | 03/31/2020 |  |  | ADVANTA |  | BEDPATIENTELECTRIC-Hill-Rom-ADVANTA P1600 |  |  |  |  | BEDPATIENTELECTRIC-Hill-Rom-ADVANTA P1600 | [9 empty] | MHHS-TMC
NO | YES |  |  |  |  | F232AB9978 | Hill- Rom | P1604B005706 |  | F232AB9978 | Beds | MHHS-TMC |  |  |  |  | F232AB9978 | TMC |  | Beds |  | 04/17/2019 | 04/30/2020 |  |  | ADVANTA |  | BEDPATIENTELECTRIC-Hill-Rom-ADVANTA P1600 |  |  |  |  | BEDPATIENTELECTRIC-Hill-Rom-ADVANTA P1600 | [9 empty] | MHHS-TMC
NO | YES |  |  |  |  | B202AB4573 | Hill- Rom | P1604B005706 |  | B202AB4573 | Beds | MHHS-TMC |  |  |  |  | B202AB4573 | TMC |  | Beds |  | 05/20/2019 | 05/31/2020 |  |  | ADVANTA |  | BEDPATIENTELECTRIC-Hill-Rom-ADVANTA P1600 |  |  |  |  | BEDPATIENTELECTRIC-Hill-Rom-ADVANTA P1600 | [9 empty] | MHHS-TMC
NO | YES |  |  |  |  | D021AB1860 | Hill- Rom | P1604B005706 |  | D021AB1860 | Beds | MHHS-TMC |  |  |  |  | D021AB1860 | TMC |  | Beds |  | 05/15/2019 | 05/31/2020 |  |  | ADVANTA |  | BEDPATIENTELECTRIC-Hill-Rom-ADVANTA P1600 |  |  |  |  | BEDPATIENTELECTRIC-Hill-Rom-ADVANTA P1600 | [9 empty] | MHHS-TMC
NO | YES |  |  |  |  | B208AB4766 | Hill- Rom | P1604B005706 |  | B208AB4766 | Beds | MHHS-TMC |  |  |  |  | B208AB4766 | TMC |  | Beds |  | 06/06/2019 | 06/30/2020 |  |  | ADVANTA |  | BEDPATIENTELECTRIC-Hill-Rom-ADVANTA P1600 |  |  |  |  | BEDPATIENTELECTRIC-Hill-Rom-ADVANTA P1600 | [9 empty] | MHHS-TMC
NO | YES |  |  |  |  | B354AB2179 | Hill- Rom | P1604B005706 |  | B354AB2179 | Beds | MHHS-TMC |  |  |  |  | B354AB2179 | TMC |  | Beds |  | 06/21/2019 | 06/30/2020 |  |  | ADVANTA |  | BEDPATIENTELECTRIC-Hill-Rom-ADVANTA P1600 |  |  |  |  | BEDPATIENTELECTRIC-Hill-Rom-ADVANTA P1600 | [9 empty] | MHHS-TMC
NO | YES |  |  |  |  | C003AB2432 | Hill- Rom | P1604B005706 |  | C003AB2432 | Beds | MHHS-TMC |  |  |  |  | C003AB2432 | TMC |  | Beds |  | 06/21/2019 | 06/30/2020 |  |  | ADVANTA |  | BEDPATIENTELECTRIC-Hill-Rom-ADVANTA P1600 |  |  |  |  | BEDPATIENTELECTRIC-Hill-Rom-ADVANTA P1600 | [9 empty] | MHHS-TMC
NO | YES |  |  |  |  | F232AB9979 | Hill- Rom | P1604B005706 |  | F232AB9979 | Beds | MHHS-TMC |  |  |  |  | F232AB9979 | TMC |  | Beds |  | 06/21/2019 | 06/30/2020 |  |  | ADVANTA |  | BEDPATIENTELECTRIC-Hill-Rom-ADVANTA P1600 |  |  |  |  | BEDPATIENTELECTRIC-Hill-Rom-ADVANTA P1600 | [9 empty] | MHHS-TMC
NO | YES |  |  |  |  | B178AB4199 | Hill- Rom | P1604B005706 |  | B178AB4199 | Beds | MHHS-TMC |  |  |  |  | B178AB4199 | TMC |  | Beds |  | 07/05/2019 | 07/31/2020 |  |  | ADVANTA |  | BEDPATIENTELECTRIC-Hill-Rom-ADVANTA P1600 |  |  |  |  | BEDPATIENTELECTRIC-Hill-Rom-ADVANTA P1600 | [9 empty] | MHHS-TMC
NO | YES |  |  |  |  | B201AB4554 | Hill- Rom | P1604B005706 |  | B201AB4554 | Beds | MHHS-TMC |  |  |  |  | B201AB4554 | TMC |  | Beds |  | 07/05/2019 | 07/31/2020 |  |  | ADVANTA |  | BEDPATIENTELECTRIC-Hill-Rom-ADVANTA P1600 |  |  |  |  | BEDPATIENTELECTRIC-Hill-Rom-ADVANTA P1600 | [9 empty] | MHHS-TMC
NO | YES |  |  |  |  | B207AB4748 | Hill- Rom | P1604B005706 |  | B207AB4748 | Beds | MHHS-TMC |  |  |  |  | B207AB4748 | TMC |  | Beds |  | 07/05/2019 | 07/31/2020 |  |  | ADVANTA |  | BEDPATIENTELECTRIC-Hill-Rom-ADVANTA P1600 |  |  |  |  | BEDPATIENTELECTRIC-Hill-Rom-ADVANTA P1600 | [9 empty] | MHHS-TMC
NO | YES |  |  |  |  | B353AB2164 | Hill- Rom | P1604B005706 |  | B353AB2164 | Beds | MHHS-TMC |  |  |  |  | B353AB2164 | TMC |  | Beds |  | 07/05/2019 | 07/31/2020 |  |  | ADVANTA |  | BEDPATIENTELECTRIC-Hill-Rom-ADVANTA P1600 |  |  |  |  | BEDPATIENTELECTRIC-Hill-Rom-ADVANTA P1600 | [9 empty] | MHHS-TMC
NO | YES |  |  |  |  | C072AB4635 | Hill- Rom | P1604B005706 |  | C072AB4635 | Beds | MHHS-TMC |  |  |  |  | C072AB4635 | TMC |  | Beds |  | 07/05/2019 | 07/31/2020 |  |  | ADVANTA |  | BEDPATIENTELECTRIC-Hill-Rom-ADVANTA P1600 |  |  |  |  | BEDPATIENTELECTRIC-Hill-Rom-ADVANTA P1600 | [9 empty] | MHHS-TMC
NO | YES |  |  |  |  | D204AB5250 | Hill- Rom | P1604B005706 |  | D204AB5250 | Beds | MHHS-TMC |  |  |  |  | D204AB5250 | TMC |  | Beds |  | 07/05/2019 | 07/31/2020 |  |  | ADVANTA |  | BEDPATIENTELECTRIC-Hill-Rom-ADVANTA P1600 |  |  |  |  | BEDPATIENTELECTRIC-Hill-Rom-ADVANTA P1600 | [9 empty] | MHHS-TMC
NO | YES |  |  |  |  | B202AB4566 | Hill- Rom | P1604B005706 |  | B202AB4566 | Beds | MHHS-TMC |  |  |  |  | B202AB4566 | TMC |  | Beds |  | 08/08/2019 | 08/31/2020 |  |  | ADVANTA |  | BEDPATIENTELECTRIC-Hill-Rom-ADVANTA P1600 |  |  |  |  | BEDPATIENTELECTRIC-Hill-Rom-ADVANTA P1600 | [9 empty] | MHHS-TMC
NO | YES |  |  |  |  | B202AB4577 | Hill- Rom | P1604B005706 |  | B202AB4577 | Beds | MHHS-TMC |  |  |  |  | B202AB4577 | TMC |  | Beds |  | 08/08/2019 | 08/31/2020 |  |  | ADVANTA |  | BEDPATIENTELECTRIC-Hill-Rom-ADVANTA P1600 |  |  |  |  | BEDPATIENTELECTRIC-Hill-Rom-ADVANTA P1600 | [9 empty] | MHHS-TMC
NO | YES |  |  |  |  | B202AB4593 | Hill- Rom | P1604B005706 |  | B202AB4593 | Beds | MHHS-TMC |  |  |  |  | B202AB4593 | TMC |  | Beds |  | 08/08/2019 | 08/31/2020 |  |  | ADVANTA |  | BEDPATIENTELECTRIC-Hill-Rom-ADVANTA P1600 |  |  |  |  | BEDPATIENTELECTRIC-Hill-Rom-ADVANTA P1600 | [9 empty] | MHHS-TMC
NO | YES |  |  |  |  | B202AB4594 | Hill- Rom | P1604B005706 |  | B202AB4594 | Beds | MHHS-TMC |  |  |  |  | B202AB4594 | TMC |  | Beds |  | 08/12/2019 | 08/31/2020 |  |  | ADVANTA |  | BEDPATIENTELECTRIC-Hill-Rom-ADVANTA P1600 |  |  |  |  | BEDPATIENTELECTRIC-Hill-Rom-ADVANTA P1600 | [9 empty] | MHHS-TMC
NO | YES |  |  |  |  | B353AB2165 | Hill- Rom | P1604B005706 |  | B353AB2165 | Beds | MHHS-TMC |  |  |  |  | B353AB2165 | TMC |  | Beds |  | 08/08/2019 | 08/31/2020 |  |  | ADVANTA |  | BEDPATIENTELECTRIC-Hill-Rom-ADVANTA P1600 |  |  |  |  | BEDPATIENTELECTRIC-Hill-Rom-ADVANTA P1600 | [9 empty] | MHHS-TMC
NO | YES |  |  |  |  | B354AB2173 | Hill- Rom | P1604B005706 |  | B354AB2173 | Beds | MHHS-TMC |  |  |  |  | B354AB2173 | TMC |  | Beds |  | 08/21/2019 | 08/31/2020 |  |  | ADVANTA |  | BEDPATIENTELECTRIC-Hill-Rom-ADVANTA P1600 |  |  |  |  | BEDPATIENTELECTRIC-Hill-Rom-ADVANTA P1600 | [9 empty] | MHHS-TMC
NO | YES |  |  |  |  | B354AB2187 | Hill- Rom | P1604B005706 |  | B354AB2187 | Beds | MHHS-TMC |  |  |  |  | B354AB2187 | TMC |  | Beds |  | 08/12/2019 | 08/31/2020 |  |  | ADVANTA |  | BEDPATIENTELECTRIC-Hill-Rom-ADVANTA P1600 |  |  |  |  | BEDPATIENTELECTRIC-Hill-Rom-ADVANTA P1600 | [9 empty] | MHHS-TMC
NO | YES |  |  |  |  | C072AB4609 | Hill- Rom | P1604B005706 |  | C072AB4609 | Beds | MHHS-TMC |  |  |  |  | C072AB4609 | TMC |  | Beds |  | 08/12/2019 | 08/31/2020 |  |  | ADVANTA |  | BEDPATIENTELECTRIC-Hill-Rom-ADVANTA P1600 |  |  |  |  | BEDPATIENTELECTRIC-Hill-Rom-ADVANTA P1600 | [9 empty] | MHHS-TMC
NO | YES |  |  |  |  | C072AB4637 | Hill- Rom | P1604B005706 |  | C072AB4637 | Beds | MHHS-TMC |  |  |  |  | C072AB4637 | TMC |  | Beds |  | 08/12/2019 | 08/31/2020 |  |  | ADVANTA |  | BEDPATIENTELECTRIC-Hill-Rom-ADVANTA P1600 |  |  |  |  | BEDPATIENTELECTRIC-Hill-Rom-ADVANTA P1600 | [9 empty] | MHHS-TMC
NO | YES |  |  |  |  | E196AB2270 | Hill- Rom | P1604B005706 |  | E196AB2270 | Beds | MHHS-TMC |  |  |  |  | E196AB2270 | TMC |  | Beds |  | 08/08/2019 | 08/31/2020 |  |  | ADVANTA |  | BEDPATIENTELECTRIC-Hill-Rom-ADVANTA P1600 |  |  |  |  | BEDPATIENTELECTRIC-Hill-Rom-ADVANTA P1600 | [9 empty] | MHHS-TMC
NO | YES |  |  |  |  | F168AB7788 | Hill- Rom | P1604B005706 |  | F168AB7788 | Beds | MHHS-TMC |  |  |  |  | F168AB7788 | TMC |  | Beds |  | 08/08/2019 | 08/31/2020 |  |  | ADVANTA |  | BEDPATIENTELECTRIC-Hill-Rom-ADVANTA P1600 |  |  |  |  | BEDPATIENTELECTRIC-Hill-Rom-ADVANTA P1600 | [9 empty] | MHHS-TMC
NO | YES |  |  |  |  | D021AB1855 | Hill- Rom | P1604B005706 |  | D021AB1855 | Beds | MHHS-TMC |  |  |  |  | D021AB1855 | TMC |  | Beds |  | 09/16/2019 | 09/30/2020 |  |  | ADVANTA |  | BEDPATIENTELECTRIC-Hill-Rom-ADVANTA P1600 |  |  |  |  | BEDPATIENTELECTRIC-Hill-Rom-ADVANTA P1600 | [9 empty] | MHHS-TMC
NO | YES |  |  |  |  | B202AB4565 | Hill- Rom | P1604B005706 |  | B202AB4565 | Beds | MHHS-TMC |  |  |  |  | B202AB4565 | TMC |  | Beds |  | 10/21/2019 | 10/31/2020 |  |  | ADVANTA |  | BEDPATIENTELECTRIC-Hill-Rom-ADVANTA P1600 |  |  |  |  | BEDPATIENTELECTRIC-Hill-Rom-ADVANTA P1600 | [9 empty] | MHHS-TMC
NO | YES |  |  |  |  | B202AB4592 | Hill- Rom | P1604B005706 |  | B202AB4592 | Beds | MHHS-TMC |  |  |  |  | B202AB4592 | TMC |  | Beds |  | 10/16/2019 | 10/31/2020 |  |  | ADVANTA |  | BEDPATIENTELECTRIC-Hill-Rom-ADVANTA P1600 |  |  |  |  | BEDPATIENTELECTRIC-Hill-Rom-ADVANTA P1600 | [9 empty] | MHHS-TMC
NO | YES |  |  |  |  | B207AB4756 | Hill- Rom | P1604B005706 |  | B207AB4756 | Beds | MHHS-TMC |  |  |  |  | B207AB4756 | TMC |  | Beds |  | 10/21/2019 | 10/31/2020 |  |  | ADVANTA |  | BEDPATIENTELECTRIC-Hill-Rom-ADVANTA P1600 |  |  |  |  | BEDPATIENTELECTRIC-Hill-Rom-ADVANTA P1600 | [9 empty] | MHHS-TMC
NO | YES |  |  |  |  | B207AB4757 | Hill- Rom | P1604B005706 |  | B207AB4757 | Beds | MHHS-TMC |  |  |  |  | B207AB4757 | TMC |  | Beds |  | 10/17/2019 | 10/31/2020 |  |  | ADVANTA |  | BEDPATIENTELECTRIC-Hill-Rom-ADVANTA P1600 |  |  |  |  | BEDPATIENTELECTRIC-Hill-Rom-ADVANTA P1600 | [9 empty] | MHHS-TMC
NO | YES |  |  |  |  | B207AB4761 | Hill- Rom | P1604B005706 |  | B207AB4761 | Beds | MHHS-TMC |  |  |  |  | B207AB4761 | TMC |  | Beds |  | 10/23/2019 | 10/31/2020 |  |  | ADVANTA |  | BEDPATIENTELECTRIC-Hill-Rom-ADVANTA P1600 |  |  |  |  | BEDPATIENTELECTRIC-Hill-Rom-ADVANTA P1600 | [9 empty] | MHHS-TMC
NO | YES |  |  |  |  | C072AB4615 | Hill- Rom | P1604B005706 |  | C072AB4615 | Beds | MHHS-TMC |  |  |  |  | C072AB4615 | TMC |  | Beds |  | 10/16/2019 | 10/31/2020 |  |  | ADVANTA |  | BEDPATIENTELECTRIC-Hill-Rom-ADVANTA P1600 |  |  |  |  | BEDPATIENTELECTRIC-Hill-Rom-ADVANTA P1600 | [9 empty] | MHHS-TMC
NO | YES |  |  |  |  | C072AB4618 | Hill- Rom | P1604B005706 |  | C072AB4618 | Beds | MHHS-TMC |  |  |  |  | C072AB4618 | TMC |  | Beds |  | 10/18/2019 | 10/31/2020 |  |  | ADVANTA |  | BEDPATIENTELECTRIC-Hill-Rom-ADVANTA P1600 |  |  |  |  | BEDPATIENTELECTRIC-Hill-Rom-ADVANTA P1600 | [9 empty] | MHHS-TMC
NO | YES |  |  |  |  | D205AB5258 | Hill- Rom | P1604B005706 |  | D205AB5258 | Beds | MHHS-TMC |  |  |  |  | D205AB5258 | TMC |  | Beds |  | 10/16/2019 | 10/31/2020 |  |  | ADVANTA |  | BEDPATIENTELECTRIC-Hill-Rom-ADVANTA P1600 |  |  |  |  | BEDPATIENTELECTRIC-Hill-Rom-ADVANTA P1600 | [9 empty] | MHHS-TMC
NO | YES |  |  |  |  | B207AB4755 | Hill- Rom | P1604B005706 |  | B207AB4755 | Beds | MHHS-TMC |  |  |  |  | B207AB4755 | TMC |  | Beds |  | 11/14/2019 | 11/30/2020 |  |  | ADVANTA |  | BEDPATIENTELECTRIC-Hill-Rom-ADVANTA P1600 |  |  |  |  | BEDPATIENTELECTRIC-Hill-Rom-ADVANTA P1600 | [9 empty] | MHHS-TMC
NO | YES |  |  |  |  | C002AB2412 | Hill- Rom | P1604B005706 |  | C002AB2412 | Beds | MHHS-TMC |  |  |  |  | C002AB2412 | TMC |  | Beds |  | 11/19/2019 | 11/30/2020 |  |  | ADVANTA |  | BEDPATIENTELECTRIC-Hill-Rom-ADVANTA P1600 |  |  |  |  | BEDPATIENTELECTRIC-Hill-Rom-ADVANTA P1600 | [9 empty] | MHHS-TMC
NO | YES |  |  |  |  | C072AB4627 | Hill- Rom | P1604B005706 |  | C072AB4627 | Beds | MHHS-TMC |  |  |  |  | C072AB4627 | TMC |  | Beds |  | 11/13/2019 | 11/30/2020 |  |  | ADVANTA |  | BEDPATIENTELECTRIC-Hill-Rom-ADVANTA P1600 |  |  |  |  | BEDPATIENTELECTRIC-Hill-Rom-ADVANTA P1600 | [9 empty] | MHHS-TMC
NO | YES |  |  |  |  | C072AB4636 | Hill- Rom | P1604B005706 |  | C072AB4636 | Beds | MHHS-TMC |  |  |  |  | C072AB4636 | TMC |  | Beds |  | 11/13/2019 | 11/30/2020 |  |  | ADVANTA |  | BEDPATIENTELECTRIC-Hill-Rom-ADVANTA P1600 |  |  |  |  | BEDPATIENTELECTRIC-Hill-Rom-ADVANTA P1600 | [9 empty] | MHHS-TMC
NO | YES |  |  |  |  | C002AB2413 | Hill- Rom | P1604B005706 |  | C002AB2413 | Beds | MHHS-TMC |  |  |  |  | C002AB2413 | TMC |  | Beds |  | 12/04/2019 | 12/31/2020 |  |  | ADVANTA |  | BEDPATIENTELECTRIC-Hill-Rom-ADVANTA P1600 |  |  |  |  | BEDPATIENTELECTRIC-Hill-Rom-ADVANTA P1600 | [9 empty] | MHHS-TMC
NO | YES |  |  |  |  | C066AB4400 | Hill- Rom | P1604B005706 |  | C066AB4400 | Beds | MHHS-TMC |  |  |  |  | C066AB4400 | TMC |  | Beds |  | 12/05/2019 | 12/31/2020 |  |  | ADVANTA |  | BEDPATIENTELECTRIC-Hill-Rom-ADVANTA P1600 |  |  |  |  | BEDPATIENTELECTRIC-Hill-Rom-ADVANTA P1600 | [9 empty] | MHHS-TMC
NO | YES |  |  |  |  | C072AB4614 | Hill- Rom | P1604B005706 |  | C072AB4614 | Beds | MHHS-TMC |  |  |  |  | C072AB4614 | TMC |  | Beds |  | 12/05/2019 | 12/31/2020 |  |  | ADVANTA |  | BEDPATIENTELECTRIC-Hill-Rom-ADVANTA P1600 |  |  |  |  | BEDPATIENTELECTRIC-Hill-Rom-ADVANTA P1600 | [9 empty] | MHHS-TMC
NO | YES |  |  |  |  | F209AB9056 | Hill- Rom | P1604B005706 |  | F209AB9056 | Beds | MHHS-TMC |  |  |  |  | F209AB9056 | TMC |  | Beds |  | 12/05/2019 | 12/31/2020 |  |  | ADVANTA |  | BEDPATIENTELECTRIC-Hill-Rom-ADVANTA P1600 |  |  |  |  | BEDPATIENTELECTRIC-Hill-Rom-ADVANTA P1600 | [9 empty] | MHHS-TMC
NO | YES |  |  |  |  | F007AB7327 | Hill- Rom | P1604B005706 |  | F007AB7327 | Beds | MHHS-WOODLANDS |  |  |  |  | F007AB7327 | Woodlands |  | Beds |  | 04/23/2019 | 04/30/2020 |  |  | ADVANTA |  | BEDPATIENTELECTRIC-Hill-Rom-ADVANTA P1600 |  |  |  |  | BEDPATIENTELECTRIC-Hill-Rom-ADVANTA P1600 | [9 empty] | MHHS-WOODLANDS
NO | YES |  |  |  |  | F008AB7440 | Hill- Rom | P1604B005706 |  | F008AB7440 | Beds | MHHS-WOODLANDS |  |  |  |  | F008AB7440 | Woodlands |  | Beds |  | 04/23/2019 | 04/30/2020 |  |  | ADVANTA |  | BEDPATIENTELECTRIC-Hill-Rom-ADVANTA P1600 |  |  |  |  | BEDPATIENTELECTRIC-Hill-Rom-ADVANTA P1600 | [9 empty] | MHHS-WOODLANDS
NO | YES |  |  |  |  | F008AB7458 | Hill- Rom | P1604B005706 |  | F008AB7458 | Beds | MHHS-WOODLANDS |  |  |  |  | F008AB7458 | Woodlands |  | Beds |  | 04/23/2019 | 04/30/2020 |  |  | ADVANTA |  | BEDPATIENTELECTRIC-Hill-Rom-ADVANTA P1600 |  |  |  |  | BEDPATIENTELECTRIC-Hill-Rom-ADVANTA P1600 | [9 empty] | MHHS-WOODLANDS
NO | YES |  |  |  |  | D248AB9329 | Hill- Rom | P1604B005706 |  | D248AB9329 | Beds | MHHS-WOODLANDS |  |  |  |  | D248AB9329 | Woodlands |  | Beds |  | 06/18/2019 | 06/30/2020 |  |  | ADVANTA |  | BEDPATIENTELECTRIC-Hill-Rom-ADVANTA P1600 |  |  |  |  | BEDPATIENTELECTRIC-Hill-Rom-ADVANTA P1600 | [9 empty] | MHHS-WOODLANDS
NO | YES |  |  |  |  | F008AB7460 | Hill- Rom | P1604B005706 |  | F008AB7460 | Beds | MHHS-WOODLANDS |  |  |  |  | F008AB7460 | Woodlands |  | Beds |  | 10/23/2019 | 10/31/2020 |  |  | ADVANTA |  | BEDPATIENTELECTRIC-Hill-Rom-ADVANTA P1600 |  |  |  |  | BEDPATIENTELECTRIC-Hill-Rom-ADVANTA P1600 | [9 empty] | MHHS-WOODLANDS
NO | YES |  |  |  |  | D247AB9100 | Hill- Rom | P1604B005706 |  | D247AB9100 | Beds | MHHS-WOODLANDS |  |  |  |  | D247AB9100 | Woodlands |  | Beds |  | 11/20/2019 | 11/30/2020 |  |  | ADVANTA |  | BEDPATIENTELECTRIC-Hill-Rom-ADVANTA P1600 |  |  |  |  | BEDPATIENTELECTRIC-Hill-Rom-ADVANTA P1600 | [9 empty] | MHHS-WOODLANDS
NO | YES |  |  |  |  | D247AB9110 | Hill- Rom | P1604B005706 |  | D247AB9110 | Beds | MHHS-WOODLANDS |  |  |  |  | D247AB9110 | Woodlands |  | Beds |  | 11/20/2019 | 11/30/2020 |  |  | ADVANTA |  | BEDPATIENTELECTRIC-Hill-Rom-ADVANTA P1600 |  |  |  |  | BEDPATIENTELECTRIC-Hill-Rom-ADVANTA P1600 | [9 empty] | MHHS-WOODLANDS
NO | YES |  |  |  |  | D249AB9491 | Hill- Rom | P1604B005706 |  | D249AB9491 | Beds | MHHS-WOODLANDS |  |  |  |  | D249AB9491 | Woodlands |  | Beds |  | 11/20/2019 | 11/30/2020 |  |  | ADVANTA |  | BEDPATIENTELECTRIC-Hill-Rom-ADVANTA P1600 |  |  |  |  | BEDPATIENTELECTRIC-Hill-Rom-ADVANTA P1600 | [9 empty] | MHHS-WOODLANDS
NO | YES |  |  |  |  | D337AB5830 | Hill- Rom | P1604B005706 |  | D337AB5830 | Beds | MHHS-WOODLANDS |  |  |  |  | D337AB5830 | Woodlands |  | Beds |  | 12/10/2019 | 12/31/2020 |  |  | ADVANTA |  | BEDPATIENTELECTRIC-Hill-Rom-ADVANTA P1600 |  |  |  |  | BEDPATIENTELECTRIC-Hill-Rom-ADVANTA P1600 | [9 empty] | MHHS-WOODLANDS
NO | YES |  |  |  |  | D247AB9103 | Hill- Rom | P1604B005706 |  | D247AB9103 | Beds | MHHS-WOODLANDS |  |  |  |  | D247AB9103 | Woodlands |  | Beds |  | 01/07/2020 | 01/31/2021 |  |  | ADVANTA |  | BEDPATIENTELECTRIC-Hill-Rom-ADVANTA P1600 |  |  |  |  | BEDPATIENTELECTRIC-Hill-Rom-ADVANTA P1600 | [9 empty] | MHHS-WOODLANDS
NO | YES |  |  |  |  | D249AB9403 | Hill- Rom | P1604B005706 |  | D249AB9403 | Beds | MHHS-WOODLANDS |  |  |  |  | D249AB9403 | Woodlands |  | Beds |  | 01/02/2020 | 01/31/2021 |  |  | ADVANTA |  | BEDPATIENTELECTRIC-Hill-Rom-ADVANTA P1600 |  |  |  |  | BEDPATIENTELECTRIC-Hill-Rom-ADVANTA P1600 | [9 empty] | MHHS-WOODLANDS
NO | YES |  |  |  |  | D247AB9107 | Hill- Rom | P1608B01 |  | D247AB9107 | Beds | MHHS-WOODLANDS |  |  |  |  | D247AB9107 | Woodlands |  | Beds |  | 05/31/2019 | 05/31/2020 |  |  | SURFACE UPGRADES (MED-SURG) |  | .needs class | [14 empty] | MHHS-WOODLANDS
NO | YES |  |  |  |  | D247AB9121 | Hill- Rom | P1608B01 |  | D247AB9121 | Beds | MHHS-WOODLANDS |  |  |  |  | D247AB9121 | Woodlands |  | Beds |  | 01/07/2020 | 01/31/2021 |  |  | SURFACE UPGRADES (MED-SURG) |  | .needs class | [14 empty] | MHHS-WOODLANDS
NO | YES |  |  |  |  | L237AM0024 | Hill- Rom | P1840BCA000017 |  | L237AM0024 | Beds | MHHS-Greater Heights |  |  |  |  | L237AM0024 | Central & Greater Heights |  | Beds |  | 08/06/2019 | 08/31/2020 |  |  | TOTALCARE BARIATRIC PLUS (C) |  | BEDPATIENTELECTRIC-Hill-Rom-TotalCareBariatricPlus |  |  |  |  | BEDPATIENTELECTRIC-Hill-Rom-TotalCareBariatricPlus | [9 empty] | MHHS-Greater Heights
NO | YES |  |  |  |  | P245AM9011 | Hill- Rom | P1840DCA000010 |  | P245AM9011 | Beds | MHHS-TMC |  |  |  |  | P245AM9011 | TMC |  | Beds |  |  | 08/31/2020 |  |  | TOTALCARE BAR PLUS LAL MAT (C) |  | BEDPATIENTELECTRIC-Hill-Rom-TotalCareBariatricPlus |  |  |  |  | BEDPATIENTELECTRIC-Hill-Rom-TotalCareBariatricPlus | [9 empty] | MHHS-TMC
NO | YES |  |  |  |  | P246AM9016 | Hill- Rom | P1840DCA000010 |  | P246AM9016 | Beds | MHHS-TMC |  |  |  |  | P246AM9016 | TMC |  | Beds |  |  | 08/31/2020 |  |  | TOTALCARE BAR PLUS LAL MAT (C) |  | BEDPATIENTELECTRIC-Hill-Rom-TotalCareBariatricPlus |  |  |  |  | BEDPATIENTELECTRIC-Hill-Rom-TotalCareBariatricPlus | [9 empty] | MHHS-TMC
NO | YES |  |  |  |  | M040AM2871 | Hill- Rom | P1840DCA000051 |  | M040AM2871 | Beds | MHHS-Greater Heights |  |  |  |  | M040AM2871 | Central & Greater Heights |  | Beds |  | 02/17/2011 | 01/31/2020 |  |  | TOTALCARE BAR PLUS LAL MAT (C) |  | BEDPATIENTELECTRIC-Hill-Rom-TotalCareBariatricPlus |  |  |  |  | BEDPATIENTELECTRIC-Hill-Rom-TotalCareBariatricPlus | [9 empty] | MHHS-Greater Heights
NO | YES |  |  |  |  | M040AM2872 | Hill- Rom | P1840DCA000051 |  | M040AM2872 | Beds | MHHS-Greater Heights |  |  |  |  | M040AM2872 | Central & Greater Heights |  | Beds |  | 02/17/2011 | 02/29/2020 |  |  | TOTALCARE BAR PLUS LAL MAT (C) |  | BEDPATIENTELECTRIC-Hill-Rom-TotalCareBariatricPlus |  |  |  |  | BEDPATIENTELECTRIC-Hill-Rom-TotalCareBariatricPlus | [9 empty] | MHHS-Greater Heights
NO | YES |  |  |  |  | D249AM4621 | Hill- Rom | P1900AF1619 |  | D249AM4621 | Beds | MHHS-Greater Heights |  |  |  |  | D249AM4621 | Central & Greater Heights |  | Beds |  | 08/22/2019 | 08/31/2020 |  |  | TOTALCARE-TREAT SURFACE&SCALE |  | BEDPATIENTELECTRIC-Hill-Rom-TotalCare P1900 |  |  |  |  | BEDPATIENTELECTRIC-Hill-Rom-TotalCare P1900 | [9 empty] | MHHS-Greater Heights
NO | YES |  |  |  |  | 08Q5211999 | Hill- Rom | P1900AF1619 |  | 08Q5211999 | Beds | MHHS-Northeast |  |  |  |  | 08Q5211999 | Katy |  | Beds |  | 05/15/2019 | 05/31/2020 |  |  | TOTALCARE-TREAT SURFACE&SCALE |  | BEDPATIENTELECTRIC-Hill-Rom-TotalCare P1900 |  |  |  |  | BEDPATIENTELECTRIC-Hill-Rom-TotalCare P1900 | [9 empty] | MHHS-Northeast
NO | YES |  |  |  |  | 08Q5161999 | Hill- Rom | P1900AF1619 |  | 08Q5161999 | Beds | MHHS-Northeast |  |  |  |  | 08Q5161999 | Katy |  | Beds |  | 08/07/2019 | 08/31/2020 |  |  | TOTALCARE-TREAT SURFACE&SCALE |  | BEDPATIENTELECTRIC-Hill-Rom-TotalCare P1900 |  |  |  |  | BEDPATIENTELECTRIC-Hill-Rom-TotalCare P1900 | [9 empty] | MHHS-Northeast
NO | YES |  |  |  |  | C192AM3318 | Hill- Rom | P1900AF1619 |  | C192AM3318 | Beds | MHHS-Northeast |  |  |  |  | C192AM3318 | Katy |  | Beds |  | 01/03/2020 | 01/31/2021 |  |  | TOTALCARE-TREAT SURFACE&SCALE |  | BEDPATIENTELECTRIC-Hill-Rom-TotalCare P1900 |  |  |  |  | BEDPATIENTELECTRIC-Hill-Rom-TotalCare P1900 | [9 empty] | MHHS-Northeast
NO | YES |  |  |  |  | C251AM5797 | Hill- Rom | P1900AF1619 |  | C251AM5797 | Beds | MHHS-Southeast |  |  |  |  | C251AM5797 | Southeast & Bay Area |  | Beds |  | 06/30/2019 | 06/30/2020 |  |  | TOTALCARE-TREAT SURFACE&SCALE |  | BEDPATIENTELECTRIC-Hill-Rom-TotalCare P1900 |  |  |  |  | BEDPATIENTELECTRIC-Hill-Rom-TotalCare P1900 | [9 empty] | MHHS-Southeast
NO | YES |  |  |  |  | G073AM5725 | Hill- Rom | P1900AF1619 |  | G073AM5725 | Beds | MHHS-Southeast |  |  |  |  | G073AM5725 | Southeast & Bay Area |  | Beds |  | 06/30/2019 | 06/30/2020 |  |  | TOTALCARE-TREAT SURFACE&SCALE |  | BEDPATIENTELECTRIC-Hill-Rom-TotalCare P1900 |  |  |  |  | BEDPATIENTELECTRIC-Hill-Rom-TotalCare P1900 | [9 empty] | MHHS-Southeast
NO | YES |  |  |  |  | A10 | Hill- Rom | P1900AF1619 |  | A10 | Beds | MHHS-TMC |  |  |  |  | A10 | TMC |  | Beds |  |  | 08/31/2020 |  |  | TOTALCARE-TREAT SURFACE&SCALE |  | BEDPATIENTELECTRIC-Hill-Rom-TotalCare P1900 |  |  |  |  | BEDPATIENTELECTRIC-Hill-Rom-TotalCare P1900 | [9 empty] | MHHS-TMC
NO | YES |  |  |  |  | F329AM4308 | Hill- Rom | P1900AF1619 |  | F329AM4308 | Beds | MHHS-WOODLANDS |  |  |  |  | F329AM4308 | Woodlands |  | Beds |  | 05/20/2019 | 05/31/2020 |  |  | TOTALCARE-TREAT SURFACE&SCALE |  | BEDPATIENTELECTRIC-Hill-Rom-TotalCare P1900 |  |  |  |  | BEDPATIENTELECTRIC-Hill-Rom-TotalCare P1900 | [9 empty] | MHHS-WOODLANDS
NO | YES |  |  |  |  | G168AM7991 | Hill- Rom | P1900AF1619 |  | G168AM7991 | Beds | MHHS-WOODLANDS |  |  |  |  | G168AM7991 | Woodlands |  | Beds |  | 05/20/2019 | 05/31/2020 |  |  | TOTALCARE-TREAT SURFACE&SCALE |  | BEDPATIENTELECTRIC-Hill-Rom-TotalCare P1900 |  |  |  |  | BEDPATIENTELECTRIC-Hill-Rom-TotalCare P1900 | [9 empty] | MHHS-WOODLANDS
NO | YES |  |  |  |  | D239AB8461 | Hill- Rom | P1900AF1619 |  | D239AB8461 | Beds | MHHS-WOODLANDS |  |  |  |  | D239AB8461 | Woodlands |  | Beds |  | 07/01/2019 | 06/30/2020 |  |  | ADVANTA - ZONEAIRE W/SCALE & P |  | BEDPATIENTELECTRIC-Hill-Rom-TotalCare P1900 |  |  |  |  | BEDPATIENTELECTRIC-Hill-Rom-TotalCare P1900 | [9 empty] | MHHS-WOODLANDS
NO | YES |  |  |  |  | D339AM7333 | Hill- Rom | P1900AF1619 |  | D339AM7333 | Beds | MHHS-WOODLANDS |  |  |  |  | D339AM7333 | Woodlands |  | Beds |  | 01/07/2020 | 01/31/2021 |  |  | TOTALCARE-TREAT SURFACE&SCALE |  | BEDPATIENTELECTRIC-Hill-Rom-TotalCare P1900 |  |  |  |  | BEDPATIENTELECTRIC-Hill-Rom-TotalCare P1900 | [9 empty] | MHHS-WOODLANDS
NO | YES |  |  |  |  | 04P4271999 | Hill- Rom | P1900AF3754 |  | 04P4271999 | Beds | MHHS-Southwest |  |  |  |  | 04P4271999 | Southwest |  | Beds |  | 10/24/2019 | 10/31/2020 |  |  | TOTALCARE-TREAT SURFACE&SCALE |  | BEDPATIENTELECTRIC-Hill-Rom-TotalCare P1900 |  |  |  |  | BEDPATIENTELECTRIC-Hill-Rom-TotalCare P1900 | [9 empty] | MHHS-Southwest
NO | YES |  |  |  |  | F324AM6708 | Hill- Rom | P1900B001058 |  | F324AM6708 | Beds | MHHS-Southeast |  |  |  |  | F324AM6708 | Southeast & Bay Area |  | Beds |  | 05/06/2019 | 05/31/2020 |  |  | TOTALCARE-TREAT SURFACE |  | BEDPATIENTELECTRIC-Hill-Rom-TotalCare P1900 |  |  |  |  | BEDPATIENTELECTRIC-Hill-Rom-TotalCare P1900 | [9 empty] | MHHS-Southeast
NO | YES |  |  |  |  | B137AM3867 | Hill- Rom | P1900BF4940 |  | B137AM3867 | Beds | MHHS-Southwest |  |  |  |  | B137AM3867 | Southwest |  | Beds |  | 02/25/2019 | 02/29/2020 |  |  | TOTALCARE-TREAT SURFACE&SCALE |  | BEDPATIENTELECTRIC-Hill-Rom-TotalCare P1900 |  |  |  |  | BEDPATIENTELECTRIC-Hill-Rom-TotalCare P1900 | [9 empty] | MHHS-Southwest
NO | YES |  |  |  |  | B137AM3868 | Hill- Rom | P1900BF4940 |  | B137AM3868 | Beds | MHHS-Southwest |  |  |  |  | B137AM3868 | Southwest |  | Beds |  | 02/14/2019 | 02/29/2020 |  |  | TOTALCARE-TREAT SURFACE&SCALE |  | BEDPATIENTELECTRIC-Hill-Rom-TotalCare P1900 |  |  |  |  | BEDPATIENTELECTRIC-Hill-Rom-TotalCare P1900 | [9 empty] | MHHS-Southwest
NO | YES |  |  |  |  | B137AM3869 | Hill- Rom | P1900BF4940 |  | B137AM3869 | Beds | MHHS-Southwest |  |  |  |  | B137AM3869 | Southwest |  | Beds |  | 03/29/2019 | 03/31/2020 |  |  | TOTALCARE-TREAT SURFACE&SCALE |  | BEDPATIENTELECTRIC-Hill-Rom-TotalCare P1900 |  |  |  |  | BEDPATIENTELECTRIC-Hill-Rom-TotalCare P1900 | [9 empty] | MHHS-Southwest
NO | YES |  |  |  |  | B346AM8731 | Hill- Rom | P1900C002095 |  | B346AM8731 | Beds | MHHS-Southeast |  |  |  |  | B346AM8731 | Southeast & Bay Area |  | Beds |  | 01/31/2019 | 01/31/2020 |  |  | TOTALCARE-TREAT SURFACE&SCALE |  | BEDPATIENTELECTRIC-Hill-Rom-TotalCare P1900 |  |  |  |  | BEDPATIENTELECTRIC-Hill-Rom-TotalCare P1900 | [9 empty] | MHHS-Southeast
NO | YES |  |  |  |  | C261AM3194 | Hill- Rom | P1900D003382 |  | C261AM3194 | Beds | MHHS-Northeast |  |  |  |  | C261AM3194 | Katy |  | Beds |  | 04/25/2019 | 04/30/2020 |  |  | TOTALCARE-TREAT SURFACE&SCALE |  | BEDPATIENTELECTRIC-Hill-Rom-TotalCare P1900 |  |  |  |  | BEDPATIENTELECTRIC-Hill-Rom-TotalCare P1900 | [9 empty] | MHHS-Northeast
NO | YES |  |  |  |  | C248AM2831 | Hill- Rom | P1900D003382 |  | C248AM2831 | Beds | MHHS-Southeast |  |  |  |  | C248AM2831 | Southeast & Bay Area |  | Beds |  | 02/28/2019 | 02/29/2020 |  |  | TOTALCARE-TREAT SURFACE&SCALE |  | BEDPATIENTELECTRIC-Hill-Rom-TotalCare P1900 |  |  |  |  | BEDPATIENTELECTRIC-Hill-Rom-TotalCare P1900 | [9 empty] | MHHS-Southeast
NO | YES |  |  |  |  | C234AM2467 | Hill- Rom | P1900D003382 |  | C234AM2467 | Beds | MHHS-Southwest |  |  |  |  | C234AM2467 | Southwest |  | Beds |  | 01/31/2019 | 01/31/2020 |  |  | TOTALCARE-TREAT SURFACE&SCALE |  | BEDPATIENTELECTRIC-Hill-Rom-TotalCare P1900 |  |  |  |  | BEDPATIENTELECTRIC-Hill-Rom-TotalCare P1900 | [9 empty] | MHHS-Southwest
NO | YES |  |  |  |  | C254AM2969 | Hill- Rom | P1900D003382 |  | C254AM2969 | Beds | MHHS-Southwest |  |  |  |  | C254AM2969 | Southwest |  | Beds |  | 02/07/2019 | 02/29/2020 |  |  | TOTALCARE-TREAT SURFACE&SCALE |  | BEDPATIENTELECTRIC-Hill-Rom-TotalCare P1900 |  |  |  |  | BEDPATIENTELECTRIC-Hill-Rom-TotalCare P1900 | [9 empty] | MHHS-Southwest
NO | YES |  |  |  |  | C261AM3190 | Hill- Rom | P1900D003382 |  | C261AM3190 | Beds | MHHS-Southwest |  |  |  |  | C261AM3190 | Southwest |  | Beds |  | 02/28/2019 | 02/29/2020 |  |  | TOTALCARE-TREAT SURFACE&SCALE |  | BEDPATIENTELECTRIC-Hill-Rom-TotalCare P1900 |  |  |  |  | BEDPATIENTELECTRIC-Hill-Rom-TotalCare P1900 | [9 empty] | MHHS-Southwest
NO | YES |  |  |  |  | C242AM2714 | Hill- Rom | P1900D003382 |  | C242AM2714 | Beds | MHHS-Southwest |  |  |  |  | C242AM2714 | Southwest |  | Beds |  | 03/29/2019 | 03/31/2020 |  |  | TOTALCARE-TREAT SURFACE&SCALE |  | BEDPATIENTELECTRIC-Hill-Rom-TotalCare P1900 |  |  |  |  | BEDPATIENTELECTRIC-Hill-Rom-TotalCare P1900 | [9 empty] | MHHS-Southwest
NO | YES |  |  |  |  | C261AM3192 | Hill- Rom | P1900D003382 |  | C261AM3192 | Beds | MHHS-Southwest |  |  |  |  | C261AM3192 | Southwest |  | Beds |  | 01/15/2020 | 01/31/2021 |  |  | TOTALCARE-TREAT SURFACE&SCALE |  | BEDPATIENTELECTRIC-Hill-Rom-TotalCare P1900 |  |  |  |  | BEDPATIENTELECTRIC-Hill-Rom-TotalCare P1900 | [9 empty] | MHHS-Southwest
NO | YES |  |  |  |  | C120AM1794 | Hill- Rom | P1900D003382 |  | C120AM1794 | Beds | MHHS-TMC |  |  |  |  | C120AM1794 | TMC |  | Beds |  | 03/19/2019 | 03/31/2020 |  |  | TOTALCARE-TREAT SURFACE&SCALE |  | BEDPATIENTELECTRIC-Hill-Rom-TotalCare P1900 |  |  |  |  | BEDPATIENTELECTRIC-Hill-Rom-TotalCare P1900 | [9 empty] | MHHS-TMC
NO | YES |  |  |  |  | C137AM2200 | Hill- Rom | P1900D003382 |  | C137AM2200 | Beds | MHHS-TMC |  |  |  |  | C137AM2200 | TMC |  | Beds |  | 03/06/2019 | 03/31/2020 |  |  | TOTALCARE-TREAT SURFACE&SCALE |  | BEDPATIENTELECTRIC-Hill-Rom-TotalCare P1900 |  |  |  |  | BEDPATIENTELECTRIC-Hill-Rom-TotalCare P1900 | [9 empty] | MHHS-TMC
NO | YES |  |  |  |  | C137AM2204 | Hill- Rom | P1900D003382 |  | C137AM2204 | Beds | MHHS-TMC |  |  |  |  | C137AM2204 | TMC |  | Beds |  | 03/19/2019 | 03/31/2020 |  |  | TOTALCARE-TREAT SURFACE&SCALE |  | BEDPATIENTELECTRIC-Hill-Rom-TotalCare P1900 |  |  |  |  | BEDPATIENTELECTRIC-Hill-Rom-TotalCare P1900 | [9 empty] | MHHS-TMC
NO | YES |  |  |  |  | C248AM2825 | Hill- Rom | P1900D003382 |  | C248AM2825 | Beds | MHHS-TMC |  |  |  |  | C248AM2825 | TMC |  | Beds |  | 03/06/2019 | 03/31/2020 |  |  | TOTALCARE-TREAT SURFACE&SCALE |  | BEDPATIENTELECTRIC-Hill-Rom-TotalCare P1900 |  |  |  |  | BEDPATIENTELECTRIC-Hill-Rom-TotalCare P1900 | [9 empty] | MHHS-TMC
NO | YES |  |  |  |  | C137AM2202 | Hill- Rom | P1900D003382 |  | C137AM2202 | Beds | MHHS-TMC |  |  |  |  | C137AM2202 | TMC |  | Beds |  | 10/16/2019 | 10/31/2020 |  |  | TOTALCARE-TREAT SURFACE&SCALE |  | BEDPATIENTELECTRIC-Hill-Rom-TotalCare P1900 |  |  |  |  | BEDPATIENTELECTRIC-Hill-Rom-TotalCare P1900 | [9 empty] | MHHS-TMC
NO | YES |  |  |  |  | C137AM2201 | Hill- Rom | P1900D003382 |  | C137AM2201 | Beds | MHHS-TMC |  |  |  |  | C137AM2201 | TMC |  | Beds |  | 12/02/2019 | 12/31/2020 |  |  | TOTALCARE-TREAT SURFACE&SCALE |  | BEDPATIENTELECTRIC-Hill-Rom-TotalCare P1900 |  |  |  |  | BEDPATIENTELECTRIC-Hill-Rom-TotalCare P1900 | [9 empty] | MHHS-TMC
NO | YES |  |  |  |  | H076AM4105 | Hill- Rom | P1900D003818 |  | H076AM4105 | Beds | MHHS-Northeast |  |  |  |  | H076AM4105 | Katy |  | Beds |  | 06/10/2019 | 06/30/2020 |  |  | TOTALCARE PULMONARY SURFACE |  | BEDPATIENTELECTRIC-Hill-Rom-TotalCare P1900 |  |  |  |  | BEDPATIENTELECTRIC-Hill-Rom-TotalCare P1900 | [9 empty] | MHHS-Northeast
NO | YES |  |  |  |  | 08Q5141999 | Hill- Rom | P1900D003818 |  | 08Q5141999 | Beds | MHHS-Northeast |  |  |  |  | 08Q5141999 | Katy |  | Beds |  | 08/07/2019 | 08/31/2020 |  |  | TOTALCARE PULMONARY SURFACE |  | BEDPATIENTELECTRIC-Hill-Rom-TotalCare P1900 |  |  |  |  | BEDPATIENTELECTRIC-Hill-Rom-TotalCare P1900 | [9 empty] | MHHS-Northeast
NO | YES |  |  |  |  | C351AM6794 | Hill- Rom | P1900D003818 |  | C351AM6794 | Beds | MHHS-Southeast |  |  |  |  | C351AM6794 | Southeast & Bay Area |  | Beds |  | 01/23/2019 | 01/31/2020 |  |  | TOTALCARE PULMONARY SURFACE |  | BEDPATIENTELECTRIC-Hill-Rom-TotalCare P1900 |  |  |  |  | BEDPATIENTELECTRIC-Hill-Rom-TotalCare P1900 | [9 empty] | MHHS-Southeast
NO | YES |  |  |  |  | F022AM8263 | Hill- Rom | P1900D003818 |  | F022AM8263 | Beds | MHHS-Southeast |  |  |  |  | F022AM8263 | Southeast & Bay Area |  | Beds |  | 03/08/2019 | 03/31/2020 |  |  | TOTALCARE PULMONARY SURFACE |  | BEDPATIENTELECTRIC-Hill-Rom-TotalCare P1900 |  |  |  |  | BEDPATIENTELECTRIC-Hill-Rom-TotalCare P1900 | [9 empty] | MHHS-Southeast
NO | YES |  |  |  |  | G168AM7996 | Hill- Rom | P1900D004031 |  | G168AM7996 | Beds | MHHS-Northeast |  |  |  |  | G168AM7996 | Katy |  | Beds |  | 08/13/2019 | 08/31/2020 |  |  | TOTALCARE PULMONARY SURFACE |  | BEDPATIENTELECTRIC-Hill-Rom-TotalCare P1900 |  |  |  |  | BEDPATIENTELECTRIC-Hill-Rom-TotalCare P1900 | [9 empty] | MHHS-Northeast
NO | YES |  |  |  |  | G168AM7984 | Hill- Rom | P1900D004031 |  | G168AM7984 | Beds | MHHS-Northeast |  |  |  |  | G168AM7984 | Katy |  | Beds |  | 10/24/2019 | 10/31/2020 |  |  | TOTALCARE PULMONARY SURFACE |  | BEDPATIENTELECTRIC-Hill-Rom-TotalCare P1900 |  |  |  |  | BEDPATIENTELECTRIC-Hill-Rom-TotalCare P1900 | [9 empty] | MHHS-Northeast
NO | YES |  |  |  |  | C122AM1836 | Hill- Rom | P1900D004031 |  | C122AM1836 | Beds | MHHS-Southeast |  |  |  |  | C122AM1836 | Southeast & Bay Area |  | Beds |  | 04/30/2019 | 04/30/2020 |  |  | TOTALCARE PULMONARY SURFACE |  | BEDPATIENTELECTRIC-Hill-Rom-TotalCare P1900 |  |  |  |  | BEDPATIENTELECTRIC-Hill-Rom-TotalCare P1900 | [9 empty] | MHHS-Southeast
NO | YES |  |  |  |  | B160AM4332 | Hill- Rom | P1900D004031 |  | B160AM4332 | Beds | MHHS-Southwest |  |  |  |  | B160AM4332 | Southwest |  | Beds |  | 05/24/2019 | 05/31/2020 |  |  | TOTALCARE PULMONARY SURFACE |  | BEDPATIENTELECTRIC-Hill-Rom-TotalCare P1900 |  |  |  |  | BEDPATIENTELECTRIC-Hill-Rom-TotalCare P1900 | [9 empty] | MHHS-Southwest
NO | YES |  |  |  |  | C351AM5799 | Hill- Rom | P1900E005019 |  | C351AM5799 | Beds | MHHS-Southeast |  |  |  |  | C351AM5799 | Southeast & Bay Area |  | Beds |  | 03/27/2019 | 03/31/2020 |  |  | TOTALCARE PULMONARY SURFACE |  | BEDPATIENTELECTRIC-Hill-Rom-TotalCare P1900 |  |  |  |  | BEDPATIENTELECTRIC-Hill-Rom-TotalCare P1900 | [9 empty] | MHHS-Southeast
NO | YES |  |  |  |  | C351AM5795 | Hill- Rom | P1900E005019 |  | C351AM5795 | Beds | MHHS-Southeast |  |  |  |  | C351AM5795 | Southeast & Bay Area |  | Beds |  | 10/22/2019 | 10/31/2020 |  |  | TOTALCARE PULMONARY SURFACE |  | BEDPATIENTELECTRIC-Hill-Rom-TotalCare P1900 |  |  |  |  | BEDPATIENTELECTRIC-Hill-Rom-TotalCare P1900 | [9 empty] | MHHS-Southeast
NO | YES |  |  |  |  | D050AM7657 | Hill- Rom | P1900E005020 |  | D050AM7657 | Beds | MHHS-TMC |  |  |  |  | D050AM7657 | TMC |  | Beds |  | 03/19/2019 | 03/31/2020 |  |  | TOTALCARE PULMONARY SURFACE |  | BEDPATIENTELECTRIC-Hill-Rom-TotalCare P1900 |  |  |  |  | BEDPATIENTELECTRIC-Hill-Rom-TotalCare P1900 | [9 empty] | MHHS-TMC
NO | YES |  |  |  |  | D050AM7661 | Hill- Rom | P1900E005020 |  | D050AM7661 | Beds | MHHS-TMC |  |  |  |  | D050AM7661 | TMC |  | Beds |  | 08/22/2019 | 08/31/2020 |  |  | TOTALCARE PULMONARY SURFACE |  | BEDPATIENTELECTRIC-Hill-Rom-TotalCare P1900 |  |  |  |  | BEDPATIENTELECTRIC-Hill-Rom-TotalCare P1900 | [9 empty] | MHHS-TMC
NO | YES |  |  |  |  | D035AM7066 | Hill- Rom | P1900E005030 |  | D035AM7066 | Beds | MHHS-Northeast |  |  |  |  | D035AM7066 | Katy |  | Beds |  | 10/24/2019 | 10/31/2020 |  |  | TOTALCARE PULMONARY SURFACE |  | BEDPATIENTELECTRIC-Hill-Rom-TotalCare P1900 |  |  |  |  | BEDPATIENTELECTRIC-Hill-Rom-TotalCare P1900 | [9 empty] | MHHS-Northeast
NO | YES |  |  |  |  | D211AM3260 | Hill- Rom | P1900F005565 |  | D211AM3260 | Beds | MHHS-TMC |  |  |  |  | D211AM3260 | TMC |  | Beds |  | 03/19/2019 | 03/31/2020 |  |  | TOTALCARE PULMONARY SURFACE |  | BEDPATIENTELECTRIC-Hill-Rom-TotalCare P1900 |  |  |  |  | BEDPATIENTELECTRIC-Hill-Rom-TotalCare P1900 | [9 empty] | MHHS-TMC
NO | YES |  |  |  |  | D211AM3262 | Hill- Rom | P1900F005565 |  | D211AM3262 | Beds | MHHS-TMC |  |  |  |  | D211AM3262 | TMC |  | Beds |  | 03/12/2019 | 03/31/2020 |  |  | TOTALCARE PULMONARY SURFACE |  | BEDPATIENTELECTRIC-Hill-Rom-TotalCare P1900 |  |  |  |  | BEDPATIENTELECTRIC-Hill-Rom-TotalCare P1900 | [9 empty] | MHHS-TMC
NO | YES |  |  |  |  | D211AM3264 | Hill- Rom | P1900F005565 |  | D211AM3264 | Beds | MHHS-TMC |  |  |  |  | D211AM3264 | TMC |  | Beds |  |  | 08/31/2020 |  |  | TOTALCARE PULMONARY SURFACE |  | BEDPATIENTELECTRIC-Hill-Rom-TotalCare P1900 |  |  |  |  | BEDPATIENTELECTRIC-Hill-Rom-TotalCare P1900 | [9 empty] | MHHS-TMC
NO | YES |  |  |  |  | D309AM6387 | Hill- Rom | P1900F005610 |  | D309AM6387 | Beds | MHHS-Southeast |  |  |  |  | D309AM6387 | Southeast & Bay Area |  | Beds |  | 01/13/2020 | 01/31/2021 |  |  | TOTALCARE PULMONARY SURFACE |  | BEDPATIENTELECTRIC-Hill-Rom-TotalCare P1900 |  |  |  |  | BEDPATIENTELECTRIC-Hill-Rom-TotalCare P1900 | [9 empty] | MHHS-Southeast
NO | YES |  |  |  |  | D297AM5999 | Hill- Rom | P1900F005610 |  | D297AM5999 | Beds | MHHS-TMC |  |  |  |  | D297AM5999 | TMC |  | Beds |  | 02/05/2019 | 02/29/2020 |  |  | TOTALCARE PULMONARY SURFACE |  | BEDPATIENTELECTRIC-Hill-Rom-TotalCare P1900 |  |  |  |  | BEDPATIENTELECTRIC-Hill-Rom-TotalCare P1900 | [9 empty] | MHHS-TMC
NO | YES |  |  |  |  | D289AM5740 | Hill- Rom | P1900F005610 |  | D289AM5740 | Beds | MHHS-TMC |  |  |  |  | D289AM5740 | TMC |  | Beds |  | 05/22/2019 | 05/31/2020 |  |  | TOTALCARE PULMONARY SURFACE |  | BEDPATIENTELECTRIC-Hill-Rom-TotalCare P1900 |  |  |  |  | BEDPATIENTELECTRIC-Hill-Rom-TotalCare P1900 | [9 empty] | MHHS-TMC
NO | YES |  |  |  |  | E209AM3775 | Hill- Rom | P1900F005615 |  | E209AM3775 | Beds | MHHS-TMC |  |  |  |  | E209AM3775 | TMC |  | Beds |  |  | 08/31/2020 |  |  | TOTALCARE-TREAT SURFACE&SCALE |  | BEDPATIENTELECTRIC-Hill-Rom-TotalCare P1900 |  |  |  |  | BEDPATIENTELECTRIC-Hill-Rom-TotalCare P1900 | [9 empty] | MHHS-TMC
NO | YES |  |  |  |  | E216AM4041 | Hill- Rom | P1900F005615 |  | E216AM4041 | Beds | MHHS-TMC |  |  |  |  | E216AM4041 | TMC |  | Beds |  |  | 08/31/2020 |  |  | TOTALCARE-TREAT SURFACE&SCALE |  | BEDPATIENTELECTRIC-Hill-Rom-TotalCare P1900 |  |  |  |  | BEDPATIENTELECTRIC-Hill-Rom-TotalCare P1900 | [9 empty] | MHHS-TMC
NO | YES |  |  |  |  | D338AM7288 | Hill- Rom | P1900F005939 |  | D338AM7288 | Beds | MHHS-Northeast |  |  |  |  | D338AM7288 | Katy |  | Beds |  | 08/07/2019 | 08/31/2020 |  |  | TOTALCARE PULMONARY SURFACE |  | BEDPATIENTELECTRIC-Hill-Rom-TotalCare P1900 |  |  |  |  | BEDPATIENTELECTRIC-Hill-Rom-TotalCare P1900 | [9 empty] | MHHS-Northeast
NO | YES |  |  |  |  | D340AM7353 | Hill- Rom | P1900F005939 |  | D340AM7353 | Beds | MHHS-Northeast |  |  |  |  | D340AM7353 | Katy |  | Beds |  | 08/07/2019 | 08/31/2020 |  |  | TOTALCARE PULMONARY SURFACE |  | BEDPATIENTELECTRIC-Hill-Rom-TotalCare P1900 |  |  |  |  | BEDPATIENTELECTRIC-Hill-Rom-TotalCare P1900 | [9 empty] | MHHS-Northeast
NO | YES |  |  |  |  | D352AM7666 | Hill- Rom | P1900F005939 |  | D352AM7666 | Beds | MHHS-Northeast |  |  |  |  | D352AM7666 | Katy |  | Beds |  | 08/13/2019 | 08/31/2020 |  |  | TOTALCARE PULMONARY SURFACE |  | BEDPATIENTELECTRIC-Hill-Rom-TotalCare P1900 |  |  |  |  | BEDPATIENTELECTRIC-Hill-Rom-TotalCare P1900 | [9 empty] | MHHS-Northeast
NO | YES |  |  |  |  | D340AM7346 | Hill- Rom | P1900F005939 |  | D340AM7346 | Beds | MHHS-Northeast |  |  |  |  | D340AM7346 | Katy |  | Beds |  | 10/24/2019 | 10/31/2020 |  |  | TOTALCARE PULMONARY SURFACE |  | BEDPATIENTELECTRIC-Hill-Rom-TotalCare P1900 |  |  |  |  | BEDPATIENTELECTRIC-Hill-Rom-TotalCare P1900 | [9 empty] | MHHS-Northeast
NO | YES |  |  |  |  | E231AM4579 | Hill- Rom | P1900F006096 |  | E231AM4579 | Beds | MHHS-TMC |  |  |  |  | E231AM4579 | TMC |  | Beds |  | 05/22/2019 | 05/31/2020 |  |  | TOTALCARE PULMONARY SURFACE |  | BEDPATIENTELECTRIC-Hill-Rom-TotalCare P1900 |  |  |  |  | BEDPATIENTELECTRIC-Hill-Rom-TotalCare P1900 | [9 empty] | MHHS-TMC
NO | YES |  |  |  |  | E230AM4519 | Hill- Rom | P1900F006096 |  | E230AM4519 | Beds | MHHS-TMC |  |  |  |  | E230AM4519 | TMC |  | Beds |  | 11/14/2019 | 11/30/2020 |  |  | TOTALCARE PULMONARY SURFACE |  | BEDPATIENTELECTRIC-Hill-Rom-TotalCare P1900 |  |  |  |  | BEDPATIENTELECTRIC-Hill-Rom-TotalCare P1900 | [9 empty] | MHHS-TMC
NO | YES |  |  |  |  | E225AM4380 | Hill- Rom | P1900F006112 |  | E225AM4380 | Beds | MHHS-TMC |  |  |  |  | E225AM4380 | TMC |  | Beds |  | 02/22/2019 | 02/29/2020 |  |  | TOTALCARE-TREAT SURFACE&SCALE |  | BEDPATIENTELECTRIC-Hill-Rom-TotalCare P1900 |  |  |  |  | BEDPATIENTELECTRIC-Hill-Rom-TotalCare P1900 | [9 empty] | MHHS-TMC
NO | YES |  |  |  |  | E233AM4661 | Hill- Rom | P1900F006112 |  | E233AM4661 | Beds | MHHS-TMC |  |  |  |  | E233AM4661 | TMC |  | Beds |  | 02/27/2019 | 02/29/2020 |  |  | TOTALCARE-TREAT SURFACE&SCALE |  | BEDPATIENTELECTRIC-Hill-Rom-TotalCare P1900 |  |  |  |  | BEDPATIENTELECTRIC-Hill-Rom-TotalCare P1900 | [9 empty] | MHHS-TMC
NO | YES |  |  |  |  | E233AM4660 | Hill- Rom | P1900F006112 |  | E233AM4660 | Beds | MHHS-TMC |  |  |  |  | E233AM4660 | TMC |  | Beds |  | 03/25/2019 | 03/31/2020 |  |  | TOTALCARE-TREAT SURFACE&SCALE |  | BEDPATIENTELECTRIC-Hill-Rom-TotalCare P1900 |  |  |  |  | BEDPATIENTELECTRIC-Hill-Rom-TotalCare P1900 | [9 empty] | MHHS-TMC
NO | YES |  |  |  |  | E230AM4524 | Hill- Rom | P1900F006112 |  | E230AM4524 | Beds | MHHS-TMC |  |  |  |  | E230AM4524 | TMC |  | Beds |  | 05/22/2019 | 05/31/2020 |  |  | TOTALCARE-TREAT SURFACE&SCALE |  | BEDPATIENTELECTRIC-Hill-Rom-TotalCare P1900 |  |  |  |  | BEDPATIENTELECTRIC-Hill-Rom-TotalCare P1900 | [9 empty] | MHHS-TMC
NO | YES |  |  |  |  | E232AM4618 | Hill- Rom | P1900F006112 |  | E232AM4618 | Beds | MHHS-TMC |  |  |  |  | E232AM4618 | TMC |  | Beds |  | 06/12/2019 | 06/30/2020 |  |  | TOTALCARE-TREAT SURFACE&SCALE |  | BEDPATIENTELECTRIC-Hill-Rom-TotalCare P1900 |  |  |  |  | BEDPATIENTELECTRIC-Hill-Rom-TotalCare P1900 | [9 empty] | MHHS-TMC
NO | YES |  |  |  |  | E226AM4431 | Hill- Rom | P1900F006112 |  | E226AM4431 | Beds | MHHS-TMC |  |  |  |  | E226AM4431 | TMC |  | Beds |  | 07/23/2019 | 07/31/2020 |  |  | TOTALCARE-TREAT SURFACE&SCALE |  | BEDPATIENTELECTRIC-Hill-Rom-TotalCare P1900 |  |  |  |  | BEDPATIENTELECTRIC-Hill-Rom-TotalCare P1900 | [9 empty] | MHHS-TMC
NO | YES |  |  |  |  | E231AM4588 | Hill- Rom | P1900F006112 |  | E231AM4588 | Beds | MHHS-TMC |  |  |  |  | E231AM4588 | TMC |  | Beds |  | 07/15/2019 | 07/31/2020 |  |  | TOTALCARE-TREAT SURFACE&SCALE |  | BEDPATIENTELECTRIC-Hill-Rom-TotalCare P1900 |  |  |  |  | BEDPATIENTELECTRIC-Hill-Rom-TotalCare P1900 | [9 empty] | MHHS-TMC
NO | YES |  |  |  |  | E231AM4605 | Hill- Rom | P1900F006112 |  | E231AM4605 | Beds | MHHS-TMC |  |  |  |  | E231AM4605 | TMC |  | Beds |  | 09/09/2019 | 09/30/2020 |  |  | TOTALCARE-TREAT SURFACE&SCALE |  | BEDPATIENTELECTRIC-Hill-Rom-TotalCare P1900 |  |  |  |  | BEDPATIENTELECTRIC-Hill-Rom-TotalCare P1900 | [9 empty] | MHHS-TMC
NO | YES |  |  |  |  | F329AM4313 | Hill- Rom | P1900G006270 |  | F329AM4313 | Beds | MHHS-Southeast |  |  |  |  | F329AM4313 | Southeast & Bay Area |  | Beds |  | 04/30/2019 | 04/30/2020 |  |  | TOTALCARE-TREAT SURFACE&SCALE |  | BEDPATIENTELECTRIC-Hill-Rom-TotalCare P1900 |  |  |  |  | BEDPATIENTELECTRIC-Hill-Rom-TotalCare P1900 | [9 empty] | MHHS-Southeast
NO | YES |  |  |  |  | F338AM4415 | Hill- Rom | P1900G006270 |  | F338AM4415 | Beds | MHHS-Southwest |  |  |  |  | F338AM4415 | Southwest |  | Beds |  | 01/31/2019 | 01/31/2020 |  |  | TOTALCARE-TREAT SURFACE&SCALE |  | BEDPATIENTELECTRIC-Hill-Rom-TotalCare P1900 |  |  |  |  | BEDPATIENTELECTRIC-Hill-Rom-TotalCare P1900 | [9 empty] | MHHS-Southwest
NO | YES |  |  |  |  | F336AM4367 | Hill- Rom | P1900G006270 |  | F336AM4367 | Beds | MHHS-Southwest |  |  |  |  | F336AM4367 | Southwest |  | Beds |  | 02/28/2019 | 02/29/2020 |  |  | TOTALCARE-TREAT SURFACE&SCALE |  | BEDPATIENTELECTRIC-Hill-Rom-TotalCare P1900 |  |  |  |  | BEDPATIENTELECTRIC-Hill-Rom-TotalCare P1900 | [9 empty] | MHHS-Southwest
NO | YES |  |  |  |  | F337AM4390 | Hill- Rom | P1900G006270 |  | F337AM4390 | Beds | MHHS-Southwest |  |  |  |  | F337AM4390 | Southwest |  | Beds |  | 02/28/2019 | 02/29/2020 |  |  | TOTALCARE-TREAT SURFACE&SCALE |  | BEDPATIENTELECTRIC-Hill-Rom-TotalCare P1900 |  |  |  |  | BEDPATIENTELECTRIC-Hill-Rom-TotalCare P1900 | [9 empty] | MHHS-Southwest
NO | YES |  |  |  |  | F337AM4388 | Hill- Rom | P1900G006270 |  | F337AM4388 | Beds | MHHS-Southwest |  |  |  |  | F337AM4388 | Southwest |  | Beds |  | 04/30/2019 | 04/30/2020 |  |  | TOTALCARE-TREAT SURFACE&SCALE |  | BEDPATIENTELECTRIC-Hill-Rom-TotalCare P1900 |  |  |  |  | BEDPATIENTELECTRIC-Hill-Rom-TotalCare P1900 | [9 empty] | MHHS-Southwest
NO | YES |  |  |  |  | F337AM4405 | Hill- Rom | P1900G006270 |  | F337AM4405 | Beds | MHHS-Southwest |  |  |  |  | F337AM4405 | Southwest |  | Beds |  | 04/10/2019 | 04/30/2020 |  |  | TOTALCARE-TREAT SURFACE&SCALE |  | BEDPATIENTELECTRIC-Hill-Rom-TotalCare P1900 |  |  |  |  | BEDPATIENTELECTRIC-Hill-Rom-TotalCare P1900 | [9 empty] | MHHS-Southwest
NO | YES |  |  |  |  | F337AM4394 | Hill- Rom | P1900G006270 |  | F337AM4394 | Beds | MHHS-Southwest |  |  |  |  | F337AM4394 | Southwest |  | Beds |  | 06/26/2019 | 06/30/2020 |  |  | TOTALCARE-TREAT SURFACE&SCALE |  | BEDPATIENTELECTRIC-Hill-Rom-TotalCare P1900 |  |  |  |  | BEDPATIENTELECTRIC-Hill-Rom-TotalCare P1900 | [9 empty] | MHHS-Southwest
NO | YES |  |  |  |  | F329AM4317 | Hill- Rom | P1900G006270 |  | F329AM4317 | Beds | MHHS-Southwest |  |  |  |  | F329AM4317 | Southwest |  | Beds |  | 07/03/2019 | 07/31/2020 |  |  | TOTALCARE-TREAT SURFACE&SCALE |  | BEDPATIENTELECTRIC-Hill-Rom-TotalCare P1900 |  |  |  |  | BEDPATIENTELECTRIC-Hill-Rom-TotalCare P1900 | [9 empty] | MHHS-Southwest
NO | YES |  |  |  |  | F336AM4368 | Hill- Rom | P1900G006270 |  | F336AM4368 | Beds | MHHS-Southwest |  |  |  |  | F336AM4368 | Southwest |  | Beds |  | 07/03/2019 | 07/31/2020 |  |  | TOTALCARE-TREAT SURFACE&SCALE |  | BEDPATIENTELECTRIC-Hill-Rom-TotalCare P1900 |  |  |  |  | BEDPATIENTELECTRIC-Hill-Rom-TotalCare P1900 | [9 empty] | MHHS-Southwest
NO | YES |  |  |  |  | F329AM4318 | Hill- Rom | P1900G006270 |  | F329AM4318 | Beds | MHHS-Southwest |  |  |  |  | F329AM4318 | Southwest |  | Beds |  | 01/15/2020 | 01/31/2021 |  |  | TOTALCARE-TREAT SURFACE&SCALE |  | BEDPATIENTELECTRIC-Hill-Rom-TotalCare P1900 |  |  |  |  | BEDPATIENTELECTRIC-Hill-Rom-TotalCare P1900 | [9 empty] | MHHS-Southwest
NO | YES |  |  |  |  | E325AM6759 | Hill- Rom | P1900G006341 |  | E325AM6759 | Beds | MHHS-Southeast |  |  |  |  | E325AM6759 | Southeast & Bay Area |  | Beds |  | 01/08/2019 | 01/31/2020 |  |  | TOTALCARE-TREAT SURFACE&SCALE |  | BEDPATIENTELECTRIC-Hill-Rom-TotalCare P1900 |  |  |  |  | BEDPATIENTELECTRIC-Hill-Rom-TotalCare P1900 | [9 empty] | MHHS-Southeast
NO | YES |  |  |  |  | E324AM6699 | Hill- Rom | P1900G006341 |  | E324AM6699 | Beds | MHHS-Southeast |  |  |  |  | E324AM6699 | Southeast & Bay Area |  | Beds |  | 03/08/2019 | 03/31/2020 |  |  | TOTALCARE-TREAT SURFACE&SCALE |  | BEDPATIENTELECTRIC-Hill-Rom-TotalCare P1900 |  |  |  |  | BEDPATIENTELECTRIC-Hill-Rom-TotalCare P1900 | [9 empty] | MHHS-Southeast
NO | YES |  |  |  |  | F212AM2024 | Hill- Rom | P1900G006341 |  | F212AM2024 | Beds | MHHS-Southeast |  |  |  |  | F212AM2024 | Southeast & Bay Area |  | Beds |  | 03/08/2019 | 03/31/2020 |  |  | TOTALCARE-TREAT SURFACE&SCALE |  | BEDPATIENTELECTRIC-Hill-Rom-TotalCare P1900 |  |  |  |  | BEDPATIENTELECTRIC-Hill-Rom-TotalCare P1900 | [9 empty] | MHHS-Southeast
NO | YES |  |  |  |  | E325AM6775 | Hill- Rom | P1900G006341 |  | E325AM6775 | Beds | MHHS-Southeast |  |  |  |  | E325AM6775 | Southeast & Bay Area |  | Beds |  | 05/29/2019 | 05/31/2020 |  |  | TOTALCARE-TREAT SURFACE&SCALE |  | BEDPATIENTELECTRIC-Hill-Rom-TotalCare P1900 |  |  |  |  | BEDPATIENTELECTRIC-Hill-Rom-TotalCare P1900 | [9 empty] | MHHS-Southeast
NO | YES |  |  |  |  | F023AM8283 | Hill- Rom | P1900G006341 |  | F023AM8283 | Beds | MHHS-Southeast |  |  |  |  | F023AM8283 | Southeast & Bay Area |  | Beds |  | 05/31/2019 | 05/31/2020 |  |  | TOTALCARE-TREAT SURFACE&SCALE |  | BEDPATIENTELECTRIC-Hill-Rom-TotalCare P1900 |  |  |  |  | BEDPATIENTELECTRIC-Hill-Rom-TotalCare P1900 | [9 empty] | MHHS-Southeast
NO | YES |  |  |  |  | F037AM8691 | Hill- Rom | P1900G006341 |  | F037AM8691 | Beds | MHHS-Southeast |  |  |  |  | F037AM8691 | Southeast & Bay Area |  | Beds |  | 05/31/2019 | 05/31/2020 |  |  | TOTALCARE-TREAT SURFACE&SCALE |  | BEDPATIENTELECTRIC-Hill-Rom-TotalCare P1900 |  |  |  |  | BEDPATIENTELECTRIC-Hill-Rom-TotalCare P1900 | [9 empty] | MHHS-Southeast
NO | YES |  |  |  |  | F212AM2023 | Hill- Rom | P1900G006341 |  | F212AM2023 | Beds | MHHS-Southeast |  |  |  |  | F212AM2023 | Southeast & Bay Area |  | Beds |  | 06/30/2019 | 06/30/2020 |  |  | TOTALCARE-TREAT SURFACE&SCALE |  | BEDPATIENTELECTRIC-Hill-Rom-TotalCare P1900 |  |  |  |  | BEDPATIENTELECTRIC-Hill-Rom-TotalCare P1900 | [9 empty] | MHHS-Southeast
NO | YES |  |  |  |  | E323AM6643 | Hill- Rom | P1900G006341 |  | E323AM6643 | Beds | MHHS-Southeast |  |  |  |  | E323AM6643 | Southeast & Bay Area |  | Beds |  | 07/26/2019 | 07/31/2020 |  |  | TOTALCARE-TREAT SURFACE&SCALE |  | BEDPATIENTELECTRIC-Hill-Rom-TotalCare P1900 |  |  |  |  | BEDPATIENTELECTRIC-Hill-Rom-TotalCare P1900 | [9 empty] | MHHS-Southeast
NO | YES |  |  |  |  | E325AM6764 | Hill- Rom | P1900G006341 |  | E325AM6764 | Beds | MHHS-Southeast |  |  |  |  | E325AM6764 | Southeast & Bay Area |  | Beds |  |  | 08/31/2020 |  |  | TOTALCARE-TREAT SURFACE&SCALE |  | BEDPATIENTELECTRIC-Hill-Rom-TotalCare P1900 |  |  |  |  | BEDPATIENTELECTRIC-Hill-Rom-TotalCare P1900 | [9 empty] | MHHS-Southeast
NO | YES |  |  |  |  | F021AM8228 | Hill- Rom | P1900G006341 |  | F021AM8228 | Beds | MHHS-Southeast |  |  |  |  | F021AM8228 | Southeast & Bay Area |  | Beds |  | 11/25/2019 | 11/30/2020 |  |  | TOTALCARE-TREAT SURFACE&SCALE |  | BEDPATIENTELECTRIC-Hill-Rom-TotalCare P1900 |  |  |  |  | BEDPATIENTELECTRIC-Hill-Rom-TotalCare P1900 | [9 empty] | MHHS-Southeast
NO | YES |  |  |  |  | F022AM8262 | Hill- Rom | P1900G006341 |  | F022AM8262 | Beds | MHHS-Southeast |  |  |  |  | F022AM8262 | Southeast & Bay Area |  | Beds |  | 12/10/2019 | 12/31/2020 |  |  | TOTALCARE-TREAT SURFACE&SCALE |  | BEDPATIENTELECTRIC-Hill-Rom-TotalCare P1900 |  |  |  |  | BEDPATIENTELECTRIC-Hill-Rom-TotalCare P1900 | [9 empty] | MHHS-Southeast
NO | YES |  |  |  |  | F328AM4305 | Hill- Rom | P1900G006539 |  | F328AM4305 | Beds | MHHS-Northeast |  |  |  |  | F328AM4305 | Katy |  | Beds |  | 08/13/2019 | 08/31/2020 |  |  | TOTALCARE PULMONARY SURFACE |  | BEDPATIENTELECTRIC-Hill-Rom-TotalCare P1900 |  |  |  |  | BEDPATIENTELECTRIC-Hill-Rom-TotalCare P1900 | [9 empty] | MHHS-Northeast
NO | YES |  |  |  |  | F328AM4303 | Hill- Rom | P1900G006539 |  | F328AM4303 | Beds | MHHS-Northeast |  |  |  |  | F328AM4303 | Katy |  | Beds |  | 10/24/2019 | 10/31/2020 |  |  | TOTALCARE PULMONARY SURFACE |  | BEDPATIENTELECTRIC-Hill-Rom-TotalCare P1900 |  |  |  |  | BEDPATIENTELECTRIC-Hill-Rom-TotalCare P1900 | [9 empty] | MHHS-Northeast
NO | YES |  |  |  |  | F328AM4299 | Hill- Rom | P1900G006539 |  | F328AM4299 | Beds | MHHS-WOODLANDS |  |  |  |  | F328AM4299 | Woodlands |  | Beds |  | 04/29/2019 | 04/30/2020 |  |  | TOTALCARE PULMONARY SURFACE |  | BEDPATIENTELECTRIC-Hill-Rom-TotalCare P1900 |  |  |  |  | BEDPATIENTELECTRIC-Hill-Rom-TotalCare P1900 | [9 empty] | MHHS-WOODLANDS
NO | YES |  |  |  |  | F327AM4279 | Hill- Rom | P1900G006539 |  | F327AM4279 | Beds | MHHS-WOODLANDS |  |  |  |  | F327AM4279 | Woodlands |  | Beds |  | 05/21/2019 | 05/31/2020 |  |  | TOTALCARE PULMONARY SURFACE |  | BEDPATIENTELECTRIC-Hill-Rom-TotalCare P1900 |  |  |  |  | BEDPATIENTELECTRIC-Hill-Rom-TotalCare P1900 | [9 empty] | MHHS-WOODLANDS
NO | YES |  |  |  |  | F328AM4298 | Hill- Rom | P1900G006539 |  | F328AM4298 | Beds | MHHS-WOODLANDS |  |  |  |  | F328AM4298 | Woodlands |  | Beds |  | 05/15/2019 | 05/31/2020 |  |  | TOTALCARE PULMONARY SURFACE |  | BEDPATIENTELECTRIC-Hill-Rom-TotalCare P1900 |  |  |  |  | BEDPATIENTELECTRIC-Hill-Rom-TotalCare P1900 | [9 empty] | MHHS-WOODLANDS
NO | YES |  |  |  |  | H076AM4108 | Hill- Rom | P1900H006209 |  | H076AM4108 | Beds | MHHS-Northeast |  |  |  |  | H076AM4108 | Katy |  | Beds |  | 02/21/2019 | 02/29/2020 |  |  | TOTALCARE PULMONARY SURFACE |  | BEDPATIENTELECTRIC-Hill-Rom-TotalCare P1900 |  |  |  |  | BEDPATIENTELECTRIC-Hill-Rom-TotalCare P1900 | [9 empty] | MHHS-Northeast
NO | YES |  |  |  |  | H061AM3784 | Hill- Rom | P1900H006209 |  | H061AM3784 | Beds | MHHS-Northeast |  |  |  |  | H061AM3784 | Katy |  | Beds |  | 01/03/2020 | 01/31/2021 |  |  | TOTALCARE PULMONARY SURFACE |  | BEDPATIENTELECTRIC-Hill-Rom-TotalCare P1900 |  |  |  |  | BEDPATIENTELECTRIC-Hill-Rom-TotalCare P1900 | [9 empty] | MHHS-Northeast
NO | YES |  |  |  |  | G168AM7989 | Hill- Rom | P1900H006272 |  | G168AM7989 | Beds | MHHS-WOODLANDS |  |  |  |  | G168AM7989 | Woodlands |  | Beds |  | 05/15/2019 | 05/31/2020 |  |  | TOTALCARE-TREAT SURFACE&SCALE |  | BEDPATIENTELECTRIC-Hill-Rom-TotalCare P1900 |  |  |  |  | BEDPATIENTELECTRIC-Hill-Rom-TotalCare P1900 | [9 empty] | MHHS-WOODLANDS
NO | YES |  |  |  |  | G180AM8238 | Hill- Rom | P1900H006635 |  | G180AM8238 | Beds | MHHS-TMC |  |  |  |  | G180AM8238 | TMC |  | Beds |  | 02/22/2019 | 02/29/2020 |  |  | TOTALCARE-TREAT SURFACE&SCALE |  | BEDPATIENTELECTRIC-Hill-Rom-TotalCare P1900 |  |  |  |  | BEDPATIENTELECTRIC-Hill-Rom-TotalCare P1900 | [9 empty] | MHHS-TMC
NO | YES |  |  |  |  | G172AM8046 | Hill- Rom | P1900H006635 |  | G172AM8046 | Beds | MHHS-TMC |  |  |  |  | G172AM8046 | TMC |  | Beds |  | 03/19/2019 | 03/31/2020 |  |  | TOTALCARE-TREAT SURFACE&SCALE |  | BEDPATIENTELECTRIC-Hill-Rom-TotalCare P1900 |  |  |  |  | BEDPATIENTELECTRIC-Hill-Rom-TotalCare P1900 | [9 empty] | MHHS-TMC
NO | YES |  |  |  |  | G171AM8033 | Hill- Rom | P1900H006635 |  | G171AM8033 | Beds | MHHS-TMC |  |  |  |  | G171AM8033 | TMC |  | Beds |  | 07/16/2019 | 07/31/2020 |  |  | TOTALCARE-TREAT SURFACE&SCALE |  | BEDPATIENTELECTRIC-Hill-Rom-TotalCare P1900 |  |  |  |  | BEDPATIENTELECTRIC-Hill-Rom-TotalCare P1900 | [9 empty] | MHHS-TMC
NO | YES |  |  |  |  | G171AM8027 | Hill- Rom | P1900H006635 |  | G171AM8027 | Beds | MHHS-TMC |  |  |  |  | G171AM8027 | TMC |  | Beds |  | 08/07/2019 | 08/31/2020 |  |  | TOTALCARE-TREAT SURFACE&SCALE |  | BEDPATIENTELECTRIC-Hill-Rom-TotalCare P1900 |  |  |  |  | BEDPATIENTELECTRIC-Hill-Rom-TotalCare P1900 | [9 empty] | MHHS-TMC
NO | YES |  |  |  |  | G171AM8037 | Hill- Rom | P1900H006635 |  | G171AM8037 | Beds | MHHS-TMC |  |  |  |  | G171AM8037 | TMC |  | Beds |  | 10/24/2019 | 10/31/2020 |  |  | TOTALCARE-TREAT SURFACE&SCALE |  | BEDPATIENTELECTRIC-Hill-Rom-TotalCare P1900 |  |  |  |  | BEDPATIENTELECTRIC-Hill-Rom-TotalCare P1900 | [9 empty] | MHHS-TMC
NO | YES |  |  |  |  | G171AM8028 | Hill- Rom | P1900H006635 |  | G171AM8028 | Beds | MHHS-TMC |  |  |  |  | G171AM8028 | TMC |  | Beds |  | 11/13/2019 | 11/30/2020 |  |  | TOTALCARE-TREAT SURFACE&SCALE |  | BEDPATIENTELECTRIC-Hill-Rom-TotalCare P1900 |  |  |  |  | BEDPATIENTELECTRIC-Hill-Rom-TotalCare P1900 | [9 empty] | MHHS-TMC
NO | YES |  |  |  |  | G284AM0716 | Hill- Rom | P1900H006637 |  | G284AM0716 | Beds | MHHS-TMC |  |  |  |  | G284AM0716 | TMC |  | Beds |  | 05/20/2019 | 05/31/2020 |  |  | TOTALCARE-TREAT SURFACE&SCALE |  | BEDPATIENTELECTRIC-Hill-Rom-TotalCare P1900 |  |  |  |  | BEDPATIENTELECTRIC-Hill-Rom-TotalCare P1900 | [9 empty] | MHHS-TMC
NO | YES |  |  |  |  | G283AM0653 | Hill- Rom | P1900H006637 |  | G283AM0653 | Beds | MHHS-TMC |  |  |  |  | G283AM0653 | TMC |  | Beds |  | 11/15/2019 | 11/30/2020 |  |  | TOTALCARE-TREAT SURFACE&SCALE |  | BEDPATIENTELECTRIC-Hill-Rom-TotalCare P1900 |  |  |  |  | BEDPATIENTELECTRIC-Hill-Rom-TotalCare P1900 | [9 empty] | MHHS-TMC
NO | YES |  |  |  |  | H271AM7801 | Hill- Rom | P1900K006304 |  | H271AM7801 | Beds | MHHS-Southeast |  |  |  |  | H271AM7801 | Southeast & Bay Area |  | Beds |  | 01/31/2019 | 01/31/2020 |  |  | TOTALCARE PULMONARY SURFACE |  | BEDPATIENTELECTRIC-Hill-Rom-TotalCare P1900 |  |  |  |  | BEDPATIENTELECTRIC-Hill-Rom-TotalCare P1900 | [9 empty] | MHHS-Southeast
NO | YES |  |  |  |  | H271AM7805 | Hill- Rom | P1900K006304 |  | H271AM7805 | Beds | MHHS-Southeast |  |  |  |  | H271AM7805 | Southeast & Bay Area |  | Beds |  | 01/28/2019 | 01/31/2020 |  |  | TOTALCARE PULMONARY SURFACE |  | BEDPATIENTELECTRIC-Hill-Rom-TotalCare P1900 |  |  |  |  | BEDPATIENTELECTRIC-Hill-Rom-TotalCare P1900 | [9 empty] | MHHS-Southeast
NO | YES |  |  |  |  | H271AM7802 | Hill- Rom | P1900K006304 |  | H271AM7802 | Beds | MHHS-Southeast |  |  |  |  | H271AM7802 | Southeast & Bay Area |  | Beds |  | 02/28/2019 | 02/29/2020 |  |  | TOTALCARE PULMONARY SURFACE |  | BEDPATIENTELECTRIC-Hill-Rom-TotalCare P1900 |  |  |  |  | BEDPATIENTELECTRIC-Hill-Rom-TotalCare P1900 | [9 empty] | MHHS-Southeast
NO | YES |  |  |  |  | H271AM7813 | Hill- Rom | P1900K006304 |  | H271AM7813 | Beds | MHHS-Southeast |  |  |  |  | H271AM7813 | Southeast & Bay Area |  | Beds |  | 07/03/2019 | 07/31/2020 |  |  | TOTALCARE PULMONARY SURFACE |  | BEDPATIENTELECTRIC-Hill-Rom-TotalCare P1900 |  |  |  |  | BEDPATIENTELECTRIC-Hill-Rom-TotalCare P1900 | [9 empty] | MHHS-Southeast
NO | YES |  |  |  |  | H271AM7800 | Hill- Rom | P1900K006304 |  | H271AM7800 | Beds | MHHS-Southwest |  |  |  |  | H271AM7800 | Southwest |  | Beds |  | 02/07/2019 | 02/29/2020 |  |  | TOTALCARE PULMONARY SURFACE |  | BEDPATIENTELECTRIC-Hill-Rom-TotalCare P1900 |  |  |  |  | BEDPATIENTELECTRIC-Hill-Rom-TotalCare P1900 | [9 empty] | MHHS-Southwest
NO | YES |  |  |  |  | H271AM7809 | Hill- Rom | P1900K006304 |  | H271AM7809 | Beds | MHHS-Southwest |  |  |  |  | H271AM7809 | Southwest |  | Beds |  | 02/25/2019 | 02/29/2020 |  |  | TOTALCARE PULMONARY SURFACE |  | BEDPATIENTELECTRIC-Hill-Rom-TotalCare P1900 |  |  |  |  | BEDPATIENTELECTRIC-Hill-Rom-TotalCare P1900 | [9 empty] | MHHS-Southwest
NO | YES |  |  |  |  | H271AM7827 | Hill- Rom | P1900K006304 |  | H271AM7827 | Beds | MHHS-Southwest |  |  |  |  | H271AM7827 | Southwest |  | Beds |  | 02/28/2019 | 02/29/2020 |  |  | TOTALCARE PULMONARY SURFACE |  | BEDPATIENTELECTRIC-Hill-Rom-TotalCare P1900 |  |  |  |  | BEDPATIENTELECTRIC-Hill-Rom-TotalCare P1900 | [9 empty] | MHHS-Southwest
NO | YES |  |  |  |  | H272AM7850 | Hill- Rom | P1900K006304 |  | H272AM7850 | Beds | MHHS-Southwest |  |  |  |  | H272AM7850 | Southwest |  | Beds |  | 02/28/2019 | 02/29/2020 |  |  | TOTALCARE PULMONARY SURFACE |  | BEDPATIENTELECTRIC-Hill-Rom-TotalCare P1900 |  |  |  |  | BEDPATIENTELECTRIC-Hill-Rom-TotalCare P1900 | [9 empty] | MHHS-Southwest
NO | YES |  |  |  |  | H283AM8054 | Hill- Rom | P1900K006304 |  | H283AM8054 | Beds | MHHS-Southwest |  |  |  |  | H283AM8054 | Southwest |  | Beds |  | 10/04/2019 | 10/31/2020 |  |  | TOTALCARE PULMONARY SURFACE |  | BEDPATIENTELECTRIC-Hill-Rom-TotalCare P1900 |  |  |  |  | BEDPATIENTELECTRIC-Hill-Rom-TotalCare P1900 | [9 empty] | MHHS-Southwest
NO | YES |  |  |  |  | H275AM7872 | Hill- Rom | P1900K006351 |  | H275AM7872 | Beds | MHHS-Sugarland |  |  |  |  | H275AM7872 | Sugar Land |  | Beds |  | 02/25/2019 | 02/29/2020 |  |  | TOTALCARE-TREAT SURFACE&SCALE |  | BEDPATIENTELECTRIC-Hill-Rom-TotalCare P1900 |  |  |  |  | BEDPATIENTELECTRIC-Hill-Rom-TotalCare P1900 | [9 empty] | MHHS-Sugarland
NO | YES |  |  |  |  | H275AM7877 | Hill- Rom | P1900K006351 |  | H275AM7877 | Beds | MHHS-Sugarland |  |  |  |  | H275AM7877 | Sugar Land |  | Beds |  | 02/25/2019 | 02/29/2020 |  |  | TOTALCARE-TREAT SURFACE&SCALE |  | BEDPATIENTELECTRIC-Hill-Rom-TotalCare P1900 |  |  |  |  | BEDPATIENTELECTRIC-Hill-Rom-TotalCare P1900 | [9 empty] | MHHS-Sugarland
NO | YES |  |  |  |  | H276AM7911 | Hill- Rom | P1900K006351 |  | H276AM7911 | Beds | MHHS-Sugarland |  |  |  |  | H276AM7911 | Sugar Land |  | Beds |  | 09/30/2019 | 09/30/2020 |  |  | TOTALCARE-TREAT SURFACE&SCALE |  | BEDPATIENTELECTRIC-Hill-Rom-TotalCare P1900 |  |  |  |  | BEDPATIENTELECTRIC-Hill-Rom-TotalCare P1900 | [9 empty] | MHHS-Sugarland
NO | YES |  |  |  |  | H276AM7915 | Hill- Rom | P1900K006351 |  | H276AM7915 | Beds | MHHS-Sugarland |  |  |  |  | H276AM7915 | Sugar Land |  | Beds |  | 09/30/2019 | 09/30/2020 |  |  | TOTALCARE-TREAT SURFACE&SCALE |  | BEDPATIENTELECTRIC-Hill-Rom-TotalCare P1900 |  |  |  |  | BEDPATIENTELECTRIC-Hill-Rom-TotalCare P1900 | [9 empty] | MHHS-Sugarland
NO | YES |  |  |  |  | J219AM8933 | Hill- Rom | P1900M006970 |  | J219AM8933 | Beds | MHHS-TMC |  |  |  |  | J219AM8933 | TMC |  | Beds |  | 02/08/2019 | 02/29/2020 |  |  | TOTALCARE PULMONARY SURFACE |  | BEDPATIENTELECTRIC-Hill-Rom-TotalCare P1900 |  |  |  |  | BEDPATIENTELECTRIC-Hill-Rom-TotalCare P1900 | [9 empty] | MHHS-TMC
NO | YES |  |  |  |  | J221AM9013 | Hill- Rom | P1900M006970 |  | J221AM9013 | Beds | MHHS-TMC |  |  |  |  | J221AM9013 | TMC |  | Beds |  | 02/12/2019 | 02/29/2020 |  |  | TOTALCARE PULMONARY SURFACE |  | BEDPATIENTELECTRIC-Hill-Rom-TotalCare P1900 |  |  |  |  | BEDPATIENTELECTRIC-Hill-Rom-TotalCare P1900 | [9 empty] | MHHS-TMC
NO | YES |  |  |  |  | J224AM9047 | Hill- Rom | P1900M006970 |  | J224AM9047 | Beds | MHHS-TMC |  |  |  |  | J224AM9047 | TMC |  | Beds |  | 03/06/2019 | 03/31/2020 |  |  | TOTALCARE PULMONARY SURFACE |  | BEDPATIENTELECTRIC-Hill-Rom-TotalCare P1900 |  |  |  |  | BEDPATIENTELECTRIC-Hill-Rom-TotalCare P1900 | [9 empty] | MHHS-TMC
NO | YES |  |  |  |  | J221AM9014 | Hill- Rom | P1900M006970 |  | J221AM9014 | Beds | MHHS-TMC |  |  |  |  | J221AM9014 | TMC |  | Beds |  | 04/22/2019 | 04/30/2020 |  |  | TOTALCARE PULMONARY SURFACE |  | BEDPATIENTELECTRIC-Hill-Rom-TotalCare P1900 |  |  |  |  | BEDPATIENTELECTRIC-Hill-Rom-TotalCare P1900 | [9 empty] | MHHS-TMC
NO | YES |  |  |  |  | J224AM9049 | Hill- Rom | P1900M006970 |  | J224AM9049 | Beds | MHHS-TMC |  |  |  |  | J224AM9049 | TMC |  | Beds |  | 04/22/2019 | 04/30/2020 |  |  | TOTALCARE PULMONARY SURFACE |  | BEDPATIENTELECTRIC-Hill-Rom-TotalCare P1900 |  |  |  |  | BEDPATIENTELECTRIC-Hill-Rom-TotalCare P1900 | [9 empty] | MHHS-TMC
NO | YES |  |  |  |  | J220AM8985 | Hill- Rom | P1900M006970 |  | J220AM8985 | Beds | MHHS-TMC |  |  |  |  | J220AM8985 | TMC |  | Beds |  | 05/22/2019 | 05/31/2020 |  |  | TOTALCARE PULMONARY SURFACE |  | BEDPATIENTELECTRIC-Hill-Rom-TotalCare P1900 |  |  |  |  | BEDPATIENTELECTRIC-Hill-Rom-TotalCare P1900 | [9 empty] | MHHS-TMC
NO | YES |  |  |  |  | J235AM9356 | Hill- Rom | P1900M006970 |  | J235AM9356 | Beds | MHHS-TMC |  |  |  |  | J235AM9356 | TMC |  | Beds |  | 05/31/2019 | 05/31/2020 |  |  | TOTALCARE PULMONARY SURFACE |  | BEDPATIENTELECTRIC-Hill-Rom-TotalCare P1900 |  |  |  |  | BEDPATIENTELECTRIC-Hill-Rom-TotalCare P1900 | [9 empty] | MHHS-TMC
NO | YES |  |  |  |  | J226AM9101 | Hill- Rom | P1900M006970 |  | J226AM9101 | Beds | MHHS-TMC |  |  |  |  | J226AM9101 | TMC |  | Beds |  | 07/01/2019 | 06/30/2020 |  |  | TOTALCARE PULMONARY SURFACE |  | BEDPATIENTELECTRIC-Hill-Rom-TotalCare P1900 |  |  |  |  | BEDPATIENTELECTRIC-Hill-Rom-TotalCare P1900 | [9 empty] | MHHS-TMC
NO | YES |  |  |  |  | J228AM9165 | Hill- Rom | P1900M006970 |  | J228AM9165 | Beds | MHHS-TMC |  |  |  |  | J228AM9165 | TMC |  | Beds |  | 07/16/2019 | 07/31/2020 |  |  | TOTALCARE PULMONARY SURFACE |  | BEDPATIENTELECTRIC-Hill-Rom-TotalCare P1900 |  |  |  |  | BEDPATIENTELECTRIC-Hill-Rom-TotalCare P1900 | [9 empty] | MHHS-TMC
NO | YES |  |  |  |  | J234AM9317 | Hill- Rom | P1900M006970 |  | J234AM9317 | Beds | MHHS-TMC |  |  |  |  | J234AM9317 | TMC |  | Beds |  | 07/02/2019 | 07/31/2020 |  |  | TOTALCARE PULMONARY SURFACE |  | BEDPATIENTELECTRIC-Hill-Rom-TotalCare P1900 |  |  |  |  | BEDPATIENTELECTRIC-Hill-Rom-TotalCare P1900 | [9 empty] | MHHS-TMC
NO | YES |  |  |  |  | J235AM9339 | Hill- Rom | P1900M006970 |  | J235AM9339 | Beds | MHHS-TMC |  |  |  |  | J235AM9339 | TMC |  | Beds |  | 08/08/2019 | 08/31/2020 |  |  | TOTALCARE PULMONARY SURFACE |  | BEDPATIENTELECTRIC-Hill-Rom-TotalCare P1900 |  |  |  |  | BEDPATIENTELECTRIC-Hill-Rom-TotalCare P1900 | [9 empty] | MHHS-TMC
NO | YES |  |  |  |  | J224AM9043 | Hill- Rom | P1900M006970 |  | J224AM9043 | Beds | MHHS-TMC |  |  |  |  | J224AM9043 | TMC |  | Beds |  | 09/24/2019 | 09/30/2020 |  |  | TOTALCARE PULMONARY SURFACE |  | BEDPATIENTELECTRIC-Hill-Rom-TotalCare P1900 |  |  |  |  | BEDPATIENTELECTRIC-Hill-Rom-TotalCare P1900 | [9 empty] | MHHS-TMC
NO | YES |  |  |  |  | K163AM4020 | Hill- Rom | P1900N006970 |  | K163AM4020 | Beds | MHHS-Greater Heights |  |  |  |  | K163AM4020 | Central & Greater Heights |  | Beds |  | 06/18/2009 | 02/29/2020 |  |  | TOTALCARE PULMONARY SURFACE |  | BEDPATIENTELECTRIC-Hill-Rom-TotalCare P1900 |  |  |  |  | BEDPATIENTELECTRIC-Hill-Rom-TotalCare P1900 | [9 empty] | MHHS-Greater Heights
NO | YES |  |  |  |  | K258AM5209 | Hill- Rom | P1900N006970 |  | K258AM5209 | Beds | MHHS-Greater Heights |  |  |  |  | K258AM5209 | Central & Greater Heights |  | Beds |  | 09/16/2009 | 02/29/2020 |  |  | TOTALCARE PULMONARY SURFACE |  | BEDPATIENTELECTRIC-Hill-Rom-TotalCare P1900 |  |  |  |  | BEDPATIENTELECTRIC-Hill-Rom-TotalCare P1900 | [9 empty] | MHHS-Greater Heights
NO | YES |  |  |  |  | K258AM5211 | Hill- Rom | P1900N006970 |  | K258AM5211 | Beds | MHHS-Greater Heights |  |  |  |  | K258AM5211 | Central & Greater Heights |  | Beds |  | 09/16/2009 | 02/29/2020 |  |  | TOTALCARE PULMONARY SURFACE |  | BEDPATIENTELECTRIC-Hill-Rom-TotalCare P1900 |  |  |  |  | BEDPATIENTELECTRIC-Hill-Rom-TotalCare P1900 | [9 empty] | MHHS-Greater Heights
NO | YES |  |  |  |  | K162AM4000 | Hill- Rom | P1900N006970 |  | K162AM4000 | Beds | MHHS-Greater Heights |  |  |  |  | K162AM4000 | Central & Greater Heights |  | Beds |  | 03/06/2018 | 03/31/2020 |  |  | TOTALCARE PULMONARY SURFACE |  | BEDPATIENTELECTRIC-Hill-Rom-TotalCare P1900 |  |  |  |  | BEDPATIENTELECTRIC-Hill-Rom-TotalCare P1900 | [9 empty] | MHHS-Greater Heights
NO | YES |  |  |  |  | K163AM4021 | Hill- Rom | P1900N006970 |  | K163AM4021 | Beds | MHHS-Greater Heights |  |  |  |  | K163AM4021 | Central & Greater Heights |  | Beds |  | 04/09/2019 | 04/30/2020 |  |  | TOTALCARE PULMONARY SURFACE |  | BEDPATIENTELECTRIC-Hill-Rom-TotalCare P1900 |  |  |  |  | BEDPATIENTELECTRIC-Hill-Rom-TotalCare P1900 | [9 empty] | MHHS-Greater Heights
NO | YES |  |  |  |  | K258AM5207 | Hill- Rom | P1900N006970 |  | K258AM5207 | Beds | MHHS-Greater Heights |  |  |  |  | K258AM5207 | Central & Greater Heights |  | Beds |  | 07/10/2019 | 07/31/2020 |  |  | TOTALCARE PULMONARY SURFACE |  | BEDPATIENTELECTRIC-Hill-Rom-TotalCare P1900 |  |  |  |  | BEDPATIENTELECTRIC-Hill-Rom-TotalCare P1900 | [9 empty] | MHHS-Greater Heights
NO | YES | Serial Number K160AM3943 |  |  |  | K160AM3943 | Hill- Rom | P1900N006970 |  | K160AM3943 | Beds | MHHS-Greater Heights |  |  |  |  | K160AM3943 | Central & Greater Heights |  | Beds |  | 10/08/2019 | 10/31/2020 |  |  | TOTALCARE PULMONARY SURFACE |  | BEDPATIENTELECTRIC-Hill-Rom-TotalCare P1900 |  |  |  |  | BEDPATIENTELECTRIC-Hill-Rom-TotalCare P1900 | [9 empty] | MHHS-Greater Heights
NO | YES |  |  |  |  | K162AM3991 | Hill- Rom | P1900N006970 |  | K162AM3991 | Beds | MHHS-TMC |  |  |  |  | K162AM3991 | TMC |  | Beds |  | 01/16/2019 | 01/31/2020 |  |  | TOTALCARE PULMONARY SURFACE |  | BEDPATIENTELECTRIC-Hill-Rom-TotalCare P1900 |  |  |  |  | BEDPATIENTELECTRIC-Hill-Rom-TotalCare P1900 | [9 empty] | MHHS-TMC
NO | YES |  |  |  |  | K163AM4010 | Hill- Rom | P1900N006970 |  | K163AM4010 | Beds | MHHS-TMC |  |  |  |  | K163AM4010 | TMC |  | Beds |  | 01/15/2019 | 01/31/2020 |  |  | TOTALCARE PULMONARY SURFACE |  | BEDPATIENTELECTRIC-Hill-Rom-TotalCare P1900 |  |  |  |  | BEDPATIENTELECTRIC-Hill-Rom-TotalCare P1900 | [9 empty] | MHHS-TMC
NO | YES |  |  |  |  | K163AM4019 | Hill- Rom | P1900N006970 |  | K163AM4019 | Beds | MHHS-TMC |  |  |  |  | K163AM4019 | TMC |  | Beds |  | 02/05/2019 | 02/29/2020 |  |  | TOTALCARE PULMONARY SURFACE |  | BEDPATIENTELECTRIC-Hill-Rom-TotalCare P1900 |  |  |  |  | BEDPATIENTELECTRIC-Hill-Rom-TotalCare P1900 | [9 empty] | MHHS-TMC
NO | YES |  |  |  |  | K246AM4989 | Hill- Rom | P1900N006970 |  | K246AM4989 | Beds | MHHS-TMC |  |  |  |  | K246AM4989 | TMC |  | Beds |  | 02/11/2019 | 02/29/2020 |  |  | TOTALCARE PULMONARY SURFACE |  | BEDPATIENTELECTRIC-Hill-Rom-TotalCare P1900 |  |  |  |  | BEDPATIENTELECTRIC-Hill-Rom-TotalCare P1900 | [9 empty] | MHHS-TMC
NO | YES |  |  |  |  | K135AM3727 | Hill- Rom | P1900N006970 |  | K135AM3727 | Beds | MHHS-TMC |  |  |  |  | K135AM3727 | TMC |  | Beds |  | 03/15/2019 | 03/31/2020 |  |  | TOTALCARE PULMONARY SURFACE |  | BEDPATIENTELECTRIC-Hill-Rom-TotalCare P1900 |  |  |  |  | BEDPATIENTELECTRIC-Hill-Rom-TotalCare P1900 | [9 empty] | MHHS-TMC
NO | YES |  |  |  |  | K162AM4008 | Hill- Rom | P1900N006970 |  | K162AM4008 | Beds | MHHS-TMC |  |  |  |  | K162AM4008 | TMC |  | Beds |  | 03/05/2019 | 03/31/2020 |  |  | TOTALCARE PULMONARY SURFACE |  | BEDPATIENTELECTRIC-Hill-Rom-TotalCare P1900 |  |  |  |  | BEDPATIENTELECTRIC-Hill-Rom-TotalCare P1900 | [9 empty] | MHHS-TMC
NO | YES |  |  |  |  | K163AM4012 | Hill- Rom | P1900N006970 |  | K163AM4012 | Beds | MHHS-TMC |  |  |  |  | K163AM4012 | TMC |  | Beds |  | 03/14/2019 | 03/31/2020 |  |  | TOTALCARE PULMONARY SURFACE |  | BEDPATIENTELECTRIC-Hill-Rom-TotalCare P1900 |  |  |  |  | BEDPATIENTELECTRIC-Hill-Rom-TotalCare P1900 | [9 empty] | MHHS-TMC
NO | YES |  |  |  |  | K176AM4213 | Hill- Rom | P1900N006970 |  | K176AM4213 | Beds | MHHS-TMC |  |  |  |  | K176AM4213 | TMC |  | Beds |  | 03/06/2019 | 03/31/2020 |  |  | TOTALCARE PULMONARY SURFACE |  | BEDPATIENTELECTRIC-Hill-Rom-TotalCare P1900 |  |  |  |  | BEDPATIENTELECTRIC-Hill-Rom-TotalCare P1900 | [9 empty] | MHHS-TMC
NO | YES |  |  |  |  | K251AM5048 | Hill- Rom | P1900N006970 |  | K251AM5048 | Beds | MHHS-TMC |  |  |  |  | K251AM5048 | TMC |  | Beds |  | 03/15/2019 | 03/31/2020 |  |  | TOTALCARE PULMONARY SURFACE |  | BEDPATIENTELECTRIC-Hill-Rom-TotalCare P1900 |  |  |  |  | BEDPATIENTELECTRIC-Hill-Rom-TotalCare P1900 | [9 empty] | MHHS-TMC
NO | YES |  |  |  |  | K255AM5155 | Hill- Rom | P1900N006970 |  | K255AM5155 | Beds | MHHS-TMC |  |  |  |  | K255AM5155 | TMC |  | Beds |  | 03/05/2019 | 03/31/2020 |  |  | TOTALCARE PULMONARY SURFACE |  | BEDPATIENTELECTRIC-Hill-Rom-TotalCare P1900 |  |  |  |  | BEDPATIENTELECTRIC-Hill-Rom-TotalCare P1900 | [9 empty] | MHHS-TMC
NO | YES |  |  |  |  | K138AM3736 | Hill- Rom | P1900N006970 |  | K138AM3736 | Beds | MHHS-TMC |  |  |  |  | K138AM3736 | TMC |  | Beds |  | 04/11/2019 | 04/30/2020 |  |  | TOTALCARE PULMONARY SURFACE |  | BEDPATIENTELECTRIC-Hill-Rom-TotalCare P1900 |  |  |  |  | BEDPATIENTELECTRIC-Hill-Rom-TotalCare P1900 | [9 empty] | MHHS-TMC
NO | YES |  |  |  |  | K255AM5142 | Hill- Rom | P1900N006970 |  | K255AM5142 | Beds | MHHS-TMC |  |  |  |  | K255AM5142 | TMC |  | Beds |  | 04/11/2019 | 04/30/2020 |  |  | TOTALCARE PULMONARY SURFACE |  | BEDPATIENTELECTRIC-Hill-Rom-TotalCare P1900 |  |  |  |  | BEDPATIENTELECTRIC-Hill-Rom-TotalCare P1900 | [9 empty] | MHHS-TMC
NO | YES |  |  |  |  | K162AM4009 | Hill- Rom | P1900N006970 |  | K162AM4009 | Beds | MHHS-TMC |  |  |  |  | K162AM4009 | TMC |  | Beds |  | 05/22/2019 | 05/31/2020 |  |  | TOTALCARE PULMONARY SURFACE |  | BEDPATIENTELECTRIC-Hill-Rom-TotalCare P1900 |  |  |  |  | BEDPATIENTELECTRIC-Hill-Rom-TotalCare P1900 | [9 empty] | MHHS-TMC
NO | YES |  |  |  |  | K176AM4227 | Hill- Rom | P1900N006970 |  | K176AM4227 | Beds | MHHS-TMC |  |  |  |  | K176AM4227 | TMC |  | Beds |  | 05/17/2019 | 05/31/2020 |  |  | TOTALCARE PULMONARY SURFACE |  | BEDPATIENTELECTRIC-Hill-Rom-TotalCare P1900 |  |  |  |  | BEDPATIENTELECTRIC-Hill-Rom-TotalCare P1900 | [9 empty] | MHHS-TMC
NO | YES |  |  |  |  | K247AM5012 | Hill- Rom | P1900N006970 |  | K247AM5012 | Beds | MHHS-TMC |  |  |  |  | K247AM5012 | TMC |  | Beds |  | 05/31/2019 | 05/31/2020 |  |  | TOTALCARE PULMONARY SURFACE |  | BEDPATIENTELECTRIC-Hill-Rom-TotalCare P1900 |  |  |  |  | BEDPATIENTELECTRIC-Hill-Rom-TotalCare P1900 | [9 empty] | MHHS-TMC
NO | YES |  |  |  |  | K259AM5215 | Hill- Rom | P1900N006970 |  | K259AM5215 | Beds | MHHS-TMC |  |  |  |  | K259AM5215 | TMC |  | Beds |  | 05/14/2019 | 05/31/2020 |  |  | TOTALCARE PULMONARY SURFACE |  | BEDPATIENTELECTRIC-Hill-Rom-TotalCare P1900 |  |  |  |  | BEDPATIENTELECTRIC-Hill-Rom-TotalCare P1900 | [9 empty] | MHHS-TMC
NO | YES |  |  |  |  | K259AM5226 | Hill- Rom | P1900N006970 |  | K259AM5226 | Beds | MHHS-TMC |  |  |  |  | K259AM5226 | TMC |  | Beds |  | 05/31/2019 | 05/31/2020 |  |  | TOTALCARE PULMONARY SURFACE |  | BEDPATIENTELECTRIC-Hill-Rom-TotalCare P1900 |  |  |  |  | BEDPATIENTELECTRIC-Hill-Rom-TotalCare P1900 | [9 empty] | MHHS-TMC
NO | YES |  |  |  |  | K153AM3850 | Hill- Rom | P1900N006970 |  | K153AM3850 | Beds | MHHS-TMC |  |  |  |  | K153AM3850 | TMC |  | Beds |  | 06/21/2019 | 06/30/2020 |  |  | TOTALCARE PULMONARY SURFACE |  | BEDPATIENTELECTRIC-Hill-Rom-TotalCare P1900 |  |  |  |  | BEDPATIENTELECTRIC-Hill-Rom-TotalCare P1900 | [9 empty] | MHHS-TMC
NO | YES |  |  |  |  | K162AM3996 | Hill- Rom | P1900N006970 |  | K162AM3996 | Beds | MHHS-TMC |  |  |  |  | K162AM3996 | TMC |  | Beds |  | 06/06/2019 | 06/30/2020 |  |  | TOTALCARE PULMONARY SURFACE |  | BEDPATIENTELECTRIC-Hill-Rom-TotalCare P1900 |  |  |  |  | BEDPATIENTELECTRIC-Hill-Rom-TotalCare P1900 | [9 empty] | MHHS-TMC
NO | YES |  |  |  |  | K163AM4015 | Hill- Rom | P1900N006970 |  | K163AM4015 | Beds | MHHS-TMC |  |  |  |  | K163AM4015 | TMC |  | Beds |  | 06/12/2019 | 06/30/2020 |  |  | TOTALCARE PULMONARY SURFACE |  | BEDPATIENTELECTRIC-Hill-Rom-TotalCare P1900 |  |  |  |  | BEDPATIENTELECTRIC-Hill-Rom-TotalCare P1900 | [9 empty] | MHHS-TMC
NO | YES |  |  |  |  | K163AM4017 | Hill- Rom | P1900N006970 |  | K163AM4017 | Beds | MHHS-TMC |  |  |  |  | K163AM4017 | TMC |  | Beds |  | 06/21/2019 | 06/30/2020 |  |  | TOTALCARE PULMONARY SURFACE |  | BEDPATIENTELECTRIC-Hill-Rom-TotalCare P1900 |  |  |  |  | BEDPATIENTELECTRIC-Hill-Rom-TotalCare P1900 | [9 empty] | MHHS-TMC
NO | YES |  |  |  |  | K246AM4988 | Hill- Rom | P1900N006970 |  | K246AM4988 | Beds | MHHS-TMC |  |  |  |  | K246AM4988 | TMC |  | Beds |  | 06/10/2019 | 06/30/2020 |  |  | TOTALCARE PULMONARY SURFACE |  | BEDPATIENTELECTRIC-Hill-Rom-TotalCare P1900 |  |  |  |  | BEDPATIENTELECTRIC-Hill-Rom-TotalCare P1900 | [9 empty] | MHHS-TMC
NO | YES |  |  |  |  | K255AM5135 | Hill- Rom | P1900N006970 |  | K255AM5135 | Beds | MHHS-TMC |  |  |  |  | K255AM5135 | TMC |  | Beds |  | 06/19/2019 | 06/30/2020 |  |  | TOTALCARE PULMONARY SURFACE |  | BEDPATIENTELECTRIC-Hill-Rom-TotalCare P1900 |  |  |  |  | BEDPATIENTELECTRIC-Hill-Rom-TotalCare P1900 | [9 empty] | MHHS-TMC
NO | YES |  |  |  |  | K257AM5174 | Hill- Rom | P1900N006970 |  | K257AM5174 | Beds | MHHS-TMC |  |  |  |  | K257AM5174 | TMC |  | Beds |  | 06/21/2019 | 06/30/2020 |  |  | TOTALCARE PULMONARY SURFACE |  | BEDPATIENTELECTRIC-Hill-Rom-TotalCare P1900 |  |  |  |  | BEDPATIENTELECTRIC-Hill-Rom-TotalCare P1900 | [9 empty] | MHHS-TMC
NO | YES |  |  |  |  | K259AM5235 | Hill- Rom | P1900N006970 |  | K259AM5235 | Beds | MHHS-TMC |  |  |  |  | K259AM5235 | TMC |  | Beds |  | 06/12/2019 | 06/30/2020 |  |  | TOTALCARE PULMONARY SURFACE |  | BEDPATIENTELECTRIC-Hill-Rom-TotalCare P1900 |  |  |  |  | BEDPATIENTELECTRIC-Hill-Rom-TotalCare P1900 | [9 empty] | MHHS-TMC
NO | YES |  |  |  |  | K138AM3743 | Hill- Rom | P1900N006970 |  | K138AM3743 | Beds | MHHS-TMC |  |  |  |  | K138AM3743 | TMC |  | Beds |  | 07/09/2019 | 07/31/2020 |  |  | TOTALCARE PULMONARY SURFACE |  | BEDPATIENTELECTRIC-Hill-Rom-TotalCare P1900 |  |  |  |  | BEDPATIENTELECTRIC-Hill-Rom-TotalCare P1900 | [9 empty] | MHHS-TMC
NO | YES |  |  |  |  | K162AM4006 | Hill- Rom | P1900N006970 |  | K162AM4006 | Beds | MHHS-TMC |  |  |  |  | K162AM4006 | TMC |  | Beds |  | 07/05/2019 | 07/31/2020 |  |  | TOTALCARE PULMONARY SURFACE |  | BEDPATIENTELECTRIC-Hill-Rom-TotalCare P1900 |  |  |  |  | BEDPATIENTELECTRIC-Hill-Rom-TotalCare P1900 | [9 empty] | MHHS-TMC
NO | YES |  |  |  |  | K162AM4007 | Hill- Rom | P1900N006970 |  | K162AM4007 | Beds | MHHS-TMC |  |  |  |  | K162AM4007 | TMC |  | Beds |  | 07/05/2019 | 07/31/2020 |  |  | TOTALCARE PULMONARY SURFACE |  | BEDPATIENTELECTRIC-Hill-Rom-TotalCare P1900 |  |  |  |  | BEDPATIENTELECTRIC-Hill-Rom-TotalCare P1900 | [9 empty] | MHHS-TMC
NO | YES |  |  |  |  | K258AM5208 | Hill- Rom | P1900N006970 |  | K258AM5208 | Beds | MHHS-TMC |  |  |  |  | K258AM5208 | TMC |  | Beds |  | 07/05/2019 | 07/31/2020 |  |  | TOTALCARE PULMONARY SURFACE |  | BEDPATIENTELECTRIC-Hill-Rom-TotalCare P1900 |  |  |  |  | BEDPATIENTELECTRIC-Hill-Rom-TotalCare P1900 | [9 empty] | MHHS-TMC
NO | YES |  |  |  |  | K176AM4226 | Hill- Rom | P1900N006970 |  | K176AM4226 | Beds | MHHS-TMC |  |  |  |  | K176AM4226 | TMC |  | Beds |  | 08/13/2019 | 08/31/2020 |  |  | TOTALCARE PULMONARY SURFACE |  | BEDPATIENTELECTRIC-Hill-Rom-TotalCare P1900 |  |  |  |  | BEDPATIENTELECTRIC-Hill-Rom-TotalCare P1900 | [9 empty] | MHHS-TMC
NO | YES |  |  |  |  | K255AM5138 | Hill- Rom | P1900N006970 |  | K255AM5138 | Beds | MHHS-TMC |  |  |  |  | K255AM5138 | TMC |  | Beds |  | 08/13/2019 | 08/31/2020 |  |  | TOTALCARE PULMONARY SURFACE |  | BEDPATIENTELECTRIC-Hill-Rom-TotalCare P1900 |  |  |  |  | BEDPATIENTELECTRIC-Hill-Rom-TotalCare P1900 | [9 empty] | MHHS-TMC
NO | YES |  |  |  |  | K259AM5212 | Hill- Rom | P1900N006970 |  | K259AM5212 | Beds | MHHS-TMC |  |  |  |  | K259AM5212 | TMC |  | Beds |  | 08/08/2019 | 08/31/2020 |  |  | TOTALCARE PULMONARY SURFACE |  | BEDPATIENTELECTRIC-Hill-Rom-TotalCare P1900 |  |  |  |  | BEDPATIENTELECTRIC-Hill-Rom-TotalCare P1900 | [9 empty] | MHHS-TMC
NO | YES |  |  |  |  | K163AM4011 | Hill- Rom | P1900N006970 |  | K163AM4011 | Beds | MHHS-TMC |  |  |  |  | K163AM4011 | TMC |  | Beds |  | 10/17/2019 | 10/31/2020 |  |  | TOTALCARE PULMONARY SURFACE |  | BEDPATIENTELECTRIC-Hill-Rom-TotalCare P1900 |  |  |  |  | BEDPATIENTELECTRIC-Hill-Rom-TotalCare P1900 | [9 empty] | MHHS-TMC
NO | YES |  |  |  |  | K244AM4928 | Hill- Rom | P1900N006970 |  | K244AM4928 | Beds | MHHS-TMC |  |  |  |  | K244AM4928 | TMC |  | Beds |  | 10/21/2019 | 10/31/2020 |  |  | TOTALCARE PULMONARY SURFACE |  | BEDPATIENTELECTRIC-Hill-Rom-TotalCare P1900 |  |  |  |  | BEDPATIENTELECTRIC-Hill-Rom-TotalCare P1900 | [9 empty] | MHHS-TMC
NO | YES |  |  |  |  | K258AM5189 | Hill- Rom | P1900N006970 |  | K258AM5189 | Beds | MHHS-TMC |  |  |  |  | K258AM5189 | TMC |  | Beds |  | 10/18/2019 | 10/31/2020 |  |  | TOTALCARE PULMONARY SURFACE |  | BEDPATIENTELECTRIC-Hill-Rom-TotalCare P1900 |  |  |  |  | BEDPATIENTELECTRIC-Hill-Rom-TotalCare P1900 | [9 empty] | MHHS-TMC
NO | YES |  |  |  |  | K259AM5232 | Hill- Rom | P1900N006970 |  | K259AM5232 | Beds | MHHS-TMC |  |  |  |  | K259AM5232 | TMC |  | Beds |  | 10/16/2019 | 10/31/2020 |  |  | TOTALCARE PULMONARY SURFACE |  | BEDPATIENTELECTRIC-Hill-Rom-TotalCare P1900 |  |  |  |  | BEDPATIENTELECTRIC-Hill-Rom-TotalCare P1900 | [9 empty] | MHHS-TMC
NO | YES |  |  |  |  | K135AM3724 | Hill- Rom | P1900N006970 |  | K135AM3724 | Beds | MHHS-TMC |  |  |  |  | K135AM3724 | TMC |  | Beds |  | 11/19/2019 | 11/30/2020 |  |  | TOTALCARE PULMONARY SURFACE |  | BEDPATIENTELECTRIC-Hill-Rom-TotalCare P1900 |  |  |  |  | BEDPATIENTELECTRIC-Hill-Rom-TotalCare P1900 | [9 empty] | MHHS-TMC
NO | YES |  |  |  |  | K255AM5158 | Hill- Rom | P1900N006970 |  | K255AM5158 | Beds | MHHS-TMC |  |  |  |  | K255AM5158 | TMC |  | Beds |  | 11/27/2019 | 11/30/2020 |  |  | TOTALCARE PULMONARY SURFACE |  | BEDPATIENTELECTRIC-Hill-Rom-TotalCare P1900 |  |  |  |  | BEDPATIENTELECTRIC-Hill-Rom-TotalCare P1900 | [9 empty] | MHHS-TMC
NO | YES |  |  |  |  | K233AM4773 | Hill- Rom | P1900N006970 |  | K233AM4773 | Beds | MHHS-TMC |  |  |  |  | K233AM4773 | TMC |  | Beds |  | 12/05/2019 | 12/31/2020 |  |  | TOTALCARE PULMONARY SURFACE |  | BEDPATIENTELECTRIC-Hill-Rom-TotalCare P1900 |  |  |  |  | BEDPATIENTELECTRIC-Hill-Rom-TotalCare P1900 | [9 empty] | MHHS-TMC
NO | YES |  |  |  |  | K257AM5167 | Hill- Rom | P1900N006970 |  | K257AM5167 | Beds | MHHS-TMC |  |  |  |  | K257AM5167 | TMC |  | Beds |  | 01/09/2020 | 01/31/2021 |  |  | TOTALCARE PULMONARY SURFACE |  | BEDPATIENTELECTRIC-Hill-Rom-TotalCare P1900 |  |  |  |  | BEDPATIENTELECTRIC-Hill-Rom-TotalCare P1900 | [9 empty] | MHHS-TMC
NO | YES |  |  |  |  | M157AM4634 | Hill- Rom | P1900P006970 |  | M157AM4634 | Beds | MHHS-Greater Heights |  |  |  |  | M157AM4634 | Central & Greater Heights |  | Beds |  | 06/22/2011 | 02/29/2020 |  |  | TOTALCARE PULMONARY SURFACE |  | BEDPATIENTELECTRIC-Hill-Rom-TotalCare P1900 |  |  |  |  | BEDPATIENTELECTRIC-Hill-Rom-TotalCare P1900 | [9 empty] | MHHS-Greater Heights
NO | YES |  |  |  |  | M054AM3145 | Hill- Rom | P1900P006970 |  | M054AM3145 | Beds | MHHS-Greater Heights |  |  |  |  | M054AM3145 | Central & Greater Heights |  | Beds |  | 05/08/2019 | 05/31/2020 |  |  | TOTALCARE PULMONARY SURFACE |  | BEDPATIENTELECTRIC-Hill-Rom-TotalCare P1900 |  |  |  |  | BEDPATIENTELECTRIC-Hill-Rom-TotalCare P1900 | [9 empty] | MHHS-Greater Heights
NO | YES |  |  |  |  | M157AM4635 | Hill- Rom | P1900P006970 |  | M157AM4635 | Beds | MHHS-Greater Heights |  |  |  |  | M157AM4635 | Central & Greater Heights |  | Beds |  | 06/27/2019 | 06/30/2020 |  |  | TOTALCARE PULMONARY SURFACE |  | BEDPATIENTELECTRIC-Hill-Rom-TotalCare P1900 |  |  |  |  | BEDPATIENTELECTRIC-Hill-Rom-TotalCare P1900 | [9 empty] | MHHS-Greater Heights
NO | YES |  |  |  |  | M157AM4637 | Hill- Rom | P1900P006970 |  | M157AM4637 | Beds | MHHS-Greater Heights |  |  |  |  | M157AM4637 | Central & Greater Heights |  | Beds |  |  | 08/31/2020 |  |  | TOTALCARE PULMONARY SURFACE |  | BEDPATIENTELECTRIC-Hill-Rom-TotalCare P1900 |  |  |  |  | BEDPATIENTELECTRIC-Hill-Rom-TotalCare P1900 | [9 empty] | MHHS-Greater Heights
NO | YES |  |  |  |  | N081AM9425 | Hill- Rom | P1900P007460 |  | N081AM9425 | Beds | MHHS-TMC |  |  |  |  | N081AM9425 | TMC |  | Beds |  | 02/05/2019 | 02/29/2020 |  |  | TOTALCARE WOUNDCARE AIR |  | BEDPATIENTELECTRIC-Hill-Rom-TotalCare P1900 |  |  |  |  | BEDPATIENTELECTRIC-Hill-Rom-TotalCare P1900 | [9 empty] | MHHS-TMC
NO | YES |  |  |  |  | N083AM9481 | Hill- Rom | P1900P007460 |  | N083AM9481 | Beds | MHHS-TMC |  |  |  |  | N083AM9481 | TMC |  | Beds |  | 02/14/2019 | 02/29/2020 |  |  | TOTALCARE WOUNDCARE AIR |  | BEDPATIENTELECTRIC-Hill-Rom-TotalCare P1900 |  |  |  |  | BEDPATIENTELECTRIC-Hill-Rom-TotalCare P1900 | [9 empty] | MHHS-TMC
NO | YES |  |  |  |  | N084AM9499 | Hill- Rom | P1900P007460 |  | N084AM9499 | Beds | MHHS-TMC |  |  |  |  | N084AM9499 | TMC |  | Beds |  | 02/01/2019 | 02/29/2020 |  |  | TOTALCARE WOUNDCARE AIR |  | BEDPATIENTELECTRIC-Hill-Rom-TotalCare P1900 |  |  |  |  | BEDPATIENTELECTRIC-Hill-Rom-TotalCare P1900 | [9 empty] | MHHS-TMC
NO | YES |  |  |  |  | N082AM9453 | Hill- Rom | P1900P007460 |  | N082AM9453 | Beds | MHHS-TMC |  |  |  |  | N082AM9453 | TMC |  | Beds |  | 03/14/2019 | 03/31/2020 |  |  | TOTALCARE WOUNDCARE AIR |  | BEDPATIENTELECTRIC-Hill-Rom-TotalCare P1900 |  |  |  |  | BEDPATIENTELECTRIC-Hill-Rom-TotalCare P1900 | [9 empty] | MHHS-TMC
NO | YES |  |  |  |  | N083AM9472 | Hill- Rom | P1900P007460 |  | N083AM9472 | Beds | MHHS-TMC |  |  |  |  | N083AM9472 | TMC |  | Beds |  | 03/22/2019 | 03/31/2020 |  |  | TOTALCARE WOUNDCARE AIR |  | BEDPATIENTELECTRIC-Hill-Rom-TotalCare P1900 |  |  |  |  | BEDPATIENTELECTRIC-Hill-Rom-TotalCare P1900 | [9 empty] | MHHS-TMC
NO | YES |  |  |  |  | N083AM9487 | Hill- Rom | P1900P007460 |  | N083AM9487 | Beds | MHHS-TMC |  |  |  |  | N083AM9487 | TMC |  | Beds |  | 03/12/2019 | 03/31/2020 |  |  | TOTALCARE WOUNDCARE AIR |  | BEDPATIENTELECTRIC-Hill-Rom-TotalCare P1900 |  |  |  |  | BEDPATIENTELECTRIC-Hill-Rom-TotalCare P1900 | [9 empty] | MHHS-TMC
NO | YES |  |  |  |  | N084AM9509 | Hill- Rom | P1900P007460 |  | N084AM9509 | Beds | MHHS-TMC |  |  |  |  | N084AM9509 | TMC |  | Beds |  | 03/22/2019 | 03/31/2020 |  |  | TOTALCARE WOUNDCARE AIR |  | BEDPATIENTELECTRIC-Hill-Rom-TotalCare P1900 |  |  |  |  | BEDPATIENTELECTRIC-Hill-Rom-TotalCare P1900 | [9 empty] | MHHS-TMC
NO | YES |  |  |  |  | N084AM9512 | Hill- Rom | P1900P007460 |  | N084AM9512 | Beds | MHHS-TMC |  |  |  |  | N084AM9512 | TMC |  | Beds |  | 03/06/2019 | 03/31/2020 |  |  | TOTALCARE WOUNDCARE AIR |  | BEDPATIENTELECTRIC-Hill-Rom-TotalCare P1900 |  |  |  |  | BEDPATIENTELECTRIC-Hill-Rom-TotalCare P1900 | [9 empty] | MHHS-TMC
NO | YES |  |  |  |  | N082AM9457 | Hill- Rom | P1900P007460 |  | N082AM9457 | Beds | MHHS-TMC |  |  |  |  | N082AM9457 | TMC |  | Beds |  | 04/29/2019 | 04/30/2020 |  |  | TOTALCARE WOUNDCARE AIR |  | BEDPATIENTELECTRIC-Hill-Rom-TotalCare P1900 |  |  |  |  | BEDPATIENTELECTRIC-Hill-Rom-TotalCare P1900 | [9 empty] | MHHS-TMC
NO | YES |  |  |  |  | N084AM9505 | Hill- Rom | P1900P007460 |  | N084AM9505 | Beds | MHHS-TMC |  |  |  |  | N084AM9505 | TMC |  | Beds |  | 04/02/2019 | 04/30/2020 |  |  | TOTALCARE WOUNDCARE AIR |  | BEDPATIENTELECTRIC-Hill-Rom-TotalCare P1900 |  |  |  |  | BEDPATIENTELECTRIC-Hill-Rom-TotalCare P1900 | [9 empty] | MHHS-TMC
NO | YES |  |  |  |  | N083AM9485 | Hill- Rom | P1900P007460 |  | N083AM9485 | Beds | MHHS-TMC |  |  |  |  | N083AM9485 | TMC |  | Beds |  | 05/14/2019 | 05/31/2020 |  |  | TOTALCARE WOUNDCARE AIR |  | BEDPATIENTELECTRIC-Hill-Rom-TotalCare P1900 |  |  |  |  | BEDPATIENTELECTRIC-Hill-Rom-TotalCare P1900 | [9 empty] | MHHS-TMC
NO | YES |  |  |  |  | N083AM9494 | Hill- Rom | P1900P007460 |  | N083AM9494 | Beds | MHHS-TMC |  |  |  |  | N083AM9494 | TMC |  | Beds |  | 05/23/2019 | 05/31/2020 |  |  | TOTALCARE WOUNDCARE AIR |  | BEDPATIENTELECTRIC-Hill-Rom-TotalCare P1900 |  |  |  |  | BEDPATIENTELECTRIC-Hill-Rom-TotalCare P1900 | [9 empty] | MHHS-TMC
NO | YES |  |  |  |  | N084AM9510 | Hill- Rom | P1900P007460 |  | N084AM9510 | Beds | MHHS-TMC |  |  |  |  | N084AM9510 | TMC |  | Beds |  | 06/19/2019 | 06/30/2020 |  |  | TOTALCARE WOUNDCARE AIR |  | BEDPATIENTELECTRIC-Hill-Rom-TotalCare P1900 |  |  |  |  | BEDPATIENTELECTRIC-Hill-Rom-TotalCare P1900 | [9 empty] | MHHS-TMC
NO | YES |  |  |  |  | N083AM9473 | Hill- Rom | P1900P007460 |  | N083AM9473 | Beds | MHHS-TMC |  |  |  |  | N083AM9473 | TMC |  | Beds |  | 07/05/2019 | 07/31/2020 |  |  | TOTALCARE WOUNDCARE AIR |  | BEDPATIENTELECTRIC-Hill-Rom-TotalCare P1900 |  |  |  |  | BEDPATIENTELECTRIC-Hill-Rom-TotalCare P1900 | [9 empty] | MHHS-TMC
NO | YES |  |  |  |  | N082AM9451 | Hill- Rom | P1900P007460 |  | N082AM9451 | Beds | MHHS-TMC |  |  |  |  | N082AM9451 | TMC |  | Beds |  | 08/08/2019 | 08/31/2020 |  |  | TOTALCARE WOUNDCARE AIR |  | BEDPATIENTELECTRIC-Hill-Rom-TotalCare P1900 |  |  |  |  | BEDPATIENTELECTRIC-Hill-Rom-TotalCare P1900 | [9 empty] | MHHS-TMC
NO | YES |  |  |  |  | N084AM9498 | Hill- Rom | P1900P007460 |  | N084AM9498 | Beds | MHHS-TMC |  |  |  |  | N084AM9498 | TMC |  | Beds |  | 08/07/2019 | 08/31/2020 |  |  | TOTALCARE WOUNDCARE AIR |  | BEDPATIENTELECTRIC-Hill-Rom-TotalCare P1900 |  |  |  |  | BEDPATIENTELECTRIC-Hill-Rom-TotalCare P1900 | [9 empty] | MHHS-TMC
NO | YES |  |  |  |  | N082AM9449 | Hill- Rom | P1900P007460 |  | N082AM9449 | Beds | MHHS-TMC |  |  |  |  | N082AM9449 | TMC |  | Beds |  | 10/16/2019 | 10/31/2020 |  |  | TOTALCARE WOUNDCARE AIR |  | BEDPATIENTELECTRIC-Hill-Rom-TotalCare P1900 |  |  |  |  | BEDPATIENTELECTRIC-Hill-Rom-TotalCare P1900 | [9 empty] | MHHS-TMC
NO | YES |  |  |  |  | N082AM9461 | Hill- Rom | P1900P007460 |  | N082AM9461 | Beds | MHHS-TMC |  |  |  |  | N082AM9461 | TMC |  | Beds |  | 10/17/2019 | 10/31/2020 |  |  | TOTALCARE WOUNDCARE AIR |  | BEDPATIENTELECTRIC-Hill-Rom-TotalCare P1900 |  |  |  |  | BEDPATIENTELECTRIC-Hill-Rom-TotalCare P1900 | [9 empty] | MHHS-TMC
NO | YES |  |  |  |  | N082AM9463 | Hill- Rom | P1900P007460 |  | N082AM9463 | Beds | MHHS-TMC |  |  |  |  | N082AM9463 | TMC |  | Beds |  | 12/04/2019 | 12/31/2020 |  |  | TOTALCARE WOUNDCARE AIR |  | BEDPATIENTELECTRIC-Hill-Rom-TotalCare P1900 |  |  |  |  | BEDPATIENTELECTRIC-Hill-Rom-TotalCare P1900 | [9 empty] | MHHS-TMC
NO | YES |  |  |  |  | O260AM6626 | Hill- Rom | P1900Q007718 |  | O260AM6626 | Beds | MHHS-TMC |  |  |  |  | O260AM6626 | TMC |  | Beds |  | 03/25/2019 | 03/31/2020 |  |  | TOTALCARE WOUNDCARE AIR |  | BEDPATIENTELECTRIC-Hill-Rom-TotalCare P1900 |  |  |  |  | BEDPATIENTELECTRIC-Hill-Rom-TotalCare P1900 | [9 empty] | MHHS-TMC
NO | YES |  |  |  |  | O260AM6627 | Hill- Rom | P1900Q007718 |  | O260AM6627 | Beds | MHHS-TMC |  |  |  |  | O260AM6627 | TMC |  | Beds |  | 03/19/2019 | 03/31/2020 |  |  | TOTALCARE WOUNDCARE AIR |  | BEDPATIENTELECTRIC-Hill-Rom-TotalCare P1900 |  |  |  |  | BEDPATIENTELECTRIC-Hill-Rom-TotalCare P1900 | [9 empty] | MHHS-TMC
NO | YES |  |  |  |  | O256AM6572 | Hill- Rom | P1900Q007718 |  | O256AM6572 | Beds | MHHS-TMC |  |  |  |  | O256AM6572 | TMC |  | Beds |  | 08/22/2019 | 08/31/2020 |  |  | TOTALCARE WOUNDCARE AIR |  | BEDPATIENTELECTRIC-Hill-Rom-TotalCare P1900 |  |  |  |  | BEDPATIENTELECTRIC-Hill-Rom-TotalCare P1900 | [9 empty] | MHHS-TMC
NO | YES |  |  |  |  | O257AM6587 | Hill- Rom | P1900Q007718 |  | O257AM6587 | Beds | MHHS-TMC |  |  |  |  | O257AM6587 | TMC |  | Beds |  | 08/07/2019 | 08/31/2020 |  |  | TOTALCARE WOUNDCARE AIR |  | BEDPATIENTELECTRIC-Hill-Rom-TotalCare P1900 |  |  |  |  | BEDPATIENTELECTRIC-Hill-Rom-TotalCare P1900 | [9 empty] | MHHS-TMC
NO | YES |  |  |  |  | O259AM6618 | Hill- Rom | P1900Q007718 |  | O259AM6618 | Beds | MHHS-TMC |  |  |  |  | O259AM6618 | TMC |  | Beds |  | 08/12/2019 | 08/31/2020 |  |  | TOTALCARE WOUNDCARE AIR |  | BEDPATIENTELECTRIC-Hill-Rom-TotalCare P1900 |  |  |  |  | BEDPATIENTELECTRIC-Hill-Rom-TotalCare P1900 | [9 empty] | MHHS-TMC
NO | YES |  |  |  |  | O261AM6638 | Hill- Rom | P1900Q007718 |  | O261AM6638 | Beds | MHHS-TMC |  |  |  |  | O261AM6638 | TMC |  | Beds |  |  | 08/31/2020 |  |  | TOTALCARE WOUNDCARE AIR |  | BEDPATIENTELECTRIC-Hill-Rom-TotalCare P1900 |  |  |  |  | BEDPATIENTELECTRIC-Hill-Rom-TotalCare P1900 | [9 empty] | MHHS-TMC
NO | YES |  |  |  |  | F231AD7191 | Hill- Rom | P3200A000019 |  | F231AD7191 | Beds | MHHS-WOODLANDS |  |  |  |  | F231AD7191 | Woodlands |  | Beds |  | 05/21/2019 | 05/31/2020 |  |  | *BLANK* |  | BEDPATIENTELECTRIC-Hill-Rom-Versacare P3200 |  |  |  |  | BEDPATIENTELECTRIC-Hill-Rom-Versacare P3200 | [9 empty] | MHHS-WOODLANDS
NO | YES |  |  |  |  | H243AD2044 | Hill- Rom | P3200A000035 |  | H243AD2044 | Beds | MHHS-Sugarland |  |  |  |  | H243AD2044 | Sugar Land |  | Beds |  | 09/30/2019 | 09/30/2020 |  |  | *BLANK* |  | BEDPATIENTELECTRIC-Hill-Rom-Versacare P3200 |  |  |  |  | BEDPATIENTELECTRIC-Hill-Rom-Versacare P3200 | [9 empty] | MHHS-Sugarland
NO | YES |  |  |  |  | G097AD2936 | Hill- Rom | P3200A000035 |  | G097AD2936 | Beds | MHHS-TMC |  |  |  |  | G097AD2936 | TMC |  | Beds |  | 06/12/2019 | 06/30/2020 |  |  | *BLANK* |  | BEDPATIENTELECTRIC-Hill-Rom-Versacare P3200 |  |  |  |  | BEDPATIENTELECTRIC-Hill-Rom-Versacare P3200 | [9 empty] | MHHS-TMC
NO | YES |  |  |  |  | G279AD7075 | Hill- Rom | P3200A000035 |  | G279AD7075 | Beds | MHHS-WOODLANDS |  |  |  |  | G279AD7075 | Woodlands |  | Beds |  | 05/06/2019 | 05/31/2020 |  |  | *BLANK* |  | BEDPATIENTELECTRIC-Hill-Rom-Versacare P3200 |  |  |  |  | BEDPATIENTELECTRIC-Hill-Rom-Versacare P3200 | [9 empty] | MHHS-WOODLANDS
NO | YES | Serial Number G089AD2123 |  |  |  | G089AD2123 | Hill- Rom | P3200B000005 |  | G089AD2123 | Beds | MHHS-Greater Heights |  |  |  |  | G089AD2123 | Central & Greater Heights |  | Beds |  | 01/01/2002 | 01/31/2020 |  |  | VERSACARE BED |  | BEDPATIENTELECTRIC-Hill-Rom-Versacare P3200 |  |  |  |  | BEDPATIENTELECTRIC-Hill-Rom-Versacare P3200 | [9 empty] | MHHS-Greater Heights
NO | YES |  |  |  |  | G081AD1483 | Hill- Rom | P3200B000005 |  | G081AD1483 | Beds | MHHS-Greater Heights |  |  |  |  | G081AD1483 | Central & Greater Heights |  | Beds |  | 06/03/2019 | 06/30/2020 |  |  | VERSACARE BED |  | BEDPATIENTELECTRIC-Hill-Rom-Versacare P3200 |  |  |  |  | BEDPATIENTELECTRIC-Hill-Rom-Versacare P3200 | [9 empty] | MHHS-Greater Heights
NO | YES |  |  |  |  | G089AD2113 | Hill- Rom | P3200B000005 |  | G089AD2113 | Beds | MHHS-Greater Heights |  |  |  |  | G089AD2113 | Central & Greater Heights |  | Beds |  | 06/19/2019 | 06/30/2020 |  |  | VERSACARE BED |  | BEDPATIENTELECTRIC-Hill-Rom-Versacare P3200 |  |  |  |  | BEDPATIENTELECTRIC-Hill-Rom-Versacare P3200 | [9 empty] | MHHS-Greater Heights
NO | YES |  |  |  |  | G081AD1479 | Hill- Rom | P3200B000005 |  | G081AD1479 | Beds | MHHS-Greater Heights |  |  |  |  | G081AD1479 | Central & Greater Heights |  | Beds |  |  | 08/31/2020 |  |  | VERSACARE BED |  | BEDPATIENTELECTRIC-Hill-Rom-Versacare P3200 |  |  |  |  | BEDPATIENTELECTRIC-Hill-Rom-Versacare P3200 | [9 empty] | MHHS-Greater Heights
NO | YES |  |  |  |  | G081AD1475 | Hill- Rom | P3200B000005 |  | G081AD1475 | Beds | MHHS-Greater Heights |  |  |  |  | G081AD1475 | Central & Greater Heights |  | Beds |  | 09/27/2019 | 09/30/2020 |  |  | VERSACARE BED |  | BEDPATIENTELECTRIC-Hill-Rom-Versacare P3200 |  |  |  |  | BEDPATIENTELECTRIC-Hill-Rom-Versacare P3200 | [9 empty] | MHHS-Greater Heights
NO | YES | Serial Number G089AD2104 |  |  |  | G089AD2104 | Hill- Rom | P3200B000005 |  | G089AD2104 | Beds | MHHS-Greater Heights |  |  |  |  | G089AD2104 | Central & Greater Heights |  | Beds |  | 09/27/2019 | 09/30/2020 |  |  | VERSACARE BED |  | BEDPATIENTELECTRIC-Hill-Rom-Versacare P3200 |  |  |  |  | BEDPATIENTELECTRIC-Hill-Rom-Versacare P3200 | [9 empty] | MHHS-Greater Heights
NO | YES |  |  |  |  | G003AD5109 | Hill- Rom | P3200B000007 |  | G003AD5109 | Beds | MHHS-Southwest |  |  |  |  | G003AD5109 | Southwest |  | Beds |  | 03/13/2019 | 03/31/2020 |  |  | VERSACARE BED |  | BEDPATIENTELECTRIC-Hill-Rom-Versacare P3200 |  |  |  |  | BEDPATIENTELECTRIC-Hill-Rom-Versacare P3200 | [9 empty] | MHHS-Southwest
NO | YES |  |  |  |  | G102AD3283 | Hill- Rom | P3200B000007 |  | G102AD3283 | Beds | MHHS-TMC |  |  |  |  | G102AD3283 | TMC |  | Beds |  | 04/17/2019 | 04/30/2020 |  |  | VERSACARE BED |  | BEDPATIENTELECTRIC-Hill-Rom-Versacare P3200 |  |  |  |  | BEDPATIENTELECTRIC-Hill-Rom-Versacare P3200 | [9 empty] | MHHS-TMC
NO | YES |  |  |  |  | G090AD2244 | Hill- Rom | P3200B000007 |  | G090AD2244 | Beds | MHHS-TMC |  |  |  |  | G090AD2244 | TMC |  | Beds |  | 06/27/2019 | 06/30/2020 |  |  | VERSACARE BED |  | BEDPATIENTELECTRIC-Hill-Rom-Versacare P3200 |  |  |  |  | BEDPATIENTELECTRIC-Hill-Rom-Versacare P3200 | [9 empty] | MHHS-TMC
NO | YES |  |  |  |  | G133AD5843 | Hill- Rom | P3200B000007 |  | G133AD5843 | Beds | MHHS-TMC |  |  |  |  | G133AD5843 | TMC |  | Beds |  | 08/08/2019 | 08/31/2020 |  |  | VERSACARE BED |  | BEDPATIENTELECTRIC-Hill-Rom-Versacare P3200 |  |  |  |  | BEDPATIENTELECTRIC-Hill-Rom-Versacare P3200 | [9 empty] | MHHS-TMC
NO | YES |  |  |  |  | G104AD3573 | Hill- Rom | P3200B000019 |  | G104AD3573 | Beds | MHHS-Greater Heights |  |  |  |  | G104AD3573 | Central & Greater Heights |  | Beds |  | 03/23/2018 | 03/31/2020 |  |  | VERSACARE BED |  | BEDPATIENTELECTRIC-Hill-Rom-Versacare P3200 |  |  |  |  | BEDPATIENTELECTRIC-Hill-Rom-Versacare P3200 | [9 empty] | MHHS-Greater Heights
NO | YES |  |  |  |  | G103AD3435 | Hill- Rom | P3200B000019 |  | G103AD3435 | Beds | MHHS-TMC |  |  |  |  | G103AD3435 | TMC |  | Beds |  | 02/08/2019 | 02/29/2020 |  |  | VERSACARE BED |  | BEDPATIENTELECTRIC-Hill-Rom-Versacare P3200 |  |  |  |  | BEDPATIENTELECTRIC-Hill-Rom-Versacare P3200 | [9 empty] | MHHS-TMC
NO | YES |  |  |  |  | G103AD3440 | Hill- Rom | P3200B000019 |  | G103AD3440 | Beds | MHHS-TMC |  |  |  |  | G103AD3440 | TMC |  | Beds |  | 03/19/2019 | 03/31/2020 |  |  | VERSACARE BED |  | BEDPATIENTELECTRIC-Hill-Rom-Versacare P3200 |  |  |  |  | BEDPATIENTELECTRIC-Hill-Rom-Versacare P3200 | [9 empty] | MHHS-TMC
NO | YES |  |  |  |  | G104AD3540 | Hill- Rom | P3200B000019 |  | G104AD3540 | Beds | MHHS-TMC |  |  |  |  | G104AD3540 | TMC |  | Beds |  | 04/29/2019 | 04/30/2020 |  |  | VERSACARE BED |  | BEDPATIENTELECTRIC-Hill-Rom-Versacare P3200 |  |  |  |  | BEDPATIENTELECTRIC-Hill-Rom-Versacare P3200 | [9 empty] | MHHS-TMC
NO | YES |  |  |  |  | G104AD3541 | Hill- Rom | P3200B000019 |  | G104AD3541 | Beds | MHHS-TMC |  |  |  |  | G104AD3541 | TMC |  | Beds |  | 06/21/2019 | 06/30/2020 |  |  | VERSACARE BED |  | BEDPATIENTELECTRIC-Hill-Rom-Versacare P3200 |  |  |  |  | BEDPATIENTELECTRIC-Hill-Rom-Versacare P3200 | [9 empty] | MHHS-TMC
NO | YES |  |  |  |  | G103AD3436 | Hill- Rom | P3200B000019 |  | G103AD3436 | Beds | MHHS-TMC |  |  |  |  | G103AD3436 | TMC |  | Beds |  | 10/23/2019 | 10/31/2020 |  |  | VERSACARE BED |  | BEDPATIENTELECTRIC-Hill-Rom-Versacare P3200 |  |  |  |  | BEDPATIENTELECTRIC-Hill-Rom-Versacare P3200 | [9 empty] | MHHS-TMC
NO | YES |  |  |  |  | G097AD2939 | Hill- Rom | P3200B000060 |  | G097AD2939 | Beds | MHHS-TMC |  |  |  |  | G097AD2939 | TMC |  | Beds |  | 03/06/2019 | 03/31/2020 |  |  | VERSACARE BED |  | BEDPATIENTELECTRIC-Hill-Rom-Versacare P3200 |  |  |  |  | BEDPATIENTELECTRIC-Hill-Rom-Versacare P3200 | [9 empty] | MHHS-TMC
NO | YES |  |  |  |  | G097AD2942 | Hill- Rom | P3200B000060 |  | G097AD2942 | Beds | MHHS-TMC |  |  |  |  | G097AD2942 | TMC |  | Beds |  |  | 08/31/2020 |  |  | VERSACARE BED |  | BEDPATIENTELECTRIC-Hill-Rom-Versacare P3200 |  |  |  |  | BEDPATIENTELECTRIC-Hill-Rom-Versacare P3200 | [9 empty] | MHHS-TMC
NO | YES |  |  |  |  | G046AD8503 | Hill- Rom | P3200B000076 |  | G046AD8503 | Beds | MHHS-TMC |  |  |  |  | G046AD8503 | TMC |  | Beds |  | 03/25/2019 | 03/31/2020 |  |  | *BLANK* |  | BEDPATIENTELECTRIC-Hill-Rom-Versacare P3200 |  |  |  |  | BEDPATIENTELECTRIC-Hill-Rom-Versacare P3200 | [9 empty] | MHHS-TMC
NO | YES |  |  |  |  | G276AD6750 | Hill- Rom | P3200C000007 |  | G276AD6750 | Beds | MHHS-Southeast |  |  |  |  | G276AD6750 | Southeast & Bay Area |  | Beds |  | 04/30/2019 | 04/30/2020 |  |  | VERSACARE BED |  | BEDPATIENTELECTRIC-Hill-Rom-Versacare P3200 |  |  |  |  | BEDPATIENTELECTRIC-Hill-Rom-Versacare P3200 | [9 empty] | MHHS-Southeast
NO | YES |  |  |  |  | G298AD8644 | Hill- Rom | P3200C000019 |  | G298AD8644 | Beds | MHHS-Southeast |  |  |  |  | G298AD8644 | Southeast & Bay Area |  | Beds |  | 01/23/2019 | 01/31/2020 |  |  | VERSACARE BED |  | BEDPATIENTELECTRIC-Hill-Rom-Versacare P3200 |  |  |  |  | BEDPATIENTELECTRIC-Hill-Rom-Versacare P3200 | [9 empty] | MHHS-Southeast
NO | YES |  |  |  |  | G298AD8645 | Hill- Rom | P3200C000019 |  | G298AD8645 | Beds | MHHS-Southeast |  |  |  |  | G298AD8645 | Southeast & Bay Area |  | Beds |  | 03/05/2019 | 03/31/2020 |  |  | VERSACARE BED |  | BEDPATIENTELECTRIC-Hill-Rom-Versacare P3200 |  |  |  |  | BEDPATIENTELECTRIC-Hill-Rom-Versacare P3200 | [9 empty] | MHHS-Southeast
NO | YES |  |  |  |  | G298AD8652 | Hill- Rom | P3200C000019 |  | G298AD8652 | Beds | MHHS-Southeast |  |  |  |  | G298AD8652 | Southeast & Bay Area |  | Beds |  | 03/05/2019 | 03/31/2020 |  |  | VERSACARE BED |  | BEDPATIENTELECTRIC-Hill-Rom-Versacare P3200 |  |  |  |  | BEDPATIENTELECTRIC-Hill-Rom-Versacare P3200 | [9 empty] | MHHS-Southeast
NO | YES |  |  |  |  | G298AD8573 | Hill- Rom | P3200C000019 |  | G298AD8573 | Beds | MHHS-Southeast |  |  |  |  | G298AD8573 | Southeast & Bay Area |  | Beds |  | 10/22/2019 | 10/31/2020 |  |  | VERSACARE BED |  | BEDPATIENTELECTRIC-Hill-Rom-Versacare P3200 |  |  |  |  | BEDPATIENTELECTRIC-Hill-Rom-Versacare P3200 | [9 empty] | MHHS-Southeast
NO | YES |  |  |  |  | G298AD8648 | Hill- Rom | P3200C000019 |  | G298AD8648 | Beds | MHHS-Southeast |  |  |  |  | G298AD8648 | Southeast & Bay Area |  | Beds |  | 12/19/2019 | 12/31/2020 |  |  | VERSACARE BED |  | BEDPATIENTELECTRIC-Hill-Rom-Versacare P3200 |  |  |  |  | BEDPATIENTELECTRIC-Hill-Rom-Versacare P3200 | [9 empty] | MHHS-Southeast
NO | YES |  |  |  |  | G283AD7325 | Hill- Rom | P3200C000033 |  | G283AD7325 | Beds | MHHS-Southeast |  |  |  |  | G283AD7325 | Southeast & Bay Area |  | Beds |  | 03/13/2019 | 03/31/2020 |  |  | VERSACARE BED |  | BEDPATIENTELECTRIC-Hill-Rom-Versacare P3200 |  |  |  |  | BEDPATIENTELECTRIC-Hill-Rom-Versacare P3200 | [9 empty] | MHHS-Southeast
NO | YES |  |  |  |  | G283AD7315 | Hill- Rom | P3200C000033 |  | G283AD7315 | Beds | MHHS-Southwest |  |  |  |  | G283AD7315 | Southwest |  | Beds |  | 02/28/2019 | 02/29/2020 |  |  | VERSACARE BED |  | BEDPATIENTELECTRIC-Hill-Rom-Versacare P3200 |  |  |  |  | BEDPATIENTELECTRIC-Hill-Rom-Versacare P3200 | [9 empty] | MHHS-Southwest
NO | YES | Serial Number G277AD6847 |  |  |  | G277AD6847 | Hill- Rom | P3200C000035 |  | G277AD6847 | Beds | MHHS-Greater Heights |  |  |  |  | G277AD6847 | Central & Greater Heights |  | Beds |  | 04/30/2019 | 04/30/2020 |  |  | VERSACARE BED |  | BEDPATIENTELECTRIC-Hill-Rom-Versacare P3200 |  |  |  |  | BEDPATIENTELECTRIC-Hill-Rom-Versacare P3200 | [9 empty] | MHHS-Greater Heights
NO | YES |  |  |  |  | G258AD5310 | Hill- Rom | P3200C000060 |  | G258AD5310 | Beds | MHHS-WOODLANDS |  |  |  |  | G258AD5310 | Woodlands |  | Beds |  | 04/02/2019 | 04/30/2020 |  |  | VERSACARE BED |  | BEDPATIENTELECTRIC-Hill-Rom-Versacare P3200 |  |  |  |  | BEDPATIENTELECTRIC-Hill-Rom-Versacare P3200 | [9 empty] | MHHS-WOODLANDS
NO | YES |  |  |  |  | G279AD7068 | Hill- Rom | P3200C000060 |  | G279AD7068 | Beds | MHHS-WOODLANDS |  |  |  |  | G279AD7068 | Woodlands |  | Beds |  | 04/23/2019 | 04/30/2020 |  |  | VERSACARE BED |  | BEDPATIENTELECTRIC-Hill-Rom-Versacare P3200 |  |  |  |  | BEDPATIENTELECTRIC-Hill-Rom-Versacare P3200 | [9 empty] | MHHS-WOODLANDS
NO | YES |  |  |  |  | G279AD7077 | Hill- Rom | P3200C000060 |  | G279AD7077 | Beds | MHHS-WOODLANDS |  |  |  |  | G279AD7077 | Woodlands |  | Beds |  | 04/09/2019 | 04/30/2020 |  |  | VERSACARE BED |  | BEDPATIENTELECTRIC-Hill-Rom-Versacare P3200 |  |  |  |  | BEDPATIENTELECTRIC-Hill-Rom-Versacare P3200 | [9 empty] | MHHS-WOODLANDS
NO | YES |  |  |  |  | G279AD7087 | Hill- Rom | P3200C000060 |  | G279AD7087 | Beds | MHHS-WOODLANDS |  |  |  |  | G279AD7087 | Woodlands |  | Beds |  | 04/29/2019 | 04/30/2020 |  |  | VERSACARE BED |  | BEDPATIENTELECTRIC-Hill-Rom-Versacare P3200 |  |  |  |  | BEDPATIENTELECTRIC-Hill-Rom-Versacare P3200 | [9 empty] | MHHS-WOODLANDS
NO | YES |  |  |  |  | G279AD7090 | Hill- Rom | P3200C000060 |  | G279AD7090 | Beds | MHHS-WOODLANDS |  |  |  |  | G279AD7090 | Woodlands |  | Beds |  | 04/23/2019 | 04/30/2020 |  |  | VERSACARE BED |  | BEDPATIENTELECTRIC-Hill-Rom-Versacare P3200 |  |  |  |  | BEDPATIENTELECTRIC-Hill-Rom-Versacare P3200 | [9 empty] | MHHS-WOODLANDS
NO | YES |  |  |  |  | G279AD7093 | Hill- Rom | P3200C000060 |  | G279AD7093 | Beds | MHHS-WOODLANDS |  |  |  |  | G279AD7093 | Woodlands |  | Beds |  | 04/23/2019 | 04/30/2020 |  |  | VERSACARE BED |  | BEDPATIENTELECTRIC-Hill-Rom-Versacare P3200 |  |  |  |  | BEDPATIENTELECTRIC-Hill-Rom-Versacare P3200 | [9 empty] | MHHS-WOODLANDS
NO | YES |  |  |  |  | G279AD7099 | Hill- Rom | P3200C000060 |  | G279AD7099 | Beds | MHHS-WOODLANDS |  |  |  |  | G279AD7099 | Woodlands |  | Beds |  | 04/09/2019 | 04/30/2020 |  |  | VERSACARE BED |  | BEDPATIENTELECTRIC-Hill-Rom-Versacare P3200 |  |  |  |  | BEDPATIENTELECTRIC-Hill-Rom-Versacare P3200 | [9 empty] | MHHS-WOODLANDS
NO | YES |  |  |  |  | G279AD7102 | Hill- Rom | P3200C000060 |  | G279AD7102 | Beds | MHHS-WOODLANDS |  |  |  |  | G279AD7102 | Woodlands |  | Beds |  | 04/09/2019 | 04/30/2020 |  |  | VERSACARE BED |  | BEDPATIENTELECTRIC-Hill-Rom-Versacare P3200 |  |  |  |  | BEDPATIENTELECTRIC-Hill-Rom-Versacare P3200 | [9 empty] | MHHS-WOODLANDS
NO | YES |  |  |  |  | G279AD7105 | Hill- Rom | P3200C000060 |  | G279AD7105 | Beds | MHHS-WOODLANDS |  |  |  |  | G279AD7105 | Woodlands |  | Beds |  | 04/23/2019 | 04/30/2020 |  |  | VERSACARE BED |  | BEDPATIENTELECTRIC-Hill-Rom-Versacare P3200 |  |  |  |  | BEDPATIENTELECTRIC-Hill-Rom-Versacare P3200 | [9 empty] | MHHS-WOODLANDS
NO | YES |  |  |  |  | G279AD7108 | Hill- Rom | P3200C000060 |  | G279AD7108 | Beds | MHHS-WOODLANDS |  |  |  |  | G279AD7108 | Woodlands |  | Beds |  | 04/09/2019 | 04/30/2020 |  |  | VERSACARE BED |  | BEDPATIENTELECTRIC-Hill-Rom-Versacare P3200 |  |  |  |  | BEDPATIENTELECTRIC-Hill-Rom-Versacare P3200 | [9 empty] | MHHS-WOODLANDS
NO | YES |  |  |  |  | G279AD7111 | Hill- Rom | P3200C000060 |  | G279AD7111 | Beds | MHHS-WOODLANDS |  |  |  |  | G279AD7111 | Woodlands |  | Beds |  | 04/23/2019 | 04/30/2020 |  |  | VERSACARE BED |  | BEDPATIENTELECTRIC-Hill-Rom-Versacare P3200 |  |  |  |  | BEDPATIENTELECTRIC-Hill-Rom-Versacare P3200 | [9 empty] | MHHS-WOODLANDS
NO | YES |  |  |  |  | G279AD7114 | Hill- Rom | P3200C000060 |  | G279AD7114 | Beds | MHHS-WOODLANDS |  |  |  |  | G279AD7114 | Woodlands |  | Beds |  | 04/09/2019 | 04/30/2020 |  |  | VERSACARE BED |  | BEDPATIENTELECTRIC-Hill-Rom-Versacare P3200 |  |  |  |  | BEDPATIENTELECTRIC-Hill-Rom-Versacare P3200 | [9 empty] | MHHS-WOODLANDS
NO | YES |  |  |  |  | G279AD7117 | Hill- Rom | P3200C000060 |  | G279AD7117 | Beds | MHHS-WOODLANDS |  |  |  |  | G279AD7117 | Woodlands |  | Beds |  | 04/11/2019 | 04/30/2020 |  |  | VERSACARE BED |  | BEDPATIENTELECTRIC-Hill-Rom-Versacare P3200 |  |  |  |  | BEDPATIENTELECTRIC-Hill-Rom-Versacare P3200 | [9 empty] | MHHS-WOODLANDS
NO | YES |  |  |  |  | G258AD5315 | Hill- Rom | P3200C000060 |  | G258AD5315 | Beds | MHHS-WOODLANDS |  |  |  |  | G258AD5315 | Woodlands |  | Beds |  | 05/06/2019 | 05/31/2020 |  |  | VERSACARE BED |  | BEDPATIENTELECTRIC-Hill-Rom-Versacare P3200 |  |  |  |  | BEDPATIENTELECTRIC-Hill-Rom-Versacare P3200 | [9 empty] | MHHS-WOODLANDS
NO | YES |  |  |  |  | G279AD7072 | Hill- Rom | P3200C000060 |  | G279AD7072 | Beds | MHHS-WOODLANDS |  |  |  |  | G279AD7072 | Woodlands |  | Beds |  | 05/06/2019 | 05/31/2020 |  |  | VERSACARE BED |  | BEDPATIENTELECTRIC-Hill-Rom-Versacare P3200 |  |  |  |  | BEDPATIENTELECTRIC-Hill-Rom-Versacare P3200 | [9 empty] | MHHS-WOODLANDS
NO | YES |  |  |  |  | G279AD7083 | Hill- Rom | P3200C000060 |  | G279AD7083 | Beds | MHHS-WOODLANDS |  |  |  |  | G279AD7083 | Woodlands |  | Beds |  | 05/16/2019 | 05/31/2020 |  |  | VERSACARE BED |  | BEDPATIENTELECTRIC-Hill-Rom-Versacare P3200 |  |  |  |  | BEDPATIENTELECTRIC-Hill-Rom-Versacare P3200 | [9 empty] | MHHS-WOODLANDS
NO | YES |  |  |  |  | G279AD7095 | Hill- Rom | P3200C000060 |  | G279AD7095 | Beds | MHHS-WOODLANDS |  |  |  |  | G279AD7095 | Woodlands |  | Beds |  | 05/06/2019 | 05/31/2020 |  |  | VERSACARE BED |  | BEDPATIENTELECTRIC-Hill-Rom-Versacare P3200 |  |  |  |  | BEDPATIENTELECTRIC-Hill-Rom-Versacare P3200 | [9 empty] | MHHS-WOODLANDS
NO | YES |  |  |  |  | G279AD7107 | Hill- Rom | P3200C000060 |  | G279AD7107 | Beds | MHHS-WOODLANDS |  |  |  |  | G279AD7107 | Woodlands |  | Beds |  | 05/06/2019 | 05/31/2020 |  |  | VERSACARE BED |  | BEDPATIENTELECTRIC-Hill-Rom-Versacare P3200 |  |  |  |  | BEDPATIENTELECTRIC-Hill-Rom-Versacare P3200 | [9 empty] | MHHS-WOODLANDS
NO | YES |  |  |  |  | G279AD7122 | Hill- Rom | P3200C000060 |  | G279AD7122 | Beds | MHHS-WOODLANDS |  |  |  |  | G279AD7122 | Woodlands |  | Beds |  | 05/06/2019 | 05/31/2020 |  |  | VERSACARE BED |  | BEDPATIENTELECTRIC-Hill-Rom-Versacare P3200 |  |  |  |  | BEDPATIENTELECTRIC-Hill-Rom-Versacare P3200 | [9 empty] | MHHS-WOODLANDS
NO | YES |  |  |  |  | G279AD7084 | Hill- Rom | P3200C000060 |  | G279AD7084 | Beds | MHHS-WOODLANDS |  |  |  |  | G279AD7084 | Woodlands |  | Beds |  | 06/05/2019 | 06/30/2020 |  |  | VERSACARE BED |  | BEDPATIENTELECTRIC-Hill-Rom-Versacare P3200 |  |  |  |  | BEDPATIENTELECTRIC-Hill-Rom-Versacare P3200 | [9 empty] | MHHS-WOODLANDS
NO | YES |  |  |  |  | G279AD7104 | Hill- Rom | P3200C000060 |  | G279AD7104 | Beds | MHHS-WOODLANDS |  |  |  |  | G279AD7104 | Woodlands |  | Beds |  | 07/01/2019 | 06/30/2020 |  |  | VERSACARE BED |  | BEDPATIENTELECTRIC-Hill-Rom-Versacare P3200 |  |  |  |  | BEDPATIENTELECTRIC-Hill-Rom-Versacare P3200 | [9 empty] | MHHS-WOODLANDS
NO | YES |  |  |  |  | G279AD7125 | Hill- Rom | P3200C000060 |  | G279AD7125 | Beds | MHHS-WOODLANDS |  |  |  |  | G279AD7125 | Woodlands |  | Beds |  | 06/05/2019 | 06/30/2020 |  |  | VERSACARE BED |  | BEDPATIENTELECTRIC-Hill-Rom-Versacare P3200 |  |  |  |  | BEDPATIENTELECTRIC-Hill-Rom-Versacare P3200 | [9 empty] | MHHS-WOODLANDS
NO | YES |  |  |  |  | G279AD7062 | Hill- Rom | P3200C000060 |  | G279AD7062 | Beds | MHHS-WOODLANDS |  |  |  |  | G279AD7062 | Woodlands |  | Beds |  | 11/20/2019 | 11/30/2020 |  |  | VERSACARE BED |  | BEDPATIENTELECTRIC-Hill-Rom-Versacare P3200 |  |  |  |  | BEDPATIENTELECTRIC-Hill-Rom-Versacare P3200 | [9 empty] | MHHS-WOODLANDS
NO | YES |  |  |  |  | G279AD7074 | Hill- Rom | P3200C000060 |  | G279AD7074 | Beds | MHHS-WOODLANDS |  |  |  |  | G279AD7074 | Woodlands |  | Beds |  | 11/04/2019 | 11/30/2020 |  |  | VERSACARE BED |  | BEDPATIENTELECTRIC-Hill-Rom-Versacare P3200 |  |  |  |  | BEDPATIENTELECTRIC-Hill-Rom-Versacare P3200 | [9 empty] | MHHS-WOODLANDS
NO | YES |  |  |  |  | G279AD7092 | Hill- Rom | P3200C000060 |  | G279AD7092 | Beds | MHHS-WOODLANDS |  |  |  |  | G279AD7092 | Woodlands |  | Beds |  | 11/20/2019 | 11/30/2020 |  |  | VERSACARE BED |  | BEDPATIENTELECTRIC-Hill-Rom-Versacare P3200 |  |  |  |  | BEDPATIENTELECTRIC-Hill-Rom-Versacare P3200 | [9 empty] | MHHS-WOODLANDS
NO | YES |  |  |  |  | G279AD7110 | Hill- Rom | P3200C000060 |  | G279AD7110 | Beds | MHHS-WOODLANDS |  |  |  |  | G279AD7110 | Woodlands |  | Beds |  | 11/20/2019 | 11/30/2020 |  |  | VERSACARE BED |  | BEDPATIENTELECTRIC-Hill-Rom-Versacare P3200 |  |  |  |  | BEDPATIENTELECTRIC-Hill-Rom-Versacare P3200 | [9 empty] | MHHS-WOODLANDS
NO | YES |  |  |  |  | G279AD7113 | Hill- Rom | P3200C000060 |  | G279AD7113 | Beds | MHHS-WOODLANDS |  |  |  |  | G279AD7113 | Woodlands |  | Beds |  | 11/20/2019 | 11/30/2020 |  |  | VERSACARE BED |  | BEDPATIENTELECTRIC-Hill-Rom-Versacare P3200 |  |  |  |  | BEDPATIENTELECTRIC-Hill-Rom-Versacare P3200 | [9 empty] | MHHS-WOODLANDS
NO | YES |  |  |  |  | G279AD7098 | Hill- Rom | P3200C000060 |  | G279AD7098 | Beds | MHHS-WOODLANDS |  |  |  |  | G279AD7098 | Woodlands |  | Beds |  | 12/10/2019 | 12/31/2020 |  |  | VERSACARE BED |  | BEDPATIENTELECTRIC-Hill-Rom-Versacare P3200 |  |  |  |  | BEDPATIENTELECTRIC-Hill-Rom-Versacare P3200 | [9 empty] | MHHS-WOODLANDS
NO | YES |  |  |  |  | H285AD1449 | Hill- Rom | P3200D000035 |  | H285AD1449 | Beds | MHHS-Katy |  |  |  |  | H285AD1449 | Katy |  | Beds |  | 02/25/2019 | 02/29/2020 |  |  | VERSACARE BED |  | BEDPATIENTELECTRIC-Hill-Rom-Versacare P3200 |  |  |  |  | BEDPATIENTELECTRIC-Hill-Rom-Versacare P3200 | [9 empty] | MHHS-Katy
NO | YES |  |  |  |  | H285AD1454 | Hill- Rom | P3200D000035 |  | H285AD1454 | Beds | MHHS-Katy |  |  |  |  | H285AD1454 | Katy |  | Beds |  | 02/21/2019 | 02/29/2020 |  |  | VERSACARE BED |  | BEDPATIENTELECTRIC-Hill-Rom-Versacare P3200 |  |  |  |  | BEDPATIENTELECTRIC-Hill-Rom-Versacare P3200 | [9 empty] | MHHS-Katy
NO | YES |  |  |  |  | H285AD1505 | Hill- Rom | P3200D000035 |  | H285AD1505 | Beds | MHHS-Katy |  |  |  |  | H285AD1505 | Katy |  | Beds |  | 02/21/2019 | 02/29/2020 |  |  | VERSACARE BED |  | BEDPATIENTELECTRIC-Hill-Rom-Versacare P3200 |  |  |  |  | BEDPATIENTELECTRIC-Hill-Rom-Versacare P3200 | [9 empty] | MHHS-Katy
NO | YES |  |  |  |  | H285AD1496 | Hill- Rom | P3200D000035 |  | H285AD1496 | Beds | MHHS-Katy |  |  |  |  | H285AD1496 | Katy |  | Beds |  | 04/10/2019 | 04/30/2020 |  |  | VERSACARE BED |  | BEDPATIENTELECTRIC-Hill-Rom-Versacare P3200 |  |  |  |  | BEDPATIENTELECTRIC-Hill-Rom-Versacare P3200 | [9 empty] | MHHS-Katy
NO | YES |  |  |  |  | H312AD3283 | Hill- Rom | P3200D000035 |  | H312AD3283 | Beds | MHHS-Katy |  |  |  |  | H312AD3283 | Katy |  | Beds |  | 04/10/2019 | 04/30/2020 |  |  | VERSACARE BED |  | BEDPATIENTELECTRIC-Hill-Rom-Versacare P3200 |  |  |  |  | BEDPATIENTELECTRIC-Hill-Rom-Versacare P3200 | [9 empty] | MHHS-Katy
NO | YES |  |  |  |  | H285AD1455 | Hill- Rom | P3200D000035 |  | H285AD1455 | Beds | MHHS-Katy |  |  |  |  | H285AD1455 | Katy |  | Beds |  | 07/29/2019 | 07/31/2020 |  |  | VERSACARE BED |  | BEDPATIENTELECTRIC-Hill-Rom-Versacare P3200 |  |  |  |  | BEDPATIENTELECTRIC-Hill-Rom-Versacare P3200 | [9 empty] | MHHS-Katy
NO | YES |  |  |  |  | H285AD1440 | Hill- Rom | P3200D000035 |  | H285AD1440 | Beds | MHHS-Katy |  |  |  |  | H285AD1440 | Katy |  | Beds |  | 10/08/2019 | 10/31/2020 |  |  | VERSACARE BED |  | BEDPATIENTELECTRIC-Hill-Rom-Versacare P3200 |  |  |  |  | BEDPATIENTELECTRIC-Hill-Rom-Versacare P3200 | [9 empty] | MHHS-Katy
NO | YES |  |  |  |  | H285AD1479 | Hill- Rom | P3200D000035 |  | H285AD1479 | Beds | MHHS-Katy |  |  |  |  | H285AD1479 | Katy |  | Beds |  | 10/08/2019 | 10/31/2020 |  |  | VERSACARE BED |  | BEDPATIENTELECTRIC-Hill-Rom-Versacare P3200 |  |  |  |  | BEDPATIENTELECTRIC-Hill-Rom-Versacare P3200 | [9 empty] | MHHS-Katy
NO | YES |  |  |  |  | H285AD1481 | Hill- Rom | P3200D000035 |  | H285AD1481 | Beds | MHHS-Katy |  |  |  |  | H285AD1481 | Katy |  | Beds |  | 10/08/2019 | 10/31/2020 |  |  | VERSACARE BED |  | BEDPATIENTELECTRIC-Hill-Rom-Versacare P3200 |  |  |  |  | BEDPATIENTELECTRIC-Hill-Rom-Versacare P3200 | [9 empty] | MHHS-Katy
NO | YES |  |  |  |  | H312AD3292 | Hill- Rom | P3200D000035 |  | H312AD3292 | Beds | MHHS-Katy |  |  |  |  | H312AD3292 | Katy |  | Beds |  | 10/08/2019 | 10/31/2020 |  |  | VERSACARE BED |  | BEDPATIENTELECTRIC-Hill-Rom-Versacare P3200 |  |  |  |  | BEDPATIENTELECTRIC-Hill-Rom-Versacare P3200 | [9 empty] | MHHS-Katy
NO | YES |  |  |  |  | H312AD3300 | Hill- Rom | P3200D000035 |  | H312AD3300 | Beds | MHHS-Katy |  |  |  |  | H312AD3300 | Katy |  | Beds |  | 10/08/2019 | 10/31/2020 |  |  | VERSACARE BED |  | BEDPATIENTELECTRIC-Hill-Rom-Versacare P3200 |  |  |  |  | BEDPATIENTELECTRIC-Hill-Rom-Versacare P3200 | [9 empty] | MHHS-Katy
NO | YES |  |  |  |  | H259AD8851 | Hill- Rom | P3200D000060 |  | H259AD8851 | Beds | MHHS-Southeast |  |  |  |  | H259AD8851 | Southeast & Bay Area |  | Beds |  | 02/25/2019 | 02/29/2020 |  |  | *BLANK* |  | BEDPATIENTELECTRIC-Hill-Rom-Versacare P3200 |  |  |  |  | BEDPATIENTELECTRIC-Hill-Rom-Versacare P3200 | [9 empty] | MHHS-Southeast
NO | YES |  |  |  |  | H285AD1526 | Hill- Rom | P3200D000060 |  | H285AD1526 | Beds | MHHS-Southeast |  |  |  |  | H285AD1526 | Southeast & Bay Area |  | Beds |  | 04/12/2019 | 04/30/2020 |  |  | *BLANK* |  | BEDPATIENTELECTRIC-Hill-Rom-Versacare P3200 |  |  |  |  | BEDPATIENTELECTRIC-Hill-Rom-Versacare P3200 | [9 empty] | MHHS-Southeast
NO | YES |  |  |  |  | H271AD0227 | Hill- Rom | P3200D000060 |  | H271AD0227 | Beds | MHHS-Southeast |  |  |  |  | H271AD0227 | Southeast & Bay Area |  | Beds |  | 08/19/2019 | 08/31/2020 |  |  | *BLANK* |  | BEDPATIENTELECTRIC-Hill-Rom-Versacare P3200 |  |  |  |  | BEDPATIENTELECTRIC-Hill-Rom-Versacare P3200 | [9 empty] | MHHS-Southeast
NO | YES |  |  |  |  | H271AD0266 | Hill- Rom | P3200D000060 |  | H271AD0266 | Beds | MHHS-Southeast |  |  |  |  | H271AD0266 | Southeast & Bay Area |  | Beds |  | 10/01/2019 | 09/30/2020 |  |  | *BLANK* |  | BEDPATIENTELECTRIC-Hill-Rom-Versacare P3200 |  |  |  |  | BEDPATIENTELECTRIC-Hill-Rom-Versacare P3200 | [9 empty] | MHHS-Southeast
NO | YES |  |  |  |  | H271AD0279 | Hill- Rom | P3200D000060 |  | H271AD0279 | Beds | MHHS-Southeast |  |  |  |  | H271AD0279 | Southeast & Bay Area |  | Beds |  | 09/09/2019 | 09/30/2020 |  |  | *BLANK* |  | BEDPATIENTELECTRIC-Hill-Rom-Versacare P3200 |  |  |  |  | BEDPATIENTELECTRIC-Hill-Rom-Versacare P3200 | [9 empty] | MHHS-Southeast
NO | YES |  |  |  |  | H146AD7182 | Hill- Rom | P3200D000060 |  | H146AD7182 | Beds | MHHS-Southeast |  |  |  |  | H146AD7182 | Southeast & Bay Area |  | Beds |  | 01/16/2019 | 01/31/2020 |  |  | *BLANK* |  | BEDPATIENTELECTRIC-Hill-Rom-Versacare P3200 |  |  |  |  | BEDPATIENTELECTRIC-Hill-Rom-Versacare P3200 | [9 empty] | MHHS-Southeast
NO | YES |  |  |  |  | H146AD7187 | Hill- Rom | P3200D000060 |  | H146AD7187 | Beds | MHHS-Southeast |  |  |  |  | H146AD7187 | Southeast & Bay Area |  | Beds |  | 02/15/2019 | 02/29/2020 |  |  | *BLANK* |  | BEDPATIENTELECTRIC-Hill-Rom-Versacare P3200 |  |  |  |  | BEDPATIENTELECTRIC-Hill-Rom-Versacare P3200 | [9 empty] | MHHS-Southeast
NO | YES |  |  |  |  | H146AD7186 | Hill- Rom | P3200D000060 |  | H146AD7186 | Beds | MHHS-Southeast |  |  |  |  | H146AD7186 | Southeast & Bay Area |  | Beds |  | 04/02/2019 | 04/30/2020 |  |  | *BLANK* |  | BEDPATIENTELECTRIC-Hill-Rom-Versacare P3200 |  |  |  |  | BEDPATIENTELECTRIC-Hill-Rom-Versacare P3200 | [9 empty] | MHHS-Southeast
NO | YES |  |  |  |  | H146AD7178 | Hill- Rom | P3200D000060 |  | H146AD7178 | Beds | MHHS-Southeast |  |  |  |  | H146AD7178 | Southeast & Bay Area |  | Beds |  | 08/06/2019 | 08/31/2020 |  |  | *BLANK* |  | BEDPATIENTELECTRIC-Hill-Rom-Versacare P3200 |  |  |  |  | BEDPATIENTELECTRIC-Hill-Rom-Versacare P3200 | [9 empty] | MHHS-Southeast
NO | YES |  |  |  |  | H146AD7183 | Hill- Rom | P3200D000060 |  | H146AD7183 | Beds | MHHS-Southeast |  |  |  |  | H146AD7183 | Southeast & Bay Area |  | Beds |  | 08/30/2019 | 08/31/2020 |  |  | *BLANK* |  | BEDPATIENTELECTRIC-Hill-Rom-Versacare P3200 |  |  |  |  | BEDPATIENTELECTRIC-Hill-Rom-Versacare P3200 | [9 empty] | MHHS-Southeast
NO | YES |  |  |  |  | H146AD7184 | Hill- Rom | P3200D000060 |  | H146AD7184 | Beds | MHHS-Southeast |  |  |  |  | H146AD7184 | Southeast & Bay Area |  | Beds |  | 08/13/2019 | 08/31/2020 |  |  | *BLANK* |  | BEDPATIENTELECTRIC-Hill-Rom-Versacare P3200 |  |  |  |  | BEDPATIENTELECTRIC-Hill-Rom-Versacare P3200 | [9 empty] | MHHS-Southeast
NO | YES |  |  |  |  | H146AD7189 | Hill- Rom | P3200D000060 |  | H146AD7189 | Beds | MHHS-Southeast |  |  |  |  | H146AD7189 | Southeast & Bay Area |  | Beds |  | 08/30/2019 | 08/31/2020 |  |  | *BLANK* |  | BEDPATIENTELECTRIC-Hill-Rom-Versacare P3200 |  |  |  |  | BEDPATIENTELECTRIC-Hill-Rom-Versacare P3200 | [9 empty] | MHHS-Southeast
NO | YES |  |  |  |  | H146AD7202 | Hill- Rom | P3200D000060 |  | H146AD7202 | Beds | MHHS-Southeast |  |  |  |  | H146AD7202 | Southeast & Bay Area |  | Beds |  | 08/13/2019 | 08/31/2020 |  |  | *BLANK* |  | BEDPATIENTELECTRIC-Hill-Rom-Versacare P3200 |  |  |  |  | BEDPATIENTELECTRIC-Hill-Rom-Versacare P3200 | [9 empty] | MHHS-Southeast
NO | YES |  |  |  |  | H271AD0267 | Hill- Rom | P3200D000060 |  | H271AD0267 | Beds | MHHS-Southwest |  |  |  |  | H271AD0267 | Southwest |  | Beds |  | 02/25/2019 | 02/29/2020 |  |  | *BLANK* |  | BEDPATIENTELECTRIC-Hill-Rom-Versacare P3200 |  |  |  |  | BEDPATIENTELECTRIC-Hill-Rom-Versacare P3200 | [9 empty] | MHHS-Southwest
NO | YES |  |  |  |  | H278AD0854 | Hill- Rom | P3200D000060 |  | H278AD0854 | Beds | MHHS-Southwest |  |  |  |  | H278AD0854 | Southwest |  | Beds |  | 04/11/2019 | 04/30/2020 |  |  | *BLANK* |  | BEDPATIENTELECTRIC-Hill-Rom-Versacare P3200 |  |  |  |  | BEDPATIENTELECTRIC-Hill-Rom-Versacare P3200 | [9 empty] | MHHS-Southwest
NO | YES |  |  |  |  | H279AD0926 | Hill- Rom | P3200D000060 |  | H279AD0926 | Beds | MHHS-Southwest |  |  |  |  | H279AD0926 | Southwest |  | Beds |  | 04/30/2019 | 04/30/2020 |  |  | *BLANK* |  | BEDPATIENTELECTRIC-Hill-Rom-Versacare P3200 |  |  |  |  | BEDPATIENTELECTRIC-Hill-Rom-Versacare P3200 | [9 empty] | MHHS-Southwest
NO | YES |  |  |  |  | H271AD0274 | Hill- Rom | P3200D000060 |  | H271AD0274 | Beds | MHHS-Southwest |  |  |  |  | H271AD0274 | Southwest |  | Beds |  | 05/23/2019 | 05/31/2020 |  |  | *BLANK* |  | BEDPATIENTELECTRIC-Hill-Rom-Versacare P3200 |  |  |  |  | BEDPATIENTELECTRIC-Hill-Rom-Versacare P3200 | [9 empty] | MHHS-Southwest
NO | YES |  |  |  |  | H271AD0285 | Hill- Rom | P3200D000060 |  | H271AD0285 | Beds | MHHS-Southwest |  |  |  |  | H271AD0285 | Southwest |  | Beds |  | 08/12/2019 | 08/31/2020 |  |  | *BLANK* |  | BEDPATIENTELECTRIC-Hill-Rom-Versacare P3200 |  |  |  |  | BEDPATIENTELECTRIC-Hill-Rom-Versacare P3200 | [9 empty] | MHHS-Southwest
NO | YES |  |  |  |  | H279AD0929 | Hill- Rom | P3200D000060 |  | H279AD0929 | Beds | MHHS-Southwest |  |  |  |  | H279AD0929 | Southwest |  | Beds |  | 08/23/2019 | 08/31/2020 |  |  | *BLANK* |  | BEDPATIENTELECTRIC-Hill-Rom-Versacare P3200 |  |  |  |  | BEDPATIENTELECTRIC-Hill-Rom-Versacare P3200 | [9 empty] | MHHS-Southwest
NO | YES |  |  |  |  | H271AD0272 | Hill- Rom | P3200D000060 |  | H271AD0272 | Beds | MHHS-Southwest |  |  |  |  | H271AD0272 | Southwest |  | Beds |  | 10/30/2019 | 10/31/2020 |  |  | *BLANK* |  | BEDPATIENTELECTRIC-Hill-Rom-Versacare P3200 |  |  |  |  | BEDPATIENTELECTRIC-Hill-Rom-Versacare P3200 | [9 empty] | MHHS-Southwest
NO | YES |  |  |  |  | H271AD0281 | Hill- Rom | P3200D000060 |  | H271AD0281 | Beds | MHHS-Southwest |  |  |  |  | H271AD0281 | Southwest |  | Beds |  | 10/30/2019 | 10/31/2020 |  |  | *BLANK* |  | BEDPATIENTELECTRIC-Hill-Rom-Versacare P3200 |  |  |  |  | BEDPATIENTELECTRIC-Hill-Rom-Versacare P3200 | [9 empty] | MHHS-Southwest
NO | YES |  |  |  |  | H293AD2024 | Hill- Rom | P3200D000123 |  | H293AD2024 | Beds | MHHS-Sugarland |  |  |  |  | H293AD2024 | Sugar Land |  | Beds |  | 03/20/2019 | 03/31/2020 |  |  | *BLANK* |  | BEDPATIENTELECTRIC-Hill-Rom-Versacare P3200 |  |  |  |  | BEDPATIENTELECTRIC-Hill-Rom-Versacare P3200 | [9 empty] | MHHS-Sugarland
NO | YES |  |  |  |  | H279AD0962 | Hill- Rom | P3200D000123 |  | H279AD0962 | Beds | MHHS-Sugarland |  |  |  |  | H279AD0962 | Sugar Land |  | Beds |  | 09/30/2019 | 09/30/2020 |  |  | *BLANK* |  | BEDPATIENTELECTRIC-Hill-Rom-Versacare P3200 |  |  |  |  | BEDPATIENTELECTRIC-Hill-Rom-Versacare P3200 | [9 empty] | MHHS-Sugarland
NO | YES |  |  |  |  | H138AD6418 | Hill- Rom | P3200D000132 |  | H138AD6418 | Beds | MHHS-Northeast |  |  |  |  | H138AD6418 | Katy |  | Beds |  | 03/19/2019 | 03/31/2020 |  |  | VERSACARE BED |  | BEDPATIENTELECTRIC-Hill-Rom-Versacare P3200 |  |  |  |  | BEDPATIENTELECTRIC-Hill-Rom-Versacare P3200 | [9 empty] | MHHS-Northeast
NO | YES |  |  |  |  | H139AD6546 | Hill- Rom | P3200D000132 |  | H139AD6546 | Beds | MHHS-Northeast |  |  |  |  | H139AD6546 | Katy |  | Beds |  | 03/12/2019 | 03/31/2020 |  |  | VERSACARE BED |  | BEDPATIENTELECTRIC-Hill-Rom-Versacare P3200 |  |  |  |  | BEDPATIENTELECTRIC-Hill-Rom-Versacare P3200 | [9 empty] | MHHS-Northeast
NO | YES |  |  |  |  | H139AD6536 | Hill- Rom | P3200D000132 |  | H139AD6536 | Beds | MHHS-Northeast |  |  |  |  | H139AD6536 | Katy |  | Beds |  | 05/08/2019 | 05/31/2020 |  |  | VERSACARE BED |  | BEDPATIENTELECTRIC-Hill-Rom-Versacare P3200 |  |  |  |  | BEDPATIENTELECTRIC-Hill-Rom-Versacare P3200 | [9 empty] | MHHS-Northeast
NO | YES |  |  |  |  | H139AD6544 | Hill- Rom | P3200D000132 |  | H139AD6544 | Beds | MHHS-Northeast |  |  |  |  | H139AD6544 | Katy |  | Beds |  | 06/18/2019 | 06/30/2020 |  |  | VERSACARE BED |  | BEDPATIENTELECTRIC-Hill-Rom-Versacare P3200 |  |  |  |  | BEDPATIENTELECTRIC-Hill-Rom-Versacare P3200 | [9 empty] | MHHS-Northeast
NO | YES |  |  |  |  | H109AD3790 | Hill- Rom | P3200D000132 |  | H109AD3790 | Beds | MHHS-TMC |  |  |  |  | H109AD3790 | TMC |  | Beds |  | 01/31/2019 | 01/31/2020 |  |  | VERSACARE BED |  | BEDPATIENTELECTRIC-Hill-Rom-Versacare P3200 |  |  |  |  | BEDPATIENTELECTRIC-Hill-Rom-Versacare P3200 | [9 empty] | MHHS-TMC
NO | YES |  |  |  |  | H139AD6548 | Hill- Rom | P3200D000132 |  | H139AD6548 | Beds | MHHS-TMC |  |  |  |  | H139AD6548 | TMC |  | Beds |  | 01/31/2019 | 01/31/2020 |  |  | VERSACARE BED |  | BEDPATIENTELECTRIC-Hill-Rom-Versacare P3200 |  |  |  |  | BEDPATIENTELECTRIC-Hill-Rom-Versacare P3200 | [9 empty] | MHHS-TMC
NO | YES |  |  |  |  | H109AD3757 | Hill- Rom | P3200D000132 |  | H109AD3757 | Beds | MHHS-TMC |  |  |  |  | H109AD3757 | TMC |  | Beds |  | 02/19/2019 | 02/29/2020 |  |  | VERSACARE BED |  | BEDPATIENTELECTRIC-Hill-Rom-Versacare P3200 |  |  |  |  | BEDPATIENTELECTRIC-Hill-Rom-Versacare P3200 | [9 empty] | MHHS-TMC
NO | YES |  |  |  |  | H109AD3786 | Hill- Rom | P3200D000132 |  | H109AD3786 | Beds | MHHS-TMC |  |  |  |  | H109AD3786 | TMC |  | Beds |  | 02/07/2019 | 02/29/2020 |  |  | VERSACARE BED |  | BEDPATIENTELECTRIC-Hill-Rom-Versacare P3200 |  |  |  |  | BEDPATIENTELECTRIC-Hill-Rom-Versacare P3200 | [9 empty] | MHHS-TMC
NO | YES |  |  |  |  | H109AD3798 | Hill- Rom | P3200D000132 |  | H109AD3798 | Beds | MHHS-TMC |  |  |  |  | H109AD3798 | TMC |  | Beds |  | 02/21/2019 | 02/29/2020 |  |  | VERSACARE BED |  | BEDPATIENTELECTRIC-Hill-Rom-Versacare P3200 |  |  |  |  | BEDPATIENTELECTRIC-Hill-Rom-Versacare P3200 | [9 empty] | MHHS-TMC
NO | YES |  |  |  |  | H124AD5091 | Hill- Rom | P3200D000132 |  | H124AD5091 | Beds | MHHS-TMC |  |  |  |  | H124AD5091 | TMC |  | Beds |  | 02/07/2019 | 02/29/2020 |  |  | VERSACARE BED |  | BEDPATIENTELECTRIC-Hill-Rom-Versacare P3200 |  |  |  |  | BEDPATIENTELECTRIC-Hill-Rom-Versacare P3200 | [9 empty] | MHHS-TMC
NO | YES |  |  |  |  | H138AD6386 | Hill- Rom | P3200D000132 |  | H138AD6386 | Beds | MHHS-TMC |  |  |  |  | H138AD6386 | TMC |  | Beds |  | 02/01/2019 | 02/29/2020 |  |  | VERSACARE BED |  | BEDPATIENTELECTRIC-Hill-Rom-Versacare P3200 |  |  |  |  | BEDPATIENTELECTRIC-Hill-Rom-Versacare P3200 | [9 empty] | MHHS-TMC
NO | YES |  |  |  |  | H138AD6415 | Hill- Rom | P3200D000132 |  | H138AD6415 | Beds | MHHS-TMC |  |  |  |  | H138AD6415 | TMC |  | Beds |  | 02/21/2019 | 02/29/2020 |  |  | VERSACARE BED |  | BEDPATIENTELECTRIC-Hill-Rom-Versacare P3200 |  |  |  |  | BEDPATIENTELECTRIC-Hill-Rom-Versacare P3200 | [9 empty] | MHHS-TMC
NO | YES |  |  |  |  | H139AD6531 | Hill- Rom | P3200D000132 |  | H139AD6531 | Beds | MHHS-TMC |  |  |  |  | H139AD6531 | TMC |  | Beds |  | 02/11/2019 | 02/29/2020 |  |  | VERSACARE BED |  | BEDPATIENTELECTRIC-Hill-Rom-Versacare P3200 |  |  |  |  | BEDPATIENTELECTRIC-Hill-Rom-Versacare P3200 | [9 empty] | MHHS-TMC
NO | YES |  |  |  |  | H139AD6550 | Hill- Rom | P3200D000132 |  | H139AD6550 | Beds | MHHS-TMC |  |  |  |  | H139AD6550 | TMC |  | Beds |  | 02/12/2019 | 02/29/2020 |  |  | VERSACARE BED |  | BEDPATIENTELECTRIC-Hill-Rom-Versacare P3200 |  |  |  |  | BEDPATIENTELECTRIC-Hill-Rom-Versacare P3200 | [9 empty] | MHHS-TMC
NO | YES |  |  |  |  | H139AD6562 | Hill- Rom | P3200D000132 |  | H139AD6562 | Beds | MHHS-TMC |  |  |  |  | H139AD6562 | TMC |  | Beds |  | 02/01/2019 | 02/29/2020 |  |  | VERSACARE BED |  | BEDPATIENTELECTRIC-Hill-Rom-Versacare P3200 |  |  |  |  | BEDPATIENTELECTRIC-Hill-Rom-Versacare P3200 | [9 empty] | MHHS-TMC
NO | YES |  |  |  |  | H109AD3802 | Hill- Rom | P3200D000132 |  | H109AD3802 | Beds | MHHS-TMC |  |  |  |  | H109AD3802 | TMC |  | Beds |  | 03/05/2019 | 03/31/2020 |  |  | VERSACARE BED |  | BEDPATIENTELECTRIC-Hill-Rom-Versacare P3200 |  |  |  |  | BEDPATIENTELECTRIC-Hill-Rom-Versacare P3200 | [9 empty] | MHHS-TMC
NO | YES |  |  |  |  | H124AD5096 | Hill- Rom | P3200D000132 |  | H124AD5096 | Beds | MHHS-TMC |  |  |  |  | H124AD5096 | TMC |  | Beds |  | 03/07/2019 | 03/31/2020 |  |  | VERSACARE BED |  | BEDPATIENTELECTRIC-Hill-Rom-Versacare P3200 |  |  |  |  | BEDPATIENTELECTRIC-Hill-Rom-Versacare P3200 | [9 empty] | MHHS-TMC
NO | YES |  |  |  |  | H138AD6433 | Hill- Rom | P3200D000132 |  | H138AD6433 | Beds | MHHS-TMC |  |  |  |  | H138AD6433 | TMC |  | Beds |  | 03/22/2019 | 03/31/2020 |  |  | VERSACARE BED |  | BEDPATIENTELECTRIC-Hill-Rom-Versacare P3200 |  |  |  |  | BEDPATIENTELECTRIC-Hill-Rom-Versacare P3200 | [9 empty] | MHHS-TMC
NO | YES |  |  |  |  | H139AD6554 | Hill- Rom | P3200D000132 |  | H139AD6554 | Beds | MHHS-TMC |  |  |  |  | H139AD6554 | TMC |  | Beds |  | 03/05/2019 | 03/31/2020 |  |  | VERSACARE BED |  | BEDPATIENTELECTRIC-Hill-Rom-Versacare P3200 |  |  |  |  | BEDPATIENTELECTRIC-Hill-Rom-Versacare P3200 | [9 empty] | MHHS-TMC
NO | YES |  |  |  |  | H109AD3782 | Hill- Rom | P3200D000132 |  | H109AD3782 | Beds | MHHS-TMC |  |  |  |  | H109AD3782 | TMC |  | Beds |  | 04/11/2019 | 04/30/2020 |  |  | VERSACARE BED |  | BEDPATIENTELECTRIC-Hill-Rom-Versacare P3200 |  |  |  |  | BEDPATIENTELECTRIC-Hill-Rom-Versacare P3200 | [9 empty] | MHHS-TMC
NO | YES |  |  |  |  | H097AD2857 | Hill- Rom | P3200D000132 |  | H097AD2857 | Beds | MHHS-TMC |  |  |  |  | H097AD2857 | TMC |  | Beds |  | 05/28/2019 | 05/31/2020 |  |  | VERSACARE BED |  | BEDPATIENTELECTRIC-Hill-Rom-Versacare P3200 |  |  |  |  | BEDPATIENTELECTRIC-Hill-Rom-Versacare P3200 | [9 empty] | MHHS-TMC
NO | YES |  |  |  |  | H109AD3788 | Hill- Rom | P3200D000132 |  | H109AD3788 | Beds | MHHS-TMC |  |  |  |  | H109AD3788 | TMC |  | Beds |  | 06/21/2019 | 06/30/2020 |  |  | VERSACARE BED |  | BEDPATIENTELECTRIC-Hill-Rom-Versacare P3200 |  |  |  |  | BEDPATIENTELECTRIC-Hill-Rom-Versacare P3200 | [9 empty] | MHHS-TMC
NO | YES |  |  |  |  | H109AD3794 | Hill- Rom | P3200D000132 |  | H109AD3794 | Beds | MHHS-TMC |  |  |  |  | H109AD3794 | TMC |  | Beds |  | 06/12/2019 | 06/30/2020 |  |  | VERSACARE BED |  | BEDPATIENTELECTRIC-Hill-Rom-Versacare P3200 |  |  |  |  | BEDPATIENTELECTRIC-Hill-Rom-Versacare P3200 | [9 empty] | MHHS-TMC
NO | YES |  |  |  |  | H109AD3801 | Hill- Rom | P3200D000132 |  | H109AD3801 | Beds | MHHS-TMC |  |  |  |  | H109AD3801 | TMC |  | Beds |  | 06/21/2019 | 06/30/2020 |  |  | VERSACARE BED |  | BEDPATIENTELECTRIC-Hill-Rom-Versacare P3200 |  |  |  |  | BEDPATIENTELECTRIC-Hill-Rom-Versacare P3200 | [9 empty] | MHHS-TMC
NO | YES |  |  |  |  | H139AD6552 | Hill- Rom | P3200D000132 |  | H139AD6552 | Beds | MHHS-TMC |  |  |  |  | H139AD6552 | TMC |  | Beds |  | 06/10/2019 | 06/30/2020 |  |  | VERSACARE BED |  | BEDPATIENTELECTRIC-Hill-Rom-Versacare P3200 |  |  |  |  | BEDPATIENTELECTRIC-Hill-Rom-Versacare P3200 | [9 empty] | MHHS-TMC
NO | YES |  |  |  |  | H139AD6560 | Hill- Rom | P3200D000132 |  | H139AD6560 | Beds | MHHS-TMC |  |  |  |  | H139AD6560 | TMC |  | Beds |  | 06/12/2019 | 06/30/2020 |  |  | VERSACARE BED |  | BEDPATIENTELECTRIC-Hill-Rom-Versacare P3200 |  |  |  |  | BEDPATIENTELECTRIC-Hill-Rom-Versacare P3200 | [9 empty] | MHHS-TMC
NO | YES |  |  |  |  | H109AD3796 | Hill- Rom | P3200D000132 |  | H109AD3796 | Beds | MHHS-TMC |  |  |  |  | H109AD3796 | TMC |  | Beds |  | 07/05/2019 | 07/31/2020 |  |  | VERSACARE BED |  | BEDPATIENTELECTRIC-Hill-Rom-Versacare P3200 |  |  |  |  | BEDPATIENTELECTRIC-Hill-Rom-Versacare P3200 | [9 empty] | MHHS-TMC
NO | YES |  |  |  |  | H109AD3800 | Hill- Rom | P3200D000132 |  | H109AD3800 | Beds | MHHS-TMC |  |  |  |  | H109AD3800 | TMC |  | Beds |  | 07/09/2019 | 07/31/2020 |  |  | VERSACARE BED |  | BEDPATIENTELECTRIC-Hill-Rom-Versacare P3200 |  |  |  |  | BEDPATIENTELECTRIC-Hill-Rom-Versacare P3200 | [9 empty] | MHHS-TMC
NO | YES |  |  |  |  | H139AD6540 | Hill- Rom | P3200D000132 |  | H139AD6540 | Beds | MHHS-TMC |  |  |  |  | H139AD6540 | TMC |  | Beds |  | 07/09/2019 | 07/31/2020 |  |  | VERSACARE BED |  | BEDPATIENTELECTRIC-Hill-Rom-Versacare P3200 |  |  |  |  | BEDPATIENTELECTRIC-Hill-Rom-Versacare P3200 | [9 empty] | MHHS-TMC
NO | YES |  |  |  |  | H097AD2860 | Hill- Rom | P3200D000132 |  | H097AD2860 | Beds | MHHS-TMC |  |  |  |  | H097AD2860 | TMC |  | Beds |  | 08/08/2019 | 08/31/2020 |  |  | VERSACARE BED |  | BEDPATIENTELECTRIC-Hill-Rom-Versacare P3200 |  |  |  |  | BEDPATIENTELECTRIC-Hill-Rom-Versacare P3200 | [9 empty] | MHHS-TMC
NO | YES |  |  |  |  | H125AD5219 | Hill- Rom | P3200D000132 |  | H125AD5219 | Beds | MHHS-TMC |  |  |  |  | H125AD5219 | TMC |  | Beds |  |  | 08/31/2020 |  |  | VERSACARE BED |  | BEDPATIENTELECTRIC-Hill-Rom-Versacare P3200 |  |  |  |  | BEDPATIENTELECTRIC-Hill-Rom-Versacare P3200 | [9 empty] | MHHS-TMC
NO | YES |  |  |  |  | H139AD6556 | Hill- Rom | P3200D000132 |  | H139AD6556 | Beds | MHHS-TMC |  |  |  |  | H139AD6556 | TMC |  | Beds |  | 09/11/2019 | 09/30/2020 |  |  | VERSACARE BED |  | BEDPATIENTELECTRIC-Hill-Rom-Versacare P3200 |  |  |  |  | BEDPATIENTELECTRIC-Hill-Rom-Versacare P3200 | [9 empty] | MHHS-TMC
NO | YES |  |  |  |  | H109AD3799 | Hill- Rom | P3200D000132 |  | H109AD3799 | Beds | MHHS-TMC |  |  |  |  | H109AD3799 | TMC |  | Beds |  | 10/21/2019 | 10/31/2020 |  |  | VERSACARE BED |  | BEDPATIENTELECTRIC-Hill-Rom-Versacare P3200 |  |  |  |  | BEDPATIENTELECTRIC-Hill-Rom-Versacare P3200 | [9 empty] | MHHS-TMC
NO | YES |  |  |  |  | H139AD6530 | Hill- Rom | P3200D000132 |  | H139AD6530 | Beds | MHHS-TMC |  |  |  |  | H139AD6530 | TMC |  | Beds |  | 10/21/2019 | 10/31/2020 |  |  | VERSACARE BED |  | BEDPATIENTELECTRIC-Hill-Rom-Versacare P3200 |  |  |  |  | BEDPATIENTELECTRIC-Hill-Rom-Versacare P3200 | [9 empty] | MHHS-TMC
NO | YES |  |  |  |  | H139AD6558 | Hill- Rom | P3200D000132 |  | H139AD6558 | Beds | MHHS-TMC |  |  |  |  | H139AD6558 | TMC |  | Beds |  | 11/15/2019 | 11/30/2020 |  |  | VERSACARE BED |  | BEDPATIENTELECTRIC-Hill-Rom-Versacare P3200 |  |  |  |  | BEDPATIENTELECTRIC-Hill-Rom-Versacare P3200 | [9 empty] | MHHS-TMC
NO | YES |  |  |  |  | H097AD2862 | Hill- Rom | P3200D000132 |  | H097AD2862 | Beds | MHHS-TMC |  |  |  |  | H097AD2862 | TMC |  | Beds |  | 01/10/2020 | 01/31/2021 |  |  | VERSACARE BED |  | BEDPATIENTELECTRIC-Hill-Rom-Versacare P3200 |  |  |  |  | BEDPATIENTELECTRIC-Hill-Rom-Versacare P3200 | [9 empty] | MHHS-TMC
NO | YES |  |  |  |  | I204AD4936 | Hill- Rom | P3200E000019 |  | I204AD4936 | Beds | MHHS-Northeast |  |  |  |  | I204AD4936 | Katy |  | Beds |  | 02/05/2019 | 02/29/2020 |  |  | VERSACARE BED |  | BEDPATIENTELECTRIC-Hill-Rom-Versacare P3200 |  |  |  |  | BEDPATIENTELECTRIC-Hill-Rom-Versacare P3200 | [9 empty] | MHHS-Northeast
NO | YES |  |  |  |  | I204AD4916 | Hill- Rom | P3200E000019 |  | I204AD4916 | Beds | MHHS-Northeast |  |  |  |  | I204AD4916 | Katy |  | Beds |  | 03/25/2019 | 03/31/2020 |  |  | VERSACARE BED |  | BEDPATIENTELECTRIC-Hill-Rom-Versacare P3200 |  |  |  |  | BEDPATIENTELECTRIC-Hill-Rom-Versacare P3200 | [9 empty] | MHHS-Northeast
NO | YES |  |  |  |  | I204AD4933 | Hill- Rom | P3200E000019 |  | I204AD4933 | Beds | MHHS-Northeast |  |  |  |  | I204AD4933 | Katy |  | Beds |  | 03/20/2019 | 03/31/2020 |  |  | VERSACARE BED |  | BEDPATIENTELECTRIC-Hill-Rom-Versacare P3200 |  |  |  |  | BEDPATIENTELECTRIC-Hill-Rom-Versacare P3200 | [9 empty] | MHHS-Northeast
NO | YES |  |  |  |  | I204AD4911 | Hill- Rom | P3200E000019 |  | I204AD4911 | Beds | MHHS-TMC |  |  |  |  | I204AD4911 | TMC |  | Beds |  | 02/01/2019 | 02/29/2020 |  |  | VERSACARE BED |  | BEDPATIENTELECTRIC-Hill-Rom-Versacare P3200 |  |  |  |  | BEDPATIENTELECTRIC-Hill-Rom-Versacare P3200 | [9 empty] | MHHS-TMC
NO | YES |  |  |  |  | I204AD4932 | Hill- Rom | P3200E000019 |  | I204AD4932 | Beds | MHHS-TMC |  |  |  |  | I204AD4932 | TMC |  | Beds |  | 02/14/2019 | 02/29/2020 |  |  | VERSACARE BED |  | BEDPATIENTELECTRIC-Hill-Rom-Versacare P3200 |  |  |  |  | BEDPATIENTELECTRIC-Hill-Rom-Versacare P3200 | [9 empty] | MHHS-TMC
NO | YES |  |  |  |  | I204AD4935 | Hill- Rom | P3200E000019 |  | I204AD4935 | Beds | MHHS-TMC |  |  |  |  | I204AD4935 | TMC |  | Beds |  | 02/05/2019 | 02/29/2020 |  |  | VERSACARE BED |  | BEDPATIENTELECTRIC-Hill-Rom-Versacare P3200 |  |  |  |  | BEDPATIENTELECTRIC-Hill-Rom-Versacare P3200 | [9 empty] | MHHS-TMC
NO | YES |  |  |  |  | I204AD4952 | Hill- Rom | P3200E000019 |  | I204AD4952 | Beds | MHHS-TMC |  |  |  |  | I204AD4952 | TMC |  | Beds |  | 02/05/2019 | 02/29/2020 |  |  | VERSACARE BED |  | BEDPATIENTELECTRIC-Hill-Rom-Versacare P3200 |  |  |  |  | BEDPATIENTELECTRIC-Hill-Rom-Versacare P3200 | [9 empty] | MHHS-TMC
NO | YES |  |  |  |  | I204AD4967 | Hill- Rom | P3200E000019 |  | I204AD4967 | Beds | MHHS-TMC |  |  |  |  | I204AD4967 | TMC |  | Beds |  | 02/06/2019 | 02/29/2020 |  |  | VERSACARE BED |  | BEDPATIENTELECTRIC-Hill-Rom-Versacare P3200 |  |  |  |  | BEDPATIENTELECTRIC-Hill-Rom-Versacare P3200 | [9 empty] | MHHS-TMC
NO | YES |  |  |  |  | I204AD4944 | Hill- Rom | P3200E000019 |  | I204AD4944 | Beds | MHHS-TMC |  |  |  |  | I204AD4944 | TMC |  | Beds |  | 03/26/2019 | 03/31/2020 |  |  | VERSACARE BED |  | BEDPATIENTELECTRIC-Hill-Rom-Versacare P3200 |  |  |  |  | BEDPATIENTELECTRIC-Hill-Rom-Versacare P3200 | [9 empty] | MHHS-TMC
NO | YES |  |  |  |  | I204AD4934 | Hill- Rom | P3200E000019 |  | I204AD4934 | Beds | MHHS-TMC |  |  |  |  | I204AD4934 | TMC |  | Beds |  | 05/31/2019 | 05/31/2020 |  |  | VERSACARE BED |  | BEDPATIENTELECTRIC-Hill-Rom-Versacare P3200 |  |  |  |  | BEDPATIENTELECTRIC-Hill-Rom-Versacare P3200 | [9 empty] | MHHS-TMC
NO | YES |  |  |  |  | I204AD4961 | Hill- Rom | P3200E000019 |  | I204AD4961 | Beds | MHHS-TMC |  |  |  |  | I204AD4961 | TMC |  | Beds |  | 06/21/2019 | 06/30/2020 |  |  | VERSACARE BED |  | BEDPATIENTELECTRIC-Hill-Rom-Versacare P3200 |  |  |  |  | BEDPATIENTELECTRIC-Hill-Rom-Versacare P3200 | [9 empty] | MHHS-TMC
NO | YES |  |  |  |  | I204AD4915 | Hill- Rom | P3200E000019 |  | I204AD4915 | Beds | MHHS-TMC |  |  |  |  | I204AD4915 | TMC |  | Beds |  | 08/12/2019 | 08/31/2020 |  |  | VERSACARE BED |  | BEDPATIENTELECTRIC-Hill-Rom-Versacare P3200 |  |  |  |  | BEDPATIENTELECTRIC-Hill-Rom-Versacare P3200 | [9 empty] | MHHS-TMC
NO | YES |  |  |  |  | I204AD4976 | Hill- Rom | P3200E000019 |  | I204AD4976 | Beds | MHHS-TMC |  |  |  |  | I204AD4976 | TMC |  | Beds |  | 08/13/2019 | 08/31/2020 |  |  | VERSACARE BED |  | BEDPATIENTELECTRIC-Hill-Rom-Versacare P3200 |  |  |  |  | BEDPATIENTELECTRIC-Hill-Rom-Versacare P3200 | [9 empty] | MHHS-TMC
NO | YES |  |  |  |  | I204AD4909 | Hill- Rom | P3200E000019 |  | I204AD4909 | Beds | MHHS-TMC |  |  |  |  | I204AD4909 | TMC |  | Beds |  | 09/09/2019 | 09/30/2020 |  |  | VERSACARE BED |  | BEDPATIENTELECTRIC-Hill-Rom-Versacare P3200 |  |  |  |  | BEDPATIENTELECTRIC-Hill-Rom-Versacare P3200 | [9 empty] | MHHS-TMC
NO | YES |  |  |  |  | I204AD4924 | Hill- Rom | P3200E000019 |  | I204AD4924 | Beds | MHHS-TMC |  |  |  |  | I204AD4924 | TMC |  | Beds |  | 09/09/2019 | 09/30/2020 |  |  | VERSACARE BED |  | BEDPATIENTELECTRIC-Hill-Rom-Versacare P3200 |  |  |  |  | BEDPATIENTELECTRIC-Hill-Rom-Versacare P3200 | [9 empty] | MHHS-TMC
NO | YES |  |  |  |  | I204AD4949 | Hill- Rom | P3200E000019 |  | I204AD4949 | Beds | MHHS-TMC |  |  |  |  | I204AD4949 | TMC |  | Beds |  | 09/24/2019 | 09/30/2020 |  |  | VERSACARE BED |  | BEDPATIENTELECTRIC-Hill-Rom-Versacare P3200 |  |  |  |  | BEDPATIENTELECTRIC-Hill-Rom-Versacare P3200 | [9 empty] | MHHS-TMC
NO | YES |  |  |  |  | I108AD6358 | Hill- Rom | P3200E000035 |  | I108AD6358 | Beds | MHHS-TIRR |  |  |  |  | I108AD6358 | TMC |  | Beds |  | 02/28/2019 | 02/29/2020 |  |  | VERSACARE BED |  | BEDPATIENTELECTRIC-Hill-Rom-Versacare P3200 |  |  |  |  | BEDPATIENTELECTRIC-Hill-Rom-Versacare P3200 | [9 empty] | MHHS-TIRR
NO | YES |  |  |  |  | I108AD6360 | Hill- Rom | P3200E000035 |  | I108AD6360 | Beds | MHHS-TIRR |  |  |  |  | I108AD6360 | TMC |  | Beds |  | 02/28/2019 | 02/29/2020 |  |  | VERSACARE BED |  | BEDPATIENTELECTRIC-Hill-Rom-Versacare P3200 |  |  |  |  | BEDPATIENTELECTRIC-Hill-Rom-Versacare P3200 | [9 empty] | MHHS-TIRR
NO | YES |  |  |  |  | I121AD7431 | Hill- Rom | P3200E000035 |  | I121AD7431 | Beds | MHHS-TIRR |  |  |  |  | I121AD7431 | TMC |  | Beds |  | 02/28/2019 | 02/29/2020 |  |  | VERSACARE BED |  | BEDPATIENTELECTRIC-Hill-Rom-Versacare P3200 |  |  |  |  | BEDPATIENTELECTRIC-Hill-Rom-Versacare P3200 | [9 empty] | MHHS-TIRR
NO | YES |  |  |  |  | I121AD7434 | Hill- Rom | P3200E000035 |  | I121AD7434 | Beds | MHHS-TIRR |  |  |  |  | I121AD7434 | TMC |  | Beds |  | 02/14/2019 | 02/29/2020 |  |  | VERSACARE BED |  | BEDPATIENTELECTRIC-Hill-Rom-Versacare P3200 |  |  |  |  | BEDPATIENTELECTRIC-Hill-Rom-Versacare P3200 | [9 empty] | MHHS-TIRR
NO | YES |  |  |  |  | I121AD7438 | Hill- Rom | P3200E000035 |  | I121AD7438 | Beds | MHHS-TIRR |  |  |  |  | I121AD7438 | TMC |  | Beds |  | 02/14/2019 | 02/29/2020 |  |  | VERSACARE BED |  | BEDPATIENTELECTRIC-Hill-Rom-Versacare P3200 |  |  |  |  | BEDPATIENTELECTRIC-Hill-Rom-Versacare P3200 | [9 empty] | MHHS-TIRR
NO | YES |  |  |  |  | I121AD7441 | Hill- Rom | P3200E000035 |  | I121AD7441 | Beds | MHHS-TIRR |  |  |  |  | I121AD7441 | TMC |  | Beds |  | 02/14/2019 | 02/29/2020 |  |  | VERSACARE BED |  | BEDPATIENTELECTRIC-Hill-Rom-Versacare P3200 |  |  |  |  | BEDPATIENTELECTRIC-Hill-Rom-Versacare P3200 | [9 empty] | MHHS-TIRR
NO | YES |  |  |  |  | I121AD7452 | Hill- Rom | P3200E000035 |  | I121AD7452 | Beds | MHHS-TIRR |  |  |  |  | I121AD7452 | TMC |  | Beds |  | 02/14/2019 | 02/29/2020 |  |  | VERSACARE BED |  | BEDPATIENTELECTRIC-Hill-Rom-Versacare P3200 |  |  |  |  | BEDPATIENTELECTRIC-Hill-Rom-Versacare P3200 | [9 empty] | MHHS-TIRR
NO | YES |  |  |  |  | I121AD7478 | Hill- Rom | P3200E000035 |  | I121AD7478 | Beds | MHHS-TIRR |  |  |  |  | I121AD7478 | TMC |  | Beds |  | 02/07/2019 | 02/29/2020 |  |  | VERSACARE BED |  | BEDPATIENTELECTRIC-Hill-Rom-Versacare P3200 |  |  |  |  | BEDPATIENTELECTRIC-Hill-Rom-Versacare P3200 | [9 empty] | MHHS-TIRR
NO | YES |  |  |  |  | I108AD6348 | Hill- Rom | P3200E000035 |  | I108AD6348 | Beds | MHHS-TIRR |  |  |  |  | I108AD6348 | TMC |  | Beds |  | 04/09/2019 | 04/30/2020 |  |  | VERSACARE BED |  | BEDPATIENTELECTRIC-Hill-Rom-Versacare P3200 |  |  |  |  | BEDPATIENTELECTRIC-Hill-Rom-Versacare P3200 | [9 empty] | MHHS-TIRR
NO | YES |  |  |  |  | I121AD7426 | Hill- Rom | P3200E000035 |  | I121AD7426 | Beds | MHHS-TIRR |  |  |  |  | I121AD7426 | TMC |  | Beds |  | 04/09/2019 | 04/30/2020 |  |  | VERSACARE BED |  | BEDPATIENTELECTRIC-Hill-Rom-Versacare P3200 |  |  |  |  | BEDPATIENTELECTRIC-Hill-Rom-Versacare P3200 | [9 empty] | MHHS-TIRR
NO | YES |  |  |  |  | I121AD7436 | Hill- Rom | P3200E000035 |  | I121AD7436 | Beds | MHHS-TIRR |  |  |  |  | I121AD7436 | TMC |  | Beds |  | 04/09/2019 | 04/30/2020 |  |  | VERSACARE BED |  | BEDPATIENTELECTRIC-Hill-Rom-Versacare P3200 |  |  |  |  | BEDPATIENTELECTRIC-Hill-Rom-Versacare P3200 | [9 empty] | MHHS-TIRR
NO | YES |  |  |  |  | I121AD7458 | Hill- Rom | P3200E000035 |  | I121AD7458 | Beds | MHHS-TIRR |  |  |  |  | I121AD7458 | TMC |  | Beds |  | 04/09/2019 | 04/30/2020 |  |  | VERSACARE BED |  | BEDPATIENTELECTRIC-Hill-Rom-Versacare P3200 |  |  |  |  | BEDPATIENTELECTRIC-Hill-Rom-Versacare P3200 | [9 empty] | MHHS-TIRR
NO | YES |  |  |  |  | I121AD7471 | Hill- Rom | P3200E000035 |  | I121AD7471 | Beds | MHHS-TIRR |  |  |  |  | I121AD7471 | TMC |  | Beds |  | 04/09/2019 | 04/30/2020 |  |  | VERSACARE BED |  | BEDPATIENTELECTRIC-Hill-Rom-Versacare P3200 |  |  |  |  | BEDPATIENTELECTRIC-Hill-Rom-Versacare P3200 | [9 empty] | MHHS-TIRR
NO | YES |  |  |  |  | I120AD7361 | Hill- Rom | P3200E000035 |  | I120AD7361 | Beds | MHHS-TIRR |  |  |  |  | I120AD7361 | TMC |  | Beds |  | 10/16/2019 | 10/31/2020 |  |  | VERSACARE BED |  | BEDPATIENTELECTRIC-Hill-Rom-Versacare P3200 |  |  |  |  | BEDPATIENTELECTRIC-Hill-Rom-Versacare P3200 | [9 empty] | MHHS-TIRR
NO | YES |  |  |  |  | I121AD7424 | Hill- Rom | P3200E000035 |  | I121AD7424 | Beds | MHHS-TIRR |  |  |  |  | I121AD7424 | TMC |  | Beds |  | 10/16/2019 | 10/31/2020 |  |  | VERSACARE BED |  | BEDPATIENTELECTRIC-Hill-Rom-Versacare P3200 |  |  |  |  | BEDPATIENTELECTRIC-Hill-Rom-Versacare P3200 | [9 empty] | MHHS-TIRR
NO | YES |  |  |  |  | I121AD7429 | Hill- Rom | P3200E000035 |  | I121AD7429 | Beds | MHHS-TIRR |  |  |  |  | I121AD7429 | TMC |  | Beds |  | 10/16/2019 | 10/31/2020 |  |  | VERSACARE BED |  | BEDPATIENTELECTRIC-Hill-Rom-Versacare P3200 |  |  |  |  | BEDPATIENTELECTRIC-Hill-Rom-Versacare P3200 | [9 empty] | MHHS-TIRR
NO | YES |  |  |  |  | I121AD7432 | Hill- Rom | P3200E000035 |  | I121AD7432 | Beds | MHHS-TIRR |  |  |  |  | I121AD7432 | TMC |  | Beds |  | 10/16/2019 | 10/31/2020 |  |  | VERSACARE BED |  | BEDPATIENTELECTRIC-Hill-Rom-Versacare P3200 |  |  |  |  | BEDPATIENTELECTRIC-Hill-Rom-Versacare P3200 | [9 empty] | MHHS-TIRR
NO | YES |  |  |  |  | I121AD7444 | Hill- Rom | P3200E000035 |  | I121AD7444 | Beds | MHHS-TIRR |  |  |  |  | I121AD7444 | TMC |  | Beds |  | 10/16/2019 | 10/31/2020 |  |  | VERSACARE BED |  | BEDPATIENTELECTRIC-Hill-Rom-Versacare P3200 |  |  |  |  | BEDPATIENTELECTRIC-Hill-Rom-Versacare P3200 | [9 empty] | MHHS-TIRR
NO | YES |  |  |  |  | I121AD7467 | Hill- Rom | P3200E000035 |  | I121AD7467 | Beds | MHHS-TIRR |  |  |  |  | I121AD7467 | TMC |  | Beds |  | 12/17/2019 | 12/31/2020 |  |  | VERSACARE BED |  | BEDPATIENTELECTRIC-Hill-Rom-Versacare P3200 |  |  |  |  | BEDPATIENTELECTRIC-Hill-Rom-Versacare P3200 | [9 empty] | MHHS-TIRR
NO | YES |  |  |  |  | J003AD6440 | Hill- Rom | P3200E000056 |  | J003AD6440 | Beds | MHHS-TMC |  |  |  |  | J003AD6440 | TMC |  | Beds |  | 02/01/2019 | 02/29/2020 |  |  | VERSACARE BED |  | BEDPATIENTELECTRIC-Hill-Rom-Versacare P3200 |  |  |  |  | BEDPATIENTELECTRIC-Hill-Rom-Versacare P3200 | [9 empty] | MHHS-TMC
NO | YES |  |  |  |  | J003AD6449 | Hill- Rom | P3200E000056 |  | J003AD6449 | Beds | MHHS-TMC |  |  |  |  | J003AD6449 | TMC |  | Beds |  | 02/06/2019 | 02/29/2020 |  |  | VERSACARE BED |  | BEDPATIENTELECTRIC-Hill-Rom-Versacare P3200 |  |  |  |  | BEDPATIENTELECTRIC-Hill-Rom-Versacare P3200 | [9 empty] | MHHS-TMC
NO | YES |  |  |  |  | J003AD6443 | Hill- Rom | P3200E000056 |  | J003AD6443 | Beds | MHHS-TMC |  |  |  |  | J003AD6443 | TMC |  | Beds |  | 03/13/2019 | 03/31/2020 |  |  | VERSACARE BED |  | BEDPATIENTELECTRIC-Hill-Rom-Versacare P3200 |  |  |  |  | BEDPATIENTELECTRIC-Hill-Rom-Versacare P3200 | [9 empty] | MHHS-TMC
NO | YES |  |  |  |  | J003AD6461 | Hill- Rom | P3200E000056 |  | J003AD6461 | Beds | MHHS-TMC |  |  |  |  | J003AD6461 | TMC |  | Beds |  | 03/07/2019 | 03/31/2020 |  |  | VERSACARE BED |  | BEDPATIENTELECTRIC-Hill-Rom-Versacare P3200 |  |  |  |  | BEDPATIENTELECTRIC-Hill-Rom-Versacare P3200 | [9 empty] | MHHS-TMC
NO | YES |  |  |  |  | I355AD6424 | Hill- Rom | P3200E000056 |  | I355AD6424 | Beds | MHHS-TMC |  |  |  |  | I355AD6424 | TMC |  | Beds |  | 07/15/2019 | 07/31/2020 |  |  | VERSACARE BED |  | BEDPATIENTELECTRIC-Hill-Rom-Versacare P3200 |  |  |  |  | BEDPATIENTELECTRIC-Hill-Rom-Versacare P3200 | [9 empty] | MHHS-TMC
NO | YES |  |  |  |  | J003AD6430 | Hill- Rom | P3200E000056 |  | J003AD6430 | Beds | MHHS-TMC |  |  |  |  | J003AD6430 | TMC |  | Beds |  | 08/12/2019 | 08/31/2020 |  |  | VERSACARE BED |  | BEDPATIENTELECTRIC-Hill-Rom-Versacare P3200 |  |  |  |  | BEDPATIENTELECTRIC-Hill-Rom-Versacare P3200 | [9 empty] | MHHS-TMC
NO | YES |  |  |  |  | J003AD6433 | Hill- Rom | P3200E000056 |  | J003AD6433 | Beds | MHHS-TMC |  |  |  |  | J003AD6433 | TMC |  | Beds |  | 09/05/2019 | 09/30/2020 |  |  | VERSACARE BED |  | BEDPATIENTELECTRIC-Hill-Rom-Versacare P3200 |  |  |  |  | BEDPATIENTELECTRIC-Hill-Rom-Versacare P3200 | [9 empty] | MHHS-TMC
NO | YES |  |  |  |  | J003AD6458 | Hill- Rom | P3200E000056 |  | J003AD6458 | Beds | MHHS-TMC |  |  |  |  | J003AD6458 | TMC |  | Beds |  | 09/24/2019 | 09/30/2020 |  |  | VERSACARE BED |  | BEDPATIENTELECTRIC-Hill-Rom-Versacare P3200 |  |  |  |  | BEDPATIENTELECTRIC-Hill-Rom-Versacare P3200 | [9 empty] | MHHS-TMC
NO | YES |  |  |  |  | H349AD6363 | Hill- Rom | P3200E000060 |  | H349AD6363 | Beds | MHHS-Northeast |  |  |  |  | H349AD6363 | Katy |  | Beds |  | 02/12/2019 | 02/29/2020 |  |  | VERSACARE BED |  | BEDPATIENTELECTRIC-Hill-Rom-Versacare P3200 |  |  |  |  | BEDPATIENTELECTRIC-Hill-Rom-Versacare P3200 | [9 empty] | MHHS-Northeast
NO | YES |  |  |  |  | J016AD7333 | Hill- Rom | P3200E000060 |  | J016AD7333 | Beds | MHHS-Southeast |  |  |  |  | J016AD7333 | Southeast & Bay Area |  | Beds |  | 01/31/2019 | 01/31/2020 |  |  | VERSACARE BED |  | BEDPATIENTELECTRIC-Hill-Rom-Versacare P3200 |  |  |  |  | BEDPATIENTELECTRIC-Hill-Rom-Versacare P3200 | [9 empty] | MHHS-Southeast
NO | YES |  |  |  |  | J016AD7379 | Hill- Rom | P3200E000060 |  | J016AD7379 | Beds | MHHS-Southeast |  |  |  |  | J016AD7379 | Southeast & Bay Area |  | Beds |  | 01/31/2019 | 01/31/2020 |  |  | VERSACARE BED |  | BEDPATIENTELECTRIC-Hill-Rom-Versacare P3200 |  |  |  |  | BEDPATIENTELECTRIC-Hill-Rom-Versacare P3200 | [9 empty] | MHHS-Southeast
NO | YES |  |  |  |  | I205AD5029 | Hill- Rom | P3200E000060 |  | I205AD5029 | Beds | MHHS-Southeast |  |  |  |  | I205AD5029 | Southeast & Bay Area |  | Beds |  | 02/11/2019 | 02/29/2020 |  |  | VERSACARE BED |  | BEDPATIENTELECTRIC-Hill-Rom-Versacare P3200 |  |  |  |  | BEDPATIENTELECTRIC-Hill-Rom-Versacare P3200 | [9 empty] | MHHS-Southeast
NO | YES |  |  |  |  | J015AD7311 | Hill- Rom | P3200E000060 |  | J015AD7311 | Beds | MHHS-Southeast |  |  |  |  | J015AD7311 | Southeast & Bay Area |  | Beds |  | 04/25/2019 | 04/30/2020 |  |  | VERSACARE BED |  | BEDPATIENTELECTRIC-Hill-Rom-Versacare P3200 |  |  |  |  | BEDPATIENTELECTRIC-Hill-Rom-Versacare P3200 | [9 empty] | MHHS-Southeast
NO | YES |  |  |  |  | J015AD7312 | Hill- Rom | P3200E000060 |  | J015AD7312 | Beds | MHHS-Southeast |  |  |  |  | J015AD7312 | Southeast & Bay Area |  | Beds |  | 05/06/2019 | 05/31/2020 |  |  | VERSACARE BED |  | BEDPATIENTELECTRIC-Hill-Rom-Versacare P3200 |  |  |  |  | BEDPATIENTELECTRIC-Hill-Rom-Versacare P3200 | [9 empty] | MHHS-Southeast
NO | YES |  |  |  |  | J016AD7335 | Hill- Rom | P3200E000060 |  | J016AD7335 | Beds | MHHS-Southeast |  |  |  |  | J016AD7335 | Southeast & Bay Area |  | Beds |  | 05/09/2019 | 05/31/2020 |  |  | VERSACARE BED |  | BEDPATIENTELECTRIC-Hill-Rom-Versacare P3200 |  |  |  |  | BEDPATIENTELECTRIC-Hill-Rom-Versacare P3200 | [9 empty] | MHHS-Southeast
NO | YES |  |  |  |  | I197AD4125 | Hill- Rom | P3200E000060 |  | I197AD4125 | Beds | MHHS-Southeast |  |  |  |  | I197AD4125 | Southeast & Bay Area |  | Beds |  | 06/26/2019 | 06/30/2020 |  |  | VERSACARE BED |  | BEDPATIENTELECTRIC-Hill-Rom-Versacare P3200 |  |  |  |  | BEDPATIENTELECTRIC-Hill-Rom-Versacare P3200 | [9 empty] | MHHS-Southeast
NO | YES |  |  |  |  | I198AD4295 | Hill- Rom | P3200E000060 |  | I198AD4295 | Beds | MHHS-Southeast |  |  |  |  | I198AD4295 | Southeast & Bay Area |  | Beds |  | 06/26/2019 | 06/30/2020 |  |  | VERSACARE BED |  | BEDPATIENTELECTRIC-Hill-Rom-Versacare P3200 |  |  |  |  | BEDPATIENTELECTRIC-Hill-Rom-Versacare P3200 | [9 empty] | MHHS-Southeast
NO | YES |  |  |  |  | J016AD7314 | Hill- Rom | P3200E000060 |  | J016AD7314 | Beds | MHHS-Southeast |  |  |  |  | J016AD7314 | Southeast & Bay Area |  | Beds |  | 06/24/2019 | 06/30/2020 |  |  | VERSACARE BED |  | BEDPATIENTELECTRIC-Hill-Rom-Versacare P3200 |  |  |  |  | BEDPATIENTELECTRIC-Hill-Rom-Versacare P3200 | [9 empty] | MHHS-Southeast
NO | YES |  |  |  |  | J016AD7338 | Hill- Rom | P3200E000060 |  | J016AD7338 | Beds | MHHS-Southeast |  |  |  |  | J016AD7338 | Southeast & Bay Area |  | Beds |  | 06/30/2019 | 06/30/2020 |  |  | VERSACARE BED |  | BEDPATIENTELECTRIC-Hill-Rom-Versacare P3200 |  |  |  |  | BEDPATIENTELECTRIC-Hill-Rom-Versacare P3200 | [9 empty] | MHHS-Southeast
NO | YES |  |  |  |  | J016AD7365 | Hill- Rom | P3200E000060 |  | J016AD7365 | Beds | MHHS-Southeast |  |  |  |  | J016AD7365 | Southeast & Bay Area |  | Beds |  | 06/30/2019 | 06/30/2020 |  |  | VERSACARE BED |  | BEDPATIENTELECTRIC-Hill-Rom-Versacare P3200 |  |  |  |  | BEDPATIENTELECTRIC-Hill-Rom-Versacare P3200 | [9 empty] | MHHS-Southeast
NO | YES |  |  |  |  | J016AD7371 | Hill- Rom | P3200E000060 |  | J016AD7371 | Beds | MHHS-Southeast |  |  |  |  | J016AD7371 | Southeast & Bay Area |  | Beds |  | 06/24/2019 | 06/30/2020 |  |  | VERSACARE BED |  | BEDPATIENTELECTRIC-Hill-Rom-Versacare P3200 |  |  |  |  | BEDPATIENTELECTRIC-Hill-Rom-Versacare P3200 | [9 empty] | MHHS-Southeast
NO | YES |  |  |  |  | J016AD7374 | Hill- Rom | P3200E000060 |  | J016AD7374 | Beds | MHHS-Southeast |  |  |  |  | J016AD7374 | Southeast & Bay Area |  | Beds |  | 06/30/2019 | 06/30/2020 |  |  | VERSACARE BED |  | BEDPATIENTELECTRIC-Hill-Rom-Versacare P3200 |  |  |  |  | BEDPATIENTELECTRIC-Hill-Rom-Versacare P3200 | [9 empty] | MHHS-Southeast
NO | YES |  |  |  |  | J015AD7301 | Hill- Rom | P3200E000060 |  | J015AD7301 | Beds | MHHS-Southeast |  |  |  |  | J015AD7301 | Southeast & Bay Area |  | Beds |  | 08/19/2019 | 08/31/2020 |  |  | VERSACARE BED |  | BEDPATIENTELECTRIC-Hill-Rom-Versacare P3200 |  |  |  |  | BEDPATIENTELECTRIC-Hill-Rom-Versacare P3200 | [9 empty] | MHHS-Southeast
NO | YES |  |  |  |  | J016AD7336 | Hill- Rom | P3200E000060 |  | J016AD7336 | Beds | MHHS-Southeast |  |  |  |  | J016AD7336 | Southeast & Bay Area |  | Beds |  | 09/12/2019 | 09/30/2020 |  |  | VERSACARE BED |  | BEDPATIENTELECTRIC-Hill-Rom-Versacare P3200 |  |  |  |  | BEDPATIENTELECTRIC-Hill-Rom-Versacare P3200 | [9 empty] | MHHS-Southeast
NO | YES |  |  |  |  | J016AD7344 | Hill- Rom | P3200E000060 |  | J016AD7344 | Beds | MHHS-Southeast |  |  |  |  | J016AD7344 | Southeast & Bay Area |  | Beds |  | 09/18/2019 | 09/30/2020 |  |  | VERSACARE BED |  | BEDPATIENTELECTRIC-Hill-Rom-Versacare P3200 |  |  |  |  | BEDPATIENTELECTRIC-Hill-Rom-Versacare P3200 | [9 empty] | MHHS-Southeast
NO | YES |  |  |  |  | J016AD7332 | Hill- Rom | P3200E000060 |  | J016AD7332 | Beds | MHHS-Southeast |  |  |  |  | J016AD7332 | Southeast & Bay Area |  | Beds |  | 10/28/2019 | 10/31/2020 |  |  | VERSACARE BED |  | BEDPATIENTELECTRIC-Hill-Rom-Versacare P3200 |  |  |  |  | BEDPATIENTELECTRIC-Hill-Rom-Versacare P3200 | [9 empty] | MHHS-Southeast
NO | YES |  |  |  |  | J016AD7348 | Hill- Rom | P3200E000060 |  | J016AD7348 | Beds | MHHS-Southeast |  |  |  |  | J016AD7348 | Southeast & Bay Area |  | Beds |  | 10/09/2019 | 10/31/2020 |  |  | VERSACARE BED |  | BEDPATIENTELECTRIC-Hill-Rom-Versacare P3200 |  |  |  |  | BEDPATIENTELECTRIC-Hill-Rom-Versacare P3200 | [9 empty] | MHHS-Southeast
NO | YES |  |  |  |  | I198AD4296 | Hill- Rom | P3200E000060 |  | I198AD4296 | Beds | MHHS-Southeast |  |  |  |  | I198AD4296 | Southeast & Bay Area |  | Beds |  | 11/14/2019 | 11/30/2020 |  |  | VERSACARE BED |  | BEDPATIENTELECTRIC-Hill-Rom-Versacare P3200 |  |  |  |  | BEDPATIENTELECTRIC-Hill-Rom-Versacare P3200 | [9 empty] | MHHS-Southeast
NO | YES |  |  |  |  | I198AD4292 | Hill- Rom | P3200E000060 |  | I198AD4292 | Beds | MHHS-Southeast |  |  |  |  | I198AD4292 | Southeast & Bay Area |  | Beds |  | 12/19/2019 | 12/31/2020 |  |  | VERSACARE BED |  | BEDPATIENTELECTRIC-Hill-Rom-Versacare P3200 |  |  |  |  | BEDPATIENTELECTRIC-Hill-Rom-Versacare P3200 | [9 empty] | MHHS-Southeast
NO | YES |  |  |  |  | J022AD7753 | Hill- Rom | P3200E000060 |  | J022AD7753 | Beds | MHHS-Southeast |  |  |  |  | J022AD7753 | Southeast & Bay Area |  | Beds |  | 12/30/2018 | 12/31/2019 |  |  | VERSACARE BED |  | BEDPATIENTELECTRIC-Hill-Rom-Versacare P3200 |  |  |  |  | BEDPATIENTELECTRIC-Hill-Rom-Versacare P3200 | [9 empty] | MHHS-Southeast
NO | YES |  |  |  |  | J039AD9194 | Hill- Rom | P3200E000060 |  | J039AD9194 | Beds | MHHS-Southeast |  |  |  |  | J039AD9194 | Southeast & Bay Area |  | Beds |  | 01/23/2019 | 01/31/2020 |  |  | VERSACARE BED |  | BEDPATIENTELECTRIC-Hill-Rom-Versacare P3200 |  |  |  |  | BEDPATIENTELECTRIC-Hill-Rom-Versacare P3200 | [9 empty] | MHHS-Southeast
NO | YES |  |  |  |  | J022AD7760 | Hill- Rom | P3200E000060 |  | J022AD7760 | Beds | MHHS-Southeast |  |  |  |  | J022AD7760 | Southeast & Bay Area |  | Beds |  | 02/26/2019 | 02/29/2020 |  |  | VERSACARE BED |  | BEDPATIENTELECTRIC-Hill-Rom-Versacare P3200 |  |  |  |  | BEDPATIENTELECTRIC-Hill-Rom-Versacare P3200 | [9 empty] | MHHS-Southeast
NO | YES |  |  |  |  | J028AD8148 | Hill- Rom | P3200E000060 |  | J028AD8148 | Beds | MHHS-Southeast |  |  |  |  | J028AD8148 | Southeast & Bay Area |  | Beds |  | 02/26/2019 | 02/29/2020 |  |  | VERSACARE BED |  | BEDPATIENTELECTRIC-Hill-Rom-Versacare P3200 |  |  |  |  | BEDPATIENTELECTRIC-Hill-Rom-Versacare P3200 | [9 empty] | MHHS-Southeast
NO | YES |  |  |  |  | J042AD9223 | Hill- Rom | P3200E000060 |  | J042AD9223 | Beds | MHHS-Southeast |  |  |  |  | J042AD9223 | Southeast & Bay Area |  | Beds |  | 02/26/2019 | 02/29/2020 |  |  | VERSACARE BED |  | BEDPATIENTELECTRIC-Hill-Rom-Versacare P3200 |  |  |  |  | BEDPATIENTELECTRIC-Hill-Rom-Versacare P3200 | [9 empty] | MHHS-Southeast
NO | YES |  |  |  |  | J028AD8136 | Hill- Rom | P3200E000060 |  | J028AD8136 | Beds | MHHS-Southeast |  |  |  |  | J028AD8136 | Southeast & Bay Area |  | Beds |  | 03/08/2019 | 03/31/2020 |  |  | VERSACARE BED |  | BEDPATIENTELECTRIC-Hill-Rom-Versacare P3200 |  |  |  |  | BEDPATIENTELECTRIC-Hill-Rom-Versacare P3200 | [9 empty] | MHHS-Southeast
NO | YES |  |  |  |  | J016AD7357 | Hill- Rom | P3200E000060 |  | J016AD7357 | Beds | MHHS-Southeast |  |  |  |  | J016AD7357 | Southeast & Bay Area |  | Beds |  | 04/30/2019 | 04/30/2020 |  |  | VERSACARE BED |  | BEDPATIENTELECTRIC-Hill-Rom-Versacare P3200 |  |  |  |  | BEDPATIENTELECTRIC-Hill-Rom-Versacare P3200 | [9 empty] | MHHS-Southeast
NO | YES |  |  |  |  | J016AD7370 | Hill- Rom | P3200E000060 |  | J016AD7370 | Beds | MHHS-Southeast |  |  |  |  | J016AD7370 | Southeast & Bay Area |  | Beds |  | 04/02/2019 | 04/30/2020 |  |  | VERSACARE BED |  | BEDPATIENTELECTRIC-Hill-Rom-Versacare P3200 |  |  |  |  | BEDPATIENTELECTRIC-Hill-Rom-Versacare P3200 | [9 empty] | MHHS-Southeast
NO | YES |  |  |  |  | J022AD7759 | Hill- Rom | P3200E000060 |  | J022AD7759 | Beds | MHHS-Southeast |  |  |  |  | J022AD7759 | Southeast & Bay Area |  | Beds |  | 04/22/2019 | 04/30/2020 |  |  | VERSACARE BED |  | BEDPATIENTELECTRIC-Hill-Rom-Versacare P3200 |  |  |  |  | BEDPATIENTELECTRIC-Hill-Rom-Versacare P3200 | [9 empty] | MHHS-Southeast
NO | YES |  |  |  |  | J028AD8152 | Hill- Rom | P3200E000060 |  | J028AD8152 | Beds | MHHS-Southeast |  |  |  |  | J028AD8152 | Southeast & Bay Area |  | Beds |  | 04/30/2019 | 04/30/2020 |  |  | VERSACARE BED |  | BEDPATIENTELECTRIC-Hill-Rom-Versacare P3200 |  |  |  |  | BEDPATIENTELECTRIC-Hill-Rom-Versacare P3200 | [9 empty] | MHHS-Southeast
NO | YES |  |  |  |  | J028AD8116 | Hill- Rom | P3200E000060 |  | J028AD8116 | Beds | MHHS-Southeast |  |  |  |  | J028AD8116 | Southeast & Bay Area |  | Beds |  | 05/21/2019 | 05/31/2020 |  |  | VERSACARE BED |  | BEDPATIENTELECTRIC-Hill-Rom-Versacare P3200 |  |  |  |  | BEDPATIENTELECTRIC-Hill-Rom-Versacare P3200 | [9 empty] | MHHS-Southeast
NO | YES |  |  |  |  | J039AD9206 | Hill- Rom | P3200E000060 |  | J039AD9206 | Beds | MHHS-Southeast |  |  |  |  | J039AD9206 | Southeast & Bay Area |  | Beds |  | 05/13/2019 | 05/31/2020 |  |  | VERSACARE BED |  | BEDPATIENTELECTRIC-Hill-Rom-Versacare P3200 |  |  |  |  | BEDPATIENTELECTRIC-Hill-Rom-Versacare P3200 | [9 empty] | MHHS-Southeast
NO | YES |  |  |  |  | J042AD9214 | Hill- Rom | P3200E000060 |  | J042AD9214 | Beds | MHHS-Southeast |  |  |  |  | J042AD9214 | Southeast & Bay Area |  | Beds |  | 06/29/2019 | 06/30/2020 |  |  | VERSACARE BED |  | BEDPATIENTELECTRIC-Hill-Rom-Versacare P3200 |  |  |  |  | BEDPATIENTELECTRIC-Hill-Rom-Versacare P3200 | [9 empty] | MHHS-Southeast
NO | YES |  |  |  |  | J042AD9225 | Hill- Rom | P3200E000060 |  | J042AD9225 | Beds | MHHS-Southeast |  |  |  |  | J042AD9225 | Southeast & Bay Area |  | Beds |  | 06/05/2019 | 06/30/2020 |  |  | VERSACARE BED |  | BEDPATIENTELECTRIC-Hill-Rom-Versacare P3200 |  |  |  |  | BEDPATIENTELECTRIC-Hill-Rom-Versacare P3200 | [9 empty] | MHHS-Southeast
NO | YES |  |  |  |  | J028AD8120 | Hill- Rom | P3200E000060 |  | J028AD8120 | Beds | MHHS-Southeast |  |  |  |  | J028AD8120 | Southeast & Bay Area |  | Beds |  | 07/26/2019 | 07/31/2020 |  |  | VERSACARE BED |  | BEDPATIENTELECTRIC-Hill-Rom-Versacare P3200 |  |  |  |  | BEDPATIENTELECTRIC-Hill-Rom-Versacare P3200 | [9 empty] | MHHS-Southeast
NO | YES |  |  |  |  | J028AD8122 | Hill- Rom | P3200E000060 |  | J028AD8122 | Beds | MHHS-Southeast |  |  |  |  | J028AD8122 | Southeast & Bay Area |  | Beds |  | 07/08/2019 | 07/31/2020 |  |  | VERSACARE BED |  | BEDPATIENTELECTRIC-Hill-Rom-Versacare P3200 |  |  |  |  | BEDPATIENTELECTRIC-Hill-Rom-Versacare P3200 | [9 empty] | MHHS-Southeast
NO | YES |  |  |  |  | J016AD7351 | Hill- Rom | P3200E000060 |  | J016AD7351 | Beds | MHHS-Southeast |  |  |  |  | J016AD7351 | Southeast & Bay Area |  | Beds |  | 08/26/2019 | 08/31/2020 |  |  | VERSACARE BED |  | BEDPATIENTELECTRIC-Hill-Rom-Versacare P3200 |  |  |  |  | BEDPATIENTELECTRIC-Hill-Rom-Versacare P3200 | [9 empty] | MHHS-Southeast
NO | YES |  |  |  |  | J016AD7367 | Hill- Rom | P3200E000060 |  | J016AD7367 | Beds | MHHS-Southeast |  |  |  |  | J016AD7367 | Southeast & Bay Area |  | Beds |  | 08/26/2019 | 08/31/2020 |  |  | VERSACARE BED |  | BEDPATIENTELECTRIC-Hill-Rom-Versacare P3200 |  |  |  |  | BEDPATIENTELECTRIC-Hill-Rom-Versacare P3200 | [9 empty] | MHHS-Southeast
NO | YES |  |  |  |  | J022AD7754 | Hill- Rom | P3200E000060 |  | J022AD7754 | Beds | MHHS-Southeast |  |  |  |  | J022AD7754 | Southeast & Bay Area |  | Beds |  | 08/26/2019 | 08/31/2020 |  |  | VERSACARE BED |  | BEDPATIENTELECTRIC-Hill-Rom-Versacare P3200 |  |  |  |  | BEDPATIENTELECTRIC-Hill-Rom-Versacare P3200 | [9 empty] | MHHS-Southeast
NO | YES |  |  |  |  | J028AD8154 | Hill- Rom | P3200E000060 |  | J028AD8154 | Beds | MHHS-Southeast |  |  |  |  | J028AD8154 | Southeast & Bay Area |  | Beds |  | 08/30/2019 | 08/31/2020 |  |  | VERSACARE BED |  | BEDPATIENTELECTRIC-Hill-Rom-Versacare P3200 |  |  |  |  | BEDPATIENTELECTRIC-Hill-Rom-Versacare P3200 | [9 empty] | MHHS-Southeast
NO | YES |  |  |  |  | J016AD7356 | Hill- Rom | P3200E000060 |  | J016AD7356 | Beds | MHHS-Southeast |  |  |  |  | J016AD7356 | Southeast & Bay Area |  | Beds |  | 09/10/2019 | 09/30/2020 |  |  | VERSACARE BED |  | BEDPATIENTELECTRIC-Hill-Rom-Versacare P3200 |  |  |  |  | BEDPATIENTELECTRIC-Hill-Rom-Versacare P3200 | [9 empty] | MHHS-Southeast
NO | YES |  |  |  |  | J039AD9199 | Hill- Rom | P3200E000060 |  | J039AD9199 | Beds | MHHS-Southeast |  |  |  |  | J039AD9199 | Southeast & Bay Area |  | Beds |  | 10/01/2019 | 09/30/2020 |  |  | VERSACARE BED |  | BEDPATIENTELECTRIC-Hill-Rom-Versacare P3200 |  |  |  |  | BEDPATIENTELECTRIC-Hill-Rom-Versacare P3200 | [9 empty] | MHHS-Southeast
NO | YES |  |  |  |  | J039AD9204 | Hill- Rom | P3200E000060 |  | J039AD9204 | Beds | MHHS-Southeast |  |  |  |  | J039AD9204 | Southeast & Bay Area |  | Beds |  | 10/01/2019 | 09/30/2020 |  |  | VERSACARE BED |  | BEDPATIENTELECTRIC-Hill-Rom-Versacare P3200 |  |  |  |  | BEDPATIENTELECTRIC-Hill-Rom-Versacare P3200 | [9 empty] | MHHS-Southeast
NO | YES |  |  |  |  | J016AD7368 | Hill- Rom | P3200E000060 |  | J016AD7368 | Beds | MHHS-Southeast |  |  |  |  | J016AD7368 | Southeast & Bay Area |  | Beds |  | 10/22/2019 | 10/31/2020 |  |  | VERSACARE BED |  | BEDPATIENTELECTRIC-Hill-Rom-Versacare P3200 |  |  |  |  | BEDPATIENTELECTRIC-Hill-Rom-Versacare P3200 | [9 empty] | MHHS-Southeast
NO | YES |  |  |  |  | J022AD7761 | Hill- Rom | P3200E000060 |  | J022AD7761 | Beds | MHHS-Southeast |  |  |  |  | J022AD7761 | Southeast & Bay Area |  | Beds |  | 10/31/2019 | 10/31/2020 |  |  | VERSACARE BED |  | BEDPATIENTELECTRIC-Hill-Rom-Versacare P3200 |  |  |  |  | BEDPATIENTELECTRIC-Hill-Rom-Versacare P3200 | [9 empty] | MHHS-Southeast
NO | YES |  |  |  |  | J028AD8133 | Hill- Rom | P3200E000060 |  | J028AD8133 | Beds | MHHS-Southeast |  |  |  |  | J028AD8133 | Southeast & Bay Area |  | Beds |  | 10/28/2019 | 10/31/2020 |  |  | VERSACARE BED |  | BEDPATIENTELECTRIC-Hill-Rom-Versacare P3200 |  |  |  |  | BEDPATIENTELECTRIC-Hill-Rom-Versacare P3200 | [9 empty] | MHHS-Southeast
NO | YES |  |  |  |  | J028AD8142 | Hill- Rom | P3200E000060 |  | J028AD8142 | Beds | MHHS-Southeast |  |  |  |  | J028AD8142 | Southeast & Bay Area |  | Beds |  | 10/28/2019 | 10/31/2020 |  |  | VERSACARE BED |  | BEDPATIENTELECTRIC-Hill-Rom-Versacare P3200 |  |  |  |  | BEDPATIENTELECTRIC-Hill-Rom-Versacare P3200 | [9 empty] | MHHS-Southeast
NO | YES |  |  |  |  | J028AD8146 | Hill- Rom | P3200E000060 |  | J028AD8146 | Beds | MHHS-Southeast |  |  |  |  | J028AD8146 | Southeast & Bay Area |  | Beds |  | 10/28/2019 | 10/31/2020 |  |  | VERSACARE BED |  | BEDPATIENTELECTRIC-Hill-Rom-Versacare P3200 |  |  |  |  | BEDPATIENTELECTRIC-Hill-Rom-Versacare P3200 | [9 empty] | MHHS-Southeast
NO | YES |  |  |  |  | J042AD9220 | Hill- Rom | P3200E000060 |  | J042AD9220 | Beds | MHHS-Southeast |  |  |  |  | J042AD9220 | Southeast & Bay Area |  | Beds |  | 10/14/2019 | 10/31/2020 |  |  | VERSACARE BED |  | BEDPATIENTELECTRIC-Hill-Rom-Versacare P3200 |  |  |  |  | BEDPATIENTELECTRIC-Hill-Rom-Versacare P3200 | [9 empty] | MHHS-Southeast
NO | YES |  |  |  |  | J028AD8140 | Hill- Rom | P3200E000060 |  | J028AD8140 | Beds | MHHS-Southeast |  |  |  |  | J028AD8140 | Southeast & Bay Area |  | Beds |  | 11/25/2019 | 11/30/2020 |  |  | VERSACARE BED |  | BEDPATIENTELECTRIC-Hill-Rom-Versacare P3200 |  |  |  |  | BEDPATIENTELECTRIC-Hill-Rom-Versacare P3200 | [9 empty] | MHHS-Southeast
NO | YES |  |  |  |  | J042AD9212 | Hill- Rom | P3200E000060 |  | J042AD9212 | Beds | MHHS-Southeast |  |  |  |  | J042AD9212 | Southeast & Bay Area |  | Beds |  | 12/05/2019 | 12/31/2020 |  |  | VERSACARE BED |  | BEDPATIENTELECTRIC-Hill-Rom-Versacare P3200 |  |  |  |  | BEDPATIENTELECTRIC-Hill-Rom-Versacare P3200 | [9 empty] | MHHS-Southeast
NO | YES |  |  |  |  | J028AD8138 | Hill- Rom | P3200E000060 |  | J028AD8138 | Beds | MHHS-Southeast |  |  |  |  | J028AD8138 | Southeast & Bay Area |  | Beds |  | 01/14/2020 | 01/31/2021 |  |  | VERSACARE BED |  | BEDPATIENTELECTRIC-Hill-Rom-Versacare P3200 |  |  |  |  | BEDPATIENTELECTRIC-Hill-Rom-Versacare P3200 | [9 empty] | MHHS-Southeast
NO | YES |  |  |  |  | J039AD9209 | Hill- Rom | P3200E000060 |  | J039AD9209 | Beds | MHHS-Southeast |  |  |  |  | J039AD9209 | Southeast & Bay Area |  | Beds |  | 01/09/2020 | 01/31/2021 |  |  | VERSACARE BED |  | BEDPATIENTELECTRIC-Hill-Rom-Versacare P3200 |  |  |  |  | BEDPATIENTELECTRIC-Hill-Rom-Versacare P3200 | [9 empty] | MHHS-Southeast
NO | YES |  |  |  |  | J042AD9217 | Hill- Rom | P3200E000060 |  | J042AD9217 | Beds | MHHS-Southeast |  |  |  |  | J042AD9217 | Southeast & Bay Area |  | Beds |  | 01/09/2020 | 01/31/2021 |  |  | VERSACARE BED |  | BEDPATIENTELECTRIC-Hill-Rom-Versacare P3200 |  |  |  |  | BEDPATIENTELECTRIC-Hill-Rom-Versacare P3200 | [9 empty] | MHHS-Southeast
NO | YES |  |  |  |  | J016AD7354 | Hill- Rom | P3200E000060 |  | J016AD7354 | Beds | MHHS-Southwest |  |  |  |  | J016AD7354 | Southwest |  | Beds |  | 02/08/2019 | 02/29/2020 |  |  | VERSACARE BED |  | BEDPATIENTELECTRIC-Hill-Rom-Versacare P3200 |  |  |  |  | BEDPATIENTELECTRIC-Hill-Rom-Versacare P3200 | [9 empty] | MHHS-Southwest
NO | YES |  |  |  |  | J003AD6491 | Hill- Rom | P3200E000060 |  | J003AD6491 | Beds | MHHS-Southwest |  |  |  |  | J003AD6491 | Southwest |  | Beds |  | 03/13/2019 | 03/31/2020 |  |  | VERSACARE BED |  | BEDPATIENTELECTRIC-Hill-Rom-Versacare P3200 |  |  |  |  | BEDPATIENTELECTRIC-Hill-Rom-Versacare P3200 | [9 empty] | MHHS-Southwest
NO | YES |  |  |  |  | J015AD7303 | Hill- Rom | P3200E000060 |  | J015AD7303 | Beds | MHHS-Southwest |  |  |  |  | J015AD7303 | Southwest |  | Beds |  | 03/13/2019 | 03/31/2020 |  |  | VERSACARE BED |  | BEDPATIENTELECTRIC-Hill-Rom-Versacare P3200 |  |  |  |  | BEDPATIENTELECTRIC-Hill-Rom-Versacare P3200 | [9 empty] | MHHS-Southwest
NO | YES |  |  |  |  | J016AD7385 | Hill- Rom | P3200E000060 |  | J016AD7385 | Beds | MHHS-Southwest |  |  |  |  | J016AD7385 | Southwest |  | Beds |  | 03/13/2019 | 03/31/2020 |  |  | VERSACARE BED |  | BEDPATIENTELECTRIC-Hill-Rom-Versacare P3200 |  |  |  |  | BEDPATIENTELECTRIC-Hill-Rom-Versacare P3200 | [9 empty] | MHHS-Southwest
NO | YES |  |  |  |  | I197AD4099 | Hill- Rom | P3200E000060 |  | I197AD4099 | Beds | MHHS-Southwest |  |  |  |  | I197AD4099 | Southwest |  | Beds |  | 04/12/2019 | 04/30/2020 |  |  | VERSACARE BED |  | BEDPATIENTELECTRIC-Hill-Rom-Versacare P3200 |  |  |  |  | BEDPATIENTELECTRIC-Hill-Rom-Versacare P3200 | [9 empty] | MHHS-Southwest
NO | YES |  |  |  |  | I194AD4076 | Hill- Rom | P3200E000060 |  | I194AD4076 | Beds | MHHS-Southwest |  |  |  |  | I194AD4076 | Southwest |  | Beds |  | 06/30/2019 | 06/30/2020 |  |  | VERSACARE BED |  | BEDPATIENTELECTRIC-Hill-Rom-Versacare P3200 |  |  |  |  | BEDPATIENTELECTRIC-Hill-Rom-Versacare P3200 | [9 empty] | MHHS-Southwest
NO | YES |  |  |  |  | I197AD4123 | Hill- Rom | P3200E000060 |  | I197AD4123 | Beds | MHHS-Southwest |  |  |  |  | I197AD4123 | Southwest |  | Beds |  | 06/19/2019 | 06/30/2020 |  |  | VERSACARE BED |  | BEDPATIENTELECTRIC-Hill-Rom-Versacare P3200 |  |  |  |  | BEDPATIENTELECTRIC-Hill-Rom-Versacare P3200 | [9 empty] | MHHS-Southwest
NO | YES |  |  |  |  | J003AD6502 | Hill- Rom | P3200E000060 |  | J003AD6502 | Beds | MHHS-Southwest |  |  |  |  | J003AD6502 | Southwest |  | Beds |  | 06/30/2019 | 06/30/2020 |  |  | VERSACARE BED |  | BEDPATIENTELECTRIC-Hill-Rom-Versacare P3200 |  |  |  |  | BEDPATIENTELECTRIC-Hill-Rom-Versacare P3200 | [9 empty] | MHHS-Southwest
NO | YES |  |  |  |  | J015AD7300 | Hill- Rom | P3200E000060 |  | J015AD7300 | Beds | MHHS-Southwest |  |  |  |  | J015AD7300 | Southwest |  | Beds |  | 06/14/2019 | 06/30/2020 |  |  | VERSACARE BED |  | BEDPATIENTELECTRIC-Hill-Rom-Versacare P3200 |  |  |  |  | BEDPATIENTELECTRIC-Hill-Rom-Versacare P3200 | [9 empty] | MHHS-Southwest
NO | YES |  |  |  |  | J015AD7308 | Hill- Rom | P3200E000060 |  | J015AD7308 | Beds | MHHS-Southwest |  |  |  |  | J015AD7308 | Southwest |  | Beds |  | 06/30/2019 | 06/30/2020 |  |  | VERSACARE BED |  | BEDPATIENTELECTRIC-Hill-Rom-Versacare P3200 |  |  |  |  | BEDPATIENTELECTRIC-Hill-Rom-Versacare P3200 | [9 empty] | MHHS-Southwest
NO | YES |  |  |  |  | J016AD7326 | Hill- Rom | P3200E000060 |  | J016AD7326 | Beds | MHHS-Southwest |  |  |  |  | J016AD7326 | Southwest |  | Beds |  | 06/24/2019 | 06/30/2020 |  |  | VERSACARE BED |  | BEDPATIENTELECTRIC-Hill-Rom-Versacare P3200 |  |  |  |  | BEDPATIENTELECTRIC-Hill-Rom-Versacare P3200 | [9 empty] | MHHS-Southwest
NO | YES |  |  |  |  | J016AD7361 | Hill- Rom | P3200E000060 |  | J016AD7361 | Beds | MHHS-Southwest |  |  |  |  | J016AD7361 | Southwest |  | Beds |  | 06/30/2019 | 06/30/2020 |  |  | VERSACARE BED |  | BEDPATIENTELECTRIC-Hill-Rom-Versacare P3200 |  |  |  |  | BEDPATIENTELECTRIC-Hill-Rom-Versacare P3200 | [9 empty] | MHHS-Southwest
NO | YES |  |  |  |  | I197AD4103 | Hill- Rom | P3200E000060 |  | I197AD4103 | Beds | MHHS-Southwest |  |  |  |  | I197AD4103 | Southwest |  | Beds |  | 07/22/2019 | 07/31/2020 |  |  | VERSACARE BED |  | BEDPATIENTELECTRIC-Hill-Rom-Versacare P3200 |  |  |  |  | BEDPATIENTELECTRIC-Hill-Rom-Versacare P3200 | [9 empty] | MHHS-Southwest
NO | YES |  |  |  |  | I197AD4131 | Hill- Rom | P3200E000060 |  | I197AD4131 | Beds | MHHS-Southwest |  |  |  |  | I197AD4131 | Southwest |  | Beds |  | 07/31/2019 | 07/31/2020 |  |  | VERSACARE BED |  | BEDPATIENTELECTRIC-Hill-Rom-Versacare P3200 |  |  |  |  | BEDPATIENTELECTRIC-Hill-Rom-Versacare P3200 | [9 empty] | MHHS-Southwest
NO | YES |  |  |  |  | I198AD4294 | Hill- Rom | P3200E000060 |  | I198AD4294 | Beds | MHHS-Southwest |  |  |  |  | I198AD4294 | Southwest |  | Beds |  | 08/01/2019 | 07/31/2020 |  |  | VERSACARE BED |  | BEDPATIENTELECTRIC-Hill-Rom-Versacare P3200 |  |  |  |  | BEDPATIENTELECTRIC-Hill-Rom-Versacare P3200 | [9 empty] | MHHS-Southwest
NO | YES |  |  |  |  | I205AD5025 | Hill- Rom | P3200E000060 |  | I205AD5025 | Beds | MHHS-Southwest |  |  |  |  | I205AD5025 | Southwest |  | Beds |  | 07/09/2019 | 07/31/2020 |  |  | VERSACARE BED |  | BEDPATIENTELECTRIC-Hill-Rom-Versacare P3200 |  |  |  |  | BEDPATIENTELECTRIC-Hill-Rom-Versacare P3200 | [9 empty] | MHHS-Southwest
NO | YES |  |  |  |  | J016AD7316 | Hill- Rom | P3200E000060 |  | J016AD7316 | Beds | MHHS-Southwest |  |  |  |  | J016AD7316 | Southwest |  | Beds |  | 07/23/2019 | 07/31/2020 |  |  | VERSACARE BED |  | BEDPATIENTELECTRIC-Hill-Rom-Versacare P3200 |  |  |  |  | BEDPATIENTELECTRIC-Hill-Rom-Versacare P3200 | [9 empty] | MHHS-Southwest
NO | YES |  |  |  |  | I197AD4113 | Hill- Rom | P3200E000060 |  | I197AD4113 | Beds | MHHS-Southwest |  |  |  |  | I197AD4113 | Southwest |  | Beds |  | 08/05/2019 | 08/31/2020 |  |  | VERSACARE BED |  | BEDPATIENTELECTRIC-Hill-Rom-Versacare P3200 |  |  |  |  | BEDPATIENTELECTRIC-Hill-Rom-Versacare P3200 | [9 empty] | MHHS-Southwest
NO | YES |  |  |  |  | I194AD4080 | Hill- Rom | P3200E000060 |  | I194AD4080 | Beds | MHHS-Southwest |  |  |  |  | I194AD4080 | Southwest |  | Beds |  | 09/18/2019 | 09/30/2020 |  |  | VERSACARE BED |  | BEDPATIENTELECTRIC-Hill-Rom-Versacare P3200 |  |  |  |  | BEDPATIENTELECTRIC-Hill-Rom-Versacare P3200 | [9 empty] | MHHS-Southwest
NO | YES |  |  |  |  | I194AD4090 | Hill- Rom | P3200E000060 |  | I194AD4090 | Beds | MHHS-Southwest |  |  |  |  | I194AD4090 | Southwest |  | Beds |  | 10/01/2019 | 09/30/2020 |  |  | VERSACARE BED |  | BEDPATIENTELECTRIC-Hill-Rom-Versacare P3200 |  |  |  |  | BEDPATIENTELECTRIC-Hill-Rom-Versacare P3200 | [9 empty] | MHHS-Southwest
NO | YES |  |  |  |  | I197AD4119 | Hill- Rom | P3200E000060 |  | I197AD4119 | Beds | MHHS-Southwest |  |  |  |  | I197AD4119 | Southwest |  | Beds |  | 09/09/2019 | 09/30/2020 |  |  | VERSACARE BED |  | BEDPATIENTELECTRIC-Hill-Rom-Versacare P3200 |  |  |  |  | BEDPATIENTELECTRIC-Hill-Rom-Versacare P3200 | [9 empty] | MHHS-Southwest
NO | YES |  |  |  |  | I197AD4127 | Hill- Rom | P3200E000060 |  | I197AD4127 | Beds | MHHS-Southwest |  |  |  |  | I197AD4127 | Southwest |  | Beds |  | 09/09/2019 | 09/30/2020 |  |  | VERSACARE BED |  | BEDPATIENTELECTRIC-Hill-Rom-Versacare P3200 |  |  |  |  | BEDPATIENTELECTRIC-Hill-Rom-Versacare P3200 | [9 empty] | MHHS-Southwest
NO | YES |  |  |  |  | I198AD4280 | Hill- Rom | P3200E000060 |  | I198AD4280 | Beds | MHHS-Southwest |  |  |  |  | I198AD4280 | Southwest |  | Beds |  | 09/12/2019 | 09/30/2020 |  |  | VERSACARE BED |  | BEDPATIENTELECTRIC-Hill-Rom-Versacare P3200 |  |  |  |  | BEDPATIENTELECTRIC-Hill-Rom-Versacare P3200 | [9 empty] | MHHS-Southwest
NO | YES |  |  |  |  | I198AD4293 | Hill- Rom | P3200E000060 |  | I198AD4293 | Beds | MHHS-Southwest |  |  |  |  | I198AD4293 | Southwest |  | Beds |  | 09/18/2019 | 09/30/2020 |  |  | VERSACARE BED |  | BEDPATIENTELECTRIC-Hill-Rom-Versacare P3200 |  |  |  |  | BEDPATIENTELECTRIC-Hill-Rom-Versacare P3200 | [9 empty] | MHHS-Southwest
NO | YES |  |  |  |  | J015AD7305 | Hill- Rom | P3200E000060 |  | J015AD7305 | Beds | MHHS-Southwest |  |  |  |  | J015AD7305 | Southwest |  | Beds |  | 10/24/2019 | 10/31/2020 |  |  | VERSACARE BED |  | BEDPATIENTELECTRIC-Hill-Rom-Versacare P3200 |  |  |  |  | BEDPATIENTELECTRIC-Hill-Rom-Versacare P3200 | [9 empty] | MHHS-Southwest
NO | YES |  |  |  |  | J016AD7317 | Hill- Rom | P3200E000060 |  | J016AD7317 | Beds | MHHS-Southwest |  |  |  |  | J016AD7317 | Southwest |  | Beds |  | 10/09/2019 | 10/31/2020 |  |  | VERSACARE BED |  | BEDPATIENTELECTRIC-Hill-Rom-Versacare P3200 |  |  |  |  | BEDPATIENTELECTRIC-Hill-Rom-Versacare P3200 | [9 empty] | MHHS-Southwest
NO | YES |  |  |  |  | J016AD7324 | Hill- Rom | P3200E000060 |  | J016AD7324 | Beds | MHHS-Southwest |  |  |  |  | J016AD7324 | Southwest |  | Beds |  | 10/04/2019 | 10/31/2020 |  |  | VERSACARE BED |  | BEDPATIENTELECTRIC-Hill-Rom-Versacare P3200 |  |  |  |  | BEDPATIENTELECTRIC-Hill-Rom-Versacare P3200 | [9 empty] | MHHS-Southwest
NO | YES |  |  |  |  | J016AD7375 | Hill- Rom | P3200E000060 |  | J016AD7375 | Beds | MHHS-Southwest |  |  |  |  | J016AD7375 | Southwest |  | Beds |  | 10/10/2019 | 10/31/2020 |  |  | VERSACARE BED |  | BEDPATIENTELECTRIC-Hill-Rom-Versacare P3200 |  |  |  |  | BEDPATIENTELECTRIC-Hill-Rom-Versacare P3200 | [9 empty] | MHHS-Southwest
NO | YES |  |  |  |  | J018AD7490 | Hill- Rom | P3200E000060 |  | J018AD7490 | Beds | MHHS-Southwest |  |  |  |  | J018AD7490 | Southwest |  | Beds |  | 10/24/2019 | 10/31/2020 |  |  | VERSACARE BED |  | BEDPATIENTELECTRIC-Hill-Rom-Versacare P3200 |  |  |  |  | BEDPATIENTELECTRIC-Hill-Rom-Versacare P3200 | [9 empty] | MHHS-Southwest
NO | YES |  |  |  |  | I205AD5004 | Hill- Rom | P3200E000060 |  | I205AD5004 | Beds | MHHS-Southwest |  |  |  |  | I205AD5004 | Southwest |  | Beds |  | 11/14/2019 | 11/30/2020 |  |  | VERSACARE BED |  | BEDPATIENTELECTRIC-Hill-Rom-Versacare P3200 |  |  |  |  | BEDPATIENTELECTRIC-Hill-Rom-Versacare P3200 | [9 empty] | MHHS-Southwest
NO | YES |  |  |  |  | J016AD7341 | Hill- Rom | P3200E000060 |  | J016AD7341 | Beds | MHHS-Southwest |  |  |  |  | J016AD7341 | Southwest |  | Beds |  | 11/20/2019 | 11/30/2020 |  |  | VERSACARE BED |  | BEDPATIENTELECTRIC-Hill-Rom-Versacare P3200 |  |  |  |  | BEDPATIENTELECTRIC-Hill-Rom-Versacare P3200 | [9 empty] | MHHS-Southwest
NO | YES |  |  |  |  | J016AD7364 | Hill- Rom | P3200E000060 |  | J016AD7364 | Beds | MHHS-Southwest |  |  |  |  | J016AD7364 | Southwest |  | Beds |  | 11/18/2019 | 11/30/2020 |  |  | VERSACARE BED |  | BEDPATIENTELECTRIC-Hill-Rom-Versacare P3200 |  |  |  |  | BEDPATIENTELECTRIC-Hill-Rom-Versacare P3200 | [9 empty] | MHHS-Southwest
NO | YES |  |  |  |  | I194AD4074 | Hill- Rom | P3200E000060 |  | I194AD4074 | Beds | MHHS-Southwest |  |  |  |  | I194AD4074 | Southwest |  | Beds |  | 12/19/2019 | 12/31/2020 |  |  | VERSACARE BED |  | BEDPATIENTELECTRIC-Hill-Rom-Versacare P3200 |  |  |  |  | BEDPATIENTELECTRIC-Hill-Rom-Versacare P3200 | [9 empty] | MHHS-Southwest
NO | YES |  |  |  |  | J016AD7323 | Hill- Rom | P3200E000060 |  | J016AD7323 | Beds | MHHS-Southwest |  |  |  |  | J016AD7323 | Southwest |  | Beds |  | 12/19/2019 | 12/31/2020 |  |  | VERSACARE BED |  | BEDPATIENTELECTRIC-Hill-Rom-Versacare P3200 |  |  |  |  | BEDPATIENTELECTRIC-Hill-Rom-Versacare P3200 | [9 empty] | MHHS-Southwest
NO | YES |  |  |  |  | J016AD7381 | Hill- Rom | P3200E000060 |  | J016AD7381 | Beds | MHHS-Sugarland |  |  |  |  | J016AD7381 | Sugar Land |  | Beds |  | 04/25/2019 | 04/30/2020 |  |  | VERSACARE BED |  | BEDPATIENTELECTRIC-Hill-Rom-Versacare P3200 |  |  |  |  | BEDPATIENTELECTRIC-Hill-Rom-Versacare P3200 | [9 empty] | MHHS-Sugarland
NO | YES |  |  |  |  | H349AD6365 | Hill- Rom | P3200E000060 |  | H349AD6365 | Beds | MHHS-TMC |  |  |  |  | H349AD6365 | TMC |  | Beds |  | 02/11/2019 | 02/29/2020 |  |  | VERSACARE BED |  | BEDPATIENTELECTRIC-Hill-Rom-Versacare P3200 |  |  |  |  | BEDPATIENTELECTRIC-Hill-Rom-Versacare P3200 | [9 empty] | MHHS-TMC
NO | YES |  |  |  |  | H349AD6377 | Hill- Rom | P3200E000060 |  | H349AD6377 | Beds | MHHS-TMC |  |  |  |  | H349AD6377 | TMC |  | Beds |  | 02/07/2019 | 02/29/2020 |  |  | VERSACARE BED |  | BEDPATIENTELECTRIC-Hill-Rom-Versacare P3200 |  |  |  |  | BEDPATIENTELECTRIC-Hill-Rom-Versacare P3200 | [9 empty] | MHHS-TMC
NO | YES |  |  |  |  | H349AD6373 | Hill- Rom | P3200E000060 |  | H349AD6373 | Beds | MHHS-TMC |  |  |  |  | H349AD6373 | TMC |  | Beds |  | 03/25/2019 | 03/31/2020 |  |  | VERSACARE BED |  | BEDPATIENTELECTRIC-Hill-Rom-Versacare P3200 |  |  |  |  | BEDPATIENTELECTRIC-Hill-Rom-Versacare P3200 | [9 empty] | MHHS-TMC
NO | YES |  |  |  |  | H349AD6387 | Hill- Rom | P3200E000060 |  | H349AD6387 | Beds | MHHS-TMC |  |  |  |  | H349AD6387 | TMC |  | Beds |  | 03/06/2019 | 03/31/2020 |  |  | VERSACARE BED |  | BEDPATIENTELECTRIC-Hill-Rom-Versacare P3200 |  |  |  |  | BEDPATIENTELECTRIC-Hill-Rom-Versacare P3200 | [9 empty] | MHHS-TMC
NO | YES |  |  |  |  | J025AD8006 | Hill- Rom | P3200E000122 |  | J025AD8006 | Beds | MHHS-Southeast |  |  |  |  | J025AD8006 | Southeast & Bay Area |  | Beds |  | 01/13/2020 | 01/31/2021 |  |  | VERSACARE BED |  | BEDPATIENTELECTRIC-Hill-Rom-Versacare P3200 |  |  |  |  | BEDPATIENTELECTRIC-Hill-Rom-Versacare P3200 | [9 empty] | MHHS-Southeast
NO | YES |  |  |  |  | K013AD5826 | Hill- Rom | P3200G000060 |  | K013AD5826 | Beds | MHHS-Greater Heights |  |  |  |  | K013AD5826 | Central & Greater Heights |  | Beds |  | 01/22/2009 | 01/31/2020 |  |  | VERSACARE BED |  | BEDPATIENTELECTRIC-Hill-Rom-Versacare P3200 |  |  |  |  | BEDPATIENTELECTRIC-Hill-Rom-Versacare P3200 | [9 empty] | MHHS-Greater Heights
NO | YES | Serial Number K019AD6190 |  |  |  | K019AD6190 | Hill- Rom | P3200G000060 |  | K019AD6190 | Beds | MHHS-Greater Heights |  |  |  |  | K019AD6190 | Central & Greater Heights |  | Beds |  | 08/06/2019 | 08/31/2020 |  |  | VERSACARE BED |  | BEDPATIENTELECTRIC-Hill-Rom-Versacare P3200 |  |  |  |  | BEDPATIENTELECTRIC-Hill-Rom-Versacare P3200 | [9 empty] | MHHS-Greater Heights
NO | YES |  |  |  |  | K019AD6203 | Hill- Rom | P3200G000060 |  | K019AD6203 | Beds | MHHS-Greater Heights |  |  |  |  | K019AD6203 | Central & Greater Heights |  | Beds |  | 09/06/2019 | 09/30/2020 |  |  | VERSACARE BED |  | BEDPATIENTELECTRIC-Hill-Rom-Versacare P3200 |  |  |  |  | BEDPATIENTELECTRIC-Hill-Rom-Versacare P3200 | [9 empty] | MHHS-Greater Heights
NO | YES |  |  |  |  | K019AD6226 | Hill- Rom | P3200G000060 |  | K019AD6226 | Beds | MHHS-Greater Heights |  |  |  |  | K019AD6226 | Central & Greater Heights |  | Beds |  | 09/05/2019 | 09/30/2020 |  |  | VERSACARE BED |  | BEDPATIENTELECTRIC-Hill-Rom-Versacare P3200 |  |  |  |  | BEDPATIENTELECTRIC-Hill-Rom-Versacare P3200 | [9 empty] | MHHS-Greater Heights
NO | YES |  |  |  |  | K019AD6210 | Hill- Rom | P3200G000060 |  | K019AD6210 | Beds | MHHS-Greater Heights |  |  |  |  | K019AD6210 | Central & Greater Heights |  | Beds |  | 10/08/2019 | 10/31/2020 |  |  | VERSACARE BED |  | BEDPATIENTELECTRIC-Hill-Rom-Versacare P3200 |  |  |  |  | BEDPATIENTELECTRIC-Hill-Rom-Versacare P3200 | [9 empty] | MHHS-Greater Heights
NO | YES |  |  |  |  | J261AD7338 | Hill- Rom | P3200G000060 |  | J261AD7338 | Beds | MHHS-Northeast |  |  |  |  | J261AD7338 | Katy |  | Beds |  | 03/22/2019 | 03/31/2020 |  |  | VERSACARE BED |  | BEDPATIENTELECTRIC-Hill-Rom-Versacare P3200 |  |  |  |  | BEDPATIENTELECTRIC-Hill-Rom-Versacare P3200 | [9 empty] | MHHS-Northeast
NO | YES |  |  |  |  | J262AD7428 | Hill- Rom | P3200G000060 |  | J262AD7428 | Beds | MHHS-Northeast |  |  |  |  | J262AD7428 | Katy |  | Beds |  | 03/26/2019 | 03/31/2020 |  |  | VERSACARE BED |  | BEDPATIENTELECTRIC-Hill-Rom-Versacare P3200 |  |  |  |  | BEDPATIENTELECTRIC-Hill-Rom-Versacare P3200 | [9 empty] | MHHS-Northeast
NO | YES |  |  |  |  | J262AD7447 | Hill- Rom | P3200G000060 |  | J262AD7447 | Beds | MHHS-Northeast |  |  |  |  | J262AD7447 | Katy |  | Beds |  | 03/22/2019 | 03/31/2020 |  |  | VERSACARE BED |  | BEDPATIENTELECTRIC-Hill-Rom-Versacare P3200 |  |  |  |  | BEDPATIENTELECTRIC-Hill-Rom-Versacare P3200 | [9 empty] | MHHS-Northeast
NO | YES |  |  |  |  | J262AD7452 | Hill- Rom | P3200G000060 |  | J262AD7452 | Beds | MHHS-Northeast |  |  |  |  | J262AD7452 | Katy |  | Beds |  | 07/09/2019 | 07/31/2020 |  |  | VERSACARE BED |  | BEDPATIENTELECTRIC-Hill-Rom-Versacare P3200 |  |  |  |  | BEDPATIENTELECTRIC-Hill-Rom-Versacare P3200 | [9 empty] | MHHS-Northeast
NO | YES |  |  |  |  | J262AD7446 | Hill- Rom | P3200G000060 |  | J262AD7446 | Beds | MHHS-Northeast |  |  |  |  | J262AD7446 | Katy |  | Beds |  | 09/24/2019 | 09/30/2020 |  |  | VERSACARE BED |  | BEDPATIENTELECTRIC-Hill-Rom-Versacare P3200 |  |  |  |  | BEDPATIENTELECTRIC-Hill-Rom-Versacare P3200 | [9 empty] | MHHS-Northeast
NO | YES |  |  |  |  | J262AD7435 | Hill- Rom | P3200G000060 |  | J262AD7435 | Beds | MHHS-Northeast |  |  |  |  | J262AD7435 | Katy |  | Beds |  | 10/17/2019 | 10/31/2020 |  |  | VERSACARE BED |  | BEDPATIENTELECTRIC-Hill-Rom-Versacare P3200 |  |  |  |  | BEDPATIENTELECTRIC-Hill-Rom-Versacare P3200 | [9 empty] | MHHS-Northeast
NO | YES |  |  |  |  | J261AD7300 | Hill- Rom | P3200G000060 |  | J261AD7300 | Beds | MHHS-Northeast |  |  |  |  | J261AD7300 | Katy |  | Beds |  | 11/05/2019 | 11/30/2020 |  |  | VERSACARE BED |  | BEDPATIENTELECTRIC-Hill-Rom-Versacare P3200 |  |  |  |  | BEDPATIENTELECTRIC-Hill-Rom-Versacare P3200 | [9 empty] | MHHS-Northeast
NO | YES |  |  |  |  | J261AD7315 | Hill- Rom | P3200G000060 |  | J261AD7315 | Beds | MHHS-Northeast |  |  |  |  | J261AD7315 | Katy |  | Beds |  | 11/14/2019 | 11/30/2020 |  |  | VERSACARE BED |  | BEDPATIENTELECTRIC-Hill-Rom-Versacare P3200 |  |  |  |  | BEDPATIENTELECTRIC-Hill-Rom-Versacare P3200 | [9 empty] | MHHS-Northeast
NO | YES |  |  |  |  | J261AD7341 | Hill- Rom | P3200G000060 |  | J261AD7341 | Beds | MHHS-Northeast |  |  |  |  | J261AD7341 | Katy |  | Beds |  | 01/03/2020 | 01/31/2021 |  |  | VERSACARE BED |  | BEDPATIENTELECTRIC-Hill-Rom-Versacare P3200 |  |  |  |  | BEDPATIENTELECTRIC-Hill-Rom-Versacare P3200 | [9 empty] | MHHS-Northeast
NO | YES |  |  |  |  | J259AD7073 | Hill- Rom | P3200G000060 |  | J259AD7073 | Beds | MHHS-Southeast |  |  |  |  | J259AD7073 | Southeast & Bay Area |  | Beds |  | 01/31/2019 | 01/31/2020 |  |  | VERSACARE BED |  | BEDPATIENTELECTRIC-Hill-Rom-Versacare P3200 |  |  |  |  | BEDPATIENTELECTRIC-Hill-Rom-Versacare P3200 | [9 empty] | MHHS-Southeast
NO | YES |  |  |  |  | J266AD7703 | Hill- Rom | P3200G000060 |  | J266AD7703 | Beds | MHHS-Southeast |  |  |  |  | J266AD7703 | Southeast & Bay Area |  | Beds |  | 01/28/2019 | 01/31/2020 |  |  | VERSACARE BED |  | BEDPATIENTELECTRIC-Hill-Rom-Versacare P3200 |  |  |  |  | BEDPATIENTELECTRIC-Hill-Rom-Versacare P3200 | [9 empty] | MHHS-Southeast
NO | YES |  |  |  |  | J266AD7738 | Hill- Rom | P3200G000060 |  | J266AD7738 | Beds | MHHS-Southeast |  |  |  |  | J266AD7738 | Southeast & Bay Area |  | Beds |  | 03/25/2019 | 03/31/2020 |  |  | VERSACARE BED |  | BEDPATIENTELECTRIC-Hill-Rom-Versacare P3200 |  |  |  |  | BEDPATIENTELECTRIC-Hill-Rom-Versacare P3200 | [9 empty] | MHHS-Southeast
NO | YES |  |  |  |  | J267AD7852 | Hill- Rom | P3200G000060 |  | J267AD7852 | Beds | MHHS-Southeast |  |  |  |  | J267AD7852 | Southeast & Bay Area |  | Beds |  | 04/30/2019 | 04/30/2020 |  |  | VERSACARE BED |  | BEDPATIENTELECTRIC-Hill-Rom-Versacare P3200 |  |  |  |  | BEDPATIENTELECTRIC-Hill-Rom-Versacare P3200 | [9 empty] | MHHS-Southeast
NO | YES |  |  |  |  | J267AD7865 | Hill- Rom | P3200G000060 |  | J267AD7865 | Beds | MHHS-Southeast |  |  |  |  | J267AD7865 | Southeast & Bay Area |  | Beds |  | 04/08/2019 | 04/30/2020 |  |  | VERSACARE BED |  | BEDPATIENTELECTRIC-Hill-Rom-Versacare P3200 |  |  |  |  | BEDPATIENTELECTRIC-Hill-Rom-Versacare P3200 | [9 empty] | MHHS-Southeast
NO | YES |  |  |  |  | J266AD7729 | Hill- Rom | P3200G000060 |  | J266AD7729 | Beds | MHHS-Southeast |  |  |  |  | J266AD7729 | Southeast & Bay Area |  | Beds |  | 07/29/2019 | 07/31/2020 |  |  | VERSACARE BED |  | BEDPATIENTELECTRIC-Hill-Rom-Versacare P3200 |  |  |  |  | BEDPATIENTELECTRIC-Hill-Rom-Versacare P3200 | [9 empty] | MHHS-Southeast
NO | YES |  |  |  |  | J266AD7748 | Hill- Rom | P3200G000060 |  | J266AD7748 | Beds | MHHS-Southeast |  |  |  |  | J266AD7748 | Southeast & Bay Area |  | Beds |  | 07/22/2019 | 07/31/2020 |  |  | VERSACARE BED |  | BEDPATIENTELECTRIC-Hill-Rom-Versacare P3200 |  |  |  |  | BEDPATIENTELECTRIC-Hill-Rom-Versacare P3200 | [9 empty] | MHHS-Southeast
NO | YES |  |  |  |  | J267AD7836 | Hill- Rom | P3200G000060 |  | J267AD7836 | Beds | MHHS-Southeast |  |  |  |  | J267AD7836 | Southeast & Bay Area |  | Beds |  | 09/18/2019 | 09/30/2020 |  |  | VERSACARE BED |  | BEDPATIENTELECTRIC-Hill-Rom-Versacare P3200 |  |  |  |  | BEDPATIENTELECTRIC-Hill-Rom-Versacare P3200 | [9 empty] | MHHS-Southeast
NO | YES |  |  |  |  | J260AD7076 | Hill- Rom | P3200G000060 |  | J260AD7076 | Beds | MHHS-Southeast |  |  |  |  | J260AD7076 | Southeast & Bay Area |  | Beds |  | 10/24/2019 | 10/31/2020 |  |  | VERSACARE BED |  | BEDPATIENTELECTRIC-Hill-Rom-Versacare P3200 |  |  |  |  | BEDPATIENTELECTRIC-Hill-Rom-Versacare P3200 | [9 empty] | MHHS-Southeast
NO | YES |  |  |  |  | J267AD7951 | Hill- Rom | P3200G000060 |  | J267AD7951 | Beds | MHHS-Southeast |  |  |  |  | J267AD7951 | Southeast & Bay Area |  | Beds |  | 10/09/2019 | 10/31/2020 |  |  | VERSACARE BED |  | BEDPATIENTELECTRIC-Hill-Rom-Versacare P3200 |  |  |  |  | BEDPATIENTELECTRIC-Hill-Rom-Versacare P3200 | [9 empty] | MHHS-Southeast
NO | YES |  |  |  |  | J261AD7345 | Hill- Rom | P3200G000060 |  | J261AD7345 | Beds | MHHS-Southeast |  |  |  |  | J261AD7345 | Southeast & Bay Area |  | Beds |  | 01/07/2019 | 01/31/2020 |  |  | VERSACARE BED |  | BEDPATIENTELECTRIC-Hill-Rom-Versacare P3200 |  |  |  |  | BEDPATIENTELECTRIC-Hill-Rom-Versacare P3200 | [9 empty] | MHHS-Southeast
NO | YES |  |  |  |  | J261AD7244 | Hill- Rom | P3200G000060 |  | J261AD7244 | Beds | MHHS-Southeast |  |  |  |  | J261AD7244 | Southeast & Bay Area |  | Beds |  | 02/28/2019 | 02/29/2020 |  |  | VERSACARE BED |  | BEDPATIENTELECTRIC-Hill-Rom-Versacare P3200 |  |  |  |  | BEDPATIENTELECTRIC-Hill-Rom-Versacare P3200 | [9 empty] | MHHS-Southeast
NO | YES |  |  |  |  | J261AD7263 | Hill- Rom | P3200G000060 |  | J261AD7263 | Beds | MHHS-Southeast |  |  |  |  | J261AD7263 | Southeast & Bay Area |  | Beds |  | 03/01/2019 | 02/29/2020 |  |  | VERSACARE BED |  | BEDPATIENTELECTRIC-Hill-Rom-Versacare P3200 |  |  |  |  | BEDPATIENTELECTRIC-Hill-Rom-Versacare P3200 | [9 empty] | MHHS-Southeast
NO | YES |  |  |  |  | J261AD7246 | Hill- Rom | P3200G000060 |  | J261AD7246 | Beds | MHHS-Southeast |  |  |  |  | J261AD7246 | Southeast & Bay Area |  | Beds |  | 04/12/2019 | 04/30/2020 |  |  | VERSACARE BED |  | BEDPATIENTELECTRIC-Hill-Rom-Versacare P3200 |  |  |  |  | BEDPATIENTELECTRIC-Hill-Rom-Versacare P3200 | [9 empty] | MHHS-Southeast
NO | YES |  |  |  |  | J261AD7302 | Hill- Rom | P3200G000060 |  | J261AD7302 | Beds | MHHS-Southeast |  |  |  |  | J261AD7302 | Southeast & Bay Area |  | Beds |  | 04/23/2019 | 04/30/2020 |  |  | VERSACARE BED |  | BEDPATIENTELECTRIC-Hill-Rom-Versacare P3200 |  |  |  |  | BEDPATIENTELECTRIC-Hill-Rom-Versacare P3200 | [9 empty] | MHHS-Southeast
NO | YES |  |  |  |  | J261AD7303 | Hill- Rom | P3200G000060 |  | J261AD7303 | Beds | MHHS-Southeast |  |  |  |  | J261AD7303 | Southeast & Bay Area |  | Beds |  | 04/30/2019 | 04/30/2020 |  |  | VERSACARE BED |  | BEDPATIENTELECTRIC-Hill-Rom-Versacare P3200 |  |  |  |  | BEDPATIENTELECTRIC-Hill-Rom-Versacare P3200 | [9 empty] | MHHS-Southeast
NO | YES |  |  |  |  | J261AD7305 | Hill- Rom | P3200G000060 |  | J261AD7305 | Beds | MHHS-Southeast |  |  |  |  | J261AD7305 | Southeast & Bay Area |  | Beds |  | 04/30/2019 | 04/30/2020 |  |  | VERSACARE BED |  | BEDPATIENTELECTRIC-Hill-Rom-Versacare P3200 |  |  |  |  | BEDPATIENTELECTRIC-Hill-Rom-Versacare P3200 | [9 empty] | MHHS-Southeast
NO | YES |  |  |  |  | J261AD7307 | Hill- Rom | P3200G000060 |  | J261AD7307 | Beds | MHHS-Southeast |  |  |  |  | J261AD7307 | Southeast & Bay Area |  | Beds |  | 04/22/2019 | 04/30/2020 |  |  | VERSACARE BED |  | BEDPATIENTELECTRIC-Hill-Rom-Versacare P3200 |  |  |  |  | BEDPATIENTELECTRIC-Hill-Rom-Versacare P3200 | [9 empty] | MHHS-Southeast
NO | YES |  |  |  |  | J261AD7247 | Hill- Rom | P3200G000060 |  | J261AD7247 | Beds | MHHS-Southeast |  |  |  |  | J261AD7247 | Southeast & Bay Area |  | Beds |  | 05/22/2019 | 05/31/2020 |  |  | VERSACARE BED |  | BEDPATIENTELECTRIC-Hill-Rom-Versacare P3200 |  |  |  |  | BEDPATIENTELECTRIC-Hill-Rom-Versacare P3200 | [9 empty] | MHHS-Southeast
NO | YES |  |  |  |  | J261AD7253 | Hill- Rom | P3200G000060 |  | J261AD7253 | Beds | MHHS-Southeast |  |  |  |  | J261AD7253 | Southeast & Bay Area |  | Beds |  | 05/21/2019 | 05/31/2020 |  |  | VERSACARE BED |  | BEDPATIENTELECTRIC-Hill-Rom-Versacare P3200 |  |  |  |  | BEDPATIENTELECTRIC-Hill-Rom-Versacare P3200 | [9 empty] | MHHS-Southeast
NO | YES |  |  |  |  | J261AD7297 | Hill- Rom | P3200G000060 |  | J261AD7297 | Beds | MHHS-Southeast |  |  |  |  | J261AD7297 | Southeast & Bay Area |  | Beds |  | 05/31/2019 | 05/31/2020 |  |  | VERSACARE BED |  | BEDPATIENTELECTRIC-Hill-Rom-Versacare P3200 |  |  |  |  | BEDPATIENTELECTRIC-Hill-Rom-Versacare P3200 | [9 empty] | MHHS-Southeast
NO | YES |  |  |  |  | J261AD7304 | Hill- Rom | P3200G000060 |  | J261AD7304 | Beds | MHHS-Southeast |  |  |  |  | J261AD7304 | Southeast & Bay Area |  | Beds |  | 05/07/2019 | 05/31/2020 |  |  | VERSACARE BED |  | BEDPATIENTELECTRIC-Hill-Rom-Versacare P3200 |  |  |  |  | BEDPATIENTELECTRIC-Hill-Rom-Versacare P3200 | [9 empty] | MHHS-Southeast
NO | YES |  |  |  |  | J261AD7328 | Hill- Rom | P3200G000060 |  | J261AD7328 | Beds | MHHS-Southeast |  |  |  |  | J261AD7328 | Southeast & Bay Area |  | Beds |  | 05/13/2019 | 05/31/2020 |  |  | VERSACARE BED |  | BEDPATIENTELECTRIC-Hill-Rom-Versacare P3200 |  |  |  |  | BEDPATIENTELECTRIC-Hill-Rom-Versacare P3200 | [9 empty] | MHHS-Southeast
NO | YES |  |  |  |  | J261AD7301 | Hill- Rom | P3200G000060 |  | J261AD7301 | Beds | MHHS-Southeast |  |  |  |  | J261AD7301 | Southeast & Bay Area |  | Beds |  | 06/30/2019 | 06/30/2020 |  |  | VERSACARE BED |  | BEDPATIENTELECTRIC-Hill-Rom-Versacare P3200 |  |  |  |  | BEDPATIENTELECTRIC-Hill-Rom-Versacare P3200 | [9 empty] | MHHS-Southeast
NO | YES |  |  |  |  | J261AD7308 | Hill- Rom | P3200G000060 |  | J261AD7308 | Beds | MHHS-Southeast |  |  |  |  | J261AD7308 | Southeast & Bay Area |  | Beds |  | 06/18/2019 | 06/30/2020 |  |  | VERSACARE BED |  | BEDPATIENTELECTRIC-Hill-Rom-Versacare P3200 |  |  |  |  | BEDPATIENTELECTRIC-Hill-Rom-Versacare P3200 | [9 empty] | MHHS-Southeast
NO | YES |  |  |  |  | J261AD7312 | Hill- Rom | P3200G000060 |  | J261AD7312 | Beds | MHHS-Southeast |  |  |  |  | J261AD7312 | Southeast & Bay Area |  | Beds |  | 06/29/2019 | 06/30/2020 |  |  | VERSACARE BED |  | BEDPATIENTELECTRIC-Hill-Rom-Versacare P3200 |  |  |  |  | BEDPATIENTELECTRIC-Hill-Rom-Versacare P3200 | [9 empty] | MHHS-Southeast
NO | YES |  |  |  |  | J261AD7266 | Hill- Rom | P3200G000060 |  | J261AD7266 | Beds | MHHS-Southeast |  |  |  |  | J261AD7266 | Southeast & Bay Area |  | Beds |  | 07/10/2019 | 07/31/2020 |  |  | VERSACARE BED |  | BEDPATIENTELECTRIC-Hill-Rom-Versacare P3200 |  |  |  |  | BEDPATIENTELECTRIC-Hill-Rom-Versacare P3200 | [9 empty] | MHHS-Southeast
NO | YES |  |  |  |  | J261AD7325 | Hill- Rom | P3200G000060 |  | J261AD7325 | Beds | MHHS-Southeast |  |  |  |  | J261AD7325 | Southeast & Bay Area |  | Beds |  | 07/03/2019 | 07/31/2020 |  |  | VERSACARE BED |  | BEDPATIENTELECTRIC-Hill-Rom-Versacare P3200 |  |  |  |  | BEDPATIENTELECTRIC-Hill-Rom-Versacare P3200 | [9 empty] | MHHS-Southeast
NO | YES |  |  |  |  | J261AD7243 | Hill- Rom | P3200G000060 |  | J261AD7243 | Beds | MHHS-Southeast |  |  |  |  | J261AD7243 | Southeast & Bay Area |  | Beds |  | 08/19/2019 | 08/31/2020 |  |  | VERSACARE BED |  | BEDPATIENTELECTRIC-Hill-Rom-Versacare P3200 |  |  |  |  | BEDPATIENTELECTRIC-Hill-Rom-Versacare P3200 | [9 empty] | MHHS-Southeast
NO | YES |  |  |  |  | J261AD7249 | Hill- Rom | P3200G000060 |  | J261AD7249 | Beds | MHHS-Southeast |  |  |  |  | J261AD7249 | Southeast & Bay Area |  | Beds |  | 08/05/2019 | 08/31/2020 |  |  | VERSACARE BED |  | BEDPATIENTELECTRIC-Hill-Rom-Versacare P3200 |  |  |  |  | BEDPATIENTELECTRIC-Hill-Rom-Versacare P3200 | [9 empty] | MHHS-Southeast
NO | YES |  |  |  |  | J261AD7251 | Hill- Rom | P3200G000060 |  | J261AD7251 | Beds | MHHS-Southeast |  |  |  |  | J261AD7251 | Southeast & Bay Area |  | Beds |  | 08/19/2019 | 08/31/2020 |  |  | VERSACARE BED |  | BEDPATIENTELECTRIC-Hill-Rom-Versacare P3200 |  |  |  |  | BEDPATIENTELECTRIC-Hill-Rom-Versacare P3200 | [9 empty] | MHHS-Southeast
NO | YES |  |  |  |  | J261AD7306 | Hill- Rom | P3200G000060 |  | J261AD7306 | Beds | MHHS-Southeast |  |  |  |  | J261AD7306 | Southeast & Bay Area |  | Beds |  | 08/05/2019 | 08/31/2020 |  |  | VERSACARE BED |  | BEDPATIENTELECTRIC-Hill-Rom-Versacare P3200 |  |  |  |  | BEDPATIENTELECTRIC-Hill-Rom-Versacare P3200 | [9 empty] | MHHS-Southeast
NO | YES |  |  |  |  | J261AD7309 | Hill- Rom | P3200G000060 |  | J261AD7309 | Beds | MHHS-Southeast |  |  |  |  | J261AD7309 | Southeast & Bay Area |  | Beds |  | 08/30/2019 | 08/31/2020 |  |  | VERSACARE BED |  | BEDPATIENTELECTRIC-Hill-Rom-Versacare P3200 |  |  |  |  | BEDPATIENTELECTRIC-Hill-Rom-Versacare P3200 | [9 empty] | MHHS-Southeast
NO | YES |  |  |  |  | J266AD7717 | Hill- Rom | P3200G000060 |  | J266AD7717 | Beds | MHHS-Southeast |  |  |  |  | J266AD7717 | Southeast & Bay Area |  | Beds |  |  | 08/31/2020 |  |  | VERSACARE BED |  | BEDPATIENTELECTRIC-Hill-Rom-Versacare P3200 |  |  |  |  | BEDPATIENTELECTRIC-Hill-Rom-Versacare P3200 | [9 empty] | MHHS-Southeast
NO | YES |  |  |  |  | J261AD7252 | Hill- Rom | P3200G000060 |  | J261AD7252 | Beds | MHHS-Southeast |  |  |  |  | J261AD7252 | Southeast & Bay Area |  | Beds |  | 10/01/2019 | 09/30/2020 |  |  | VERSACARE BED |  | BEDPATIENTELECTRIC-Hill-Rom-Versacare P3200 |  |  |  |  | BEDPATIENTELECTRIC-Hill-Rom-Versacare P3200 | [9 empty] | MHHS-Southeast
NO | YES |  |  |  |  | J261AD7313 | Hill- Rom | P3200G000060 |  | J261AD7313 | Beds | MHHS-Southeast |  |  |  |  | J261AD7313 | Southeast & Bay Area |  | Beds |  | 09/18/2019 | 09/30/2020 |  |  | VERSACARE BED |  | BEDPATIENTELECTRIC-Hill-Rom-Versacare P3200 |  |  |  |  | BEDPATIENTELECTRIC-Hill-Rom-Versacare P3200 | [9 empty] | MHHS-Southeast
NO | YES |  |  |  |  | J261AD7248 | Hill- Rom | P3200G000060 |  | J261AD7248 | Beds | MHHS-Southeast |  |  |  |  | J261AD7248 | Southeast & Bay Area |  | Beds |  | 10/14/2019 | 10/31/2020 |  |  | VERSACARE BED |  | BEDPATIENTELECTRIC-Hill-Rom-Versacare P3200 |  |  |  |  | BEDPATIENTELECTRIC-Hill-Rom-Versacare P3200 | [9 empty] | MHHS-Southeast
NO | YES |  |  |  |  | J261AD7255 | Hill- Rom | P3200G000060 |  | J261AD7255 | Beds | MHHS-Southeast |  |  |  |  | J261AD7255 | Southeast & Bay Area |  | Beds |  | 10/09/2019 | 10/31/2020 |  |  | VERSACARE BED |  | BEDPATIENTELECTRIC-Hill-Rom-Versacare P3200 |  |  |  |  | BEDPATIENTELECTRIC-Hill-Rom-Versacare P3200 | [9 empty] | MHHS-Southeast
NO | YES |  |  |  |  | J261AD7295 | Hill- Rom | P3200G000060 |  | J261AD7295 | Beds | MHHS-Southeast |  |  |  |  | J261AD7295 | Southeast & Bay Area |  | Beds |  | 10/09/2019 | 10/31/2020 |  |  | VERSACARE BED |  | BEDPATIENTELECTRIC-Hill-Rom-Versacare P3200 |  |  |  |  | BEDPATIENTELECTRIC-Hill-Rom-Versacare P3200 | [9 empty] | MHHS-Southeast
NO | YES |  |  |  |  | J261AD7296 | Hill- Rom | P3200G000060 |  | J261AD7296 | Beds | MHHS-Southeast |  |  |  |  | J261AD7296 | Southeast & Bay Area |  | Beds |  | 10/31/2019 | 10/31/2020 |  |  | VERSACARE BED |  | BEDPATIENTELECTRIC-Hill-Rom-Versacare P3200 |  |  |  |  | BEDPATIENTELECTRIC-Hill-Rom-Versacare P3200 | [9 empty] | MHHS-Southeast
NO | YES |  |  |  |  | J262AD7434 | Hill- Rom | P3200G000060 |  | J262AD7434 | Beds | MHHS-Southeast |  |  |  |  | J262AD7434 | Southeast & Bay Area |  | Beds |  | 10/17/2019 | 10/31/2020 |  |  | VERSACARE BED |  | BEDPATIENTELECTRIC-Hill-Rom-Versacare P3200 |  |  |  |  | BEDPATIENTELECTRIC-Hill-Rom-Versacare P3200 | [9 empty] | MHHS-Southeast
NO | YES |  |  |  |  | J261AD7264 | Hill- Rom | P3200G000060 |  | J261AD7264 | Beds | MHHS-Southeast |  |  |  |  | J261AD7264 | Southeast & Bay Area |  | Beds |  | 11/18/2019 | 11/30/2020 |  |  | VERSACARE BED |  | BEDPATIENTELECTRIC-Hill-Rom-Versacare P3200 |  |  |  |  | BEDPATIENTELECTRIC-Hill-Rom-Versacare P3200 | [9 empty] | MHHS-Southeast
NO | YES |  |  |  |  | J261AD7245 | Hill- Rom | P3200G000060 |  | J261AD7245 | Beds | MHHS-Southeast |  |  |  |  | J261AD7245 | Southeast & Bay Area |  | Beds |  | 12/24/2019 | 12/31/2020 |  |  | VERSACARE BED |  | BEDPATIENTELECTRIC-Hill-Rom-Versacare P3200 |  |  |  |  | BEDPATIENTELECTRIC-Hill-Rom-Versacare P3200 | [9 empty] | MHHS-Southeast
NO | YES |  |  |  |  | J261AD7340 | Hill- Rom | P3200G000060 |  | J261AD7340 | Beds | MHHS-Southeast |  |  |  |  | J261AD7340 | Southeast & Bay Area |  | Beds |  | 12/05/2019 | 12/31/2020 |  |  | VERSACARE BED |  | BEDPATIENTELECTRIC-Hill-Rom-Versacare P3200 |  |  |  |  | BEDPATIENTELECTRIC-Hill-Rom-Versacare P3200 | [9 empty] | MHHS-Southeast
NO | YES |  |  |  |  | J262AD7432 | Hill- Rom | P3200G000060 |  | J262AD7432 | Beds | MHHS-Southeast |  |  |  |  | J262AD7432 | Southeast & Bay Area |  | Beds |  | 12/05/2019 | 12/31/2020 |  |  | VERSACARE BED |  | BEDPATIENTELECTRIC-Hill-Rom-Versacare P3200 |  |  |  |  | BEDPATIENTELECTRIC-Hill-Rom-Versacare P3200 | [9 empty] | MHHS-Southeast
NO | YES |  |  |  |  | J261AD7250 | Hill- Rom | P3200G000060 |  | J261AD7250 | Beds | MHHS-Southeast |  |  |  |  | J261AD7250 | Southeast & Bay Area |  | Beds |  | 01/10/2020 | 01/31/2021 |  |  | VERSACARE BED |  | BEDPATIENTELECTRIC-Hill-Rom-Versacare P3200 |  |  |  |  | BEDPATIENTELECTRIC-Hill-Rom-Versacare P3200 | [9 empty] | MHHS-Southeast
NO | YES |  |  |  |  | J261AD7259 | Hill- Rom | P3200G000060 |  | J261AD7259 | Beds | MHHS-Southeast |  |  |  |  | J261AD7259 | Southeast & Bay Area |  | Beds |  | 01/03/2020 | 01/31/2021 |  |  | VERSACARE BED |  | BEDPATIENTELECTRIC-Hill-Rom-Versacare P3200 |  |  |  |  | BEDPATIENTELECTRIC-Hill-Rom-Versacare P3200 | [9 empty] | MHHS-Southeast
NO | YES |  |  |  |  | J261AD7310 | Hill- Rom | P3200G000060 |  | J261AD7310 | Beds | MHHS-Southeast |  |  |  |  | J261AD7310 | Southeast & Bay Area |  | Beds |  | 01/03/2020 | 01/31/2021 |  |  | VERSACARE BED |  | BEDPATIENTELECTRIC-Hill-Rom-Versacare P3200 |  |  |  |  | BEDPATIENTELECTRIC-Hill-Rom-Versacare P3200 | [9 empty] | MHHS-Southeast
NO | YES |  |  |  |  | J266AD7744 | Hill- Rom | P3200G000060 |  | J266AD7744 | Beds | MHHS-Southwest |  |  |  |  | J266AD7744 | Southwest |  | Beds |  | 06/24/2019 | 06/30/2020 |  |  | VERSACARE BED |  | BEDPATIENTELECTRIC-Hill-Rom-Versacare P3200 |  |  |  |  | BEDPATIENTELECTRIC-Hill-Rom-Versacare P3200 | [9 empty] | MHHS-Southwest
NO | YES |  |  |  |  | J267AD7878 | Hill- Rom | P3200G000060 |  | J267AD7878 | Beds | MHHS-Southwest |  |  |  |  | J267AD7878 | Southwest |  | Beds |  | 07/23/2019 | 07/31/2020 |  |  | VERSACARE BED |  | BEDPATIENTELECTRIC-Hill-Rom-Versacare P3200 |  |  |  |  | BEDPATIENTELECTRIC-Hill-Rom-Versacare P3200 | [9 empty] | MHHS-Southwest
NO | YES |  |  |  |  | J266AD7753 | Hill- Rom | P3200G000060 |  | J266AD7753 | Beds | MHHS-Southwest |  |  |  |  | J266AD7753 | Southwest |  | Beds |  | 10/10/2019 | 10/31/2020 |  |  | VERSACARE BED |  | BEDPATIENTELECTRIC-Hill-Rom-Versacare P3200 |  |  |  |  | BEDPATIENTELECTRIC-Hill-Rom-Versacare P3200 | [9 empty] | MHHS-Southwest
NO | YES |  |  |  |  | J260AD7137 | Hill- Rom | P3200G000060 |  | J260AD7137 | Beds | MHHS-Southwest |  |  |  |  | J260AD7137 | Southwest |  | Beds |  | 12/19/2019 | 12/31/2020 |  |  | VERSACARE BED |  | BEDPATIENTELECTRIC-Hill-Rom-Versacare P3200 |  |  |  |  | BEDPATIENTELECTRIC-Hill-Rom-Versacare P3200 | [9 empty] | MHHS-Southwest
NO | YES |  |  |  |  | J267AD7829 | Hill- Rom | P3200G000060 |  | J267AD7829 | Beds | MHHS-Sugarland |  |  |  |  | J267AD7829 | Sugar Land |  | Beds |  | 01/31/2019 | 01/31/2020 |  |  | VERSACARE BED |  | BEDPATIENTELECTRIC-Hill-Rom-Versacare P3200 |  |  |  |  | BEDPATIENTELECTRIC-Hill-Rom-Versacare P3200 | [9 empty] | MHHS-Sugarland
NO | YES |  |  |  |  | J266AD7791 | Hill- Rom | P3200G000060 |  | J266AD7791 | Beds | MHHS-Sugarland |  |  |  |  | J266AD7791 | Sugar Land |  | Beds |  | 02/25/2019 | 02/29/2020 |  |  | VERSACARE BED |  | BEDPATIENTELECTRIC-Hill-Rom-Versacare P3200 |  |  |  |  | BEDPATIENTELECTRIC-Hill-Rom-Versacare P3200 | [9 empty] | MHHS-Sugarland
NO | YES |  |  |  |  | J267AD7838 | Hill- Rom | P3200G000060 |  | J267AD7838 | Beds | MHHS-Sugarland |  |  |  |  | J267AD7838 | Sugar Land |  | Beds |  | 02/14/2019 | 02/29/2020 |  |  | VERSACARE BED |  | BEDPATIENTELECTRIC-Hill-Rom-Versacare P3200 |  |  |  |  | BEDPATIENTELECTRIC-Hill-Rom-Versacare P3200 | [9 empty] | MHHS-Sugarland
NO | YES |  |  |  |  | J259AD7067 | Hill- Rom | P3200G000060 |  | J259AD7067 | Beds | MHHS-Sugarland |  |  |  |  | J259AD7067 | Sugar Land |  | Beds |  | 03/20/2019 | 03/31/2020 |  |  | VERSACARE BED |  | BEDPATIENTELECTRIC-Hill-Rom-Versacare P3200 |  |  |  |  | BEDPATIENTELECTRIC-Hill-Rom-Versacare P3200 | [9 empty] | MHHS-Sugarland
NO | YES |  |  |  |  | J268AD7956 | Hill- Rom | P3200G000060 |  | J268AD7956 | Beds | MHHS-Sugarland |  |  |  |  | J268AD7956 | Sugar Land |  | Beds |  | 03/20/2019 | 03/31/2020 |  |  | VERSACARE BED |  | BEDPATIENTELECTRIC-Hill-Rom-Versacare P3200 |  |  |  |  | BEDPATIENTELECTRIC-Hill-Rom-Versacare P3200 | [9 empty] | MHHS-Sugarland
NO | YES |  |  |  |  | J259AD7071 | Hill- Rom | P3200G000060 |  | J259AD7071 | Beds | MHHS-Sugarland |  |  |  |  | J259AD7071 | Sugar Land |  | Beds |  | 04/08/2019 | 04/30/2020 |  |  | VERSACARE BED |  | BEDPATIENTELECTRIC-Hill-Rom-Versacare P3200 |  |  |  |  | BEDPATIENTELECTRIC-Hill-Rom-Versacare P3200 | [9 empty] | MHHS-Sugarland
NO | YES |  |  |  |  | J260AD7121 | Hill- Rom | P3200G000060 |  | J260AD7121 | Beds | MHHS-Sugarland |  |  |  |  | J260AD7121 | Sugar Land |  | Beds |  | 04/30/2019 | 04/30/2020 |  |  | VERSACARE BED |  | BEDPATIENTELECTRIC-Hill-Rom-Versacare P3200 |  |  |  |  | BEDPATIENTELECTRIC-Hill-Rom-Versacare P3200 | [9 empty] | MHHS-Sugarland
NO | YES |  |  |  |  | J267AD7844 | Hill- Rom | P3200G000060 |  | J267AD7844 | Beds | MHHS-Sugarland |  |  |  |  | J267AD7844 | Sugar Land |  | Beds |  | 05/24/2019 | 05/31/2020 |  |  | VERSACARE BED |  | BEDPATIENTELECTRIC-Hill-Rom-Versacare P3200 |  |  |  |  | BEDPATIENTELECTRIC-Hill-Rom-Versacare P3200 | [9 empty] | MHHS-Sugarland
NO | YES |  |  |  |  | J260AD7123 | Hill- Rom | P3200G000060 |  | J260AD7123 | Beds | MHHS-Sugarland |  |  |  |  | J260AD7123 | Sugar Land |  | Beds |  | 07/22/2019 | 07/31/2020 |  |  | VERSACARE BED |  | BEDPATIENTELECTRIC-Hill-Rom-Versacare P3200 |  |  |  |  | BEDPATIENTELECTRIC-Hill-Rom-Versacare P3200 | [9 empty] | MHHS-Sugarland
NO | YES |  |  |  |  | J260AD7135 | Hill- Rom | P3200G000060 |  | J260AD7135 | Beds | MHHS-Sugarland |  |  |  |  | J260AD7135 | Sugar Land |  | Beds |  | 07/22/2019 | 07/31/2020 |  |  | VERSACARE BED |  | BEDPATIENTELECTRIC-Hill-Rom-Versacare P3200 |  |  |  |  | BEDPATIENTELECTRIC-Hill-Rom-Versacare P3200 | [9 empty] | MHHS-Sugarland
NO | YES |  |  |  |  | J260AD7083 | Hill- Rom | P3200G000060 |  | J260AD7083 | Beds | MHHS-Sugarland |  |  |  |  | J260AD7083 | Sugar Land |  | Beds |  | 08/12/2019 | 08/31/2020 |  |  | VERSACARE BED |  | BEDPATIENTELECTRIC-Hill-Rom-Versacare P3200 |  |  |  |  | BEDPATIENTELECTRIC-Hill-Rom-Versacare P3200 | [9 empty] | MHHS-Sugarland
NO | YES |  |  |  |  | J255AD6681 | Hill- Rom | P3200G000060 |  | J255AD6681 | Beds | MHHS-Sugarland |  |  |  |  | J255AD6681 | Sugar Land |  | Beds |  | 09/30/2019 | 09/30/2020 |  |  | VERSACARE BED |  | BEDPATIENTELECTRIC-Hill-Rom-Versacare P3200 |  |  |  |  | BEDPATIENTELECTRIC-Hill-Rom-Versacare P3200 | [9 empty] | MHHS-Sugarland
NO | YES |  |  |  |  | J267AD7801 | Hill- Rom | P3200G000060 |  | J267AD7801 | Beds | MHHS-Sugarland |  |  |  |  | J267AD7801 | Sugar Land |  | Beds |  | 09/12/2019 | 09/30/2020 |  |  | VERSACARE BED |  | BEDPATIENTELECTRIC-Hill-Rom-Versacare P3200 |  |  |  |  | BEDPATIENTELECTRIC-Hill-Rom-Versacare P3200 | [9 empty] | MHHS-Sugarland
NO | YES |  |  |  |  | J267AD7871 | Hill- Rom | P3200G000060 |  | J267AD7871 | Beds | MHHS-Sugarland |  |  |  |  | J267AD7871 | Sugar Land |  | Beds |  | 10/21/2019 | 10/31/2020 |  |  | VERSACARE BED |  | BEDPATIENTELECTRIC-Hill-Rom-Versacare P3200 |  |  |  |  | BEDPATIENTELECTRIC-Hill-Rom-Versacare P3200 | [9 empty] | MHHS-Sugarland
NO | YES |  |  |  |  | J260AD7124 | Hill- Rom | P3200G000060 |  | J260AD7124 | Beds | MHHS-TMC |  |  |  |  | J260AD7124 | TMC |  | Beds |  | 02/06/2019 | 02/29/2020 |  |  | VERSACARE BED |  | BEDPATIENTELECTRIC-Hill-Rom-Versacare P3200 |  |  |  |  | BEDPATIENTELECTRIC-Hill-Rom-Versacare P3200 | [9 empty] | MHHS-TMC
NO | YES |  |  |  |  | J261AD7256 | Hill- Rom | P3200G000060 |  | J261AD7256 | Beds | MHHS-TMC |  |  |  |  | J261AD7256 | TMC |  | Beds |  | 02/07/2019 | 02/29/2020 |  |  | VERSACARE BED |  | BEDPATIENTELECTRIC-Hill-Rom-Versacare P3200 |  |  |  |  | BEDPATIENTELECTRIC-Hill-Rom-Versacare P3200 | [9 empty] | MHHS-TMC
NO | YES |  |  |  |  | J261AD7292 | Hill- Rom | P3200G000060 |  | J261AD7292 | Beds | MHHS-TMC |  |  |  |  | J261AD7292 | TMC |  | Beds |  | 02/20/2019 | 02/29/2020 |  |  | VERSACARE BED |  | BEDPATIENTELECTRIC-Hill-Rom-Versacare P3200 |  |  |  |  | BEDPATIENTELECTRIC-Hill-Rom-Versacare P3200 | [9 empty] | MHHS-TMC
NO | YES |  |  |  |  | J261AD7316 | Hill- Rom | P3200G000060 |  | J261AD7316 | Beds | MHHS-TMC |  |  |  |  | J261AD7316 | TMC |  | Beds |  | 02/07/2019 | 02/29/2020 |  |  | VERSACARE BED |  | BEDPATIENTELECTRIC-Hill-Rom-Versacare P3200 |  |  |  |  | BEDPATIENTELECTRIC-Hill-Rom-Versacare P3200 | [9 empty] | MHHS-TMC
NO | YES |  |  |  |  | J261AD7318 | Hill- Rom | P3200G000060 |  | J261AD7318 | Beds | MHHS-TMC |  |  |  |  | J261AD7318 | TMC |  | Beds |  | 02/20/2019 | 02/29/2020 |  |  | VERSACARE BED |  | BEDPATIENTELECTRIC-Hill-Rom-Versacare P3200 |  |  |  |  | BEDPATIENTELECTRIC-Hill-Rom-Versacare P3200 | [9 empty] | MHHS-TMC
NO | YES |  |  |  |  | J261AD7321 | Hill- Rom | P3200G000060 |  | J261AD7321 | Beds | MHHS-TMC |  |  |  |  | J261AD7321 | TMC |  | Beds |  | 02/18/2019 | 02/29/2020 |  |  | VERSACARE BED |  | BEDPATIENTELECTRIC-Hill-Rom-Versacare P3200 |  |  |  |  | BEDPATIENTELECTRIC-Hill-Rom-Versacare P3200 | [9 empty] | MHHS-TMC
NO | YES |  |  |  |  | J261AD7323 | Hill- Rom | P3200G000060 |  | J261AD7323 | Beds | MHHS-TMC |  |  |  |  | J261AD7323 | TMC |  | Beds |  | 02/20/2019 | 02/29/2020 |  |  | VERSACARE BED |  | BEDPATIENTELECTRIC-Hill-Rom-Versacare P3200 |  |  |  |  | BEDPATIENTELECTRIC-Hill-Rom-Versacare P3200 | [9 empty] | MHHS-TMC
NO | YES |  |  |  |  | J261AD7324 | Hill- Rom | P3200G000060 |  | J261AD7324 | Beds | MHHS-TMC |  |  |  |  | J261AD7324 | TMC |  | Beds |  | 02/20/2019 | 02/29/2020 |  |  | VERSACARE BED |  | BEDPATIENTELECTRIC-Hill-Rom-Versacare P3200 |  |  |  |  | BEDPATIENTELECTRIC-Hill-Rom-Versacare P3200 | [9 empty] | MHHS-TMC
NO | YES |  |  |  |  | J262AD7431 | Hill- Rom | P3200G000060 |  | J262AD7431 | Beds | MHHS-TMC |  |  |  |  | J262AD7431 | TMC |  | Beds |  | 02/22/2019 | 02/29/2020 |  |  | VERSACARE BED |  | BEDPATIENTELECTRIC-Hill-Rom-Versacare P3200 |  |  |  |  | BEDPATIENTELECTRIC-Hill-Rom-Versacare P3200 | [9 empty] | MHHS-TMC
NO | YES |  |  |  |  | J255AD6729 | Hill- Rom | P3200G000060 |  | J255AD6729 | Beds | MHHS-TMC |  |  |  |  | J255AD6729 | TMC |  | Beds |  | 03/22/2019 | 03/31/2020 |  |  | VERSACARE BED |  | BEDPATIENTELECTRIC-Hill-Rom-Versacare P3200 |  |  |  |  | BEDPATIENTELECTRIC-Hill-Rom-Versacare P3200 | [9 empty] | MHHS-TMC
NO | YES |  |  |  |  | J255AD6752 | Hill- Rom | P3200G000060 |  | J255AD6752 | Beds | MHHS-TMC |  |  |  |  | J255AD6752 | TMC |  | Beds |  | 03/26/2019 | 03/31/2020 |  |  | VERSACARE BED |  | BEDPATIENTELECTRIC-Hill-Rom-Versacare P3200 |  |  |  |  | BEDPATIENTELECTRIC-Hill-Rom-Versacare P3200 | [9 empty] | MHHS-TMC
NO | YES |  |  |  |  | J255AD6755 | Hill- Rom | P3200G000060 |  | J255AD6755 | Beds | MHHS-TMC |  |  |  |  | J255AD6755 | TMC |  | Beds |  | 03/22/2019 | 03/31/2020 |  |  | VERSACARE BED |  | BEDPATIENTELECTRIC-Hill-Rom-Versacare P3200 |  |  |  |  | BEDPATIENTELECTRIC-Hill-Rom-Versacare P3200 | [9 empty] | MHHS-TMC
NO | YES |  |  |  |  | J261AD7294 | Hill- Rom | P3200G000060 |  | J261AD7294 | Beds | MHHS-TMC |  |  |  |  | J261AD7294 | TMC |  | Beds |  | 03/18/2019 | 03/31/2020 |  |  | VERSACARE BED |  | BEDPATIENTELECTRIC-Hill-Rom-Versacare P3200 |  |  |  |  | BEDPATIENTELECTRIC-Hill-Rom-Versacare P3200 | [9 empty] | MHHS-TMC
NO | YES |  |  |  |  | J261AD7299 | Hill- Rom | P3200G000060 |  | J261AD7299 | Beds | MHHS-TMC |  |  |  |  | J261AD7299 | TMC |  | Beds |  | 03/13/2019 | 03/31/2020 |  |  | VERSACARE BED |  | BEDPATIENTELECTRIC-Hill-Rom-Versacare P3200 |  |  |  |  | BEDPATIENTELECTRIC-Hill-Rom-Versacare P3200 | [9 empty] | MHHS-TMC
NO | YES |  |  |  |  | J262AD7430 | Hill- Rom | P3200G000060 |  | J262AD7430 | Beds | MHHS-TMC |  |  |  |  | J262AD7430 | TMC |  | Beds |  | 03/15/2019 | 03/31/2020 |  |  | VERSACARE BED |  | BEDPATIENTELECTRIC-Hill-Rom-Versacare P3200 |  |  |  |  | BEDPATIENTELECTRIC-Hill-Rom-Versacare P3200 | [9 empty] | MHHS-TMC
NO | YES |  |  |  |  | J261AD7344 | Hill- Rom | P3200G000060 |  | J261AD7344 | Beds | MHHS-TMC |  |  |  |  | J261AD7344 | TMC |  | Beds |  | 04/30/2019 | 04/30/2020 |  |  | VERSACARE BED |  | BEDPATIENTELECTRIC-Hill-Rom-Versacare P3200 |  |  |  |  | BEDPATIENTELECTRIC-Hill-Rom-Versacare P3200 | [9 empty] | MHHS-TMC
NO | YES |  |  |  |  | J255AD6754 | Hill- Rom | P3200G000060 |  | J255AD6754 | Beds | MHHS-TMC |  |  |  |  | J255AD6754 | TMC |  | Beds |  | 05/31/2019 | 05/31/2020 |  |  | VERSACARE BED |  | BEDPATIENTELECTRIC-Hill-Rom-Versacare P3200 |  |  |  |  | BEDPATIENTELECTRIC-Hill-Rom-Versacare P3200 | [9 empty] | MHHS-TMC
NO | YES |  |  |  |  | J262AD7438 | Hill- Rom | P3200G000060 |  | J262AD7438 | Beds | MHHS-TMC |  |  |  |  | J262AD7438 | TMC |  | Beds |  | 05/15/2019 | 05/31/2020 |  |  | VERSACARE BED |  | BEDPATIENTELECTRIC-Hill-Rom-Versacare P3200 |  |  |  |  | BEDPATIENTELECTRIC-Hill-Rom-Versacare P3200 | [9 empty] | MHHS-TMC
NO | YES |  |  |  |  | J262AD7441 | Hill- Rom | P3200G000060 |  | J262AD7441 | Beds | MHHS-TMC |  |  |  |  | J262AD7441 | TMC |  | Beds |  | 05/31/2019 | 05/31/2020 |  |  | VERSACARE BED |  | BEDPATIENTELECTRIC-Hill-Rom-Versacare P3200 |  |  |  |  | BEDPATIENTELECTRIC-Hill-Rom-Versacare P3200 | [9 empty] | MHHS-TMC
NO | YES |  |  |  |  | J261AD7258 | Hill- Rom | P3200G000060 |  | J261AD7258 | Beds | MHHS-TMC |  |  |  |  | J261AD7258 | TMC |  | Beds |  | 07/09/2019 | 07/31/2020 |  |  | VERSACARE BED |  | BEDPATIENTELECTRIC-Hill-Rom-Versacare P3200 |  |  |  |  | BEDPATIENTELECTRIC-Hill-Rom-Versacare P3200 | [9 empty] | MHHS-TMC
NO | YES |  |  |  |  | J262AD7433 | Hill- Rom | P3200G000060 |  | J262AD7433 | Beds | MHHS-TMC |  |  |  |  | J262AD7433 | TMC |  | Beds |  | 07/09/2019 | 07/31/2020 |  |  | VERSACARE BED |  | BEDPATIENTELECTRIC-Hill-Rom-Versacare P3200 |  |  |  |  | BEDPATIENTELECTRIC-Hill-Rom-Versacare P3200 | [9 empty] | MHHS-TMC
NO | YES |  |  |  |  | J255AD6686 | Hill- Rom | P3200G000060 |  | J255AD6686 | Beds | MHHS-TMC |  |  |  |  | J255AD6686 | TMC |  | Beds |  | 08/07/2019 | 08/31/2020 |  |  | VERSACARE BED |  | BEDPATIENTELECTRIC-Hill-Rom-Versacare P3200 |  |  |  |  | BEDPATIENTELECTRIC-Hill-Rom-Versacare P3200 | [9 empty] | MHHS-TMC
NO | YES |  |  |  |  | J255AD6691 | Hill- Rom | P3200G000060 |  | J255AD6691 | Beds | MHHS-TMC |  |  |  |  | J255AD6691 | TMC |  | Beds |  | 08/08/2019 | 08/31/2020 |  |  | VERSACARE BED |  | BEDPATIENTELECTRIC-Hill-Rom-Versacare P3200 |  |  |  |  | BEDPATIENTELECTRIC-Hill-Rom-Versacare P3200 | [9 empty] | MHHS-TMC
NO | YES |  |  |  |  | J262AD7429 | Hill- Rom | P3200G000060 |  | J262AD7429 | Beds | MHHS-TMC |  |  |  |  | J262AD7429 | TMC |  | Beds |  |  | 08/31/2020 |  |  | VERSACARE BED |  | BEDPATIENTELECTRIC-Hill-Rom-Versacare P3200 |  |  |  |  | BEDPATIENTELECTRIC-Hill-Rom-Versacare P3200 | [9 empty] | MHHS-TMC
NO | YES |  |  |  |  | J262AD7444 | Hill- Rom | P3200G000060 |  | J262AD7444 | Beds | MHHS-TMC |  |  |  |  | J262AD7444 | TMC |  | Beds |  |  | 08/31/2020 |  |  | VERSACARE BED |  | BEDPATIENTELECTRIC-Hill-Rom-Versacare P3200 |  |  |  |  | BEDPATIENTELECTRIC-Hill-Rom-Versacare P3200 | [9 empty] | MHHS-TMC
NO | YES |  |  |  |  | J261AD7317 | Hill- Rom | P3200G000060 |  | J261AD7317 | Beds | MHHS-TMC |  |  |  |  | J261AD7317 | TMC |  | Beds |  | 09/10/2019 | 09/30/2020 |  |  | VERSACARE BED |  | BEDPATIENTELECTRIC-Hill-Rom-Versacare P3200 |  |  |  |  | BEDPATIENTELECTRIC-Hill-Rom-Versacare P3200 | [9 empty] | MHHS-TMC
NO | YES |  |  |  |  | J261AD7329 | Hill- Rom | P3200G000060 |  | J261AD7329 | Beds | MHHS-TMC |  |  |  |  | J261AD7329 | TMC |  | Beds |  | 09/06/2019 | 09/30/2020 |  |  | VERSACARE BED |  | BEDPATIENTELECTRIC-Hill-Rom-Versacare P3200 |  |  |  |  | BEDPATIENTELECTRIC-Hill-Rom-Versacare P3200 | [9 empty] | MHHS-TMC
NO | YES |  |  |  |  | J262AD7436 | Hill- Rom | P3200G000060 |  | J262AD7436 | Beds | MHHS-TMC |  |  |  |  | J262AD7436 | TMC |  | Beds |  | 09/09/2019 | 09/30/2020 |  |  | VERSACARE BED |  | BEDPATIENTELECTRIC-Hill-Rom-Versacare P3200 |  |  |  |  | BEDPATIENTELECTRIC-Hill-Rom-Versacare P3200 | [9 empty] | MHHS-TMC
NO | YES |  |  |  |  | J261AD7298 | Hill- Rom | P3200G000060 |  | J261AD7298 | Beds | MHHS-TMC |  |  |  |  | J261AD7298 | TMC |  | Beds |  | 01/13/2020 | 01/31/2021 |  |  | VERSACARE BED |  | BEDPATIENTELECTRIC-Hill-Rom-Versacare P3200 |  |  |  |  | BEDPATIENTELECTRIC-Hill-Rom-Versacare P3200 | [9 empty] | MHHS-TMC
NO | YES |  |  |  |  | J289AD9915 | Hill- Rom | P3200G000203 |  | J289AD9915 | Beds | MHHS-WOODLANDS |  |  |  |  | J289AD9915 | Woodlands |  | Beds |  | 03/11/2019 | 03/31/2020 |  |  | VERSACARE BED |  | BEDPATIENTELECTRIC-Hill-Rom-Versacare P3200 |  |  |  |  | BEDPATIENTELECTRIC-Hill-Rom-Versacare P3200 | [9 empty] | MHHS-WOODLANDS
NO | YES |  |  |  |  | J289AD9924 | Hill- Rom | P3200G000203 |  | J289AD9924 | Beds | MHHS-WOODLANDS |  |  |  |  | J289AD9924 | Woodlands |  | Beds |  | 05/21/2019 | 05/31/2020 |  |  | VERSACARE BED |  | BEDPATIENTELECTRIC-Hill-Rom-Versacare P3200 |  |  |  |  | BEDPATIENTELECTRIC-Hill-Rom-Versacare P3200 | [9 empty] | MHHS-WOODLANDS
NO | YES |  |  |  |  | J289AD9909 | Hill- Rom | P3200G000203 |  | J289AD9909 | Beds | MHHS-WOODLANDS |  |  |  |  | J289AD9909 | Woodlands |  | Beds |  | 12/11/2019 | 12/31/2020 |  |  | VERSACARE BED |  | BEDPATIENTELECTRIC-Hill-Rom-Versacare P3200 |  |  |  |  | BEDPATIENTELECTRIC-Hill-Rom-Versacare P3200 | [9 empty] | MHHS-WOODLANDS
NO | YES |  |  |  |  | J270AD8281 | Hill- Rom | P3200G000258 |  | J270AD8281 | Beds | MHHS-WOODLANDS |  |  |  |  | J270AD8281 | Woodlands |  | Beds |  | 02/12/2019 | 02/29/2020 |  |  | VERSACARE BED |  | BEDPATIENTELECTRIC-Hill-Rom-Versacare P3200 |  |  |  |  | BEDPATIENTELECTRIC-Hill-Rom-Versacare P3200 | [9 empty] | MHHS-WOODLANDS
NO | YES |  |  |  |  | J270AD8381 | Hill- Rom | P3200G000258 |  | J270AD8381 | Beds | MHHS-WOODLANDS |  |  |  |  | J270AD8381 | Woodlands |  | Beds |  | 02/05/2019 | 02/29/2020 |  |  | VERSACARE BED |  | BEDPATIENTELECTRIC-Hill-Rom-Versacare P3200 |  |  |  |  | BEDPATIENTELECTRIC-Hill-Rom-Versacare P3200 | [9 empty] | MHHS-WOODLANDS
NO | YES |  |  |  |  | J270AD8383 | Hill- Rom | P3200G000258 |  | J270AD8383 | Beds | MHHS-WOODLANDS |  |  |  |  | J270AD8383 | Woodlands |  | Beds |  | 02/05/2019 | 02/29/2020 |  |  | VERSACARE BED |  | BEDPATIENTELECTRIC-Hill-Rom-Versacare P3200 |  |  |  |  | BEDPATIENTELECTRIC-Hill-Rom-Versacare P3200 | [9 empty] | MHHS-WOODLANDS
NO | YES |  |  |  |  | J269AD8167 | Hill- Rom | P3200G000258 |  | J269AD8167 | Beds | MHHS-WOODLANDS |  |  |  |  | J269AD8167 | Woodlands |  | Beds |  | 04/09/2019 | 04/30/2020 |  |  | VERSACARE BED |  | BEDPATIENTELECTRIC-Hill-Rom-Versacare P3200 |  |  |  |  | BEDPATIENTELECTRIC-Hill-Rom-Versacare P3200 | [9 empty] | MHHS-WOODLANDS
NO | YES |  |  |  |  | J270AD8393 | Hill- Rom | P3200G000258 |  | J270AD8393 | Beds | MHHS-WOODLANDS |  |  |  |  | J270AD8393 | Woodlands |  | Beds |  | 06/10/2019 | 06/30/2020 |  |  | VERSACARE BED |  | BEDPATIENTELECTRIC-Hill-Rom-Versacare P3200 |  |  |  |  | BEDPATIENTELECTRIC-Hill-Rom-Versacare P3200 | [9 empty] | MHHS-WOODLANDS
NO | YES |  |  |  |  | J269AD8215 | Hill- Rom | P3200G000258 |  | J269AD8215 | Beds | MHHS-WOODLANDS |  |  |  |  | J269AD8215 | Woodlands |  | Beds |  | 10/23/2019 | 10/31/2020 |  |  | VERSACARE BED |  | BEDPATIENTELECTRIC-Hill-Rom-Versacare P3200 |  |  |  |  | BEDPATIENTELECTRIC-Hill-Rom-Versacare P3200 | [9 empty] | MHHS-WOODLANDS
NO | YES |  |  |  |  | J270AD8389 | Hill- Rom | P3200G000258 |  | J270AD8389 | Beds | MHHS-WOODLANDS |  |  |  |  | J270AD8389 | Woodlands |  | Beds |  | 11/20/2019 | 11/30/2020 |  |  | VERSACARE BED |  | BEDPATIENTELECTRIC-Hill-Rom-Versacare P3200 |  |  |  |  | BEDPATIENTELECTRIC-Hill-Rom-Versacare P3200 | [9 empty] | MHHS-WOODLANDS
NO | YES |  |  |  |  | J207AD1769 | Hill- Rom | P3200G000258 |  | J207AD1769 | Beds | MHHS-WOODLANDS |  |  |  |  | J207AD1769 | Woodlands |  | Beds |  | 12/10/2019 | 12/31/2020 |  |  | VERSACARE BED |  | BEDPATIENTELECTRIC-Hill-Rom-Versacare P3200 |  |  |  |  | BEDPATIENTELECTRIC-Hill-Rom-Versacare P3200 | [9 empty] | MHHS-WOODLANDS
NO | YES |  |  |  |  | J270AD8390 | Hill- Rom | P3200G000258 |  | J270AD8390 | Beds | MHHS-WOODLANDS |  |  |  |  | J270AD8390 | Woodlands |  | Beds |  | 12/10/2019 | 12/31/2020 |  |  | VERSACARE BED |  | BEDPATIENTELECTRIC-Hill-Rom-Versacare P3200 |  |  |  |  | BEDPATIENTELECTRIC-Hill-Rom-Versacare P3200 | [9 empty] | MHHS-WOODLANDS
NO | YES |  |  |  |  | J284AD9578 | Hill- Rom | P3200G000258 |  | J284AD9578 | Beds | MHHS-WOODLANDS |  |  |  |  | J284AD9578 | Woodlands |  | Beds |  | 12/11/2019 | 12/31/2020 |  |  | VERSACARE BED |  | BEDPATIENTELECTRIC-Hill-Rom-Versacare P3200 |  |  |  |  | BEDPATIENTELECTRIC-Hill-Rom-Versacare P3200 | [9 empty] | MHHS-WOODLANDS
NO | YES |  |  |  |  | J206AD1614 | Hill- Rom | P3200G000258 |  | J206AD1614 | Beds | MHHS-WOODLANDS |  |  |  |  | J206AD1614 | Woodlands |  | Beds |  | 01/02/2020 | 01/31/2021 |  |  | VERSACARE BED |  | BEDPATIENTELECTRIC-Hill-Rom-Versacare P3200 |  |  |  |  | BEDPATIENTELECTRIC-Hill-Rom-Versacare P3200 | [9 empty] | MHHS-WOODLANDS
NO | YES |  |  |  |  | J269AD8253 | Hill- Rom | P3200G000258 |  | J269AD8253 | Beds | MHHS-WOODLANDS |  |  |  |  | J269AD8253 | Woodlands |  | Beds |  | 01/07/2020 | 01/31/2021 |  |  | VERSACARE BED |  | BEDPATIENTELECTRIC-Hill-Rom-Versacare P3200 |  |  |  |  | BEDPATIENTELECTRIC-Hill-Rom-Versacare P3200 | [9 empty] | MHHS-WOODLANDS
NO | YES |  |  |  |  | J269AD8254 | Hill- Rom | P3200G000258 |  | J269AD8254 | Beds | MHHS-WOODLANDS |  |  |  |  | J269AD8254 | Woodlands |  | Beds |  | 01/07/2020 | 01/31/2021 |  |  | VERSACARE BED |  | BEDPATIENTELECTRIC-Hill-Rom-Versacare P3200 |  |  |  |  | BEDPATIENTELECTRIC-Hill-Rom-Versacare P3200 | [9 empty] | MHHS-WOODLANDS
NO | YES |  |  |  |  | J270AD8277 | Hill- Rom | P3200G000258 |  | J270AD8277 | Beds | MHHS-WOODLANDS |  |  |  |  | J270AD8277 | Woodlands |  | Beds |  | 01/02/2020 | 01/31/2021 |  |  | VERSACARE BED |  | BEDPATIENTELECTRIC-Hill-Rom-Versacare P3200 |  |  |  |  | BEDPATIENTELECTRIC-Hill-Rom-Versacare P3200 | [9 empty] | MHHS-WOODLANDS
NO | YES |  |  |  |  | J309AD1698 | Hill- Rom | P3200G000260 |  | J309AD1698 | Beds | MEMORIAL HERMANN HEALTHCARE |  |  |  |  | J309AD1698 | TMC |  | Beds |  |  | 08/31/2020 |  |  | VERSACARE BED |  | BEDPATIENTELECTRIC-Hill-Rom-Versacare P3200 |  |  |  |  | BEDPATIENTELECTRIC-Hill-Rom-Versacare P3200 | [9 empty] | MEMORIAL HERMANN HEALTHCARE
NO | YES |  |  |  |  | J310AD1708 | Hill- Rom | P3200G000260 |  | J310AD1708 | Beds | MHHS-WOODLANDS |  |  |  |  | J310AD1708 | Woodlands |  | Beds |  | 02/05/2019 | 02/29/2020 |  |  | VERSACARE BED |  | BEDPATIENTELECTRIC-Hill-Rom-Versacare P3200 |  |  |  |  | BEDPATIENTELECTRIC-Hill-Rom-Versacare P3200 | [9 empty] | MHHS-WOODLANDS
NO | YES |  |  |  |  | J310AD1711 | Hill- Rom | P3200G000260 |  | J310AD1711 | Beds | MHHS-WOODLANDS |  |  |  |  | J310AD1711 | Woodlands |  | Beds |  | 02/12/2019 | 02/29/2020 |  |  | VERSACARE BED |  | BEDPATIENTELECTRIC-Hill-Rom-Versacare P3200 |  |  |  |  | BEDPATIENTELECTRIC-Hill-Rom-Versacare P3200 | [9 empty] | MHHS-WOODLANDS
NO | YES |  |  |  |  | J322AD2731 | Hill- Rom | P3200G000260 |  | J322AD2731 | Beds | MHHS-WOODLANDS |  |  |  |  | J322AD2731 | Woodlands |  | Beds |  | 02/05/2019 | 02/29/2020 |  |  | VERSACARE BED |  | BEDPATIENTELECTRIC-Hill-Rom-Versacare P3200 |  |  |  |  | BEDPATIENTELECTRIC-Hill-Rom-Versacare P3200 | [9 empty] | MHHS-WOODLANDS
NO | YES |  |  |  |  | J309AD1673 | Hill- Rom | P3200G000260 |  | J309AD1673 | Beds | MHHS-WOODLANDS |  |  |  |  | J309AD1673 | Woodlands |  | Beds |  | 03/11/2019 | 03/31/2020 |  |  | VERSACARE BED |  | BEDPATIENTELECTRIC-Hill-Rom-Versacare P3200 |  |  |  |  | BEDPATIENTELECTRIC-Hill-Rom-Versacare P3200 | [9 empty] | MHHS-WOODLANDS
NO | YES |  |  |  |  | J309AD1675 | Hill- Rom | P3200G000260 |  | J309AD1675 | Beds | MHHS-WOODLANDS |  |  |  |  | J309AD1675 | Woodlands |  | Beds |  | 03/28/2019 | 03/31/2020 |  |  | VERSACARE BED |  | BEDPATIENTELECTRIC-Hill-Rom-Versacare P3200 |  |  |  |  | BEDPATIENTELECTRIC-Hill-Rom-Versacare P3200 | [9 empty] | MHHS-WOODLANDS
NO | YES |  |  |  |  | J309AD1679 | Hill- Rom | P3200G000260 |  | J309AD1679 | Beds | MHHS-WOODLANDS |  |  |  |  | J309AD1679 | Woodlands |  | Beds |  | 03/19/2019 | 03/31/2020 |  |  | VERSACARE BED |  | BEDPATIENTELECTRIC-Hill-Rom-Versacare P3200 |  |  |  |  | BEDPATIENTELECTRIC-Hill-Rom-Versacare P3200 | [9 empty] | MHHS-WOODLANDS
NO | YES |  |  |  |  | J309AD1697 | Hill- Rom | P3200G000260 |  | J309AD1697 | Beds | MHHS-WOODLANDS |  |  |  |  | J309AD1697 | Woodlands |  | Beds |  | 03/11/2019 | 03/31/2020 |  |  | VERSACARE BED |  | BEDPATIENTELECTRIC-Hill-Rom-Versacare P3200 |  |  |  |  | BEDPATIENTELECTRIC-Hill-Rom-Versacare P3200 | [9 empty] | MHHS-WOODLANDS
NO | YES |  |  |  |  | J310AD1703 | Hill- Rom | P3200G000260 |  | J310AD1703 | Beds | MHHS-WOODLANDS |  |  |  |  | J310AD1703 | Woodlands |  | Beds |  | 03/19/2019 | 03/31/2020 |  |  | VERSACARE BED |  | BEDPATIENTELECTRIC-Hill-Rom-Versacare P3200 |  |  |  |  | BEDPATIENTELECTRIC-Hill-Rom-Versacare P3200 | [9 empty] | MHHS-WOODLANDS
NO | YES |  |  |  |  | J310AD1713 | Hill- Rom | P3200G000260 |  | J310AD1713 | Beds | MHHS-WOODLANDS |  |  |  |  | J310AD1713 | Woodlands |  | Beds |  | 03/11/2019 | 03/31/2020 |  |  | VERSACARE BED |  | BEDPATIENTELECTRIC-Hill-Rom-Versacare P3200 |  |  |  |  | BEDPATIENTELECTRIC-Hill-Rom-Versacare P3200 | [9 empty] | MHHS-WOODLANDS
NO | YES |  |  |  |  | J310AD1715 | Hill- Rom | P3200G000260 |  | J310AD1715 | Beds | MHHS-WOODLANDS |  |  |  |  | J310AD1715 | Woodlands |  | Beds |  | 03/28/2019 | 03/31/2020 |  |  | VERSACARE BED |  | BEDPATIENTELECTRIC-Hill-Rom-Versacare P3200 |  |  |  |  | BEDPATIENTELECTRIC-Hill-Rom-Versacare P3200 | [9 empty] | MHHS-WOODLANDS
NO | YES |  |  |  |  | J310AD1726 | Hill- Rom | P3200G000260 |  | J310AD1726 | Beds | MHHS-WOODLANDS |  |  |  |  | J310AD1726 | Woodlands |  | Beds |  | 03/28/2019 | 03/31/2020 |  |  | VERSACARE BED |  | BEDPATIENTELECTRIC-Hill-Rom-Versacare P3200 |  |  |  |  | BEDPATIENTELECTRIC-Hill-Rom-Versacare P3200 | [9 empty] | MHHS-WOODLANDS
NO | YES |  |  |  |  | J310AD1729 | Hill- Rom | P3200G000260 |  | J310AD1729 | Beds | MHHS-WOODLANDS |  |  |  |  | J310AD1729 | Woodlands |  | Beds |  | 03/19/2019 | 03/31/2020 |  |  | VERSACARE BED |  | BEDPATIENTELECTRIC-Hill-Rom-Versacare P3200 |  |  |  |  | BEDPATIENTELECTRIC-Hill-Rom-Versacare P3200 | [9 empty] | MHHS-WOODLANDS
NO | YES |  |  |  |  | J309AD1695 | Hill- Rom | P3200G000260 |  | J309AD1695 | Beds | MHHS-WOODLANDS |  |  |  |  | J309AD1695 | Woodlands |  | Beds |  | 04/09/2019 | 04/30/2020 |  |  | VERSACARE BED |  | BEDPATIENTELECTRIC-Hill-Rom-Versacare P3200 |  |  |  |  | BEDPATIENTELECTRIC-Hill-Rom-Versacare P3200 | [9 empty] | MHHS-WOODLANDS
NO | YES |  |  |  |  | J309AD1699 | Hill- Rom | P3200G000260 |  | J309AD1699 | Beds | MHHS-WOODLANDS |  |  |  |  | J309AD1699 | Woodlands |  | Beds |  | 04/09/2019 | 04/30/2020 |  |  | VERSACARE BED |  | BEDPATIENTELECTRIC-Hill-Rom-Versacare P3200 |  |  |  |  | BEDPATIENTELECTRIC-Hill-Rom-Versacare P3200 | [9 empty] | MHHS-WOODLANDS
NO | YES |  |  |  |  | J309AD1701 | Hill- Rom | P3200G000260 |  | J309AD1701 | Beds | MHHS-WOODLANDS |  |  |  |  | J309AD1701 | Woodlands |  | Beds |  | 04/02/2019 | 04/30/2020 |  |  | VERSACARE BED |  | BEDPATIENTELECTRIC-Hill-Rom-Versacare P3200 |  |  |  |  | BEDPATIENTELECTRIC-Hill-Rom-Versacare P3200 | [9 empty] | MHHS-WOODLANDS
NO | YES |  |  |  |  | J310AD1706 | Hill- Rom | P3200G000260 |  | J310AD1706 | Beds | MHHS-WOODLANDS |  |  |  |  | J310AD1706 | Woodlands |  | Beds |  | 05/21/2019 | 05/31/2020 |  |  | VERSACARE BED |  | BEDPATIENTELECTRIC-Hill-Rom-Versacare P3200 |  |  |  |  | BEDPATIENTELECTRIC-Hill-Rom-Versacare P3200 | [9 empty] | MHHS-WOODLANDS
NO | YES |  |  |  |  | J310AD1707 | Hill- Rom | P3200G000260 |  | J310AD1707 | Beds | MHHS-WOODLANDS |  |  |  |  | J310AD1707 | Woodlands |  | Beds |  | 10/01/2019 | 09/30/2020 |  |  | VERSACARE BED |  | BEDPATIENTELECTRIC-Hill-Rom-Versacare P3200 |  |  |  |  | BEDPATIENTELECTRIC-Hill-Rom-Versacare P3200 | [9 empty] | MHHS-WOODLANDS
NO | YES |  |  |  |  | J310AD1720 | Hill- Rom | P3200G000260 |  | J310AD1720 | Beds | MHHS-WOODLANDS |  |  |  |  | J310AD1720 | Woodlands |  | Beds |  | 10/01/2019 | 09/30/2020 |  |  | VERSACARE BED |  | BEDPATIENTELECTRIC-Hill-Rom-Versacare P3200 |  |  |  |  | BEDPATIENTELECTRIC-Hill-Rom-Versacare P3200 | [9 empty] | MHHS-WOODLANDS
NO | YES |  |  |  |  | J309AD1691 | Hill- Rom | P3200G000260 |  | J309AD1691 | Beds | MHHS-WOODLANDS |  |  |  |  | J309AD1691 | Woodlands |  | Beds |  | 10/21/2019 | 10/31/2020 |  |  | VERSACARE BED |  | BEDPATIENTELECTRIC-Hill-Rom-Versacare P3200 |  |  |  |  | BEDPATIENTELECTRIC-Hill-Rom-Versacare P3200 | [9 empty] | MHHS-WOODLANDS
NO | YES |  |  |  |  | J310AD1717 | Hill- Rom | P3200G000260 |  | J310AD1717 | Beds | MHHS-WOODLANDS |  |  |  |  | J310AD1717 | Woodlands |  | Beds |  | 10/17/2019 | 10/31/2020 |  |  | VERSACARE BED |  | BEDPATIENTELECTRIC-Hill-Rom-Versacare P3200 |  |  |  |  | BEDPATIENTELECTRIC-Hill-Rom-Versacare P3200 | [9 empty] | MHHS-WOODLANDS
NO | YES |  |  |  |  | J309AD1683 | Hill- Rom | P3200G000260 |  | J309AD1683 | Beds | MHHS-WOODLANDS |  |  |  |  | J309AD1683 | Woodlands |  | Beds |  | 11/20/2019 | 11/30/2020 |  |  | VERSACARE BED |  | BEDPATIENTELECTRIC-Hill-Rom-Versacare P3200 |  |  |  |  | BEDPATIENTELECTRIC-Hill-Rom-Versacare P3200 | [9 empty] | MHHS-WOODLANDS
NO | YES |  |  |  |  | J309AD1677 | Hill- Rom | P3200G000260 |  | J309AD1677 | Beds | MHHS-WOODLANDS |  |  |  |  | J309AD1677 | Woodlands |  | Beds |  | 12/11/2019 | 12/31/2020 |  |  | VERSACARE BED |  | BEDPATIENTELECTRIC-Hill-Rom-Versacare P3200 |  |  |  |  | BEDPATIENTELECTRIC-Hill-Rom-Versacare P3200 | [9 empty] | MHHS-WOODLANDS
NO | YES |  |  |  |  | J309AD1689 | Hill- Rom | P3200G000260 |  | J309AD1689 | Beds | MHHS-WOODLANDS |  |  |  |  | J309AD1689 | Woodlands |  | Beds |  | 12/11/2019 | 12/31/2020 |  |  | VERSACARE BED |  | BEDPATIENTELECTRIC-Hill-Rom-Versacare P3200 |  |  |  |  | BEDPATIENTELECTRIC-Hill-Rom-Versacare P3200 | [9 empty] | MHHS-WOODLANDS
NO | YES |  |  |  |  | J319AD2729 | Hill- Rom | P3200G000260 |  | J319AD2729 | Beds | MHHS-WOODLANDS |  |  |  |  | J319AD2729 | Woodlands |  | Beds |  | 01/02/2020 | 01/31/2021 |  |  | VERSACARE BED |  | BEDPATIENTELECTRIC-Hill-Rom-Versacare P3200 |  |  |  |  | BEDPATIENTELECTRIC-Hill-Rom-Versacare P3200 | [9 empty] | MHHS-WOODLANDS
NO | YES |  |  |  |  | K321AD8549 | Hill- Rom | P3200H000060 |  | K321AD8549 | Beds | MHHS-Northeast |  |  |  |  | K321AD8549 | Katy |  | Beds |  | 07/11/2019 | 07/31/2020 |  |  | VERSACARE BED |  | BEDPATIENTELECTRIC-Hill-Rom-Versacare P3200 |  |  |  |  | BEDPATIENTELECTRIC-Hill-Rom-Versacare P3200 | [9 empty] | MHHS-Northeast
NO | YES |  |  |  |  | K322AD8613 | Hill- Rom | P3200H000060 |  | K322AD8613 | Beds | MHHS-Northeast |  |  |  |  | K322AD8613 | Katy |  | Beds |  | 07/03/2019 | 07/31/2020 |  |  | VERSACARE BED |  | BEDPATIENTELECTRIC-Hill-Rom-Versacare P3200 |  |  |  |  | BEDPATIENTELECTRIC-Hill-Rom-Versacare P3200 | [9 empty] | MHHS-Northeast
NO | YES |  |  |  |  | K321AD8552 | Hill- Rom | P3200H000060 |  | K321AD8552 | Beds | MHHS-Northeast |  |  |  |  | K321AD8552 | Katy |  | Beds |  | 11/05/2019 | 11/30/2020 |  |  | VERSACARE BED |  | BEDPATIENTELECTRIC-Hill-Rom-Versacare P3200 |  |  |  |  | BEDPATIENTELECTRIC-Hill-Rom-Versacare P3200 | [9 empty] | MHHS-Northeast
NO | YES |  |  |  |  | K293AD7299 | Hill- Rom | P3200H000060 |  | K293AD7299 | Beds | MHHS-TMC |  |  |  |  | K293AD7299 | TMC |  | Beds |  | 02/26/2019 | 02/29/2020 |  |  | VERSACARE BED |  | BEDPATIENTELECTRIC-Hill-Rom-Versacare P3200 |  |  |  |  | BEDPATIENTELECTRIC-Hill-Rom-Versacare P3200 | [9 empty] | MHHS-TMC
NO | YES |  |  |  |  | K293AD7296 | Hill- Rom | P3200H000060 |  | K293AD7296 | Beds | MHHS-TMC |  |  |  |  | K293AD7296 | TMC |  | Beds |  | 06/12/2019 | 06/30/2020 |  |  | VERSACARE BED |  | BEDPATIENTELECTRIC-Hill-Rom-Versacare P3200 |  |  |  |  | BEDPATIENTELECTRIC-Hill-Rom-Versacare P3200 | [9 empty] | MHHS-TMC
NO | YES |  |  |  |  | K293AD7283 | Hill- Rom | P3200H000060 |  | K293AD7283 | Beds | MHHS-TMC |  |  |  |  | K293AD7283 | TMC |  | Beds |  |  | 08/31/2020 |  |  | VERSACARE BED |  | BEDPATIENTELECTRIC-Hill-Rom-Versacare P3200 |  |  |  |  | BEDPATIENTELECTRIC-Hill-Rom-Versacare P3200 | [9 empty] | MHHS-TMC
NO | YES |  |  |  |  | K293AD7286 | Hill- Rom | P3200H000060 |  | K293AD7286 | Beds | MHHS-TMC |  |  |  |  | K293AD7286 | TMC |  | Beds |  |  | 08/31/2020 |  |  | VERSACARE BED |  | BEDPATIENTELECTRIC-Hill-Rom-Versacare P3200 |  |  |  |  | BEDPATIENTELECTRIC-Hill-Rom-Versacare P3200 | [9 empty] | MHHS-TMC
NO | YES |  |  |  |  | K303AD7725 | Hill- Rom | P3200H000076 |  | K303AD7725 | Beds | MHHS-Katy |  |  |  |  | K303AD7725 | Katy |  | Beds |  | 10/08/2019 | 10/31/2020 |  |  | VERSACARE BED |  | BEDPATIENTELECTRIC-Hill-Rom-Versacare P3200 |  |  |  |  | BEDPATIENTELECTRIC-Hill-Rom-Versacare P3200 | [9 empty] | MHHS-Katy
NO | YES |  |  |  |  | K306AD7743 | Hill- Rom | P3200H000076 |  | K306AD7743 | Beds | MHHS-Katy |  |  |  |  | K306AD7743 | Katy |  | Beds |  | 10/08/2019 | 10/31/2020 |  |  | VERSACARE BED |  | BEDPATIENTELECTRIC-Hill-Rom-Versacare P3200 |  |  |  |  | BEDPATIENTELECTRIC-Hill-Rom-Versacare P3200 | [9 empty] | MHHS-Katy
NO | YES |  |  |  |  | K306AD7749 | Hill- Rom | P3200H000076 |  | K306AD7749 | Beds | MHHS-Katy |  |  |  |  | K306AD7749 | Katy |  | Beds |  | 10/08/2019 | 10/31/2020 |  |  | VERSACARE BED |  | BEDPATIENTELECTRIC-Hill-Rom-Versacare P3200 |  |  |  |  | BEDPATIENTELECTRIC-Hill-Rom-Versacare P3200 | [9 empty] | MHHS-Katy
NO | YES |  |  |  |  | L341AD8962 | Hill- Rom | P3200J000019 |  | L341AD8962 | Beds | MHHS-Southeast |  |  |  |  | L341AD8962 | Southeast & Bay Area |  | Beds |  | 01/30/2019 | 01/31/2020 |  |  | VERSACARE BED |  | BEDPATIENTELECTRIC-Hill-Rom-Versacare P3200 |  |  |  |  | BEDPATIENTELECTRIC-Hill-Rom-Versacare P3200 | [9 empty] | MHHS-Southeast
NO | YES |  |  |  |  | L341AD8984 | Hill- Rom | P3200J000019 |  | L341AD8984 | Beds | MHHS-Southeast |  |  |  |  | L341AD8984 | Southeast & Bay Area |  | Beds |  | 02/11/2019 | 02/29/2020 |  |  | VERSACARE BED |  | BEDPATIENTELECTRIC-Hill-Rom-Versacare P3200 |  |  |  |  | BEDPATIENTELECTRIC-Hill-Rom-Versacare P3200 | [9 empty] | MHHS-Southeast
NO | YES |  |  |  |  | L341AD8972 | Hill- Rom | P3200J000019 |  | L341AD8972 | Beds | MHHS-Southeast |  |  |  |  | L341AD8972 | Southeast & Bay Area |  | Beds |  | 04/29/2019 | 04/30/2020 |  |  | VERSACARE BED |  | BEDPATIENTELECTRIC-Hill-Rom-Versacare P3200 |  |  |  |  | BEDPATIENTELECTRIC-Hill-Rom-Versacare P3200 | [9 empty] | MHHS-Southeast
NO | YES |  |  |  |  | L313AD7458 | Hill- Rom | P3200J000019 |  | L313AD7458 | Beds | MHHS-Southeast |  |  |  |  | L313AD7458 | Southeast & Bay Area |  | Beds |  | 05/21/2019 | 05/31/2020 |  |  | VERSACARE BED |  | BEDPATIENTELECTRIC-Hill-Rom-Versacare P3200 |  |  |  |  | BEDPATIENTELECTRIC-Hill-Rom-Versacare P3200 | [9 empty] | MHHS-Southeast
NO | YES |  |  |  |  | L341AD8931 | Hill- Rom | P3200J000019 |  | L341AD8931 | Beds | MHHS-Southeast |  |  |  |  | L341AD8931 | Southeast & Bay Area |  | Beds |  | 05/21/2019 | 05/31/2020 |  |  | VERSACARE BED |  | BEDPATIENTELECTRIC-Hill-Rom-Versacare P3200 |  |  |  |  | BEDPATIENTELECTRIC-Hill-Rom-Versacare P3200 | [9 empty] | MHHS-Southeast
NO | YES |  |  |  |  | L341AD8968 | Hill- Rom | P3200J000019 |  | L341AD8968 | Beds | MHHS-Southeast |  |  |  |  | L341AD8968 | Southeast & Bay Area |  | Beds |  | 06/30/2019 | 06/30/2020 |  |  | VERSACARE BED |  | BEDPATIENTELECTRIC-Hill-Rom-Versacare P3200 |  |  |  |  | BEDPATIENTELECTRIC-Hill-Rom-Versacare P3200 | [9 empty] | MHHS-Southeast
NO | YES |  |  |  |  | L313AD7451 | Hill- Rom | P3200J000019 |  | L313AD7451 | Beds | MHHS-Southeast |  |  |  |  | L313AD7451 | Southeast & Bay Area |  | Beds |  | 08/12/2019 | 08/31/2020 |  |  | VERSACARE BED |  | BEDPATIENTELECTRIC-Hill-Rom-Versacare P3200 |  |  |  |  | BEDPATIENTELECTRIC-Hill-Rom-Versacare P3200 | [9 empty] | MHHS-Southeast
NO | YES |  |  |  |  | L341AD8965 | Hill- Rom | P3200J000019 |  | L341AD8965 | Beds | MHHS-Southeast |  |  |  |  | L341AD8965 | Southeast & Bay Area |  | Beds |  | 10/31/2019 | 10/31/2020 |  |  | VERSACARE BED |  | BEDPATIENTELECTRIC-Hill-Rom-Versacare P3200 |  |  |  |  | BEDPATIENTELECTRIC-Hill-Rom-Versacare P3200 | [9 empty] | MHHS-Southeast
NO | YES |  |  |  |  | L211AD0907 | Hill- Rom | P3200J000019 |  | L211AD0907 | Beds | MHHS-Southeast |  |  |  |  | L211AD0907 | Southeast & Bay Area |  | Beds |  | 03/20/2019 | 03/31/2020 |  |  | VERSACARE BED |  | BEDPATIENTELECTRIC-Hill-Rom-Versacare P3200 |  |  |  |  | BEDPATIENTELECTRIC-Hill-Rom-Versacare P3200 | [9 empty] | MHHS-Southeast
NO | YES |  |  |  |  | K344AD9641 | Hill- Rom | P3200J000019 |  | K344AD9641 | Beds | MHHS-Southeast |  |  |  |  | K344AD9641 | Southeast & Bay Area |  | Beds |  | 04/30/2019 | 04/30/2020 |  |  | VERSACARE BED |  | BEDPATIENTELECTRIC-Hill-Rom-Versacare P3200 |  |  |  |  | BEDPATIENTELECTRIC-Hill-Rom-Versacare P3200 | [9 empty] | MHHS-Southeast
NO | YES |  |  |  |  | K345AD9665 | Hill- Rom | P3200J000019 |  | K345AD9665 | Beds | MHHS-Southeast |  |  |  |  | K345AD9665 | Southeast & Bay Area |  | Beds |  | 04/30/2019 | 04/30/2020 |  |  | VERSACARE BED |  | BEDPATIENTELECTRIC-Hill-Rom-Versacare P3200 |  |  |  |  | BEDPATIENTELECTRIC-Hill-Rom-Versacare P3200 | [9 empty] | MHHS-Southeast
NO | YES |  |  |  |  | L201AD0248 | Hill- Rom | P3200J000019 |  | L201AD0248 | Beds | MHHS-Southeast |  |  |  |  | L201AD0248 | Southeast & Bay Area |  | Beds |  | 04/30/2019 | 04/30/2020 |  |  | VERSACARE BED |  | BEDPATIENTELECTRIC-Hill-Rom-Versacare P3200 |  |  |  |  | BEDPATIENTELECTRIC-Hill-Rom-Versacare P3200 | [9 empty] | MHHS-Southeast
NO | YES |  |  |  |  | L201AD0270 | Hill- Rom | P3200J000019 |  | L201AD0270 | Beds | MHHS-Southeast |  |  |  |  | L201AD0270 | Southeast & Bay Area |  | Beds |  | 04/30/2019 | 04/30/2020 |  |  | VERSACARE BED |  | BEDPATIENTELECTRIC-Hill-Rom-Versacare P3200 |  |  |  |  | BEDPATIENTELECTRIC-Hill-Rom-Versacare P3200 | [9 empty] | MHHS-Southeast
NO | YES |  |  |  |  | K343AD9522 | Hill- Rom | P3200J000019 |  | K343AD9522 | Beds | MHHS-Southeast |  |  |  |  | K343AD9522 | Southeast & Bay Area |  | Beds |  | 06/10/2019 | 06/30/2020 |  |  | VERSACARE BED |  | BEDPATIENTELECTRIC-Hill-Rom-Versacare P3200 |  |  |  |  | BEDPATIENTELECTRIC-Hill-Rom-Versacare P3200 | [9 empty] | MHHS-Southeast
NO | YES |  |  |  |  | K343AD9569 | Hill- Rom | P3200J000019 |  | K343AD9569 | Beds | MHHS-Southeast |  |  |  |  | K343AD9569 | Southeast & Bay Area |  | Beds |  | 08/13/2019 | 08/31/2020 |  |  | VERSACARE BED |  | BEDPATIENTELECTRIC-Hill-Rom-Versacare P3200 |  |  |  |  | BEDPATIENTELECTRIC-Hill-Rom-Versacare P3200 | [9 empty] | MHHS-Southeast
NO | YES |  |  |  |  | K344AD9656 | Hill- Rom | P3200J000019 |  | K344AD9656 | Beds | MHHS-Southeast |  |  |  |  | K344AD9656 | Southeast & Bay Area |  | Beds |  | 08/26/2019 | 08/31/2020 |  |  | VERSACARE BED |  | BEDPATIENTELECTRIC-Hill-Rom-Versacare P3200 |  |  |  |  | BEDPATIENTELECTRIC-Hill-Rom-Versacare P3200 | [9 empty] | MHHS-Southeast
NO | YES |  |  |  |  | L201AD0265 | Hill- Rom | P3200J000019 |  | L201AD0265 | Beds | MHHS-Southeast |  |  |  |  | L201AD0265 | Southeast & Bay Area |  | Beds |  | 08/30/2019 | 08/31/2020 |  |  | VERSACARE BED |  | BEDPATIENTELECTRIC-Hill-Rom-Versacare P3200 |  |  |  |  | BEDPATIENTELECTRIC-Hill-Rom-Versacare P3200 | [9 empty] | MHHS-Southeast
NO | YES |  |  |  |  | K344AD9646 | Hill- Rom | P3200J000019 |  | K344AD9646 | Beds | MHHS-Southeast |  |  |  |  | K344AD9646 | Southeast & Bay Area |  | Beds |  | 09/24/2019 | 09/30/2020 |  |  | VERSACARE BED |  | BEDPATIENTELECTRIC-Hill-Rom-Versacare P3200 |  |  |  |  | BEDPATIENTELECTRIC-Hill-Rom-Versacare P3200 | [9 empty] | MHHS-Southeast
NO | YES |  |  |  |  | L201AD0262 | Hill- Rom | P3200J000019 |  | L201AD0262 | Beds | MHHS-Southeast |  |  |  |  | L201AD0262 | Southeast & Bay Area |  | Beds |  | 09/30/2019 | 09/30/2020 |  |  | VERSACARE BED |  | BEDPATIENTELECTRIC-Hill-Rom-Versacare P3200 |  |  |  |  | BEDPATIENTELECTRIC-Hill-Rom-Versacare P3200 | [9 empty] | MHHS-Southeast
NO | YES |  |  |  |  | L293AD6354 | Hill- Rom | P3200J000019 |  | L293AD6354 | Beds | MHHS-Southeast |  |  |  |  | L293AD6354 | Southeast & Bay Area |  | Beds |  | 09/18/2019 | 09/30/2020 |  |  | VERSACARE BED |  | BEDPATIENTELECTRIC-Hill-Rom-Versacare P3200 |  |  |  |  | BEDPATIENTELECTRIC-Hill-Rom-Versacare P3200 | [9 empty] | MHHS-Southeast
NO | YES |  |  |  |  | L293AD6358 | Hill- Rom | P3200J000019 |  | L293AD6358 | Beds | MHHS-Southeast |  |  |  |  | L293AD6358 | Southeast & Bay Area |  | Beds |  | 09/24/2019 | 09/30/2020 |  |  | VERSACARE BED |  | BEDPATIENTELECTRIC-Hill-Rom-Versacare P3200 |  |  |  |  | BEDPATIENTELECTRIC-Hill-Rom-Versacare P3200 | [9 empty] | MHHS-Southeast
NO | YES |  |  |  |  | L293AD6365 | Hill- Rom | P3200J000019 |  | L293AD6365 | Beds | MHHS-Southeast |  |  |  |  | L293AD6365 | Southeast & Bay Area |  | Beds |  | 09/05/2019 | 09/30/2020 |  |  | VERSACARE BED |  | BEDPATIENTELECTRIC-Hill-Rom-Versacare P3200 |  |  |  |  | BEDPATIENTELECTRIC-Hill-Rom-Versacare P3200 | [9 empty] | MHHS-Southeast
NO | YES |  |  |  |  | K343AD9572 | Hill- Rom | P3200J000019 |  | K343AD9572 | Beds | MHHS-Southeast |  |  |  |  | K343AD9572 | Southeast & Bay Area |  | Beds |  | 10/22/2019 | 10/31/2020 |  |  | VERSACARE BED |  | BEDPATIENTELECTRIC-Hill-Rom-Versacare P3200 |  |  |  |  | BEDPATIENTELECTRIC-Hill-Rom-Versacare P3200 | [9 empty] | MHHS-Southeast
NO | YES |  |  |  |  | K344AD9662 | Hill- Rom | P3200J000019 |  | K344AD9662 | Beds | MHHS-Southeast |  |  |  |  | K344AD9662 | Southeast & Bay Area |  | Beds |  | 10/17/2019 | 10/31/2020 |  |  | VERSACARE BED |  | BEDPATIENTELECTRIC-Hill-Rom-Versacare P3200 |  |  |  |  | BEDPATIENTELECTRIC-Hill-Rom-Versacare P3200 | [9 empty] | MHHS-Southeast
NO | YES |  |  |  |  | L293AD6370 | Hill- Rom | P3200J000019 |  | L293AD6370 | Beds | MHHS-Southeast |  |  |  |  | L293AD6370 | Southeast & Bay Area |  | Beds |  | 10/31/2019 | 10/31/2020 |  |  | VERSACARE BED |  | BEDPATIENTELECTRIC-Hill-Rom-Versacare P3200 |  |  |  |  | BEDPATIENTELECTRIC-Hill-Rom-Versacare P3200 | [9 empty] | MHHS-Southeast
NO | YES |  |  |  |  | K343AD9534 | Hill- Rom | P3200J000019 |  | K343AD9534 | Beds | MHHS-Southeast |  |  |  |  | K343AD9534 | Southeast & Bay Area |  | Beds |  | 11/18/2019 | 11/30/2020 |  |  | VERSACARE BED |  | BEDPATIENTELECTRIC-Hill-Rom-Versacare P3200 |  |  |  |  | BEDPATIENTELECTRIC-Hill-Rom-Versacare P3200 | [9 empty] | MHHS-Southeast
NO | YES |  |  |  |  | K343AD9567 | Hill- Rom | P3200J000019 |  | K343AD9567 | Beds | MHHS-Southeast |  |  |  |  | K343AD9567 | Southeast & Bay Area |  | Beds |  | 11/14/2019 | 11/30/2020 |  |  | VERSACARE BED |  | BEDPATIENTELECTRIC-Hill-Rom-Versacare P3200 |  |  |  |  | BEDPATIENTELECTRIC-Hill-Rom-Versacare P3200 | [9 empty] | MHHS-Southeast
NO | YES |  |  |  |  | L200AD0232 | Hill- Rom | P3200J000019 |  | L200AD0232 | Beds | MHHS-Southeast |  |  |  |  | L200AD0232 | Southeast & Bay Area |  | Beds |  | 11/14/2019 | 11/30/2020 |  |  | VERSACARE BED |  | BEDPATIENTELECTRIC-Hill-Rom-Versacare P3200 |  |  |  |  | BEDPATIENTELECTRIC-Hill-Rom-Versacare P3200 | [9 empty] | MHHS-Southeast
NO | YES |  |  |  |  | K343AD9538 | Hill- Rom | P3200J000019 |  | K343AD9538 | Beds | MHHS-Southeast |  |  |  |  | K343AD9538 | Southeast & Bay Area |  | Beds |  | 12/10/2019 | 12/31/2020 |  |  | VERSACARE BED |  | BEDPATIENTELECTRIC-Hill-Rom-Versacare P3200 |  |  |  |  | BEDPATIENTELECTRIC-Hill-Rom-Versacare P3200 | [9 empty] | MHHS-Southeast
NO | YES |  |  |  |  | K343AD9539 | Hill- Rom | P3200J000019 |  | K343AD9539 | Beds | MHHS-Southeast |  |  |  |  | K343AD9539 | Southeast & Bay Area |  | Beds |  | 12/18/2019 | 12/31/2020 |  |  | VERSACARE BED |  | BEDPATIENTELECTRIC-Hill-Rom-Versacare P3200 |  |  |  |  | BEDPATIENTELECTRIC-Hill-Rom-Versacare P3200 | [9 empty] | MHHS-Southeast
NO | YES |  |  |  |  | K343AD9540 | Hill- Rom | P3200J000019 |  | K343AD9540 | Beds | MHHS-Southeast |  |  |  |  | K343AD9540 | Southeast & Bay Area |  | Beds |  | 12/24/2019 | 12/31/2020 |  |  | VERSACARE BED |  | BEDPATIENTELECTRIC-Hill-Rom-Versacare P3200 |  |  |  |  | BEDPATIENTELECTRIC-Hill-Rom-Versacare P3200 | [9 empty] | MHHS-Southeast
NO | YES |  |  |  |  | K343AD9541 | Hill- Rom | P3200J000019 |  | K343AD9541 | Beds | MHHS-Southeast |  |  |  |  | K343AD9541 | Southeast & Bay Area |  | Beds |  | 12/10/2019 | 12/31/2020 |  |  | VERSACARE BED |  | BEDPATIENTELECTRIC-Hill-Rom-Versacare P3200 |  |  |  |  | BEDPATIENTELECTRIC-Hill-Rom-Versacare P3200 | [9 empty] | MHHS-Southeast
NO | YES |  |  |  |  | K344AD9651 | Hill- Rom | P3200J000019 |  | K344AD9651 | Beds | MHHS-Southeast |  |  |  |  | K344AD9651 | Southeast & Bay Area |  | Beds |  | 12/18/2019 | 12/31/2020 |  |  | VERSACARE BED |  | BEDPATIENTELECTRIC-Hill-Rom-Versacare P3200 |  |  |  |  | BEDPATIENTELECTRIC-Hill-Rom-Versacare P3200 | [9 empty] | MHHS-Southeast
NO | YES |  |  |  |  | L201AD0291 | Hill- Rom | P3200J000019 |  | L201AD0291 | Beds | MHHS-Southeast |  |  |  |  | L201AD0291 | Southeast & Bay Area |  | Beds |  | 12/24/2019 | 12/31/2020 |  |  | VERSACARE BED |  | BEDPATIENTELECTRIC-Hill-Rom-Versacare P3200 |  |  |  |  | BEDPATIENTELECTRIC-Hill-Rom-Versacare P3200 | [9 empty] | MHHS-Southeast
NO | YES |  |  |  |  | K343AD9521 | Hill- Rom | P3200J000019 |  | K343AD9521 | Beds | MHHS-Southeast |  |  |  |  | K343AD9521 | Southeast & Bay Area |  | Beds |  | 01/03/2020 | 01/31/2021 |  |  | VERSACARE BED |  | BEDPATIENTELECTRIC-Hill-Rom-Versacare P3200 |  |  |  |  | BEDPATIENTELECTRIC-Hill-Rom-Versacare P3200 | [9 empty] | MHHS-Southeast
NO | YES |  |  |  |  | K343AD9537 | Hill- Rom | P3200J000019 |  | K343AD9537 | Beds | MHHS-Southeast |  |  |  |  | K343AD9537 | Southeast & Bay Area |  | Beds |  | 01/13/2020 | 01/31/2021 |  |  | VERSACARE BED |  | BEDPATIENTELECTRIC-Hill-Rom-Versacare P3200 |  |  |  |  | BEDPATIENTELECTRIC-Hill-Rom-Versacare P3200 | [9 empty] | MHHS-Southeast
NO | YES |  |  |  |  | L341AD8966 | Hill- Rom | P3200J000019 |  | L341AD8966 | Beds | MHHS-Southwest |  |  |  |  | L341AD8966 | Southwest |  | Beds |  | 01/31/2019 | 01/31/2020 |  |  | VERSACARE BED |  | BEDPATIENTELECTRIC-Hill-Rom-Versacare P3200 |  |  |  |  | BEDPATIENTELECTRIC-Hill-Rom-Versacare P3200 | [9 empty] | MHHS-Southwest
NO | YES |  |  |  |  | L034AD1565 | Hill- Rom | P3200J000019 |  | L034AD1565 | Beds | MHHS-Southwest |  |  |  |  | L034AD1565 | Southwest |  | Beds |  | 02/14/2019 | 02/29/2020 |  |  | VERSACARE BED |  | BEDPATIENTELECTRIC-Hill-Rom-Versacare P3200 |  |  |  |  | BEDPATIENTELECTRIC-Hill-Rom-Versacare P3200 | [9 empty] | MHHS-Southwest
NO | YES |  |  |  |  | L314AD7474 | Hill- Rom | P3200J000019 |  | L314AD7474 | Beds | MHHS-Southwest |  |  |  |  | L314AD7474 | Southwest |  | Beds |  | 02/11/2019 | 02/29/2020 |  |  | VERSACARE BED |  | BEDPATIENTELECTRIC-Hill-Rom-Versacare P3200 |  |  |  |  | BEDPATIENTELECTRIC-Hill-Rom-Versacare P3200 | [9 empty] | MHHS-Southwest
NO | YES |  |  |  |  | L341AD8981 | Hill- Rom | P3200J000019 |  | L341AD8981 | Beds | MHHS-Southwest |  |  |  |  | L341AD8981 | Southwest |  | Beds |  | 02/11/2019 | 02/29/2020 |  |  | VERSACARE BED |  | BEDPATIENTELECTRIC-Hill-Rom-Versacare P3200 |  |  |  |  | BEDPATIENTELECTRIC-Hill-Rom-Versacare P3200 | [9 empty] | MHHS-Southwest
NO | YES |  |  |  |  | L034AD1581 | Hill- Rom | P3200J000019 |  | L034AD1581 | Beds | MHHS-Southwest |  |  |  |  | L034AD1581 | Southwest |  | Beds |  | 04/10/2019 | 04/30/2020 |  |  | VERSACARE BED |  | BEDPATIENTELECTRIC-Hill-Rom-Versacare P3200 |  |  |  |  | BEDPATIENTELECTRIC-Hill-Rom-Versacare P3200 | [9 empty] | MHHS-Southwest
NO | YES |  |  |  |  | L313AD7464 | Hill- Rom | P3200J000019 |  | L313AD7464 | Beds | MHHS-Southwest |  |  |  |  | L313AD7464 | Southwest |  | Beds |  | 06/30/2019 | 06/30/2020 |  |  | VERSACARE BED |  | BEDPATIENTELECTRIC-Hill-Rom-Versacare P3200 |  |  |  |  | BEDPATIENTELECTRIC-Hill-Rom-Versacare P3200 | [9 empty] | MHHS-Southwest
NO | YES |  |  |  |  | L341AD8956 | Hill- Rom | P3200J000019 |  | L341AD8956 | Beds | MHHS-Southwest |  |  |  |  | L341AD8956 | Southwest |  | Beds |  | 06/14/2019 | 06/30/2020 |  |  | VERSACARE BED |  | BEDPATIENTELECTRIC-Hill-Rom-Versacare P3200 |  |  |  |  | BEDPATIENTELECTRIC-Hill-Rom-Versacare P3200 | [9 empty] | MHHS-Southwest
NO | YES |  |  |  |  | L341AD8960 | Hill- Rom | P3200J000019 |  | L341AD8960 | Beds | MHHS-Southwest |  |  |  |  | L341AD8960 | Southwest |  | Beds |  | 07/22/2019 | 07/31/2020 |  |  | VERSACARE BED |  | BEDPATIENTELECTRIC-Hill-Rom-Versacare P3200 |  |  |  |  | BEDPATIENTELECTRIC-Hill-Rom-Versacare P3200 | [9 empty] | MHHS-Southwest
NO | YES |  |  |  |  | L341AD8978 | Hill- Rom | P3200J000019 |  | L341AD8978 | Beds | MHHS-Southwest |  |  |  |  | L341AD8978 | Southwest |  | Beds |  | 08/12/2019 | 08/31/2020 |  |  | VERSACARE BED |  | BEDPATIENTELECTRIC-Hill-Rom-Versacare P3200 |  |  |  |  | BEDPATIENTELECTRIC-Hill-Rom-Versacare P3200 | [9 empty] | MHHS-Southwest
NO | YES |  |  |  |  | L313AD7461 | Hill- Rom | P3200J000019 |  | L313AD7461 | Beds | MHHS-Southwest |  |  |  |  | L313AD7461 | Southwest |  | Beds |  | 09/12/2019 | 09/30/2020 |  |  | VERSACARE BED |  | BEDPATIENTELECTRIC-Hill-Rom-Versacare P3200 |  |  |  |  | BEDPATIENTELECTRIC-Hill-Rom-Versacare P3200 | [9 empty] | MHHS-Southwest
NO | YES |  |  |  |  | M035AD3356 | Hill- Rom | P3200J000035 |  | M035AD3356 | Beds | MHHS-TIRR |  |  |  |  | M035AD3356 | TMC |  | Beds |  | 04/09/2019 | 04/30/2020 |  |  | VERSACARE BED |  | BEDPATIENTELECTRIC-Hill-Rom-Versacare P3200 |  |  |  |  | BEDPATIENTELECTRIC-Hill-Rom-Versacare P3200 | [9 empty] | MHHS-TIRR
NO | YES |  |  |  |  | M035AD3358 | Hill- Rom | P3200J000035 |  | M035AD3358 | Beds | MHHS-TIRR |  |  |  |  | M035AD3358 | TMC |  | Beds |  | 09/30/2019 | 09/30/2020 |  |  | VERSACARE BED |  | BEDPATIENTELECTRIC-Hill-Rom-Versacare P3200 |  |  |  |  | BEDPATIENTELECTRIC-Hill-Rom-Versacare P3200 | [9 empty] | MHHS-TIRR
NO | YES |  |  |  |  | L179AD9506 | Hill- Rom | P3200J000035 |  | L179AD9506 | Beds | MHHS-TIRR |  |  |  |  | L179AD9506 | TMC |  | Beds |  | 02/07/2019 | 02/29/2020 |  |  | VERSACARE BED |  | BEDPATIENTELECTRIC-Hill-Rom-Versacare P3200 |  |  |  |  | BEDPATIENTELECTRIC-Hill-Rom-Versacare P3200 | [9 empty] | MHHS-TIRR
NO | YES |  |  |  |  | L179AD9510 | Hill- Rom | P3200J000035 |  | L179AD9510 | Beds | MHHS-TIRR |  |  |  |  | L179AD9510 | TMC |  | Beds |  | 09/30/2019 | 09/30/2020 |  |  | VERSACARE BED |  | BEDPATIENTELECTRIC-Hill-Rom-Versacare P3200 |  |  |  |  | BEDPATIENTELECTRIC-Hill-Rom-Versacare P3200 | [9 empty] | MHHS-TIRR
NO | YES |  |  |  |  | M035AD3330 | Hill- Rom | P3200J000035 |  | M035AD3330 | Beds | MHHS-TIRR |  |  |  |  | M035AD3330 | TMC |  | Beds |  | 09/30/2019 | 09/30/2020 |  |  | VERSACARE BED |  | BEDPATIENTELECTRIC-Hill-Rom-Versacare P3200 |  |  |  |  | BEDPATIENTELECTRIC-Hill-Rom-Versacare P3200 | [9 empty] | MHHS-TIRR
NO | YES |  |  |  |  | M035AD3348 | Hill- Rom | P3200J000035 |  | M035AD3348 | Beds | MHHS-TIRR |  |  |  |  | M035AD3348 | TMC |  | Beds |  | 09/30/2019 | 09/30/2020 |  |  | VERSACARE BED |  | BEDPATIENTELECTRIC-Hill-Rom-Versacare P3200 |  |  |  |  | BEDPATIENTELECTRIC-Hill-Rom-Versacare P3200 | [9 empty] | MHHS-TIRR
NO | YES |  |  |  |  | M035AD3354 | Hill- Rom | P3200J000035 |  | M035AD3354 | Beds | MHHS-TIRR |  |  |  |  | M035AD3354 | TMC |  | Beds |  | 09/30/2019 | 09/30/2020 |  |  | VERSACARE BED |  | BEDPATIENTELECTRIC-Hill-Rom-Versacare P3200 |  |  |  |  | BEDPATIENTELECTRIC-Hill-Rom-Versacare P3200 | [9 empty] | MHHS-TIRR
NO | YES |  |  |  |  | L344AD9474 | Hill- Rom | P3200J000060 |  | L344AD9474 | Beds | MHHS-Greater Heights |  |  |  |  | L344AD9474 | Central & Greater Heights |  | Beds |  | 12/16/2010 | 01/31/2020 |  |  | VERSACARE BED |  | BEDPATIENTELECTRIC-Hill-Rom-Versacare P3200 |  |  |  |  | BEDPATIENTELECTRIC-Hill-Rom-Versacare P3200 | [9 empty] | MHHS-Greater Heights
NO | YES |  |  |  |  | L345AD9510 | Hill- Rom | P3200J000060 |  | L345AD9510 | Beds | MHHS-Greater Heights |  |  |  |  | L345AD9510 | Central & Greater Heights |  | Beds |  | 12/16/2010 | 01/31/2020 |  |  | VERSACARE BED |  | BEDPATIENTELECTRIC-Hill-Rom-Versacare P3200 |  |  |  |  | BEDPATIENTELECTRIC-Hill-Rom-Versacare P3200 | [9 empty] | MHHS-Greater Heights
NO | YES |  |  |  |  | L345AD9483 | Hill- Rom | P3200J000060 |  | L345AD9483 | Beds | MHHS-Greater Heights |  |  |  |  | L345AD9483 | Central & Greater Heights |  | Beds |  | 12/16/2010 | 02/29/2020 |  |  | VERSACARE BED |  | BEDPATIENTELECTRIC-Hill-Rom-Versacare P3200 |  |  |  |  | BEDPATIENTELECTRIC-Hill-Rom-Versacare P3200 | [9 empty] | MHHS-Greater Heights
NO | YES |  |  |  |  | L345AD9504 | Hill- Rom | P3200J000060 |  | L345AD9504 | Beds | MHHS-Greater Heights |  |  |  |  | L345AD9504 | Central & Greater Heights |  | Beds |  | 12/16/2010 | 02/29/2020 |  |  | VERSACARE BED |  | BEDPATIENTELECTRIC-Hill-Rom-Versacare P3200 |  |  |  |  | BEDPATIENTELECTRIC-Hill-Rom-Versacare P3200 | [9 empty] | MHHS-Greater Heights
NO | YES |  |  |  |  | L345AD9523 | Hill- Rom | P3200J000060 |  | L345AD9523 | Beds | MHHS-Greater Heights |  |  |  |  | L345AD9523 | Central & Greater Heights |  | Beds |  | 12/16/2010 | 02/29/2020 |  |  | VERSACARE BED |  | BEDPATIENTELECTRIC-Hill-Rom-Versacare P3200 |  |  |  |  | BEDPATIENTELECTRIC-Hill-Rom-Versacare P3200 | [9 empty] | MHHS-Greater Heights
NO | YES |  |  |  |  | L345AD9497 | Hill- Rom | P3200J000060 |  | L345AD9497 | Beds | MHHS-Greater Heights |  |  |  |  | L345AD9497 | Central & Greater Heights |  | Beds |  | 03/26/2019 | 03/31/2020 |  |  | VERSACARE BED |  | BEDPATIENTELECTRIC-Hill-Rom-Versacare P3200 |  |  |  |  | BEDPATIENTELECTRIC-Hill-Rom-Versacare P3200 | [9 empty] | MHHS-Greater Heights
NO | YES |  |  |  |  | L345AD9500 | Hill- Rom | P3200J000060 |  | L345AD9500 | Beds | MHHS-Greater Heights |  |  |  |  | L345AD9500 | Central & Greater Heights |  | Beds |  | 03/28/2019 | 03/31/2020 |  |  | VERSACARE BED |  | BEDPATIENTELECTRIC-Hill-Rom-Versacare P3200 |  |  |  |  | BEDPATIENTELECTRIC-Hill-Rom-Versacare P3200 | [9 empty] | MHHS-Greater Heights
NO | YES |  |  |  |  | L345AD9513 | Hill- Rom | P3200J000060 |  | L345AD9513 | Beds | MHHS-Greater Heights |  |  |  |  | L345AD9513 | Central & Greater Heights |  | Beds |  | 03/28/2019 | 03/31/2020 |  |  | VERSACARE BED |  | BEDPATIENTELECTRIC-Hill-Rom-Versacare P3200 |  |  |  |  | BEDPATIENTELECTRIC-Hill-Rom-Versacare P3200 | [9 empty] | MHHS-Greater Heights
NO | YES |  |  |  |  | L344AD9419 | Hill- Rom | P3200J000060 |  | L344AD9419 | Beds | MHHS-Greater Heights |  |  |  |  | L344AD9419 | Central & Greater Heights |  | Beds |  | 04/15/2019 | 04/30/2020 |  |  | VERSACARE BED |  | BEDPATIENTELECTRIC-Hill-Rom-Versacare P3200 |  |  |  |  | BEDPATIENTELECTRIC-Hill-Rom-Versacare P3200 | [9 empty] | MHHS-Greater Heights
NO | YES |  |  |  |  | L345AD9526 | Hill- Rom | P3200J000060 |  | L345AD9526 | Beds | MHHS-Greater Heights |  |  |  |  | L345AD9526 | Central & Greater Heights |  | Beds |  | 04/19/2019 | 04/30/2020 |  |  | VERSACARE BED |  | BEDPATIENTELECTRIC-Hill-Rom-Versacare P3200 |  |  |  |  | BEDPATIENTELECTRIC-Hill-Rom-Versacare P3200 | [9 empty] | MHHS-Greater Heights
NO | YES |  |  |  |  | L345AD9489 | Hill- Rom | P3200J000060 |  | L345AD9489 | Beds | MHHS-Greater Heights |  |  |  |  | L345AD9489 | Central & Greater Heights |  | Beds |  | 06/19/2019 | 06/30/2020 |  |  | VERSACARE BED |  | BEDPATIENTELECTRIC-Hill-Rom-Versacare P3200 |  |  |  |  | BEDPATIENTELECTRIC-Hill-Rom-Versacare P3200 | [9 empty] | MHHS-Greater Heights
NO | YES |  |  |  |  | L345AD9599 | Hill- Rom | P3200J000060 |  | L345AD9599 | Beds | MHHS-Greater Heights |  |  |  |  | L345AD9599 | Central & Greater Heights |  | Beds |  | 06/30/2019 | 06/30/2020 |  |  | VERSACARE BED |  | BEDPATIENTELECTRIC-Hill-Rom-Versacare P3200 |  |  |  |  | BEDPATIENTELECTRIC-Hill-Rom-Versacare P3200 | [9 empty] | MHHS-Greater Heights
NO | YES |  |  |  |  | L345AD9516 | Hill- Rom | P3200J000060 |  | L345AD9516 | Beds | MHHS-Greater Heights |  |  |  |  | L345AD9516 | Central & Greater Heights |  | Beds |  | 10/31/2019 | 10/31/2020 |  |  | VERSACARE BED |  | BEDPATIENTELECTRIC-Hill-Rom-Versacare P3200 |  |  |  |  | BEDPATIENTELECTRIC-Hill-Rom-Versacare P3200 | [9 empty] | MHHS-Greater Heights
NO | YES |  |  |  |  | L049AD2174 | Hill- Rom | P3200J000076 |  | L049AD2174 | Beds | MHHS-Katy |  |  |  |  | L049AD2174 | Katy |  | Beds |  | 10/16/2019 | 10/31/2020 |  |  | VERSACARE BED |  | BEDPATIENTELECTRIC-Hill-Rom-Versacare P3200 |  |  |  |  | BEDPATIENTELECTRIC-Hill-Rom-Versacare P3200 | [9 empty] | MHHS-Katy
NO | YES |  |  |  |  | L049AD2175 | Hill- Rom | P3200J000076 |  | L049AD2175 | Beds | MHHS-Katy |  |  |  |  | L049AD2175 | Katy |  | Beds |  | 10/08/2019 | 10/31/2020 |  |  | VERSACARE BED |  | BEDPATIENTELECTRIC-Hill-Rom-Versacare P3200 |  |  |  |  | BEDPATIENTELECTRIC-Hill-Rom-Versacare P3200 | [9 empty] | MHHS-Katy
NO | YES |  |  |  |  | L049AD2176 | Hill- Rom | P3200J000076 |  | L049AD2176 | Beds | MHHS-Katy |  |  |  |  | L049AD2176 | Katy |  | Beds |  | 10/07/2019 | 10/31/2020 |  |  | VERSACARE BED |  | BEDPATIENTELECTRIC-Hill-Rom-Versacare P3200 |  |  |  |  | BEDPATIENTELECTRIC-Hill-Rom-Versacare P3200 | [9 empty] | MHHS-Katy
NO | YES |  |  |  |  | M220AD5832 | Hill- Rom | P3200J000123 |  | M220AD5832 | Beds | MHHS-Southwest |  |  |  |  | M220AD5832 | Southwest |  | Beds |  | 01/31/2019 | 01/31/2020 |  |  | VERSACARE BED |  | BEDPATIENTELECTRIC-Hill-Rom-Versacare P3200 |  |  |  |  | BEDPATIENTELECTRIC-Hill-Rom-Versacare P3200 | [9 empty] | MHHS-Southwest
NO | YES |  |  |  |  | M220AD5743 | Hill- Rom | P3200J000123 |  | M220AD5743 | Beds | MHHS-Southwest |  |  |  |  | M220AD5743 | Southwest |  | Beds |  | 02/14/2019 | 02/29/2020 |  |  | VERSACARE BED |  | BEDPATIENTELECTRIC-Hill-Rom-Versacare P3200 |  |  |  |  | BEDPATIENTELECTRIC-Hill-Rom-Versacare P3200 | [9 empty] | MHHS-Southwest
NO | YES |  |  |  |  | M220AD5745 | Hill- Rom | P3200J000123 |  | M220AD5745 | Beds | MHHS-Southwest |  |  |  |  | M220AD5745 | Southwest |  | Beds |  | 02/11/2019 | 02/29/2020 |  |  | VERSACARE BED |  | BEDPATIENTELECTRIC-Hill-Rom-Versacare P3200 |  |  |  |  | BEDPATIENTELECTRIC-Hill-Rom-Versacare P3200 | [9 empty] | MHHS-Southwest
NO | YES |  |  |  |  | M257AD8872 | Hill- Rom | P3200J000123 |  | M257AD8872 | Beds | MHHS-Southwest |  |  |  |  | M257AD8872 | Southwest |  | Beds |  | 10/01/2019 | 09/30/2020 |  |  | VERSACARE BED |  | BEDPATIENTELECTRIC-Hill-Rom-Versacare P3200 |  |  |  |  | BEDPATIENTELECTRIC-Hill-Rom-Versacare P3200 | [9 empty] | MHHS-Southwest
NO | YES |  |  |  |  | L036AD1725 | Hill- Rom | P3200J000490 |  | L036AD1725 | Beds | MHHS-Northeast |  |  |  |  | L036AD1725 | Katy |  | Beds |  | 03/20/2019 | 03/31/2020 |  |  | VERSACARE BED |  | BEDPATIENTELECTRIC-Hill-Rom-Versacare P3200 |  |  |  |  | BEDPATIENTELECTRIC-Hill-Rom-Versacare P3200 | [9 empty] | MHHS-Northeast
NO | YES |  |  |  |  | L036AD1745 | Hill- Rom | P3200J000490 |  | L036AD1745 | Beds | MHHS-Northeast |  |  |  |  | L036AD1745 | Katy |  | Beds |  | 08/07/2019 | 08/31/2020 |  |  | VERSACARE BED |  | BEDPATIENTELECTRIC-Hill-Rom-Versacare P3200 |  |  |  |  | BEDPATIENTELECTRIC-Hill-Rom-Versacare P3200 | [9 empty] | MHHS-Northeast
NO | YES |  |  |  |  | L036AD1729 | Hill- Rom | P3200J000490 |  | L036AD1729 | Beds | MHHS-Northeast |  |  |  |  | L036AD1729 | Katy |  | Beds |  | 10/14/2019 | 10/31/2020 |  |  | VERSACARE BED |  | BEDPATIENTELECTRIC-Hill-Rom-Versacare P3200 |  |  |  |  | BEDPATIENTELECTRIC-Hill-Rom-Versacare P3200 | [9 empty] | MHHS-Northeast
NO | YES |  |  |  |  | L036AD1727 | Hill- Rom | P3200J000490 |  | L036AD1727 | Beds | MHHS-Northeast |  |  |  |  | L036AD1727 | Katy |  | Beds |  | 01/03/2020 | 01/31/2021 |  |  | VERSACARE BED |  | BEDPATIENTELECTRIC-Hill-Rom-Versacare P3200 |  |  |  |  | BEDPATIENTELECTRIC-Hill-Rom-Versacare P3200 | [9 empty] | MHHS-Northeast
NO | YES |  |  |  |  | N220AD6436 | Hill- Rom | P3200K000060 |  | N220AD6436 | Beds | MHHS-Greater Heights |  |  |  |  | N220AD6436 | Central & Greater Heights |  | Beds |  | 08/28/2012 | 06/30/2019 |  |  | VERSACARE BED |  | BEDPATIENTELECTRIC-Hill-Rom-Versacare P3200 |  |  |  |  | BEDPATIENTELECTRIC-Hill-Rom-Versacare P3200 | [9 empty] | MHHS-Greater Heights
NO | YES |  |  |  |  | N220AD6447 | Hill- Rom | P3200K000060 |  | N220AD6447 | Beds | MHHS-Greater Heights |  |  |  |  | N220AD6447 | Central & Greater Heights |  | Beds |  | 08/28/2012 | 01/31/2020 |  |  | VERSACARE BED |  | BEDPATIENTELECTRIC-Hill-Rom-Versacare P3200 |  |  |  |  | BEDPATIENTELECTRIC-Hill-Rom-Versacare P3200 | [9 empty] | MHHS-Greater Heights
NO | YES |  |  |  |  | N220AD6477 | Hill- Rom | P3200K000060 |  | N220AD6477 | Beds | MHHS-Greater Heights |  |  |  |  | N220AD6477 | Central & Greater Heights |  | Beds |  | 08/28/2012 | 01/31/2020 |  |  | VERSACARE BED |  | BEDPATIENTELECTRIC-Hill-Rom-Versacare P3200 |  |  |  |  | BEDPATIENTELECTRIC-Hill-Rom-Versacare P3200 | [9 empty] | MHHS-Greater Heights
NO | YES |  |  |  |  | N220AD6481 | Hill- Rom | P3200K000060 |  | N220AD6481 | Beds | MHHS-Greater Heights |  |  |  |  | N220AD6481 | Central & Greater Heights |  | Beds |  | 08/28/2012 | 01/31/2020 |  |  | VERSACARE BED |  | BEDPATIENTELECTRIC-Hill-Rom-Versacare P3200 |  |  |  |  | BEDPATIENTELECTRIC-Hill-Rom-Versacare P3200 | [9 empty] | MHHS-Greater Heights
NO | YES |  |  |  |  | N220AD6450 | Hill- Rom | P3200K000060 |  | N220AD6450 | Beds | MHHS-Greater Heights |  |  |  |  | N220AD6450 | Central & Greater Heights |  | Beds |  | 03/28/2019 | 03/31/2020 |  |  | VERSACARE BED |  | BEDPATIENTELECTRIC-Hill-Rom-Versacare P3200 |  |  |  |  | BEDPATIENTELECTRIC-Hill-Rom-Versacare P3200 | [9 empty] | MHHS-Greater Heights
NO | YES |  |  |  |  | N220AD6475 | Hill- Rom | P3200K000060 |  | N220AD6475 | Beds | MHHS-Greater Heights |  |  |  |  | N220AD6475 | Central & Greater Heights |  | Beds |  | 03/28/2019 | 03/31/2020 |  |  | VERSACARE BED |  | BEDPATIENTELECTRIC-Hill-Rom-Versacare P3200 |  |  |  |  | BEDPATIENTELECTRIC-Hill-Rom-Versacare P3200 | [9 empty] | MHHS-Greater Heights
NO | YES |  |  |  |  | N220AD6432 | Hill- Rom | P3200K000060 |  | N220AD6432 | Beds | MHHS-Greater Heights |  |  |  |  | N220AD6432 | Central & Greater Heights |  | Beds |  | 04/30/2019 | 04/30/2020 |  |  | VERSACARE BED |  | BEDPATIENTELECTRIC-Hill-Rom-Versacare P3200 |  |  |  |  | BEDPATIENTELECTRIC-Hill-Rom-Versacare P3200 | [9 empty] | MHHS-Greater Heights
NO | YES |  |  |  |  | N220AD6445 | Hill- Rom | P3200K000060 |  | N220AD6445 | Beds | MHHS-Greater Heights |  |  |  |  | N220AD6445 | Central & Greater Heights |  | Beds |  | 04/30/2019 | 04/30/2020 |  |  | VERSACARE BED |  | BEDPATIENTELECTRIC-Hill-Rom-Versacare P3200 |  |  |  |  | BEDPATIENTELECTRIC-Hill-Rom-Versacare P3200 | [9 empty] | MHHS-Greater Heights
NO | YES |  |  |  |  | N220AD6448 | Hill- Rom | P3200K000060 |  | N220AD6448 | Beds | MHHS-Greater Heights |  |  |  |  | N220AD6448 | Central & Greater Heights |  | Beds |  | 04/09/2019 | 04/30/2020 |  |  | VERSACARE BED |  | BEDPATIENTELECTRIC-Hill-Rom-Versacare P3200 |  |  |  |  | BEDPATIENTELECTRIC-Hill-Rom-Versacare P3200 | [9 empty] | MHHS-Greater Heights
NO | YES |  |  |  |  | N220AD6463 | Hill- Rom | P3200K000060 |  | N220AD6463 | Beds | MHHS-Greater Heights |  |  |  |  | N220AD6463 | Central & Greater Heights |  | Beds |  | 05/01/2019 | 04/30/2020 |  |  | VERSACARE BED |  | BEDPATIENTELECTRIC-Hill-Rom-Versacare P3200 |  |  |  |  | BEDPATIENTELECTRIC-Hill-Rom-Versacare P3200 | [9 empty] | MHHS-Greater Heights
NO | YES |  |  |  |  | N220AD6469 | Hill- Rom | P3200K000060 |  | N220AD6469 | Beds | MHHS-Greater Heights |  |  |  |  | N220AD6469 | Central & Greater Heights |  | Beds |  | 05/01/2019 | 04/30/2020 |  |  | VERSACARE BED |  | BEDPATIENTELECTRIC-Hill-Rom-Versacare P3200 |  |  |  |  | BEDPATIENTELECTRIC-Hill-Rom-Versacare P3200 | [9 empty] | MHHS-Greater Heights
NO | YES | Serial Number N220AD6486 |  |  |  | N220AD6486 | Hill- Rom | P3200K000060 |  | N220AD6486 | Beds | MHHS-Greater Heights |  |  |  |  | N220AD6486 | Central & Greater Heights |  | Beds |  | 04/30/2019 | 04/30/2020 |  |  | VERSACARE BED |  | BEDPATIENTELECTRIC-Hill-Rom-Versacare P3200 |  |  |  |  | BEDPATIENTELECTRIC-Hill-Rom-Versacare P3200 | [9 empty] | MHHS-Greater Heights
NO | YES |  |  |  |  | N220AD6435 | Hill- Rom | P3200K000060 |  | N220AD6435 | Beds | MHHS-Greater Heights |  |  |  |  | N220AD6435 | Central & Greater Heights |  | Beds |  | 06/03/2019 | 06/30/2020 |  |  | VERSACARE BED |  | BEDPATIENTELECTRIC-Hill-Rom-Versacare P3200 |  |  |  |  | BEDPATIENTELECTRIC-Hill-Rom-Versacare P3200 | [9 empty] | MHHS-Greater Heights
NO | YES |  |  |  |  | N220AD6437 | Hill- Rom | P3200K000060 |  | N220AD6437 | Beds | MHHS-Greater Heights |  |  |  |  | N220AD6437 | Central & Greater Heights |  | Beds |  | 06/30/2019 | 06/30/2020 |  |  | VERSACARE BED |  | BEDPATIENTELECTRIC-Hill-Rom-Versacare P3200 |  |  |  |  | BEDPATIENTELECTRIC-Hill-Rom-Versacare P3200 | [9 empty] | MHHS-Greater Heights
NO | YES |  |  |  |  | N220AD6439 | Hill- Rom | P3200K000060 |  | N220AD6439 | Beds | MHHS-Greater Heights |  |  |  |  | N220AD6439 | Central & Greater Heights |  | Beds |  | 06/30/2019 | 06/30/2020 |  |  | VERSACARE BED |  | BEDPATIENTELECTRIC-Hill-Rom-Versacare P3200 |  |  |  |  | BEDPATIENTELECTRIC-Hill-Rom-Versacare P3200 | [9 empty] | MHHS-Greater Heights
NO | YES |  |  |  |  | N220AD6461 | Hill- Rom | P3200K000060 |  | N220AD6461 | Beds | MHHS-Greater Heights |  |  |  |  | N220AD6461 | Central & Greater Heights |  | Beds |  | 06/30/2019 | 06/30/2020 |  |  | VERSACARE BED |  | BEDPATIENTELECTRIC-Hill-Rom-Versacare P3200 |  |  |  |  | BEDPATIENTELECTRIC-Hill-Rom-Versacare P3200 | [9 empty] | MHHS-Greater Heights
NO | YES |  |  |  |  | N220AD6476 | Hill- Rom | P3200K000060 |  | N220AD6476 | Beds | MHHS-Greater Heights |  |  |  |  | N220AD6476 | Central & Greater Heights |  | Beds |  | 06/10/2019 | 06/30/2020 |  |  | VERSACARE BED |  | BEDPATIENTELECTRIC-Hill-Rom-Versacare P3200 |  |  |  |  | BEDPATIENTELECTRIC-Hill-Rom-Versacare P3200 | [9 empty] | MHHS-Greater Heights
NO | YES |  |  |  |  | N220AD6482 | Hill- Rom | P3200K000060 |  | N220AD6482 | Beds | MHHS-Greater Heights |  |  |  |  | N220AD6482 | Central & Greater Heights |  | Beds |  | 06/03/2019 | 06/30/2020 |  |  | VERSACARE BED |  | BEDPATIENTELECTRIC-Hill-Rom-Versacare P3200 |  |  |  |  | BEDPATIENTELECTRIC-Hill-Rom-Versacare P3200 | [9 empty] | MHHS-Greater Heights
NO | YES |  |  |  |  | N220AD6493 | Hill- Rom | P3200K000060 |  | N220AD6493 | Beds | MHHS-Greater Heights |  |  |  |  | N220AD6493 | Central & Greater Heights |  | Beds |  | 06/30/2019 | 06/30/2020 |  |  | VERSACARE BED |  | BEDPATIENTELECTRIC-Hill-Rom-Versacare P3200 |  |  |  |  | BEDPATIENTELECTRIC-Hill-Rom-Versacare P3200 | [9 empty] | MHHS-Greater Heights
NO | YES |  |  |  |  | N220AD6442 | Hill- Rom | P3200K000060 |  | N220AD6442 | Beds | MHHS-Greater Heights |  |  |  |  | N220AD6442 | Central & Greater Heights |  | Beds |  | 09/27/2019 | 09/30/2020 |  |  | VERSACARE BED |  | BEDPATIENTELECTRIC-Hill-Rom-Versacare P3200 |  |  |  |  | BEDPATIENTELECTRIC-Hill-Rom-Versacare P3200 | [9 empty] | MHHS-Greater Heights
NO | YES |  |  |  |  | N220AD6451 | Hill- Rom | P3200K000060 |  | N220AD6451 | Beds | MHHS-Greater Heights |  |  |  |  | N220AD6451 | Central & Greater Heights |  | Beds |  | 09/06/2019 | 09/30/2020 |  |  | VERSACARE BED |  | BEDPATIENTELECTRIC-Hill-Rom-Versacare P3200 |  |  |  |  | BEDPATIENTELECTRIC-Hill-Rom-Versacare P3200 | [9 empty] | MHHS-Greater Heights
NO | YES |  |  |  |  | N243AD7878 | Hill- Rom | P3200K000060 |  | N243AD7878 | Beds | MHHS-WOODLANDS |  |  |  |  | N243AD7878 | Woodlands |  | Beds |  |  | 08/31/2020 |  |  | VERSACARE BED |  | BEDPATIENTELECTRIC-Hill-Rom-Versacare P3200 |  |  |  |  | BEDPATIENTELECTRIC-Hill-Rom-Versacare P3200 | [9 empty] | MHHS-WOODLANDS
NO | YES |  |  |  |  | N243AD7886 | Hill- Rom | P3200K000060 |  | N243AD7886 | Beds | MHHS-WOODLANDS |  |  |  |  | N243AD7886 | Woodlands |  | Beds |  |  | 08/31/2020 |  |  | VERSACARE BED |  | BEDPATIENTELECTRIC-Hill-Rom-Versacare P3200 |  |  |  |  | BEDPATIENTELECTRIC-Hill-Rom-Versacare P3200 | [9 empty] | MHHS-WOODLANDS
NO | YES |  |  |  |  | N243AD7888 | Hill- Rom | P3200K000060 |  | N243AD7888 | Beds | MHHS-WOODLANDS |  |  |  |  | N243AD7888 | Woodlands |  | Beds |  |  | 08/31/2020 |  |  | VERSACARE BED |  | BEDPATIENTELECTRIC-Hill-Rom-Versacare P3200 |  |  |  |  | BEDPATIENTELECTRIC-Hill-Rom-Versacare P3200 | [9 empty] | MHHS-WOODLANDS
NO | YES |  |  |  |  | N243AD7890 | Hill- Rom | P3200K000060 |  | N243AD7890 | Beds | MHHS-WOODLANDS |  |  |  |  | N243AD7890 | Woodlands |  | Beds |  |  | 08/31/2020 |  |  | VERSACARE BED |  | BEDPATIENTELECTRIC-Hill-Rom-Versacare P3200 |  |  |  |  | BEDPATIENTELECTRIC-Hill-Rom-Versacare P3200 | [9 empty] | MHHS-WOODLANDS
NO | YES |  |  |  |  | N305AD0045 | Hill- Rom | P3200K000060 |  | N305AD0045 | Beds | MHHS-WOODLANDS |  |  |  |  | N305AD0045 | Woodlands |  | Beds |  |  | 08/31/2020 |  |  | VERSACARE BED |  | BEDPATIENTELECTRIC-Hill-Rom-Versacare P3200 |  |  |  |  | BEDPATIENTELECTRIC-Hill-Rom-Versacare P3200 | [9 empty] | MHHS-WOODLANDS
NO | YES |  |  |  |  | Q259AD5685 | Hill- Rom | P3200K000123 |  | Q259AD5685 | Beds | MHHS-Greater Heights |  |  |  |  | Q259AD5685 | Central & Greater Heights |  | Beds |  | 08/13/2019 | 08/31/2020 |  |  | VERSACARE BED |  | BEDPATIENTELECTRIC-Hill-Rom-Versacare P3200 |  |  |  |  | BEDPATIENTELECTRIC-Hill-Rom-Versacare P3200 | [9 empty] | MHHS-Greater Heights
NO | YES |  |  |  |  | Q259AD5676 | Hill- Rom | P3200K000123 |  | Q259AD5676 | Beds | MHHS-Greater Heights |  |  |  |  | Q259AD5676 | Central & Greater Heights |  | Beds |  | 10/08/2019 | 10/31/2020 |  |  | VERSACARE BED |  | BEDPATIENTELECTRIC-Hill-Rom-Versacare P3200 |  |  |  |  | BEDPATIENTELECTRIC-Hill-Rom-Versacare P3200 | [9 empty] | MHHS-Greater Heights
NO | YES |  |  |  |  | P343AD1789 | Hill- Rom | P3200K000132 |  | P343AD1789 | Beds | MHHS-Greater Heights |  |  |  |  | P343AD1789 | Central & Greater Heights |  | Beds |  | 04/09/2019 | 04/30/2020 |  |  | VERSACARE BED |  | BEDPATIENTELECTRIC-Hill-Rom-Versacare P3200 |  |  |  |  | BEDPATIENTELECTRIC-Hill-Rom-Versacare P3200 | [9 empty] | MHHS-Greater Heights
NO | YES |  |  |  |  | P343AD1795 | Hill- Rom | P3200K000132 |  | P343AD1795 | Beds | MHHS-Greater Heights |  |  |  |  | P343AD1795 | Central & Greater Heights |  | Beds |  | 05/14/2019 | 05/31/2020 |  |  | VERSACARE BED |  | BEDPATIENTELECTRIC-Hill-Rom-Versacare P3200 |  |  |  |  | BEDPATIENTELECTRIC-Hill-Rom-Versacare P3200 | [9 empty] | MHHS-Greater Heights
NO | YES |  |  |  |  | Q012AD3722 | Hill- Rom | P3200K000132 |  | Q012AD3722 | Beds | MHHS-Greater Heights |  |  |  |  | Q012AD3722 | Central & Greater Heights |  | Beds |  | 05/28/2019 | 05/31/2020 |  |  | VERSACARE BED |  | BEDPATIENTELECTRIC-Hill-Rom-Versacare P3200 |  |  |  |  | BEDPATIENTELECTRIC-Hill-Rom-Versacare P3200 | [9 empty] | MHHS-Greater Heights
NO | YES |  |  |  |  | Q042AD5919 | Hill- Rom | P3200K000132 |  | Q042AD5919 | Beds | MHHS-Greater Heights |  |  |  |  | Q042AD5919 | Central & Greater Heights |  | Beds |  | 05/21/2019 | 05/31/2020 |  |  | VERSACARE BED |  | BEDPATIENTELECTRIC-Hill-Rom-Versacare P3200 |  |  |  |  | BEDPATIENTELECTRIC-Hill-Rom-Versacare P3200 | [9 empty] | MHHS-Greater Heights
NO | YES | Serial Number Q043AD5997 |  |  |  | Q043AD5997 | Hill- Rom | P3200K000132 |  | Q043AD5997 | Beds | MHHS-Greater Heights |  |  |  |  | Q043AD5997 | Central & Greater Heights |  | Beds |  | 05/21/2019 | 05/31/2020 |  |  | VERSACARE BED |  | BEDPATIENTELECTRIC-Hill-Rom-Versacare P3200 |  |  |  |  | BEDPATIENTELECTRIC-Hill-Rom-Versacare P3200 | [9 empty] | MHHS-Greater Heights
NO | YES |  |  |  |  | Q012AD3728 | Hill- Rom | P3200K000132 |  | Q012AD3728 | Beds | MHHS-Greater Heights |  |  |  |  | Q012AD3728 | Central & Greater Heights |  | Beds |  | 06/19/2019 | 06/30/2020 |  |  | VERSACARE BED |  | BEDPATIENTELECTRIC-Hill-Rom-Versacare P3200 |  |  |  |  | BEDPATIENTELECTRIC-Hill-Rom-Versacare P3200 | [9 empty] | MHHS-Greater Heights
NO | YES |  |  |  |  | Q012AD3730 | Hill- Rom | P3200K000132 |  | Q012AD3730 | Beds | MHHS-Greater Heights |  |  |  |  | Q012AD3730 | Central & Greater Heights |  | Beds |  | 06/27/2019 | 06/30/2020 |  |  | VERSACARE BED |  | BEDPATIENTELECTRIC-Hill-Rom-Versacare P3200 |  |  |  |  | BEDPATIENTELECTRIC-Hill-Rom-Versacare P3200 | [9 empty] | MHHS-Greater Heights
NO | YES |  |  |  |  | Q041AD5820 | Hill- Rom | P3200K000132 |  | Q041AD5820 | Beds | MHHS-Greater Heights |  |  |  |  | Q041AD5820 | Central & Greater Heights |  | Beds |  | 06/27/2019 | 06/30/2020 |  |  | VERSACARE BED |  | BEDPATIENTELECTRIC-Hill-Rom-Versacare P3200 |  |  |  |  | BEDPATIENTELECTRIC-Hill-Rom-Versacare P3200 | [9 empty] | MHHS-Greater Heights
NO | YES |  |  |  |  | Q043AD5998 | Hill- Rom | P3200K000132 |  | Q043AD5998 | Beds | MHHS-Greater Heights |  |  |  |  | Q043AD5998 | Central & Greater Heights |  | Beds |  | 06/19/2019 | 06/30/2020 |  |  | VERSACARE BED |  | BEDPATIENTELECTRIC-Hill-Rom-Versacare P3200 |  |  |  |  | BEDPATIENTELECTRIC-Hill-Rom-Versacare P3200 | [9 empty] | MHHS-Greater Heights
NO | YES |  |  |  |  | P343AD1791 | Hill- Rom | P3200K000132 |  | P343AD1791 | Beds | MHHS-Greater Heights |  |  |  |  | P343AD1791 | Central & Greater Heights |  | Beds |  |  | 08/31/2020 |  |  | VERSACARE BED |  | BEDPATIENTELECTRIC-Hill-Rom-Versacare P3200 |  |  |  |  | BEDPATIENTELECTRIC-Hill-Rom-Versacare P3200 | [9 empty] | MHHS-Greater Heights
NO | YES |  |  |  |  | P343AD1793 | Hill- Rom | P3200K000132 |  | P343AD1793 | Beds | MHHS-Greater Heights |  |  |  |  | P343AD1793 | Central & Greater Heights |  | Beds |  |  | 08/31/2020 |  |  | VERSACARE BED |  | BEDPATIENTELECTRIC-Hill-Rom-Versacare P3200 |  |  |  |  | BEDPATIENTELECTRIC-Hill-Rom-Versacare P3200 | [9 empty] | MHHS-Greater Heights
NO | YES |  |  |  |  | Q012AD3724 | Hill- Rom | P3200K000132 |  | Q012AD3724 | Beds | MHHS-Greater Heights |  |  |  |  | Q012AD3724 | Central & Greater Heights |  | Beds |  |  | 08/31/2020 |  |  | VERSACARE BED |  | BEDPATIENTELECTRIC-Hill-Rom-Versacare P3200 |  |  |  |  | BEDPATIENTELECTRIC-Hill-Rom-Versacare P3200 | [9 empty] | MHHS-Greater Heights
NO | YES |  |  |  |  | Q040AD5709 | Hill- Rom | P3200K000132 |  | Q040AD5709 | Beds | MHHS-Greater Heights |  |  |  |  | Q040AD5709 | Central & Greater Heights |  | Beds |  |  | 08/31/2020 |  |  | VERSACARE BED |  | BEDPATIENTELECTRIC-Hill-Rom-Versacare P3200 |  |  |  |  | BEDPATIENTELECTRIC-Hill-Rom-Versacare P3200 | [9 empty] | MHHS-Greater Heights
NO | YES |  |  |  |  | Q040AD5712 | Hill- Rom | P3200K000132 |  | Q040AD5712 | Beds | MHHS-Greater Heights |  |  |  |  | Q040AD5712 | Central & Greater Heights |  | Beds |  |  | 08/31/2020 |  |  | VERSACARE BED |  | BEDPATIENTELECTRIC-Hill-Rom-Versacare P3200 |  |  |  |  | BEDPATIENTELECTRIC-Hill-Rom-Versacare P3200 | [9 empty] | MHHS-Greater Heights
NO | YES | Serial Number Q041AD5817 |  |  |  | Q041AD5817 | Hill- Rom | P3200K000132 |  | Q041AD5817 | Beds | MHHS-Greater Heights |  |  |  |  | Q041AD5817 | Central & Greater Heights |  | Beds |  |  | 08/31/2020 |  |  | VERSACARE BED |  | BEDPATIENTELECTRIC-Hill-Rom-Versacare P3200 |  |  |  |  | BEDPATIENTELECTRIC-Hill-Rom-Versacare P3200 | [9 empty] | MHHS-Greater Heights
NO | YES |  |  |  |  | Q041AD5823 | Hill- Rom | P3200K000132 |  | Q041AD5823 | Beds | MHHS-Greater Heights |  |  |  |  | Q041AD5823 | Central & Greater Heights |  | Beds |  |  | 08/31/2020 |  |  | VERSACARE BED |  | BEDPATIENTELECTRIC-Hill-Rom-Versacare P3200 |  |  |  |  | BEDPATIENTELECTRIC-Hill-Rom-Versacare P3200 | [9 empty] | MHHS-Greater Heights
NO | YES |  |  |  |  | O071AD6538 | Hill- Rom | P3200K000132 |  | O071AD6538 | Beds | MHHS-Katy |  |  |  |  | O071AD6538 | Katy |  | Beds |  |  | 08/31/2020 |  |  | VERSACARE BED |  | BEDPATIENTELECTRIC-Hill-Rom-Versacare P3200 |  |  |  |  | BEDPATIENTELECTRIC-Hill-Rom-Versacare P3200 | [9 empty] | MHHS-Katy
NO | YES |  |  |  |  | O071AD6549 | Hill- Rom | P3200K000132 |  | O071AD6549 | Beds | MHHS-Katy |  |  |  |  | O071AD6549 | Katy |  | Beds |  |  | 08/31/2020 |  |  | VERSACARE BED |  | BEDPATIENTELECTRIC-Hill-Rom-Versacare P3200 |  |  |  |  | BEDPATIENTELECTRIC-Hill-Rom-Versacare P3200 | [9 empty] | MHHS-Katy
NO | YES |  |  |  |  | O071AD6555 | Hill- Rom | P3200K000132 |  | O071AD6555 | Beds | MHHS-Katy |  |  |  |  | O071AD6555 | Katy |  | Beds |  |  | 08/31/2020 |  |  | VERSACARE BED |  | BEDPATIENTELECTRIC-Hill-Rom-Versacare P3200 |  |  |  |  | BEDPATIENTELECTRIC-Hill-Rom-Versacare P3200 | [9 empty] | MHHS-Katy
NO | YES |  |  |  |  | O072AD6561 | Hill- Rom | P3200K000132 |  | O072AD6561 | Beds | MHHS-Katy |  |  |  |  | O072AD6561 | Katy |  | Beds |  |  | 08/31/2020 |  |  | VERSACARE BED |  | BEDPATIENTELECTRIC-Hill-Rom-Versacare P3200 |  |  |  |  | BEDPATIENTELECTRIC-Hill-Rom-Versacare P3200 | [9 empty] | MHHS-Katy
NO | YES |  |  |  |  | O072AD6565 | Hill- Rom | P3200K000132 |  | O072AD6565 | Beds | MHHS-Katy |  |  |  |  | O072AD6565 | Katy |  | Beds |  |  | 08/31/2020 |  |  | VERSACARE BED |  | BEDPATIENTELECTRIC-Hill-Rom-Versacare P3200 |  |  |  |  | BEDPATIENTELECTRIC-Hill-Rom-Versacare P3200 | [9 empty] | MHHS-Katy
NO | YES |  |  |  |  | O072AD6569 | Hill- Rom | P3200K000132 |  | O072AD6569 | Beds | MHHS-Katy |  |  |  |  | O072AD6569 | Katy |  | Beds |  |  | 08/31/2020 |  |  | VERSACARE BED |  | BEDPATIENTELECTRIC-Hill-Rom-Versacare P3200 |  |  |  |  | BEDPATIENTELECTRIC-Hill-Rom-Versacare P3200 | [9 empty] | MHHS-Katy
NO | YES |  |  |  |  | O072AD6583 | Hill- Rom | P3200K000132 |  | O072AD6583 | Beds | MHHS-Katy |  |  |  |  | O072AD6583 | Katy |  | Beds |  |  | 08/31/2020 |  |  | VERSACARE BED |  | BEDPATIENTELECTRIC-Hill-Rom-Versacare P3200 |  |  |  |  | BEDPATIENTELECTRIC-Hill-Rom-Versacare P3200 | [9 empty] | MHHS-Katy
NO | YES |  |  |  |  | O072AD6605 | Hill- Rom | P3200K000132 |  | O072AD6605 | Beds | MHHS-Katy |  |  |  |  | O072AD6605 | Katy |  | Beds |  |  | 08/31/2020 |  |  | VERSACARE BED |  | BEDPATIENTELECTRIC-Hill-Rom-Versacare P3200 |  |  |  |  | BEDPATIENTELECTRIC-Hill-Rom-Versacare P3200 | [9 empty] | MHHS-Katy
NO | YES |  |  |  |  | O072AD6623 | Hill- Rom | P3200K000132 |  | O072AD6623 | Beds | MHHS-Katy |  |  |  |  | O072AD6623 | Katy |  | Beds |  |  | 08/31/2020 |  |  | VERSACARE BED |  | BEDPATIENTELECTRIC-Hill-Rom-Versacare P3200 |  |  |  |  | BEDPATIENTELECTRIC-Hill-Rom-Versacare P3200 | [9 empty] | MHHS-Katy
NO | YES |  |  |  |  | M342AD3922 | Hill- Rom | P3200K000132 |  | M342AD3922 | Beds | MHHS-WOODLANDS |  |  |  |  | M342AD3922 | Woodlands |  | Beds |  |  | 08/31/2020 |  |  | VERSACARE BED |  | BEDPATIENTELECTRIC-Hill-Rom-Versacare P3200 |  |  |  |  | BEDPATIENTELECTRIC-Hill-Rom-Versacare P3200 | [9 empty] | MHHS-WOODLANDS
NO | YES |  |  |  |  | M342AD3925 | Hill- Rom | P3200K000132 |  | M342AD3925 | Beds | MHHS-WOODLANDS |  |  |  |  | M342AD3925 | Woodlands |  | Beds |  |  | 08/31/2020 |  |  | VERSACARE BED |  | BEDPATIENTELECTRIC-Hill-Rom-Versacare P3200 |  |  |  |  | BEDPATIENTELECTRIC-Hill-Rom-Versacare P3200 | [9 empty] | MHHS-WOODLANDS
NO | YES |  |  |  |  | M342AD3930 | Hill- Rom | P3200K000132 |  | M342AD3930 | Beds | MHHS-WOODLANDS |  |  |  |  | M342AD3930 | Woodlands |  | Beds |  |  | 08/31/2020 |  |  | VERSACARE BED |  | BEDPATIENTELECTRIC-Hill-Rom-Versacare P3200 |  |  |  |  | BEDPATIENTELECTRIC-Hill-Rom-Versacare P3200 | [9 empty] | MHHS-WOODLANDS
NO | YES |  |  |  |  | M342AD3938 | Hill- Rom | P3200K000132 |  | M342AD3938 | Beds | MHHS-WOODLANDS |  |  |  |  | M342AD3938 | Woodlands |  | Beds |  |  | 08/31/2020 |  |  | VERSACARE BED |  | BEDPATIENTELECTRIC-Hill-Rom-Versacare P3200 |  |  |  |  | BEDPATIENTELECTRIC-Hill-Rom-Versacare P3200 | [9 empty] | MHHS-WOODLANDS
NO | YES |  |  |  |  | M342AD3945 | Hill- Rom | P3200K000132 |  | M342AD3945 | Beds | MHHS-WOODLANDS |  |  |  |  | M342AD3945 | Woodlands |  | Beds |  |  | 08/31/2020 |  |  | VERSACARE BED |  | BEDPATIENTELECTRIC-Hill-Rom-Versacare P3200 |  |  |  |  | BEDPATIENTELECTRIC-Hill-Rom-Versacare P3200 | [9 empty] | MHHS-WOODLANDS
NO | YES |  |  |  |  | M342AD3948 | Hill- Rom | P3200K000132 |  | M342AD3948 | Beds | MHHS-WOODLANDS |  |  |  |  | M342AD3948 | Woodlands |  | Beds |  |  | 08/31/2020 |  |  | VERSACARE BED |  | BEDPATIENTELECTRIC-Hill-Rom-Versacare P3200 |  |  |  |  | BEDPATIENTELECTRIC-Hill-Rom-Versacare P3200 | [9 empty] | MHHS-WOODLANDS
NO | YES |  |  |  |  | M342AD3950 | Hill- Rom | P3200K000132 |  | M342AD3950 | Beds | MHHS-WOODLANDS |  |  |  |  | M342AD3950 | Woodlands |  | Beds |  |  | 08/31/2020 |  |  | VERSACARE BED |  | BEDPATIENTELECTRIC-Hill-Rom-Versacare P3200 |  |  |  |  | BEDPATIENTELECTRIC-Hill-Rom-Versacare P3200 | [9 empty] | MHHS-WOODLANDS
NO | YES |  |  |  |  | M342AD3954 | Hill- Rom | P3200K000132 |  | M342AD3954 | Beds | MHHS-WOODLANDS |  |  |  |  | M342AD3954 | Woodlands |  | Beds |  | 01/07/2020 | 01/31/2021 |  |  | VERSACARE BED |  | BEDPATIENTELECTRIC-Hill-Rom-Versacare P3200 |  |  |  |  | BEDPATIENTELECTRIC-Hill-Rom-Versacare P3200 | [9 empty] | MHHS-WOODLANDS
NO | YES |  |  |  |  | M342AD3990 | Hill- Rom | P3200K000132 |  | M342AD3990 | Beds | MHHS-WOODLANDS |  |  |  |  | M342AD3990 | Woodlands |  | Beds |  | 01/02/2020 | 01/31/2021 |  |  | VERSACARE BED |  | BEDPATIENTELECTRIC-Hill-Rom-Versacare P3200 |  |  |  |  | BEDPATIENTELECTRIC-Hill-Rom-Versacare P3200 | [9 empty] | MHHS-WOODLANDS
NO | YES |  |  |  |  | P178AD3227 | Hill- Rom | P3200K000223 |  | P178AD3227 | Beds | MHHS-Katy |  |  |  |  | P178AD3227 | Katy |  | Beds |  |  | 08/31/2020 |  |  | VERSACARE BED |  | BEDPATIENTELECTRIC-Hill-Rom-Versacare P3200 |  |  |  |  | BEDPATIENTELECTRIC-Hill-Rom-Versacare P3200 | [9 empty] | MHHS-Katy
NO | YES |  |  |  |  | Q006AD3274 | Hill- Rom | P3200K000223 |  | Q006AD3274 | Beds | MHHS-Katy |  |  |  |  | Q006AD3274 | Katy |  | Beds |  |  | 08/31/2020 |  |  | VERSACARE BED |  | BEDPATIENTELECTRIC-Hill-Rom-Versacare P3200 |  |  |  |  | BEDPATIENTELECTRIC-Hill-Rom-Versacare P3200 | [9 empty] | MHHS-Katy
NO | YES |  |  |  |  | Q006AD3292 | Hill- Rom | P3200K000223 |  | Q006AD3292 | Beds | MHHS-Katy |  |  |  |  | Q006AD3292 | Katy |  | Beds |  |  | 08/31/2020 |  |  | VERSACARE BED |  | BEDPATIENTELECTRIC-Hill-Rom-Versacare P3200 |  |  |  |  | BEDPATIENTELECTRIC-Hill-Rom-Versacare P3200 | [9 empty] | MHHS-Katy
NO | YES |  |  |  |  | Q006AD3294 | Hill- Rom | P3200K000223 |  | Q006AD3294 | Beds | MHHS-Katy |  |  |  |  | Q006AD3294 | Katy |  | Beds |  |  | 08/31/2020 |  |  | VERSACARE BED |  | BEDPATIENTELECTRIC-Hill-Rom-Versacare P3200 |  |  |  |  | BEDPATIENTELECTRIC-Hill-Rom-Versacare P3200 | [9 empty] | MHHS-Katy
NO | YES |  |  |  |  | Q307AD8317 | Hill- Rom | P3200K000223 |  | Q307AD8317 | Beds | MHHS-Katy |  |  |  |  | Q307AD8317 | Katy |  | Beds |  |  | 08/31/2020 |  |  | VERSACARE BED |  | BEDPATIENTELECTRIC-Hill-Rom-Versacare P3200 |  |  |  |  | BEDPATIENTELECTRIC-Hill-Rom-Versacare P3200 | [9 empty] | MHHS-Katy
NO | YES | Serial Number Q307AD8333 |  |  |  | Q307AD8333 | Hill- Rom | P3200K000223 |  | Q307AD8333 | Beds | MHHS-Katy |  |  |  |  | Q307AD8333 | Katy |  | Beds |  |  | 08/31/2020 |  |  | VERSACARE BED |  | BEDPATIENTELECTRIC-Hill-Rom-Versacare P3200 |  |  |  |  | BEDPATIENTELECTRIC-Hill-Rom-Versacare P3200 | [9 empty] | MHHS-Katy
NO | YES |  |  |  |  | Q307AD8364 | Hill- Rom | P3200K000223 |  | Q307AD8364 | Beds | MHHS-Katy |  |  |  |  | Q307AD8364 | Katy |  | Beds |  |  | 08/31/2020 |  |  | VERSACARE BED |  | BEDPATIENTELECTRIC-Hill-Rom-Versacare P3200 |  |  |  |  | BEDPATIENTELECTRIC-Hill-Rom-Versacare P3200 | [9 empty] | MHHS-Katy
NO | YES |  |  |  |  | Q006AD3290 | Hill- Rom | P3200K000223 |  | Q006AD3290 | Beds | MHHS-Katy |  |  |  |  | Q006AD3290 | Katy |  | Beds |  | 12/18/2019 | 12/31/2020 |  |  | VERSACARE BED |  | BEDPATIENTELECTRIC-Hill-Rom-Versacare P3200 |  |  |  |  | BEDPATIENTELECTRIC-Hill-Rom-Versacare P3200 | [9 empty] | MHHS-Katy
NO | YES |  |  |  |  | S018AD8709 | Hill- Rom | P3200K000500 |  | S018AD8709 | Beds | MHHS-Cypress |  |  |  |  | S018AD8709 | Northwest & Cypress |  | Beds |  |  | 08/31/2020 |  |  | VERSACARE BED |  | BEDPATIENTELECTRIC-Hill-Rom-Versacare P3200 |  |  |  |  | BEDPATIENTELECTRIC-Hill-Rom-Versacare P3200 | [9 empty] | MHHS-Cypress
NO | YES |  |  |  |  | S018AD8724 | Hill- Rom | P3200K000500 |  | S018AD8724 | Beds | MHHS-Cypress |  |  |  |  | S018AD8724 | Northwest & Cypress |  | Beds |  |  | 08/31/2020 |  |  | VERSACARE BED |  | BEDPATIENTELECTRIC-Hill-Rom-Versacare P3200 |  |  |  |  | BEDPATIENTELECTRIC-Hill-Rom-Versacare P3200 | [9 empty] | MHHS-Cypress
NO | YES |  |  |  |  | S018AD8751 | Hill- Rom | P3200K000500 |  | S018AD8751 | Beds | MHHS-Cypress |  |  |  |  | S018AD8751 | Northwest & Cypress |  | Beds |  |  | 08/31/2020 |  |  | VERSACARE BED |  | BEDPATIENTELECTRIC-Hill-Rom-Versacare P3200 |  |  |  |  | BEDPATIENTELECTRIC-Hill-Rom-Versacare P3200 | [9 empty] | MHHS-Cypress
NO | YES |  |  |  |  | S020AD8833 | Hill- Rom | P3200K000500 |  | S020AD8833 | Beds | MHHS-Cypress |  |  |  |  | S020AD8833 | Northwest & Cypress |  | Beds |  |  | 08/31/2020 |  |  | VERSACARE BED |  | BEDPATIENTELECTRIC-Hill-Rom-Versacare P3200 |  |  |  |  | BEDPATIENTELECTRIC-Hill-Rom-Versacare P3200 | [9 empty] | MHHS-Cypress
NO | YES |  |  |  |  | S020AD8847 | Hill- Rom | P3200K000500 |  | S020AD8847 | Beds | MHHS-Cypress |  |  |  |  | S020AD8847 | Northwest & Cypress |  | Beds |  |  | 08/31/2020 |  |  | VERSACARE BED |  | BEDPATIENTELECTRIC-Hill-Rom-Versacare P3200 |  |  |  |  | BEDPATIENTELECTRIC-Hill-Rom-Versacare P3200 | [9 empty] | MHHS-Cypress
NO | YES |  |  |  |  | S020AD8861 | Hill- Rom | P3200K000500 |  | S020AD8861 | Beds | MHHS-Cypress |  |  |  |  | S020AD8861 | Northwest & Cypress |  | Beds |  |  | 08/31/2020 |  |  | VERSACARE BED |  | BEDPATIENTELECTRIC-Hill-Rom-Versacare P3200 |  |  |  |  | BEDPATIENTELECTRIC-Hill-Rom-Versacare P3200 | [9 empty] | MHHS-Cypress
NO | YES |  |  |  |  | S018AD8713 | Hill- Rom | P3200K000500 |  | S018AD8713 | Beds | MHHS-Cypress |  |  |  |  | S018AD8713 | Northwest & Cypress |  | Beds |  | 12/16/2019 | 12/31/2020 |  |  | VERSACARE BED |  | BEDPATIENTELECTRIC-Hill-Rom-Versacare P3200 |  |  |  |  | BEDPATIENTELECTRIC-Hill-Rom-Versacare P3200 | [9 empty] | MHHS-Cypress
NO | YES |  |  |  |  | S018AD8715 | Hill- Rom | P3200K000500 |  | S018AD8715 | Beds | MHHS-Cypress |  |  |  |  | S018AD8715 | Northwest & Cypress |  | Beds |  | 12/16/2019 | 12/31/2020 |  |  | VERSACARE BED |  | BEDPATIENTELECTRIC-Hill-Rom-Versacare P3200 |  |  |  |  | BEDPATIENTELECTRIC-Hill-Rom-Versacare P3200 | [9 empty] | MHHS-Cypress
NO | YES |  |  |  |  | S018AD8722 | Hill- Rom | P3200K000500 |  | S018AD8722 | Beds | MHHS-Cypress |  |  |  |  | S018AD8722 | Northwest & Cypress |  | Beds |  | 12/16/2019 | 12/31/2020 |  |  | VERSACARE BED |  | BEDPATIENTELECTRIC-Hill-Rom-Versacare P3200 |  |  |  |  | BEDPATIENTELECTRIC-Hill-Rom-Versacare P3200 | [9 empty] | MHHS-Cypress
NO | YES |  |  |  |  | S018AD8737 | Hill- Rom | P3200K000500 |  | S018AD8737 | Beds | MHHS-Cypress |  |  |  |  | S018AD8737 | Northwest & Cypress |  | Beds |  | 12/16/2019 | 12/31/2020 |  |  | VERSACARE BED |  | BEDPATIENTELECTRIC-Hill-Rom-Versacare P3200 |  |  |  |  | BEDPATIENTELECTRIC-Hill-Rom-Versacare P3200 | [9 empty] | MHHS-Cypress
NO | YES |  |  |  |  | S018AD8741 | Hill- Rom | P3200K000500 |  | S018AD8741 | Beds | MHHS-Cypress |  |  |  |  | S018AD8741 | Northwest & Cypress |  | Beds |  | 12/16/2019 | 12/31/2020 |  |  | VERSACARE BED |  | BEDPATIENTELECTRIC-Hill-Rom-Versacare P3200 |  |  |  |  | BEDPATIENTELECTRIC-Hill-Rom-Versacare P3200 | [9 empty] | MHHS-Cypress
NO | YES |  |  |  |  | S020AD8856 | Hill- Rom | P3200K000500 |  | S020AD8856 | Beds | MHHS-Cypress |  |  |  |  | S020AD8856 | Northwest & Cypress |  | Beds |  | 12/16/2019 | 12/31/2020 |  |  | VERSACARE BED |  | BEDPATIENTELECTRIC-Hill-Rom-Versacare P3200 |  |  |  |  | BEDPATIENTELECTRIC-Hill-Rom-Versacare P3200 | [9 empty] | MHHS-Cypress
NO | YES |  |  |  |  | S020AD8864 | Hill- Rom | P3200K000500 |  | S020AD8864 | Beds | MHHS-Cypress |  |  |  |  | S020AD8864 | Northwest & Cypress |  | Beds |  | 12/16/2019 | 12/31/2020 |  |  | VERSACARE BED |  | BEDPATIENTELECTRIC-Hill-Rom-Versacare P3200 |  |  |  |  | BEDPATIENTELECTRIC-Hill-Rom-Versacare P3200 | [9 empty] | MHHS-Cypress
NO | YES |  |  |  |  | S009AD8280 | Hill- Rom | P3200K000500 |  | S009AD8280 | Beds | MHHS-Greater Heights |  |  |  |  | S009AD8280 | Central & Greater Heights |  | Beds |  |  | 08/31/2020 |  |  | VERSACARE BED |  | BEDPATIENTELECTRIC-Hill-Rom-Versacare P3200 |  |  |  |  | BEDPATIENTELECTRIC-Hill-Rom-Versacare P3200 | [9 empty] | MHHS-Greater Heights
NO | YES | Serial Number S009AD8282 |  |  |  | S009AD8282 | Hill- Rom | P3200K000500 |  | S009AD8282 | Beds | MHHS-Greater Heights |  |  |  |  | S009AD8282 | Central & Greater Heights |  | Beds |  |  | 08/31/2020 |  |  | VERSACARE BED |  | BEDPATIENTELECTRIC-Hill-Rom-Versacare P3200 |  |  |  |  | BEDPATIENTELECTRIC-Hill-Rom-Versacare P3200 | [9 empty] | MHHS-Greater Heights
NO | YES |  |  |  |  | S009AD8284 | Hill- Rom | P3200K000500 |  | S009AD8284 | Beds | MHHS-Greater Heights |  |  |  |  | S009AD8284 | Central & Greater Heights |  | Beds |  |  | 08/31/2020 |  |  | VERSACARE BED |  | BEDPATIENTELECTRIC-Hill-Rom-Versacare P3200 |  |  |  |  | BEDPATIENTELECTRIC-Hill-Rom-Versacare P3200 | [9 empty] | MHHS-Greater Heights
NO | YES | Serial Number S009AD8286 |  |  |  | S009AD8286 | Hill- Rom | P3200K000500 |  | S009AD8286 | Beds | MHHS-Greater Heights |  |  |  |  | S009AD8286 | Central & Greater Heights |  | Beds |  |  | 08/31/2020 |  |  | VERSACARE BED |  | BEDPATIENTELECTRIC-Hill-Rom-Versacare P3200 |  |  |  |  | BEDPATIENTELECTRIC-Hill-Rom-Versacare P3200 | [9 empty] | MHHS-Greater Heights
NO | YES |  |  |  |  | S009AD8288 | Hill- Rom | P3200K000500 |  | S009AD8288 | Beds | MHHS-Greater Heights |  |  |  |  | S009AD8288 | Central & Greater Heights |  | Beds |  |  | 08/31/2020 |  |  | VERSACARE BED |  | BEDPATIENTELECTRIC-Hill-Rom-Versacare P3200 |  |  |  |  | BEDPATIENTELECTRIC-Hill-Rom-Versacare P3200 | [9 empty] | MHHS-Greater Heights
NO | YES |  |  |  |  | S009AD8290 | Hill- Rom | P3200K000500 |  | S009AD8290 | Beds | MHHS-Greater Heights |  |  |  |  | S009AD8290 | Central & Greater Heights |  | Beds |  |  | 08/31/2020 |  |  | VERSACARE BED |  | BEDPATIENTELECTRIC-Hill-Rom-Versacare P3200 |  |  |  |  | BEDPATIENTELECTRIC-Hill-Rom-Versacare P3200 | [9 empty] | MHHS-Greater Heights
NO | YES |  |  |  |  | S020AD8868 | Hill- Rom | P3200K000500 |  | S020AD8868 | Beds | MHHS-Greater Heights |  |  |  |  | S020AD8868 | Central & Greater Heights |  | Beds |  |  | 08/31/2020 |  |  | VERSACARE BED |  | BEDPATIENTELECTRIC-Hill-Rom-Versacare P3200 |  |  |  |  | BEDPATIENTELECTRIC-Hill-Rom-Versacare P3200 | [9 empty] | MHHS-Greater Heights
NO | YES |  |  |  |  | S020AD8870 | Hill- Rom | P3200K000500 |  | S020AD8870 | Beds | MHHS-Greater Heights |  |  |  |  | S020AD8870 | Central & Greater Heights |  | Beds |  |  | 08/31/2020 |  |  | VERSACARE BED |  | BEDPATIENTELECTRIC-Hill-Rom-Versacare P3200 |  |  |  |  | BEDPATIENTELECTRIC-Hill-Rom-Versacare P3200 | [9 empty] | MHHS-Greater Heights
NO | YES |  |  |  |  | S020AD8871 | Hill- Rom | P3200K000500 |  | S020AD8871 | Beds | MHHS-Greater Heights |  |  |  |  | S020AD8871 | Central & Greater Heights |  | Beds |  |  | 08/31/2020 |  |  | VERSACARE BED |  | BEDPATIENTELECTRIC-Hill-Rom-Versacare P3200 |  |  |  |  | BEDPATIENTELECTRIC-Hill-Rom-Versacare P3200 | [9 empty] | MHHS-Greater Heights
NO | YES |  |  |  |  | S020AD8872 | Hill- Rom | P3200K000500 |  | S020AD8872 | Beds | MHHS-Greater Heights |  |  |  |  | S020AD8872 | Central & Greater Heights |  | Beds |  |  | 08/31/2020 |  |  | VERSACARE BED |  | BEDPATIENTELECTRIC-Hill-Rom-Versacare P3200 |  |  |  |  | BEDPATIENTELECTRIC-Hill-Rom-Versacare P3200 | [9 empty] | MHHS-Greater Heights
NO | YES | Serial Number S020AD8873 |  |  |  | S020AD8873 | Hill- Rom | P3200K000500 |  | S020AD8873 | Beds | MHHS-Greater Heights |  |  |  |  | S020AD8873 | Central & Greater Heights |  | Beds |  |  | 08/31/2020 |  |  | VERSACARE BED |  | BEDPATIENTELECTRIC-Hill-Rom-Versacare P3200 |  |  |  |  | BEDPATIENTELECTRIC-Hill-Rom-Versacare P3200 | [9 empty] | MHHS-Greater Heights
NO | YES |  |  |  |  | R033AD2754 | Hill- Rom | P3200K000500 |  | R033AD2754 | Beds | MHHS-Katy |  |  |  |  | R033AD2754 | Katy |  | Beds |  |  | 08/31/2020 |  |  | VERSACARE BED |  | BEDPATIENTELECTRIC-Hill-Rom-Versacare P3200 |  |  |  |  | BEDPATIENTELECTRIC-Hill-Rom-Versacare P3200 | [9 empty] | MHHS-Katy
NO | YES |  |  |  |  | R033AD2765 | Hill- Rom | P3200K000500 |  | R033AD2765 | Beds | MHHS-Katy |  |  |  |  | R033AD2765 | Katy |  | Beds |  |  | 08/31/2020 |  |  | VERSACARE BED |  | BEDPATIENTELECTRIC-Hill-Rom-Versacare P3200 |  |  |  |  | BEDPATIENTELECTRIC-Hill-Rom-Versacare P3200 | [9 empty] | MHHS-Katy
NO | YES |  |  |  |  | R034AD2807 | Hill- Rom | P3200K000500 |  | R034AD2807 | Beds | MHHS-PEARLAND HOSPITAL |  |  |  |  | R034AD2807 | Pearland |  | Beds |  |  | 08/31/2020 |  |  | VERSACARE BED |  | BEDPATIENTELECTRIC-Hill-Rom-Versacare P3200 |  |  |  |  | BEDPATIENTELECTRIC-Hill-Rom-Versacare P3200 | [9 empty] | MHHS-PEARLAND HOSPITAL
NO | YES |  |  |  |  | R035AD2955 | Hill- Rom | P3200K000500 |  | R035AD2955 | Beds | MHHS-PEARLAND HOSPITAL |  |  |  |  | R035AD2955 | Pearland |  | Beds |  |  | 08/31/2020 |  |  | VERSACARE BED |  | BEDPATIENTELECTRIC-Hill-Rom-Versacare P3200 |  |  |  |  | BEDPATIENTELECTRIC-Hill-Rom-Versacare P3200 | [9 empty] | MHHS-PEARLAND HOSPITAL
NO | YES |  |  |  |  | R041AD3272 | Hill- Rom | P3200K000500 |  | R041AD3272 | Beds | MHHS-PEARLAND HOSPITAL |  |  |  |  | R041AD3272 | Pearland |  | Beds |  |  | 08/31/2020 |  |  | VERSACARE BED |  | BEDPATIENTELECTRIC-Hill-Rom-Versacare P3200 |  |  |  |  | BEDPATIENTELECTRIC-Hill-Rom-Versacare P3200 | [9 empty] | MHHS-PEARLAND HOSPITAL
NO | YES |  |  |  |  | R043AD3385 | Hill- Rom | P3200K000500 |  | R043AD3385 | Beds | MHHS-PEARLAND HOSPITAL |  |  |  |  | R043AD3385 | Pearland |  | Beds |  |  | 08/31/2020 |  |  | VERSACARE BED |  | BEDPATIENTELECTRIC-Hill-Rom-Versacare P3200 |  |  |  |  | BEDPATIENTELECTRIC-Hill-Rom-Versacare P3200 | [9 empty] | MHHS-PEARLAND HOSPITAL
NO | YES |  |  |  |  | R043AD3387 | Hill- Rom | P3200K000500 |  | R043AD3387 | Beds | MHHS-PEARLAND HOSPITAL |  |  |  |  | R043AD3387 | Pearland |  | Beds |  |  | 08/31/2020 |  |  | VERSACARE BED |  | BEDPATIENTELECTRIC-Hill-Rom-Versacare P3200 |  |  |  |  | BEDPATIENTELECTRIC-Hill-Rom-Versacare P3200 | [9 empty] | MHHS-PEARLAND HOSPITAL
NO | YES |  |  |  |  | R043AD3389 | Hill- Rom | P3200K000500 |  | R043AD3389 | Beds | MHHS-PEARLAND HOSPITAL |  |  |  |  | R043AD3389 | Pearland |  | Beds |  |  | 08/31/2020 |  |  | VERSACARE BED |  | BEDPATIENTELECTRIC-Hill-Rom-Versacare P3200 |  |  |  |  | BEDPATIENTELECTRIC-Hill-Rom-Versacare P3200 | [9 empty] | MHHS-PEARLAND HOSPITAL
NO | YES |  |  |  |  | R043AD3395 | Hill- Rom | P3200K000500 |  | R043AD3395 | Beds | MHHS-PEARLAND HOSPITAL |  |  |  |  | R043AD3395 | Pearland |  | Beds |  |  | 08/31/2020 |  |  | VERSACARE BED |  | BEDPATIENTELECTRIC-Hill-Rom-Versacare P3200 |  |  |  |  | BEDPATIENTELECTRIC-Hill-Rom-Versacare P3200 | [9 empty] | MHHS-PEARLAND HOSPITAL
NO | YES |  |  |  |  | R043AD3398 | Hill- Rom | P3200K000500 |  | R043AD3398 | Beds | MHHS-PEARLAND HOSPITAL |  |  |  |  | R043AD3398 | Pearland |  | Beds |  |  | 08/31/2020 |  |  | VERSACARE BED |  | BEDPATIENTELECTRIC-Hill-Rom-Versacare P3200 |  |  |  |  | BEDPATIENTELECTRIC-Hill-Rom-Versacare P3200 | [9 empty] | MHHS-PEARLAND HOSPITAL
NO | YES |  |  |  |  | N060AD8395 | Hill- Rom | P3200K000500 |  | N060AD8395 | Beds | MHHS-Northeast |  |  |  |  | N060AD8395 | Katy |  | Beds |  | 02/21/2019 | 02/29/2020 |  |  | VERSACARE BED |  | BEDPATIENTELECTRIC-Hill-Rom-Versacare P3200 |  |  |  |  | BEDPATIENTELECTRIC-Hill-Rom-Versacare P3200 | [9 empty] | MHHS-Northeast
NO | YES |  |  |  |  | N060AD8414 | Hill- Rom | P3200K000500 |  | N060AD8414 | Beds | MHHS-Northeast |  |  |  |  | N060AD8414 | Katy |  | Beds |  | 04/30/2019 | 04/30/2020 |  |  | VERSACARE BED |  | BEDPATIENTELECTRIC-Hill-Rom-Versacare P3200 |  |  |  |  | BEDPATIENTELECTRIC-Hill-Rom-Versacare P3200 | [9 empty] | MHHS-Northeast
NO | YES |  |  |  |  | N060AD8370 | Hill- Rom | P3200K000500 |  | N060AD8370 | Beds | MHHS-Northeast |  |  |  |  | N060AD8370 | Katy |  | Beds |  | 05/17/2019 | 05/31/2020 |  |  | VERSACARE BED |  | BEDPATIENTELECTRIC-Hill-Rom-Versacare P3200 |  |  |  |  | BEDPATIENTELECTRIC-Hill-Rom-Versacare P3200 | [9 empty] | MHHS-Northeast
NO | YES |  |  |  |  | N060AD8389 | Hill- Rom | P3200K000500 |  | N060AD8389 | Beds | MHHS-Northeast |  |  |  |  | N060AD8389 | Katy |  | Beds |  | 07/16/2019 | 07/31/2020 |  |  | VERSACARE BED |  | BEDPATIENTELECTRIC-Hill-Rom-Versacare P3200 |  |  |  |  | BEDPATIENTELECTRIC-Hill-Rom-Versacare P3200 | [9 empty] | MHHS-Northeast
NO | YES |  |  |  |  | N060AD8357 | Hill- Rom | P3200K000500 |  | N060AD8357 | Beds | MHHS-Northeast |  |  |  |  | N060AD8357 | Katy |  | Beds |  |  | 08/31/2020 |  |  | VERSACARE BED |  | BEDPATIENTELECTRIC-Hill-Rom-Versacare P3200 |  |  |  |  | BEDPATIENTELECTRIC-Hill-Rom-Versacare P3200 | [9 empty] | MHHS-Northeast
NO | YES |  |  |  |  | N060AD8396 | Hill- Rom | P3200K000500 |  | N060AD8396 | Beds | MHHS-Northeast |  |  |  |  | N060AD8396 | Katy |  | Beds |  | 08/07/2019 | 08/31/2020 |  |  | VERSACARE BED |  | BEDPATIENTELECTRIC-Hill-Rom-Versacare P3200 |  |  |  |  | BEDPATIENTELECTRIC-Hill-Rom-Versacare P3200 | [9 empty] | MHHS-Northeast
NO | YES |  |  |  |  | N060AD8393 | Hill- Rom | P3200K000500 |  | N060AD8393 | Beds | MHHS-Northeast |  |  |  |  | N060AD8393 | Katy |  | Beds |  | 09/05/2019 | 09/30/2020 |  |  | VERSACARE BED |  | BEDPATIENTELECTRIC-Hill-Rom-Versacare P3200 |  |  |  |  | BEDPATIENTELECTRIC-Hill-Rom-Versacare P3200 | [9 empty] | MHHS-Northeast
NO | YES |  |  |  |  | N076AD9448 | Hill- Rom | P3200K000500 |  | N076AD9448 | Beds | MHHS-Northeast |  |  |  |  | N076AD9448 | Katy |  | Beds |  | 09/12/2019 | 09/30/2020 |  |  | VERSACARE BED |  | BEDPATIENTELECTRIC-Hill-Rom-Versacare P3200 |  |  |  |  | BEDPATIENTELECTRIC-Hill-Rom-Versacare P3200 | [9 empty] | MHHS-Northeast
NO | YES |  |  |  |  | O066AD6267 | Hill- Rom | P3200K000500 |  | O066AD6267 | Beds | MHHS-Northeast |  |  |  |  | O066AD6267 | Katy |  | Beds |  | 10/25/2019 | 10/31/2020 |  |  | VERSACARE BED |  | BEDPATIENTELECTRIC-Hill-Rom-Versacare P3200 |  |  |  |  | BEDPATIENTELECTRIC-Hill-Rom-Versacare P3200 | [9 empty] | MHHS-Northeast
NO | YES |  |  |  |  | O077AD6950 | Hill- Rom | P3200K000500 |  | O077AD6950 | Beds | MHHS-Northeast |  |  |  |  | O077AD6950 | Katy |  | Beds |  | 10/25/2019 | 10/31/2020 |  |  | VERSACARE BED |  | BEDPATIENTELECTRIC-Hill-Rom-Versacare P3200 |  |  |  |  | BEDPATIENTELECTRIC-Hill-Rom-Versacare P3200 | [9 empty] | MHHS-Northeast
NO | YES |  |  |  |  | P134AD1464 | Hill- Rom | P3200K000500 |  | P134AD1464 | Beds | MHHS-Southeast |  |  |  |  | P134AD1464 | Southeast & Bay Area |  | Beds |  | 02/14/2019 | 02/29/2020 |  |  | VERSACARE BED |  | BEDPATIENTELECTRIC-Hill-Rom-Versacare P3200 |  |  |  |  | BEDPATIENTELECTRIC-Hill-Rom-Versacare P3200 | [9 empty] | MHHS-Southeast
NO | YES |  |  |  |  | P134AD1482 | Hill- Rom | P3200K000500 |  | P134AD1482 | Beds | MHHS-Southeast |  |  |  |  | P134AD1482 | Southeast & Bay Area |  | Beds |  | 03/27/2019 | 03/31/2020 |  |  | VERSACARE BED |  | BEDPATIENTELECTRIC-Hill-Rom-Versacare P3200 |  |  |  |  | BEDPATIENTELECTRIC-Hill-Rom-Versacare P3200 | [9 empty] | MHHS-Southeast
NO | YES |  |  |  |  | P134AD1505 | Hill- Rom | P3200K000500 |  | P134AD1505 | Beds | MHHS-Southeast |  |  |  |  | P134AD1505 | Southeast & Bay Area |  | Beds |  | 06/24/2019 | 06/30/2020 |  |  | VERSACARE BED |  | BEDPATIENTELECTRIC-Hill-Rom-Versacare P3200 |  |  |  |  | BEDPATIENTELECTRIC-Hill-Rom-Versacare P3200 | [9 empty] | MHHS-Southeast
NO | YES |  |  |  |  | R228AD1508 | Hill- Rom | P3200K000500 |  | R228AD1508 | Beds | MHHS-Southeast |  |  |  |  | R228AD1508 | Southeast & Bay Area |  | Beds |  |  | 08/31/2020 |  |  | VERSACARE BED |  | BEDPATIENTELECTRIC-Hill-Rom-Versacare P3200 |  |  |  |  | BEDPATIENTELECTRIC-Hill-Rom-Versacare P3200 | [9 empty] | MHHS-Southeast
NO | YES |  |  |  |  | R228AD1522 | Hill- Rom | P3200K000500 |  | R228AD1522 | Beds | MHHS-Southeast |  |  |  |  | R228AD1522 | Southeast & Bay Area |  | Beds |  |  | 08/31/2020 |  |  | VERSACARE BED |  | BEDPATIENTELECTRIC-Hill-Rom-Versacare P3200 |  |  |  |  | BEDPATIENTELECTRIC-Hill-Rom-Versacare P3200 | [9 empty] | MHHS-Southeast
NO | YES |  |  |  |  | Q014AD3918 | Hill- Rom | P3200K000500 |  | Q014AD3918 | Beds | MHHS-Southeast |  |  |  |  | Q014AD3918 | Southeast & Bay Area |  | Beds |  |  | 08/31/2020 |  |  | VERSACARE BED |  | BEDPATIENTELECTRIC-Hill-Rom-Versacare P3200 |  |  |  |  | BEDPATIENTELECTRIC-Hill-Rom-Versacare P3200 | [9 empty] | MHHS-Southeast
NO | YES |  |  |  |  | Q014AD3960 | Hill- Rom | P3200K000500 |  | Q014AD3960 | Beds | MHHS-Southeast |  |  |  |  | Q014AD3960 | Southeast & Bay Area |  | Beds |  |  | 08/31/2020 |  |  | VERSACARE BED |  | BEDPATIENTELECTRIC-Hill-Rom-Versacare P3200 |  |  |  |  | BEDPATIENTELECTRIC-Hill-Rom-Versacare P3200 | [9 empty] | MHHS-Southeast
NO | YES |  |  |  |  | Q014AD3962 | Hill- Rom | P3200K000500 |  | Q014AD3962 | Beds | MHHS-Southeast |  |  |  |  | Q014AD3962 | Southeast & Bay Area |  | Beds |  |  | 08/31/2020 |  |  | VERSACARE BED |  | BEDPATIENTELECTRIC-Hill-Rom-Versacare P3200 |  |  |  |  | BEDPATIENTELECTRIC-Hill-Rom-Versacare P3200 | [9 empty] | MHHS-Southeast
NO | YES |  |  |  |  | Q014AD3965 | Hill- Rom | P3200K000500 |  | Q014AD3965 | Beds | MHHS-Southeast |  |  |  |  | Q014AD3965 | Southeast & Bay Area |  | Beds |  |  | 08/31/2020 |  |  | VERSACARE BED |  | BEDPATIENTELECTRIC-Hill-Rom-Versacare P3200 |  |  |  |  | BEDPATIENTELECTRIC-Hill-Rom-Versacare P3200 | [9 empty] | MHHS-Southeast
NO | YES |  |  |  |  | Q027AD4956 | Hill- Rom | P3200K000500 |  | Q027AD4956 | Beds | MHHS-Southeast |  |  |  |  | Q027AD4956 | Southeast & Bay Area |  | Beds |  |  | 08/31/2020 |  |  | VERSACARE BED |  | BEDPATIENTELECTRIC-Hill-Rom-Versacare P3200 |  |  |  |  | BEDPATIENTELECTRIC-Hill-Rom-Versacare P3200 | [9 empty] | MHHS-Southeast
NO | YES |  |  |  |  | P134AD1474 | Hill- Rom | P3200K000500 |  | P134AD1474 | Beds | MHHS-Southwest |  |  |  |  | P134AD1474 | Southwest |  | Beds |  | 01/31/2019 | 01/31/2020 |  |  | VERSACARE BED |  | BEDPATIENTELECTRIC-Hill-Rom-Versacare P3200 |  |  |  |  | BEDPATIENTELECTRIC-Hill-Rom-Versacare P3200 | [9 empty] | MHHS-Southwest
NO | YES |  |  |  |  | P133AD1442 | Hill- Rom | P3200K000500 |  | P133AD1442 | Beds | MHHS-Southwest |  |  |  |  | P133AD1442 | Southwest |  | Beds |  | 02/28/2019 | 02/29/2020 |  |  | VERSACARE BED |  | BEDPATIENTELECTRIC-Hill-Rom-Versacare P3200 |  |  |  |  | BEDPATIENTELECTRIC-Hill-Rom-Versacare P3200 | [9 empty] | MHHS-Southwest
NO | YES |  |  |  |  | P133AD1462 | Hill- Rom | P3200K000500 |  | P133AD1462 | Beds | MHHS-Southwest |  |  |  |  | P133AD1462 | Southwest |  | Beds |  | 03/01/2019 | 02/29/2020 |  |  | VERSACARE BED |  | BEDPATIENTELECTRIC-Hill-Rom-Versacare P3200 |  |  |  |  | BEDPATIENTELECTRIC-Hill-Rom-Versacare P3200 | [9 empty] | MHHS-Southwest
NO | YES |  |  |  |  | P134AD1509 | Hill- Rom | P3200K000500 |  | P134AD1509 | Beds | MHHS-Southwest |  |  |  |  | P134AD1509 | Southwest |  | Beds |  | 02/14/2019 | 02/29/2020 |  |  | VERSACARE BED |  | BEDPATIENTELECTRIC-Hill-Rom-Versacare P3200 |  |  |  |  | BEDPATIENTELECTRIC-Hill-Rom-Versacare P3200 | [9 empty] | MHHS-Southwest
NO | YES |  |  |  |  | P133AD1451 | Hill- Rom | P3200K000500 |  | P133AD1451 | Beds | MHHS-Southwest |  |  |  |  | P133AD1451 | Southwest |  | Beds |  | 03/27/2019 | 03/31/2020 |  |  | VERSACARE BED |  | BEDPATIENTELECTRIC-Hill-Rom-Versacare P3200 |  |  |  |  | BEDPATIENTELECTRIC-Hill-Rom-Versacare P3200 | [9 empty] | MHHS-Southwest
NO | YES |  |  |  |  | P135AD1557 | Hill- Rom | P3200K000500 |  | P135AD1557 | Beds | MHHS-Southwest |  |  |  |  | P135AD1557 | Southwest |  | Beds |  | 03/27/2019 | 03/31/2020 |  |  | VERSACARE BED |  | BEDPATIENTELECTRIC-Hill-Rom-Versacare P3200 |  |  |  |  | BEDPATIENTELECTRIC-Hill-Rom-Versacare P3200 | [9 empty] | MHHS-Southwest
NO | YES |  |  |  |  | P134AD1466 | Hill- Rom | P3200K000500 |  | P134AD1466 | Beds | MHHS-Southwest |  |  |  |  | P134AD1466 | Southwest |  | Beds |  | 04/29/2019 | 04/30/2020 |  |  | VERSACARE BED |  | BEDPATIENTELECTRIC-Hill-Rom-Versacare P3200 |  |  |  |  | BEDPATIENTELECTRIC-Hill-Rom-Versacare P3200 | [9 empty] | MHHS-Southwest
NO | YES |  |  |  |  | P133AD1454 | Hill- Rom | P3200K000500 |  | P133AD1454 | Beds | MHHS-Southwest |  |  |  |  | P133AD1454 | Southwest |  | Beds |  | 05/21/2019 | 05/31/2020 |  |  | VERSACARE BED |  | BEDPATIENTELECTRIC-Hill-Rom-Versacare P3200 |  |  |  |  | BEDPATIENTELECTRIC-Hill-Rom-Versacare P3200 | [9 empty] | MHHS-Southwest
NO | YES |  |  |  |  | P133AD1460 | Hill- Rom | P3200K000500 |  | P133AD1460 | Beds | MHHS-Southwest |  |  |  |  | P133AD1460 | Southwest |  | Beds |  | 05/24/2019 | 05/31/2020 |  |  | VERSACARE BED |  | BEDPATIENTELECTRIC-Hill-Rom-Versacare P3200 |  |  |  |  | BEDPATIENTELECTRIC-Hill-Rom-Versacare P3200 | [9 empty] | MHHS-Southwest
NO | YES |  |  |  |  | R225AD1481 | Hill- Rom | P3200K000500 |  | R225AD1481 | Beds | MHHS-Southwest |  |  |  |  | R225AD1481 | Southwest |  | Beds |  |  | 08/31/2020 |  |  | VERSACARE BED |  | BEDPATIENTELECTRIC-Hill-Rom-Versacare P3200 |  |  |  |  | BEDPATIENTELECTRIC-Hill-Rom-Versacare P3200 | [9 empty] | MHHS-Southwest
NO | YES |  |  |  |  | R225AD1500 | Hill- Rom | P3200K000500 |  | R225AD1500 | Beds | MHHS-Southwest |  |  |  |  | R225AD1500 | Southwest |  | Beds |  |  | 08/31/2020 |  |  | VERSACARE BED |  | BEDPATIENTELECTRIC-Hill-Rom-Versacare P3200 |  |  |  |  | BEDPATIENTELECTRIC-Hill-Rom-Versacare P3200 | [9 empty] | MHHS-Southwest
NO | YES |  |  |  |  | R228AD1502 | Hill- Rom | P3200K000500 |  | R228AD1502 | Beds | MHHS-Southwest |  |  |  |  | R228AD1502 | Southwest |  | Beds |  |  | 08/31/2020 |  |  | VERSACARE BED |  | BEDPATIENTELECTRIC-Hill-Rom-Versacare P3200 |  |  |  |  | BEDPATIENTELECTRIC-Hill-Rom-Versacare P3200 | [9 empty] | MHHS-Southwest
NO | YES |  |  |  |  | R228AD1520 | Hill- Rom | P3200K000500 |  | R228AD1520 | Beds | MHHS-Southwest |  |  |  |  | R228AD1520 | Southwest |  | Beds |  |  | 08/31/2020 |  |  | VERSACARE BED |  | BEDPATIENTELECTRIC-Hill-Rom-Versacare P3200 |  |  |  |  | BEDPATIENTELECTRIC-Hill-Rom-Versacare P3200 | [9 empty] | MHHS-Southwest
NO | YES |  |  |  |  | P134AD1484 | Hill- Rom | P3200K000500 |  | P134AD1484 | Beds | MHHS-Southwest |  |  |  |  | P134AD1484 | Southwest |  | Beds |  | 10/21/2019 | 10/31/2020 |  |  | VERSACARE BED |  | BEDPATIENTELECTRIC-Hill-Rom-Versacare P3200 |  |  |  |  | BEDPATIENTELECTRIC-Hill-Rom-Versacare P3200 | [9 empty] | MHHS-Southwest
NO | YES |  |  |  |  | N060AD8383 | Hill- Rom | P3200K000500 |  | N060AD8383 | Beds | MHHS-TMC |  |  |  |  | N060AD8383 | TMC |  | Beds |  | 02/21/2019 | 02/29/2020 |  |  | VERSACARE BED |  | BEDPATIENTELECTRIC-Hill-Rom-Versacare P3200 |  |  |  |  | BEDPATIENTELECTRIC-Hill-Rom-Versacare P3200 | [9 empty] | MHHS-TMC
NO | YES |  |  |  |  | O071AD6496 | Hill- Rom | P3200K000500 |  | O071AD6496 | Beds | MHHS-TMC |  |  |  |  | O071AD6496 | TMC |  | Beds |  | 02/26/2019 | 02/29/2020 |  |  | VERSACARE BED |  | BEDPATIENTELECTRIC-Hill-Rom-Versacare P3200 |  |  |  |  | BEDPATIENTELECTRIC-Hill-Rom-Versacare P3200 | [9 empty] | MHHS-TMC
NO | YES |  |  |  |  | N076AD9436 | Hill- Rom | P3200K000500 |  | N076AD9436 | Beds | MHHS-TMC |  |  |  |  | N076AD9436 | TMC |  | Beds |  | 03/22/2019 | 03/31/2020 |  |  | VERSACARE BED |  | BEDPATIENTELECTRIC-Hill-Rom-Versacare P3200 |  |  |  |  | BEDPATIENTELECTRIC-Hill-Rom-Versacare P3200 | [9 empty] | MHHS-TMC
NO | YES |  |  |  |  | O066AD6269 | Hill- Rom | P3200K000500 |  | O066AD6269 | Beds | MHHS-TMC |  |  |  |  | O066AD6269 | TMC |  | Beds |  | 03/14/2019 | 03/31/2020 |  |  | VERSACARE BED |  | BEDPATIENTELECTRIC-Hill-Rom-Versacare P3200 |  |  |  |  | BEDPATIENTELECTRIC-Hill-Rom-Versacare P3200 | [9 empty] | MHHS-TMC
NO | YES |  |  |  |  | O066AD6271 | Hill- Rom | P3200K000500 |  | O066AD6271 | Beds | MHHS-TMC |  |  |  |  | O066AD6271 | TMC |  | Beds |  | 03/25/2019 | 03/31/2020 |  |  | VERSACARE BED |  | BEDPATIENTELECTRIC-Hill-Rom-Versacare P3200 |  |  |  |  | BEDPATIENTELECTRIC-Hill-Rom-Versacare P3200 | [9 empty] | MHHS-TMC
NO | YES |  |  |  |  | O066AD6275 | Hill- Rom | P3200K000500 |  | O066AD6275 | Beds | MHHS-TMC |  |  |  |  | O066AD6275 | TMC |  | Beds |  | 03/25/2019 | 03/31/2020 |  |  | VERSACARE BED |  | BEDPATIENTELECTRIC-Hill-Rom-Versacare P3200 |  |  |  |  | BEDPATIENTELECTRIC-Hill-Rom-Versacare P3200 | [9 empty] | MHHS-TMC
NO | YES |  |  |  |  | O071AD6505 | Hill- Rom | P3200K000500 |  | O071AD6505 | Beds | MHHS-TMC |  |  |  |  | O071AD6505 | TMC |  | Beds |  | 03/25/2019 | 03/31/2020 |  |  | VERSACARE BED |  | BEDPATIENTELECTRIC-Hill-Rom-Versacare P3200 |  |  |  |  | BEDPATIENTELECTRIC-Hill-Rom-Versacare P3200 | [9 empty] | MHHS-TMC
NO | YES |  |  |  |  | O077AD6925 | Hill- Rom | P3200K000500 |  | O077AD6925 | Beds | MHHS-TMC |  |  |  |  | O077AD6925 | TMC |  | Beds |  | 03/25/2019 | 03/31/2020 |  |  | VERSACARE BED |  | BEDPATIENTELECTRIC-Hill-Rom-Versacare P3200 |  |  |  |  | BEDPATIENTELECTRIC-Hill-Rom-Versacare P3200 | [9 empty] | MHHS-TMC
NO | YES |  |  |  |  | O077AD6933 | Hill- Rom | P3200K000500 |  | O077AD6933 | Beds | MHHS-TMC |  |  |  |  | O077AD6933 | TMC |  | Beds |  | 03/12/2019 | 03/31/2020 |  |  | VERSACARE BED |  | BEDPATIENTELECTRIC-Hill-Rom-Versacare P3200 |  |  |  |  | BEDPATIENTELECTRIC-Hill-Rom-Versacare P3200 | [9 empty] | MHHS-TMC
NO | YES |  |  |  |  | O077AD6958 | Hill- Rom | P3200K000500 |  | O077AD6958 | Beds | MHHS-TMC |  |  |  |  | O077AD6958 | TMC |  | Beds |  | 03/14/2019 | 03/31/2020 |  |  | VERSACARE BED |  | BEDPATIENTELECTRIC-Hill-Rom-Versacare P3200 |  |  |  |  | BEDPATIENTELECTRIC-Hill-Rom-Versacare P3200 | [9 empty] | MHHS-TMC
NO | YES |  |  |  |  | N060AD8364 | Hill- Rom | P3200K000500 |  | N060AD8364 | Beds | MHHS-TMC |  |  |  |  | N060AD8364 | TMC |  | Beds |  | 04/30/2019 | 04/30/2020 |  |  | VERSACARE BED |  | BEDPATIENTELECTRIC-Hill-Rom-Versacare P3200 |  |  |  |  | BEDPATIENTELECTRIC-Hill-Rom-Versacare P3200 | [9 empty] | MHHS-TMC
NO | YES |  |  |  |  | N060AD8382 | Hill- Rom | P3200K000500 |  | N060AD8382 | Beds | MHHS-TMC |  |  |  |  | N060AD8382 | TMC |  | Beds |  | 04/30/2019 | 04/30/2020 |  |  | VERSACARE BED |  | BEDPATIENTELECTRIC-Hill-Rom-Versacare P3200 |  |  |  |  | BEDPATIENTELECTRIC-Hill-Rom-Versacare P3200 | [9 empty] | MHHS-TMC
NO | YES |  |  |  |  | O077AD6948 | Hill- Rom | P3200K000500 |  | O077AD6948 | Beds | MHHS-TMC |  |  |  |  | O077AD6948 | TMC |  | Beds |  | 04/30/2019 | 04/30/2020 |  |  | VERSACARE BED |  | BEDPATIENTELECTRIC-Hill-Rom-Versacare P3200 |  |  |  |  | BEDPATIENTELECTRIC-Hill-Rom-Versacare P3200 | [9 empty] | MHHS-TMC
NO | YES |  |  |  |  | N060AD8356 | Hill- Rom | P3200K000500 |  | N060AD8356 | Beds | MHHS-TMC |  |  |  |  | N060AD8356 | TMC |  | Beds |  | 05/22/2019 | 05/31/2020 |  |  | VERSACARE BED |  | BEDPATIENTELECTRIC-Hill-Rom-Versacare P3200 |  |  |  |  | BEDPATIENTELECTRIC-Hill-Rom-Versacare P3200 | [9 empty] | MHHS-TMC
NO | YES |  |  |  |  | O071AD6499 | Hill- Rom | P3200K000500 |  | O071AD6499 | Beds | MHHS-TMC |  |  |  |  | O071AD6499 | TMC |  | Beds |  | 05/31/2019 | 05/31/2020 |  |  | VERSACARE BED |  | BEDPATIENTELECTRIC-Hill-Rom-Versacare P3200 |  |  |  |  | BEDPATIENTELECTRIC-Hill-Rom-Versacare P3200 | [9 empty] | MHHS-TMC
NO | YES |  |  |  |  | O077AD6939 | Hill- Rom | P3200K000500 |  | O077AD6939 | Beds | MHHS-TMC |  |  |  |  | O077AD6939 | TMC |  | Beds |  | 05/23/2019 | 05/31/2020 |  |  | VERSACARE BED |  | BEDPATIENTELECTRIC-Hill-Rom-Versacare P3200 |  |  |  |  | BEDPATIENTELECTRIC-Hill-Rom-Versacare P3200 | [9 empty] | MHHS-TMC
NO | YES |  |  |  |  | N060AD8371 | Hill- Rom | P3200K000500 |  | N060AD8371 | Beds | MHHS-TMC |  |  |  |  | N060AD8371 | TMC |  | Beds |  | 06/21/2019 | 06/30/2020 |  |  | VERSACARE BED |  | BEDPATIENTELECTRIC-Hill-Rom-Versacare P3200 |  |  |  |  | BEDPATIENTELECTRIC-Hill-Rom-Versacare P3200 | [9 empty] | MHHS-TMC
NO | YES |  |  |  |  | N076AD9445 | Hill- Rom | P3200K000500 |  | N076AD9445 | Beds | MHHS-TMC |  |  |  |  | N076AD9445 | TMC |  | Beds |  | 07/15/2019 | 07/31/2020 |  |  | VERSACARE BED |  | BEDPATIENTELECTRIC-Hill-Rom-Versacare P3200 |  |  |  |  | BEDPATIENTELECTRIC-Hill-Rom-Versacare P3200 | [9 empty] | MHHS-TMC
NO | YES |  |  |  |  | O077AD6929 | Hill- Rom | P3200K000500 |  | O077AD6929 | Beds | MHHS-TMC |  |  |  |  | O077AD6929 | TMC |  | Beds |  | 07/09/2019 | 07/31/2020 |  |  | VERSACARE BED |  | BEDPATIENTELECTRIC-Hill-Rom-Versacare P3200 |  |  |  |  | BEDPATIENTELECTRIC-Hill-Rom-Versacare P3200 | [9 empty] | MHHS-TMC
NO | YES |  |  |  |  | N060AD8376 | Hill- Rom | P3200K000500 |  | N060AD8376 | Beds | MHHS-TMC |  |  |  |  | N060AD8376 | TMC |  | Beds |  | 08/07/2019 | 08/31/2020 |  |  | VERSACARE BED |  | BEDPATIENTELECTRIC-Hill-Rom-Versacare P3200 |  |  |  |  | BEDPATIENTELECTRIC-Hill-Rom-Versacare P3200 | [9 empty] | MHHS-TMC
NO | YES |  |  |  |  | N060AD8385 | Hill- Rom | P3200K000500 |  | N060AD8385 | Beds | MHHS-TMC |  |  |  |  | N060AD8385 | TMC |  | Beds |  | 08/22/2019 | 08/31/2020 |  |  | VERSACARE BED |  | BEDPATIENTELECTRIC-Hill-Rom-Versacare P3200 |  |  |  |  | BEDPATIENTELECTRIC-Hill-Rom-Versacare P3200 | [9 empty] | MHHS-TMC
NO | YES |  |  |  |  | N060AD8388 | Hill- Rom | P3200K000500 |  | N060AD8388 | Beds | MHHS-TMC |  |  |  |  | N060AD8388 | TMC |  | Beds |  |  | 08/31/2020 |  |  | VERSACARE BED |  | BEDPATIENTELECTRIC-Hill-Rom-Versacare P3200 |  |  |  |  | BEDPATIENTELECTRIC-Hill-Rom-Versacare P3200 | [9 empty] | MHHS-TMC
NO | YES |  |  |  |  | N060AD8400 | Hill- Rom | P3200K000500 |  | N060AD8400 | Beds | MHHS-TMC |  |  |  |  | N060AD8400 | TMC |  | Beds |  |  | 08/31/2020 |  |  | VERSACARE BED |  | BEDPATIENTELECTRIC-Hill-Rom-Versacare P3200 |  |  |  |  | BEDPATIENTELECTRIC-Hill-Rom-Versacare P3200 | [9 empty] | MHHS-TMC
NO | YES |  |  |  |  | N079AD9451 | Hill- Rom | P3200K000500 |  | N079AD9451 | Beds | MHHS-TMC |  |  |  |  | N079AD9451 | TMC |  | Beds |  | 08/08/2019 | 08/31/2020 |  |  | VERSACARE BED |  | BEDPATIENTELECTRIC-Hill-Rom-Versacare P3200 |  |  |  |  | BEDPATIENTELECTRIC-Hill-Rom-Versacare P3200 | [9 empty] | MHHS-TMC
NO | YES |  |  |  |  | O077AD6945 | Hill- Rom | P3200K000500 |  | O077AD6945 | Beds | MHHS-TMC |  |  |  |  | O077AD6945 | TMC |  | Beds |  |  | 08/31/2020 |  |  | VERSACARE BED |  | BEDPATIENTELECTRIC-Hill-Rom-Versacare P3200 |  |  |  |  | BEDPATIENTELECTRIC-Hill-Rom-Versacare P3200 | [9 empty] | MHHS-TMC
NO | YES |  |  |  |  | O077AD6949 | Hill- Rom | P3200K000500 |  | O077AD6949 | Beds | MHHS-TMC |  |  |  |  | O077AD6949 | TMC |  | Beds |  |  | 08/31/2020 |  |  | VERSACARE BED |  | BEDPATIENTELECTRIC-Hill-Rom-Versacare P3200 |  |  |  |  | BEDPATIENTELECTRIC-Hill-Rom-Versacare P3200 | [9 empty] | MHHS-TMC
NO | YES |  |  |  |  | O077AD6952 | Hill- Rom | P3200K000500 |  | O077AD6952 | Beds | MHHS-TMC |  |  |  |  | O077AD6952 | TMC |  | Beds |  | 08/12/2019 | 08/31/2020 |  |  | VERSACARE BED |  | BEDPATIENTELECTRIC-Hill-Rom-Versacare P3200 |  |  |  |  | BEDPATIENTELECTRIC-Hill-Rom-Versacare P3200 | [9 empty] | MHHS-TMC
NO | YES |  |  |  |  | N059AD8304 | Hill- Rom | P3200K000500 |  | N059AD8304 | Beds | MHHS-TMC |  |  |  |  | N059AD8304 | TMC |  | Beds |  | 09/06/2019 | 09/30/2020 |  |  | VERSACARE BED |  | BEDPATIENTELECTRIC-Hill-Rom-Versacare P3200 |  |  |  |  | BEDPATIENTELECTRIC-Hill-Rom-Versacare P3200 | [9 empty] | MHHS-TMC
NO | YES |  |  |  |  | O066AD6273 | Hill- Rom | P3200K000500 |  | O066AD6273 | Beds | MHHS-TMC |  |  |  |  | O066AD6273 | TMC |  | Beds |  | 09/06/2019 | 09/30/2020 |  |  | VERSACARE BED |  | BEDPATIENTELECTRIC-Hill-Rom-Versacare P3200 |  |  |  |  | BEDPATIENTELECTRIC-Hill-Rom-Versacare P3200 | [9 empty] | MHHS-TMC
NO | YES |  |  |  |  | N060AD8373 | Hill- Rom | P3200K000500 |  | N060AD8373 | Beds | MHHS-TMC |  |  |  |  | N060AD8373 | TMC |  | Beds |  | 10/16/2019 | 10/31/2020 |  |  | VERSACARE BED |  | BEDPATIENTELECTRIC-Hill-Rom-Versacare P3200 |  |  |  |  | BEDPATIENTELECTRIC-Hill-Rom-Versacare P3200 | [9 empty] | MHHS-TMC
NO | YES |  |  |  |  | N060AD8394 | Hill- Rom | P3200K000500 |  | N060AD8394 | Beds | MHHS-TMC |  |  |  |  | N060AD8394 | TMC |  | Beds |  | 10/18/2019 | 10/31/2020 |  |  | VERSACARE BED |  | BEDPATIENTELECTRIC-Hill-Rom-Versacare P3200 |  |  |  |  | BEDPATIENTELECTRIC-Hill-Rom-Versacare P3200 | [9 empty] | MHHS-TMC
NO | YES |  |  |  |  | N060AD8403 | Hill- Rom | P3200K000500 |  | N060AD8403 | Beds | MHHS-TMC |  |  |  |  | N060AD8403 | TMC |  | Beds |  | 10/16/2019 | 10/31/2020 |  |  | VERSACARE BED |  | BEDPATIENTELECTRIC-Hill-Rom-Versacare P3200 |  |  |  |  | BEDPATIENTELECTRIC-Hill-Rom-Versacare P3200 | [9 empty] | MHHS-TMC
NO | YES |  |  |  |  | N060AD8405 | Hill- Rom | P3200K000500 |  | N060AD8405 | Beds | MHHS-TMC |  |  |  |  | N060AD8405 | TMC |  | Beds |  | 10/16/2019 | 10/31/2020 |  |  | VERSACARE BED |  | BEDPATIENTELECTRIC-Hill-Rom-Versacare P3200 |  |  |  |  | BEDPATIENTELECTRIC-Hill-Rom-Versacare P3200 | [9 empty] | MHHS-TMC
NO | YES |  |  |  |  | O077AD6923 | Hill- Rom | P3200K000500 |  | O077AD6923 | Beds | MHHS-TMC |  |  |  |  | O077AD6923 | TMC |  | Beds |  | 10/16/2019 | 10/31/2020 |  |  | VERSACARE BED |  | BEDPATIENTELECTRIC-Hill-Rom-Versacare P3200 |  |  |  |  | BEDPATIENTELECTRIC-Hill-Rom-Versacare P3200 | [9 empty] | MHHS-TMC
NO | YES |  |  |  |  | O077AD6935 | Hill- Rom | P3200K000500 |  | O077AD6935 | Beds | MHHS-TMC |  |  |  |  | O077AD6935 | TMC |  | Beds |  | 01/14/2020 | 01/31/2021 |  |  | VERSACARE BED |  | BEDPATIENTELECTRIC-Hill-Rom-Versacare P3200 |  |  |  |  | BEDPATIENTELECTRIC-Hill-Rom-Versacare P3200 | [9 empty] | MHHS-TMC
NO | YES |  |  |  |  | O077AD6954 | Hill- Rom | P3200K000500 |  | O077AD6954 | Beds | MHHS-TMC |  |  |  |  | O077AD6954 | TMC |  | Beds |  | 01/07/2020 | 01/31/2021 |  |  | VERSACARE BED |  | BEDPATIENTELECTRIC-Hill-Rom-Versacare P3200 |  |  |  |  | BEDPATIENTELECTRIC-Hill-Rom-Versacare P3200 | [9 empty] | MHHS-TMC
NO | YES |  |  |  |  | R062AD4410 | Hill- Rom | P3200K000500 |  | R062AD4410 | Beds | MHHS-WOODLANDS |  |  |  |  | R062AD4410 | Woodlands |  | Beds |  |  | 08/31/2020 |  |  | VERSACARE BED |  | BEDPATIENTELECTRIC-Hill-Rom-Versacare P3200 |  |  |  |  | BEDPATIENTELECTRIC-Hill-Rom-Versacare P3200 | [9 empty] | MHHS-WOODLANDS
NO | YES |  |  |  |  | R126AD7042 | Hill- Rom | P3200K000500 |  | R126AD7042 | Beds | MHHS-WOODLANDS |  |  |  |  | R126AD7042 | Woodlands |  | Beds |  |  | 08/31/2020 |  |  | VERSACARE BED |  | BEDPATIENTELECTRIC-Hill-Rom-Versacare P3200 |  |  |  |  | BEDPATIENTELECTRIC-Hill-Rom-Versacare P3200 | [9 empty] | MHHS-WOODLANDS
NO | YES |  |  |  |  | R126AD7044 | Hill- Rom | P3200K000500 |  | R126AD7044 | Beds | MHHS-WOODLANDS |  |  |  |  | R126AD7044 | Woodlands |  | Beds |  |  | 08/31/2020 |  |  | VERSACARE BED |  | BEDPATIENTELECTRIC-Hill-Rom-Versacare P3200 |  |  |  |  | BEDPATIENTELECTRIC-Hill-Rom-Versacare P3200 | [9 empty] | MHHS-WOODLANDS
NO | YES |  |  |  |  | R126AD7046 | Hill- Rom | P3200K000500 |  | R126AD7046 | Beds | MHHS-WOODLANDS |  |  |  |  | R126AD7046 | Woodlands |  | Beds |  |  | 08/31/2020 |  |  | VERSACARE BED |  | BEDPATIENTELECTRIC-Hill-Rom-Versacare P3200 |  |  |  |  | BEDPATIENTELECTRIC-Hill-Rom-Versacare P3200 | [9 empty] | MHHS-WOODLANDS
NO | YES |  |  |  |  | R126AD7048 | Hill- Rom | P3200K000500 |  | R126AD7048 | Beds | MHHS-WOODLANDS |  |  |  |  | R126AD7048 | Woodlands |  | Beds |  |  | 08/31/2020 |  |  | VERSACARE BED |  | BEDPATIENTELECTRIC-Hill-Rom-Versacare P3200 |  |  |  |  | BEDPATIENTELECTRIC-Hill-Rom-Versacare P3200 | [9 empty] | MHHS-WOODLANDS
NO | YES |  |  |  |  | R127AD7113 | Hill- Rom | P3200K000500 |  | R127AD7113 | Beds | MHHS-WOODLANDS |  |  |  |  | R127AD7113 | Woodlands |  | Beds |  |  | 08/31/2020 |  |  | VERSACARE BED |  | BEDPATIENTELECTRIC-Hill-Rom-Versacare P3200 |  |  |  |  | BEDPATIENTELECTRIC-Hill-Rom-Versacare P3200 | [9 empty] | MHHS-WOODLANDS
NO | YES |  |  |  |  | R127AD7116 | Hill- Rom | P3200K000500 |  | R127AD7116 | Beds | MHHS-WOODLANDS |  |  |  |  | R127AD7116 | Woodlands |  | Beds |  |  | 08/31/2020 |  |  | VERSACARE BED |  | BEDPATIENTELECTRIC-Hill-Rom-Versacare P3200 |  |  |  |  | BEDPATIENTELECTRIC-Hill-Rom-Versacare P3200 | [9 empty] | MHHS-WOODLANDS
NO | YES |  |  |  |  | R168AD8925 | Hill- Rom | P3200K000500 |  | R168AD8925 | Beds | MHHS-WOODLANDS |  |  |  |  | R168AD8925 | Woodlands |  | Beds |  |  | 08/31/2020 |  |  | VERSACARE BED |  | BEDPATIENTELECTRIC-Hill-Rom-Versacare P3200 |  |  |  |  | BEDPATIENTELECTRIC-Hill-Rom-Versacare P3200 | [9 empty] | MHHS-WOODLANDS
NO | YES |  |  |  |  | R168AD8931 | Hill- Rom | P3200K000500 |  | R168AD8931 | Beds | MHHS-WOODLANDS |  |  |  |  | R168AD8931 | Woodlands |  | Beds |  |  | 08/31/2020 |  |  | VERSACARE BED |  | BEDPATIENTELECTRIC-Hill-Rom-Versacare P3200 |  |  |  |  | BEDPATIENTELECTRIC-Hill-Rom-Versacare P3200 | [9 empty] | MHHS-WOODLANDS
NO | YES |  |  |  |  | R168AD8932 | Hill- Rom | P3200K000500 |  | R168AD8932 | Beds | MHHS-WOODLANDS |  |  |  |  | R168AD8932 | Woodlands |  | Beds |  |  | 08/31/2020 |  |  | VERSACARE BED |  | BEDPATIENTELECTRIC-Hill-Rom-Versacare P3200 |  |  |  |  | BEDPATIENTELECTRIC-Hill-Rom-Versacare P3200 | [9 empty] | MHHS-WOODLANDS
NO | YES |  |  |  |  | R168AD8933 | Hill- Rom | P3200K000500 |  | R168AD8933 | Beds | MHHS-WOODLANDS |  |  |  |  | R168AD8933 | Woodlands |  | Beds |  |  | 08/31/2020 |  |  | VERSACARE BED |  | BEDPATIENTELECTRIC-Hill-Rom-Versacare P3200 |  |  |  |  | BEDPATIENTELECTRIC-Hill-Rom-Versacare P3200 | [9 empty] | MHHS-WOODLANDS
NO | YES |  |  |  |  | R168AD8934 | Hill- Rom | P3200K000500 |  | R168AD8934 | Beds | MHHS-WOODLANDS |  |  |  |  | R168AD8934 | Woodlands |  | Beds |  |  | 08/31/2020 |  |  | VERSACARE BED |  | BEDPATIENTELECTRIC-Hill-Rom-Versacare P3200 |  |  |  |  | BEDPATIENTELECTRIC-Hill-Rom-Versacare P3200 | [9 empty] | MHHS-WOODLANDS
NO | YES |  |  |  |  | R168AD8936 | Hill- Rom | P3200K000500 |  | R168AD8936 | Beds | MHHS-WOODLANDS |  |  |  |  | R168AD8936 | Woodlands |  | Beds |  |  | 08/31/2020 |  |  | VERSACARE BED |  | BEDPATIENTELECTRIC-Hill-Rom-Versacare P3200 |  |  |  |  | BEDPATIENTELECTRIC-Hill-Rom-Versacare P3200 | [9 empty] | MHHS-WOODLANDS
NO | YES |  |  |  |  | R013AD1595 | Hill- Rom | P3200K000567 |  | R013AD1595 | Beds | MHHS-Katy |  |  |  |  | R013AD1595 | Katy |  | Beds |  |  | 08/31/2020 |  |  | VERSACARE BED |  | BEDPATIENTELECTRIC-Hill-Rom-Versacare P3200 |  |  |  |  | BEDPATIENTELECTRIC-Hill-Rom-Versacare P3200 | [9 empty] | MHHS-Katy
NO | YES |  |  |  |  | O268AD4906 | Hill- Rom | P3200K000567 |  | O268AD4906 | Beds | MHHS-Northeast |  |  |  |  | O268AD4906 | Katy |  | Beds |  | 05/31/2019 | 05/31/2020 |  |  | VERSACARE BED |  | BEDPATIENTELECTRIC-Hill-Rom-Versacare P3200 |  |  |  |  | BEDPATIENTELECTRIC-Hill-Rom-Versacare P3200 | [9 empty] | MHHS-Northeast
NO | YES |  |  |  |  | Q056AD6706 | Hill- Rom | P3200K000567 |  | Q056AD6706 | Beds | MHHS-Northeast |  |  |  |  | Q056AD6706 | Katy |  | Beds |  |  | 08/31/2020 |  |  | VERSACARE BED |  | BEDPATIENTELECTRIC-Hill-Rom-Versacare P3200 |  |  |  |  | BEDPATIENTELECTRIC-Hill-Rom-Versacare P3200 | [9 empty] | MHHS-Northeast
NO | YES |  |  |  |  | Q056AD6716 | Hill- Rom | P3200K000567 |  | Q056AD6716 | Beds | MHHS-Northeast |  |  |  |  | Q056AD6716 | Katy |  | Beds |  |  | 08/31/2020 |  |  | VERSACARE BED |  | BEDPATIENTELECTRIC-Hill-Rom-Versacare P3200 |  |  |  |  | BEDPATIENTELECTRIC-Hill-Rom-Versacare P3200 | [9 empty] | MHHS-Northeast
NO | YES |  |  |  |  | Q056AD6732 | Hill- Rom | P3200K000567 |  | Q056AD6732 | Beds | MHHS-Northeast |  |  |  |  | Q056AD6732 | Katy |  | Beds |  |  | 08/31/2020 |  |  | VERSACARE BED |  | BEDPATIENTELECTRIC-Hill-Rom-Versacare P3200 |  |  |  |  | BEDPATIENTELECTRIC-Hill-Rom-Versacare P3200 | [9 empty] | MHHS-Northeast
NO | YES |  |  |  |  | Q056AD6764 | Hill- Rom | P3200K000567 |  | Q056AD6764 | Beds | MHHS-Northeast |  |  |  |  | Q056AD6764 | Katy |  | Beds |  |  | 08/31/2020 |  |  | VERSACARE BED |  | BEDPATIENTELECTRIC-Hill-Rom-Versacare P3200 |  |  |  |  | BEDPATIENTELECTRIC-Hill-Rom-Versacare P3200 | [9 empty] | MHHS-Northeast
NO | YES |  |  |  |  | O143AD9431 | Hill- Rom | P3200K000567 |  | O143AD9431 | Beds | MHHS-Northeast |  |  |  |  | O143AD9431 | Katy |  | Beds |  | 09/09/2019 | 09/30/2020 |  |  | VERSACARE BED |  | BEDPATIENTELECTRIC-Hill-Rom-Versacare P3200 |  |  |  |  | BEDPATIENTELECTRIC-Hill-Rom-Versacare P3200 | [9 empty] | MHHS-Northeast
NO | YES |  |  |  |  | O143AD9422 | Hill- Rom | P3200K000567 |  | O143AD9422 | Beds | MHHS-Northeast |  |  |  |  | O143AD9422 | Katy |  | Beds |  | 01/03/2020 | 01/31/2021 |  |  | VERSACARE BED |  | BEDPATIENTELECTRIC-Hill-Rom-Versacare P3200 |  |  |  |  | BEDPATIENTELECTRIC-Hill-Rom-Versacare P3200 | [9 empty] | MHHS-Northeast
NO | YES |  |  |  |  | O291AD5503 | Hill- Rom | P3200K000567 |  | O291AD5503 | Beds | MHHS-Northeast |  |  |  |  | O291AD5503 | Katy |  | Beds |  |  | 08/31/2020 |  |  | VERSACARE BED |  | BEDPATIENTELECTRIC-Hill-Rom-Versacare P3200 |  |  |  |  | BEDPATIENTELECTRIC-Hill-Rom-Versacare P3200 | [9 empty] | MHHS-Northeast
NO | YES |  |  |  |  | Q090AD8632 | Hill- Rom | P3200K000567 |  | Q090AD8632 | Beds | MHHS-Southeast |  |  |  |  | Q090AD8632 | Southeast & Bay Area |  | Beds |  |  | 08/31/2020 |  |  | VERSACARE BED |  | BEDPATIENTELECTRIC-Hill-Rom-Versacare P3200 |  |  |  |  | BEDPATIENTELECTRIC-Hill-Rom-Versacare P3200 | [9 empty] | MHHS-Southeast
NO | YES |  |  |  |  | Q090AD8638 | Hill- Rom | P3200K000567 |  | Q090AD8638 | Beds | MHHS-Southeast |  |  |  |  | Q090AD8638 | Southeast & Bay Area |  | Beds |  |  | 08/31/2020 |  |  | VERSACARE BED |  | BEDPATIENTELECTRIC-Hill-Rom-Versacare P3200 |  |  |  |  | BEDPATIENTELECTRIC-Hill-Rom-Versacare P3200 | [9 empty] | MHHS-Southeast
NO | YES |  |  |  |  | Q091AD8650 | Hill- Rom | P3200K000567 |  | Q091AD8650 | Beds | MHHS-Southeast |  |  |  |  | Q091AD8650 | Southeast & Bay Area |  | Beds |  |  | 08/31/2020 |  |  | VERSACARE BED |  | BEDPATIENTELECTRIC-Hill-Rom-Versacare P3200 |  |  |  |  | BEDPATIENTELECTRIC-Hill-Rom-Versacare P3200 | [9 empty] | MHHS-Southeast
NO | YES |  |  |  |  | Q126AD9993 | Hill- Rom | P3200K000567 |  | Q126AD9993 | Beds | MHHS-Southeast |  |  |  |  | Q126AD9993 | Southeast & Bay Area |  | Beds |  |  | 08/31/2020 |  |  | VERSACARE BED |  | BEDPATIENTELECTRIC-Hill-Rom-Versacare P3200 |  |  |  |  | BEDPATIENTELECTRIC-Hill-Rom-Versacare P3200 | [9 empty] | MHHS-Southeast
NO | YES |  |  |  |  | Q126AD9997 | Hill- Rom | P3200K000567 |  | Q126AD9997 | Beds | MHHS-Southeast |  |  |  |  | Q126AD9997 | Southeast & Bay Area |  | Beds |  |  | 08/31/2020 |  |  | VERSACARE BED |  | BEDPATIENTELECTRIC-Hill-Rom-Versacare P3200 |  |  |  |  | BEDPATIENTELECTRIC-Hill-Rom-Versacare P3200 | [9 empty] | MHHS-Southeast
NO | YES |  |  |  |  | P204AD4013 | Hill- Rom | P3200K000567 |  | P204AD4013 | Beds | MHHS-Sugarland |  |  |  |  | P204AD4013 | Sugar Land |  | Beds |  |  | 08/31/2020 |  |  | VERSACARE BED |  | BEDPATIENTELECTRIC-Hill-Rom-Versacare P3200 |  |  |  |  | BEDPATIENTELECTRIC-Hill-Rom-Versacare P3200 | [9 empty] | MHHS-Sugarland
NO | YES |  |  |  |  | P204AD4014 | Hill- Rom | P3200K000567 |  | P204AD4014 | Beds | MHHS-Sugarland |  |  |  |  | P204AD4014 | Sugar Land |  | Beds |  |  | 08/31/2020 |  |  | VERSACARE BED |  | BEDPATIENTELECTRIC-Hill-Rom-Versacare P3200 |  |  |  |  | BEDPATIENTELECTRIC-Hill-Rom-Versacare P3200 | [9 empty] | MHHS-Sugarland
NO | YES |  |  |  |  | P205AD4038 | Hill- Rom | P3200K000567 |  | P205AD4038 | Beds | MHHS-Sugarland |  |  |  |  | P205AD4038 | Sugar Land |  | Beds |  |  | 08/31/2020 |  |  | VERSACARE BED |  | BEDPATIENTELECTRIC-Hill-Rom-Versacare P3200 |  |  |  |  | BEDPATIENTELECTRIC-Hill-Rom-Versacare P3200 | [9 empty] | MHHS-Sugarland
NO | YES |  |  |  |  | P205AD4042 | Hill- Rom | P3200K000567 |  | P205AD4042 | Beds | MHHS-Sugarland |  |  |  |  | P205AD4042 | Sugar Land |  | Beds |  |  | 08/31/2020 |  |  | VERSACARE BED |  | BEDPATIENTELECTRIC-Hill-Rom-Versacare P3200 |  |  |  |  | BEDPATIENTELECTRIC-Hill-Rom-Versacare P3200 | [9 empty] | MHHS-Sugarland
NO | YES |  |  |  |  | R196AD9933 | Hill- Rom | P3200K000567 |  | R196AD9933 | Beds | MHHS-Sugarland |  |  |  |  | R196AD9933 | Sugar Land |  | Beds |  |  | 08/31/2020 |  |  | VERSACARE BED |  | BEDPATIENTELECTRIC-Hill-Rom-Versacare P3200 |  |  |  |  | BEDPATIENTELECTRIC-Hill-Rom-Versacare P3200 | [9 empty] | MHHS-Sugarland
NO | YES |  |  |  |  | R196AD9936 | Hill- Rom | P3200K000567 |  | R196AD9936 | Beds | MHHS-Sugarland |  |  |  |  | R196AD9936 | Sugar Land |  | Beds |  |  | 08/31/2020 |  |  | VERSACARE BED |  | BEDPATIENTELECTRIC-Hill-Rom-Versacare P3200 |  |  |  |  | BEDPATIENTELECTRIC-Hill-Rom-Versacare P3200 | [9 empty] | MHHS-Sugarland
NO | YES |  |  |  |  | R196AD9942 | Hill- Rom | P3200K000567 |  | R196AD9942 | Beds | MHHS-Sugarland |  |  |  |  | R196AD9942 | Sugar Land |  | Beds |  |  | 08/31/2020 |  |  | VERSACARE BED |  | BEDPATIENTELECTRIC-Hill-Rom-Versacare P3200 |  |  |  |  | BEDPATIENTELECTRIC-Hill-Rom-Versacare P3200 | [9 empty] | MHHS-Sugarland
NO | YES |  |  |  |  | R196AD9944 | Hill- Rom | P3200K000567 |  | R196AD9944 | Beds | MHHS-Sugarland |  |  |  |  | R196AD9944 | Sugar Land |  | Beds |  |  | 08/31/2020 |  |  | VERSACARE BED |  | BEDPATIENTELECTRIC-Hill-Rom-Versacare P3200 |  |  |  |  | BEDPATIENTELECTRIC-Hill-Rom-Versacare P3200 | [9 empty] | MHHS-Sugarland
NO | YES |  |  |  |  | R197AD9946 | Hill- Rom | P3200K000567 |  | R197AD9946 | Beds | MHHS-Sugarland |  |  |  |  | R197AD9946 | Sugar Land |  | Beds |  |  | 08/31/2020 |  |  | VERSACARE BED |  | BEDPATIENTELECTRIC-Hill-Rom-Versacare P3200 |  |  |  |  | BEDPATIENTELECTRIC-Hill-Rom-Versacare P3200 | [9 empty] | MHHS-Sugarland
NO | YES |  |  |  |  | R216AD0909 | Hill- Rom | P3200K000567 |  | R216AD0909 | Beds | MHHS-Sugarland |  |  |  |  | R216AD0909 | Sugar Land |  | Beds |  |  | 08/31/2020 |  |  | VERSACARE BED |  | BEDPATIENTELECTRIC-Hill-Rom-Versacare P3200 |  |  |  |  | BEDPATIENTELECTRIC-Hill-Rom-Versacare P3200 | [9 empty] | MHHS-Sugarland
NO | YES |  |  |  |  | R216AD0911 | Hill- Rom | P3200K000567 |  | R216AD0911 | Beds | MHHS-Sugarland |  |  |  |  | R216AD0911 | Sugar Land |  | Beds |  |  | 08/31/2020 |  |  | VERSACARE BED |  | BEDPATIENTELECTRIC-Hill-Rom-Versacare P3200 |  |  |  |  | BEDPATIENTELECTRIC-Hill-Rom-Versacare P3200 | [9 empty] | MHHS-Sugarland
NO | YES |  |  |  |  | R216AD0913 | Hill- Rom | P3200K000567 |  | R216AD0913 | Beds | MHHS-Sugarland |  |  |  |  | R216AD0913 | Sugar Land |  | Beds |  |  | 08/31/2020 |  |  | VERSACARE BED |  | BEDPATIENTELECTRIC-Hill-Rom-Versacare P3200 |  |  |  |  | BEDPATIENTELECTRIC-Hill-Rom-Versacare P3200 | [9 empty] | MHHS-Sugarland
NO | YES |  |  |  |  | R216AD0915 | Hill- Rom | P3200K000567 |  | R216AD0915 | Beds | MHHS-Sugarland |  |  |  |  | R216AD0915 | Sugar Land |  | Beds |  |  | 08/31/2020 |  |  | VERSACARE BED |  | BEDPATIENTELECTRIC-Hill-Rom-Versacare P3200 |  |  |  |  | BEDPATIENTELECTRIC-Hill-Rom-Versacare P3200 | [9 empty] | MHHS-Sugarland
NO | YES |  |  |  |  | R216AD0917 | Hill- Rom | P3200K000567 |  | R216AD0917 | Beds | MHHS-Sugarland |  |  |  |  | R216AD0917 | Sugar Land |  | Beds |  |  | 08/31/2020 |  |  | VERSACARE BED |  | BEDPATIENTELECTRIC-Hill-Rom-Versacare P3200 |  |  |  |  | BEDPATIENTELECTRIC-Hill-Rom-Versacare P3200 | [9 empty] | MHHS-Sugarland
NO | YES |  |  |  |  | R216AD0919 | Hill- Rom | P3200K000567 |  | R216AD0919 | Beds | MHHS-Sugarland |  |  |  |  | R216AD0919 | Sugar Land |  | Beds |  |  | 08/31/2020 |  |  | VERSACARE BED |  | BEDPATIENTELECTRIC-Hill-Rom-Versacare P3200 |  |  |  |  | BEDPATIENTELECTRIC-Hill-Rom-Versacare P3200 | [9 empty] | MHHS-Sugarland
NO | YES |  |  |  |  | R216AD0926 | Hill- Rom | P3200K000567 |  | R216AD0926 | Beds | MHHS-Sugarland |  |  |  |  | R216AD0926 | Sugar Land |  | Beds |  |  | 08/31/2020 |  |  | VERSACARE BED |  | BEDPATIENTELECTRIC-Hill-Rom-Versacare P3200 |  |  |  |  | BEDPATIENTELECTRIC-Hill-Rom-Versacare P3200 | [9 empty] | MHHS-Sugarland
NO | YES |  |  |  |  | R216AD0928 | Hill- Rom | P3200K000567 |  | R216AD0928 | Beds | MHHS-Sugarland |  |  |  |  | R216AD0928 | Sugar Land |  | Beds |  |  | 08/31/2020 |  |  | VERSACARE BED |  | BEDPATIENTELECTRIC-Hill-Rom-Versacare P3200 |  |  |  |  | BEDPATIENTELECTRIC-Hill-Rom-Versacare P3200 | [9 empty] | MHHS-Sugarland
NO | YES |  |  |  |  | R216AD0930 | Hill- Rom | P3200K000567 |  | R216AD0930 | Beds | MHHS-Sugarland |  |  |  |  | R216AD0930 | Sugar Land |  | Beds |  |  | 08/31/2020 |  |  | VERSACARE BED |  | BEDPATIENTELECTRIC-Hill-Rom-Versacare P3200 |  |  |  |  | BEDPATIENTELECTRIC-Hill-Rom-Versacare P3200 | [9 empty] | MHHS-Sugarland
NO | YES |  |  |  |  | R216AD0938 | Hill- Rom | P3200K000567 |  | R216AD0938 | Beds | MHHS-Sugarland |  |  |  |  | R216AD0938 | Sugar Land |  | Beds |  |  | 08/31/2020 |  |  | VERSACARE BED |  | BEDPATIENTELECTRIC-Hill-Rom-Versacare P3200 |  |  |  |  | BEDPATIENTELECTRIC-Hill-Rom-Versacare P3200 | [9 empty] | MHHS-Sugarland
NO | YES |  |  |  |  | R216AD0940 | Hill- Rom | P3200K000567 |  | R216AD0940 | Beds | MHHS-Sugarland |  |  |  |  | R216AD0940 | Sugar Land |  | Beds |  |  | 08/31/2020 |  |  | VERSACARE BED |  | BEDPATIENTELECTRIC-Hill-Rom-Versacare P3200 |  |  |  |  | BEDPATIENTELECTRIC-Hill-Rom-Versacare P3200 | [9 empty] | MHHS-Sugarland
NO | YES |  |  |  |  | R216AD0944 | Hill- Rom | P3200K000567 |  | R216AD0944 | Beds | MHHS-Sugarland |  |  |  |  | R216AD0944 | Sugar Land |  | Beds |  |  | 08/31/2020 |  |  | VERSACARE BED |  | BEDPATIENTELECTRIC-Hill-Rom-Versacare P3200 |  |  |  |  | BEDPATIENTELECTRIC-Hill-Rom-Versacare P3200 | [9 empty] | MHHS-Sugarland
NO | YES |  |  |  |  | R216AD0946 | Hill- Rom | P3200K000567 |  | R216AD0946 | Beds | MHHS-Sugarland |  |  |  |  | R216AD0946 | Sugar Land |  | Beds |  |  | 08/31/2020 |  |  | VERSACARE BED |  | BEDPATIENTELECTRIC-Hill-Rom-Versacare P3200 |  |  |  |  | BEDPATIENTELECTRIC-Hill-Rom-Versacare P3200 | [9 empty] | MHHS-Sugarland
NO | YES |  |  |  |  | R216AD0963 | Hill- Rom | P3200K000567 |  | R216AD0963 | Beds | MHHS-Sugarland |  |  |  |  | R216AD0963 | Sugar Land |  | Beds |  |  | 08/31/2020 |  |  | VERSACARE BED |  | BEDPATIENTELECTRIC-Hill-Rom-Versacare P3200 |  |  |  |  | BEDPATIENTELECTRIC-Hill-Rom-Versacare P3200 | [9 empty] | MHHS-Sugarland
NO | YES |  |  |  |  | R217AD0965 | Hill- Rom | P3200K000567 |  | R217AD0965 | Beds | MHHS-Sugarland |  |  |  |  | R217AD0965 | Sugar Land |  | Beds |  |  | 08/31/2020 |  |  | VERSACARE BED |  | BEDPATIENTELECTRIC-Hill-Rom-Versacare P3200 |  |  |  |  | BEDPATIENTELECTRIC-Hill-Rom-Versacare P3200 | [9 empty] | MHHS-Sugarland
NO | YES |  |  |  |  | R217AD0967 | Hill- Rom | P3200K000567 |  | R217AD0967 | Beds | MHHS-Sugarland |  |  |  |  | R217AD0967 | Sugar Land |  | Beds |  |  | 08/31/2020 |  |  | VERSACARE BED |  | BEDPATIENTELECTRIC-Hill-Rom-Versacare P3200 |  |  |  |  | BEDPATIENTELECTRIC-Hill-Rom-Versacare P3200 | [9 empty] | MHHS-Sugarland
NO | YES |  |  |  |  | R217AD0969 | Hill- Rom | P3200K000567 |  | R217AD0969 | Beds | MHHS-Sugarland |  |  |  |  | R217AD0969 | Sugar Land |  | Beds |  |  | 08/31/2020 |  |  | VERSACARE BED |  | BEDPATIENTELECTRIC-Hill-Rom-Versacare P3200 |  |  |  |  | BEDPATIENTELECTRIC-Hill-Rom-Versacare P3200 | [9 empty] | MHHS-Sugarland
NO | YES |  |  |  |  | O142AD9412 | Hill- Rom | P3200K000567 |  | O142AD9412 | Beds | MHHS-TMC |  |  |  |  | O142AD9412 | TMC |  | Beds |  | 01/16/2019 | 01/31/2020 |  |  | VERSACARE BED |  | BEDPATIENTELECTRIC-Hill-Rom-Versacare P3200 |  |  |  |  | BEDPATIENTELECTRIC-Hill-Rom-Versacare P3200 | [9 empty] | MHHS-TMC
NO | YES |  |  |  |  | O267AD4888 | Hill- Rom | P3200K000567 |  | O267AD4888 | Beds | MHHS-TMC |  |  |  |  | O267AD4888 | TMC |  | Beds |  | 01/31/2019 | 01/31/2020 |  |  | VERSACARE BED |  | BEDPATIENTELECTRIC-Hill-Rom-Versacare P3200 |  |  |  |  | BEDPATIENTELECTRIC-Hill-Rom-Versacare P3200 | [9 empty] | MHHS-TMC
NO | YES |  |  |  |  | P062AD9102 | Hill- Rom | P3200K000567 |  | P062AD9102 | Beds | MHHS-TMC |  |  |  |  | P062AD9102 | TMC |  | Beds |  | 01/04/2019 | 01/31/2020 |  |  | VERSACARE BED |  | BEDPATIENTELECTRIC-Hill-Rom-Versacare P3200 |  |  |  |  | BEDPATIENTELECTRIC-Hill-Rom-Versacare P3200 | [9 empty] | MHHS-TMC
NO | YES |  |  |  |  | O141AD9274 | Hill- Rom | P3200K000567 |  | O141AD9274 | Beds | MHHS-TMC |  |  |  |  | O141AD9274 | TMC |  | Beds |  | 02/27/2019 | 02/29/2020 |  |  | VERSACARE BED |  | BEDPATIENTELECTRIC-Hill-Rom-Versacare P3200 |  |  |  |  | BEDPATIENTELECTRIC-Hill-Rom-Versacare P3200 | [9 empty] | MHHS-TMC
NO | YES |  |  |  |  | O143AD9424 | Hill- Rom | P3200K000567 |  | O143AD9424 | Beds | MHHS-TMC |  |  |  |  | O143AD9424 | TMC |  | Beds |  | 02/26/2019 | 02/29/2020 |  |  | VERSACARE BED |  | BEDPATIENTELECTRIC-Hill-Rom-Versacare P3200 |  |  |  |  | BEDPATIENTELECTRIC-Hill-Rom-Versacare P3200 | [9 empty] | MHHS-TMC
NO | YES |  |  |  |  | O143AD9426 | Hill- Rom | P3200K000567 |  | O143AD9426 | Beds | MHHS-TMC |  |  |  |  | O143AD9426 | TMC |  | Beds |  | 02/12/2019 | 02/29/2020 |  |  | VERSACARE BED |  | BEDPATIENTELECTRIC-Hill-Rom-Versacare P3200 |  |  |  |  | BEDPATIENTELECTRIC-Hill-Rom-Versacare P3200 | [9 empty] | MHHS-TMC
NO | YES |  |  |  |  | O143AD9433 | Hill- Rom | P3200K000567 |  | O143AD9433 | Beds | MHHS-TMC |  |  |  |  | O143AD9433 | TMC |  | Beds |  | 02/27/2019 | 02/29/2020 |  |  | VERSACARE BED |  | BEDPATIENTELECTRIC-Hill-Rom-Versacare P3200 |  |  |  |  | BEDPATIENTELECTRIC-Hill-Rom-Versacare P3200 | [9 empty] | MHHS-TMC
NO | YES |  |  |  |  | O267AD4894 | Hill- Rom | P3200K000567 |  | O267AD4894 | Beds | MHHS-TMC |  |  |  |  | O267AD4894 | TMC |  | Beds |  | 02/27/2019 | 02/29/2020 |  |  | VERSACARE BED |  | BEDPATIENTELECTRIC-Hill-Rom-Versacare P3200 |  |  |  |  | BEDPATIENTELECTRIC-Hill-Rom-Versacare P3200 | [9 empty] | MHHS-TMC
NO | YES |  |  |  |  | O268AD4903 | Hill- Rom | P3200K000567 |  | O268AD4903 | Beds | MHHS-TMC |  |  |  |  | O268AD4903 | TMC |  | Beds |  | 02/26/2019 | 02/29/2020 |  |  | VERSACARE BED |  | BEDPATIENTELECTRIC-Hill-Rom-Versacare P3200 |  |  |  |  | BEDPATIENTELECTRIC-Hill-Rom-Versacare P3200 | [9 empty] | MHHS-TMC
NO | YES |  |  |  |  | O351AD7567 | Hill- Rom | P3200K000567 |  | O351AD7567 | Beds | MHHS-TMC |  |  |  |  | O351AD7567 | TMC |  | Beds |  | 02/26/2019 | 02/29/2020 |  |  | VERSACARE BED |  | BEDPATIENTELECTRIC-Hill-Rom-Versacare P3200 |  |  |  |  | BEDPATIENTELECTRIC-Hill-Rom-Versacare P3200 | [9 empty] | MHHS-TMC
NO | YES |  |  |  |  | O351AD7569 | Hill- Rom | P3200K000567 |  | O351AD7569 | Beds | MHHS-TMC |  |  |  |  | O351AD7569 | TMC |  | Beds |  | 02/26/2019 | 02/29/2020 |  |  | VERSACARE BED |  | BEDPATIENTELECTRIC-Hill-Rom-Versacare P3200 |  |  |  |  | BEDPATIENTELECTRIC-Hill-Rom-Versacare P3200 | [9 empty] | MHHS-TMC
NO | YES |  |  |  |  | P063AD9112 | Hill- Rom | P3200K000567 |  | P063AD9112 | Beds | MHHS-TMC |  |  |  |  | P063AD9112 | TMC |  | Beds |  | 02/21/2019 | 02/29/2020 |  |  | VERSACARE BED |  | BEDPATIENTELECTRIC-Hill-Rom-Versacare P3200 |  |  |  |  | BEDPATIENTELECTRIC-Hill-Rom-Versacare P3200 | [9 empty] | MHHS-TMC
NO | YES |  |  |  |  | P077AD9808 | Hill- Rom | P3200K000567 |  | P077AD9808 | Beds | MHHS-TMC |  |  |  |  | P077AD9808 | TMC |  | Beds |  | 02/06/2019 | 02/29/2020 |  |  | VERSACARE BED |  | BEDPATIENTELECTRIC-Hill-Rom-Versacare P3200 |  |  |  |  | BEDPATIENTELECTRIC-Hill-Rom-Versacare P3200 | [9 empty] | MHHS-TMC
NO | YES |  |  |  |  | P078AD9888 | Hill- Rom | P3200K000567 |  | P078AD9888 | Beds | MHHS-TMC |  |  |  |  | P078AD9888 | TMC |  | Beds |  | 02/18/2019 | 02/29/2020 |  |  | VERSACARE BED |  | BEDPATIENTELECTRIC-Hill-Rom-Versacare P3200 |  |  |  |  | BEDPATIENTELECTRIC-Hill-Rom-Versacare P3200 | [9 empty] | MHHS-TMC
NO | YES |  |  |  |  | P217AD4552 | Hill- Rom | P3200K000567 |  | P217AD4552 | Beds | MHHS-TMC |  |  |  |  | P217AD4552 | TMC |  | Beds |  | 02/12/2019 | 02/29/2020 |  |  | VERSACARE BED |  | BEDPATIENTELECTRIC-Hill-Rom-Versacare P3200 |  |  |  |  | BEDPATIENTELECTRIC-Hill-Rom-Versacare P3200 | [9 empty] | MHHS-TMC
NO | YES |  |  |  |  | O142AD9399 | Hill- Rom | P3200K000567 |  | O142AD9399 | Beds | MHHS-TMC |  |  |  |  | O142AD9399 | TMC |  | Beds |  | 03/26/2019 | 03/31/2020 |  |  | VERSACARE BED |  | BEDPATIENTELECTRIC-Hill-Rom-Versacare P3200 |  |  |  |  | BEDPATIENTELECTRIC-Hill-Rom-Versacare P3200 | [9 empty] | MHHS-TMC
NO | YES |  |  |  |  | O142AD9403 | Hill- Rom | P3200K000567 |  | O142AD9403 | Beds | MHHS-TMC |  |  |  |  | O142AD9403 | TMC |  | Beds |  | 03/15/2019 | 03/31/2020 |  |  | VERSACARE BED |  | BEDPATIENTELECTRIC-Hill-Rom-Versacare P3200 |  |  |  |  | BEDPATIENTELECTRIC-Hill-Rom-Versacare P3200 | [9 empty] | MHHS-TMC
NO | YES |  |  |  |  | O143AD9423 | Hill- Rom | P3200K000567 |  | O143AD9423 | Beds | MHHS-TMC |  |  |  |  | O143AD9423 | TMC |  | Beds |  | 03/13/2019 | 03/31/2020 |  |  | VERSACARE BED |  | BEDPATIENTELECTRIC-Hill-Rom-Versacare P3200 |  |  |  |  | BEDPATIENTELECTRIC-Hill-Rom-Versacare P3200 | [9 empty] | MHHS-TMC
NO | YES |  |  |  |  | O143AD9429 | Hill- Rom | P3200K000567 |  | O143AD9429 | Beds | MHHS-TMC |  |  |  |  | O143AD9429 | TMC |  | Beds |  | 03/13/2019 | 03/31/2020 |  |  | VERSACARE BED |  | BEDPATIENTELECTRIC-Hill-Rom-Versacare P3200 |  |  |  |  | BEDPATIENTELECTRIC-Hill-Rom-Versacare P3200 | [9 empty] | MHHS-TMC
NO | YES |  |  |  |  | O143AD9430 | Hill- Rom | P3200K000567 |  | O143AD9430 | Beds | MHHS-TMC |  |  |  |  | O143AD9430 | TMC |  | Beds |  | 03/20/2019 | 03/31/2020 |  |  | VERSACARE BED |  | BEDPATIENTELECTRIC-Hill-Rom-Versacare P3200 |  |  |  |  | BEDPATIENTELECTRIC-Hill-Rom-Versacare P3200 | [9 empty] | MHHS-TMC
NO | YES |  |  |  |  | O267AD4891 | Hill- Rom | P3200K000567 |  | O267AD4891 | Beds | MHHS-TMC |  |  |  |  | O267AD4891 | TMC |  | Beds |  | 03/11/2019 | 03/31/2020 |  |  | VERSACARE BED |  | BEDPATIENTELECTRIC-Hill-Rom-Versacare P3200 |  |  |  |  | BEDPATIENTELECTRIC-Hill-Rom-Versacare P3200 | [9 empty] | MHHS-TMC
NO | YES |  |  |  |  | O291AD5530 | Hill- Rom | P3200K000567 |  | O291AD5530 | Beds | MHHS-TMC |  |  |  |  | O291AD5530 | TMC |  | Beds |  | 03/18/2019 | 03/31/2020 |  |  | VERSACARE BED |  | BEDPATIENTELECTRIC-Hill-Rom-Versacare P3200 |  |  |  |  | BEDPATIENTELECTRIC-Hill-Rom-Versacare P3200 | [9 empty] | MHHS-TMC
NO | YES |  |  |  |  | O351AD7563 | Hill- Rom | P3200K000567 |  | O351AD7563 | Beds | MHHS-TMC |  |  |  |  | O351AD7563 | TMC |  | Beds |  | 03/19/2019 | 03/31/2020 |  |  | VERSACARE BED |  | BEDPATIENTELECTRIC-Hill-Rom-Versacare P3200 |  |  |  |  | BEDPATIENTELECTRIC-Hill-Rom-Versacare P3200 | [9 empty] | MHHS-TMC
NO | YES |  |  |  |  | P077AD9796 | Hill- Rom | P3200K000567 |  | P077AD9796 | Beds | MHHS-TMC |  |  |  |  | P077AD9796 | TMC |  | Beds |  | 03/18/2019 | 03/31/2020 |  |  | VERSACARE BED |  | BEDPATIENTELECTRIC-Hill-Rom-Versacare P3200 |  |  |  |  | BEDPATIENTELECTRIC-Hill-Rom-Versacare P3200 | [9 empty] | MHHS-TMC
NO | YES |  |  |  |  | P077AD9811 | Hill- Rom | P3200K000567 |  | P077AD9811 | Beds | MHHS-TMC |  |  |  |  | P077AD9811 | TMC |  | Beds |  | 03/22/2019 | 03/31/2020 |  |  | VERSACARE BED |  | BEDPATIENTELECTRIC-Hill-Rom-Versacare P3200 |  |  |  |  | BEDPATIENTELECTRIC-Hill-Rom-Versacare P3200 | [9 empty] | MHHS-TMC
NO | YES |  |  |  |  | P077AD9835 | Hill- Rom | P3200K000567 |  | P077AD9835 | Beds | MHHS-TMC |  |  |  |  | P077AD9835 | TMC |  | Beds |  | 03/22/2019 | 03/31/2020 |  |  | VERSACARE BED |  | BEDPATIENTELECTRIC-Hill-Rom-Versacare P3200 |  |  |  |  | BEDPATIENTELECTRIC-Hill-Rom-Versacare P3200 | [9 empty] | MHHS-TMC
NO | YES |  |  |  |  | P078AD9884 | Hill- Rom | P3200K000567 |  | P078AD9884 | Beds | MHHS-TMC |  |  |  |  | P078AD9884 | TMC |  | Beds |  | 03/12/2019 | 03/31/2020 |  |  | VERSACARE BED |  | BEDPATIENTELECTRIC-Hill-Rom-Versacare P3200 |  |  |  |  | BEDPATIENTELECTRIC-Hill-Rom-Versacare P3200 | [9 empty] | MHHS-TMC
NO | YES |  |  |  |  | P217AD4551 | Hill- Rom | P3200K000567 |  | P217AD4551 | Beds | MHHS-TMC |  |  |  |  | P217AD4551 | TMC |  | Beds |  | 03/18/2019 | 03/31/2020 |  |  | VERSACARE BED |  | BEDPATIENTELECTRIC-Hill-Rom-Versacare P3200 |  |  |  |  | BEDPATIENTELECTRIC-Hill-Rom-Versacare P3200 | [9 empty] | MHHS-TMC
NO | YES |  |  |  |  | P077AD9832 | Hill- Rom | P3200K000567 |  | P077AD9832 | Beds | MHHS-TMC |  |  |  |  | P077AD9832 | TMC |  | Beds |  | 04/30/2019 | 04/30/2020 |  |  | VERSACARE BED |  | BEDPATIENTELECTRIC-Hill-Rom-Versacare P3200 |  |  |  |  | BEDPATIENTELECTRIC-Hill-Rom-Versacare P3200 | [9 empty] | MHHS-TMC
NO | YES |  |  |  |  | O291AD5511 | Hill- Rom | P3200K000567 |  | O291AD5511 | Beds | MHHS-TMC |  |  |  |  | O291AD5511 | TMC |  | Beds |  | 05/22/2019 | 05/31/2020 |  |  | VERSACARE BED |  | BEDPATIENTELECTRIC-Hill-Rom-Versacare P3200 |  |  |  |  | BEDPATIENTELECTRIC-Hill-Rom-Versacare P3200 | [9 empty] | MHHS-TMC
NO | YES |  |  |  |  | P059AD9092 | Hill- Rom | P3200K000567 |  | P059AD9092 | Beds | MHHS-TMC |  |  |  |  | P059AD9092 | TMC |  | Beds |  | 05/22/2019 | 05/31/2020 |  |  | VERSACARE BED |  | BEDPATIENTELECTRIC-Hill-Rom-Versacare P3200 |  |  |  |  | BEDPATIENTELECTRIC-Hill-Rom-Versacare P3200 | [9 empty] | MHHS-TMC
NO | YES |  |  |  |  | O142AD9397 | Hill- Rom | P3200K000567 |  | O142AD9397 | Beds | MHHS-TMC |  |  |  |  | O142AD9397 | TMC |  | Beds |  | 06/12/2019 | 06/30/2020 |  |  | VERSACARE BED |  | BEDPATIENTELECTRIC-Hill-Rom-Versacare P3200 |  |  |  |  | BEDPATIENTELECTRIC-Hill-Rom-Versacare P3200 | [9 empty] | MHHS-TMC
NO | YES |  |  |  |  | O142AD9411 | Hill- Rom | P3200K000567 |  | O142AD9411 | Beds | MHHS-TMC |  |  |  |  | O142AD9411 | TMC |  | Beds |  | 06/12/2019 | 06/30/2020 |  |  | VERSACARE BED |  | BEDPATIENTELECTRIC-Hill-Rom-Versacare P3200 |  |  |  |  | BEDPATIENTELECTRIC-Hill-Rom-Versacare P3200 | [9 empty] | MHHS-TMC
NO | YES |  |  |  |  | O143AD9428 | Hill- Rom | P3200K000567 |  | O143AD9428 | Beds | MHHS-TMC |  |  |  |  | O143AD9428 | TMC |  | Beds |  | 06/06/2019 | 06/30/2020 |  |  | VERSACARE BED |  | BEDPATIENTELECTRIC-Hill-Rom-Versacare P3200 |  |  |  |  | BEDPATIENTELECTRIC-Hill-Rom-Versacare P3200 | [9 empty] | MHHS-TMC
NO | YES |  |  |  |  | O268AD4900 | Hill- Rom | P3200K000567 |  | O268AD4900 | Beds | MHHS-TMC |  |  |  |  | O268AD4900 | TMC |  | Beds |  | 06/14/2019 | 06/30/2020 |  |  | VERSACARE BED |  | BEDPATIENTELECTRIC-Hill-Rom-Versacare P3200 |  |  |  |  | BEDPATIENTELECTRIC-Hill-Rom-Versacare P3200 | [9 empty] | MHHS-TMC
NO | YES |  |  |  |  | O291AD5510 | Hill- Rom | P3200K000567 |  | O291AD5510 | Beds | MHHS-TMC |  |  |  |  | O291AD5510 | TMC |  | Beds |  | 06/14/2019 | 06/30/2020 |  |  | VERSACARE BED |  | BEDPATIENTELECTRIC-Hill-Rom-Versacare P3200 |  |  |  |  | BEDPATIENTELECTRIC-Hill-Rom-Versacare P3200 | [9 empty] | MHHS-TMC
NO | YES |  |  |  |  | O142AD9415 | Hill- Rom | P3200K000567 |  | O142AD9415 | Beds | MHHS-TMC |  |  |  |  | O142AD9415 | TMC |  | Beds |  | 07/15/2019 | 07/31/2020 |  |  | VERSACARE BED |  | BEDPATIENTELECTRIC-Hill-Rom-Versacare P3200 |  |  |  |  | BEDPATIENTELECTRIC-Hill-Rom-Versacare P3200 | [9 empty] | MHHS-TMC
NO | YES |  |  |  |  | O291AD5529 | Hill- Rom | P3200K000567 |  | O291AD5529 | Beds | MHHS-TMC |  |  |  |  | O291AD5529 | TMC |  | Beds |  | 07/16/2019 | 07/31/2020 |  |  | VERSACARE BED |  | BEDPATIENTELECTRIC-Hill-Rom-Versacare P3200 |  |  |  |  | BEDPATIENTELECTRIC-Hill-Rom-Versacare P3200 | [9 empty] | MHHS-TMC
NO | YES |  |  |  |  | O351AD7565 | Hill- Rom | P3200K000567 |  | O351AD7565 | Beds | MHHS-TMC |  |  |  |  | O351AD7565 | TMC |  | Beds |  | 07/15/2019 | 07/31/2020 |  |  | VERSACARE BED |  | BEDPATIENTELECTRIC-Hill-Rom-Versacare P3200 |  |  |  |  | BEDPATIENTELECTRIC-Hill-Rom-Versacare P3200 | [9 empty] | MHHS-TMC
NO | YES |  |  |  |  | O143AD9427 | Hill- Rom | P3200K000567 |  | O143AD9427 | Beds | MHHS-TMC |  |  |  |  | O143AD9427 | TMC |  | Beds |  | 08/08/2019 | 08/31/2020 |  |  | VERSACARE BED |  | BEDPATIENTELECTRIC-Hill-Rom-Versacare P3200 |  |  |  |  | BEDPATIENTELECTRIC-Hill-Rom-Versacare P3200 | [9 empty] | MHHS-TMC
NO | YES |  |  |  |  | O268AD4904 | Hill- Rom | P3200K000567 |  | O268AD4904 | Beds | MHHS-TMC |  |  |  |  | O268AD4904 | TMC |  | Beds |  | 08/12/2019 | 08/31/2020 |  |  | VERSACARE BED |  | BEDPATIENTELECTRIC-Hill-Rom-Versacare P3200 |  |  |  |  | BEDPATIENTELECTRIC-Hill-Rom-Versacare P3200 | [9 empty] | MHHS-TMC
NO | YES |  |  |  |  | O291AD5514 | Hill- Rom | P3200K000567 |  | O291AD5514 | Beds | MHHS-TMC |  |  |  |  | O291AD5514 | TMC |  | Beds |  | 08/07/2019 | 08/31/2020 |  |  | VERSACARE BED |  | BEDPATIENTELECTRIC-Hill-Rom-Versacare P3200 |  |  |  |  | BEDPATIENTELECTRIC-Hill-Rom-Versacare P3200 | [9 empty] | MHHS-TMC
NO | YES |  |  |  |  | O291AD5528 | Hill- Rom | P3200K000567 |  | O291AD5528 | Beds | MHHS-TMC |  |  |  |  | O291AD5528 | TMC |  | Beds |  | 08/08/2019 | 08/31/2020 |  |  | VERSACARE BED |  | BEDPATIENTELECTRIC-Hill-Rom-Versacare P3200 |  |  |  |  | BEDPATIENTELECTRIC-Hill-Rom-Versacare P3200 | [9 empty] | MHHS-TMC
NO | YES |  |  |  |  | O351AD7566 | Hill- Rom | P3200K000567 |  | O351AD7566 | Beds | MHHS-TMC |  |  |  |  | O351AD7566 | TMC |  | Beds |  | 08/12/2019 | 08/31/2020 |  |  | VERSACARE BED |  | BEDPATIENTELECTRIC-Hill-Rom-Versacare P3200 |  |  |  |  | BEDPATIENTELECTRIC-Hill-Rom-Versacare P3200 | [9 empty] | MHHS-TMC
NO | YES |  |  |  |  | P078AD9870 | Hill- Rom | P3200K000567 |  | P078AD9870 | Beds | MHHS-TMC |  |  |  |  | P078AD9870 | TMC |  | Beds |  |  | 08/31/2020 |  |  | VERSACARE BED |  | BEDPATIENTELECTRIC-Hill-Rom-Versacare P3200 |  |  |  |  | BEDPATIENTELECTRIC-Hill-Rom-Versacare P3200 | [9 empty] | MHHS-TMC
NO | YES |  |  |  |  | P315AD9824 | Hill- Rom | P3200K000567 |  | P315AD9824 | Beds | MHHS-TMC |  |  |  |  | P315AD9824 | TMC |  | Beds |  |  | 08/31/2020 |  |  | VERSACARE BED |  | BEDPATIENTELECTRIC-Hill-Rom-Versacare P3200 |  |  |  |  | BEDPATIENTELECTRIC-Hill-Rom-Versacare P3200 | [9 empty] | MHHS-TMC
NO | YES |  |  |  |  | P315AD9826 | Hill- Rom | P3200K000567 |  | P315AD9826 | Beds | MHHS-TMC |  |  |  |  | P315AD9826 | TMC |  | Beds |  |  | 08/31/2020 |  |  | VERSACARE BED |  | BEDPATIENTELECTRIC-Hill-Rom-Versacare P3200 |  |  |  |  | BEDPATIENTELECTRIC-Hill-Rom-Versacare P3200 | [9 empty] | MHHS-TMC
NO | YES |  |  |  |  | P315AD9828 | Hill- Rom | P3200K000567 |  | P315AD9828 | Beds | MHHS-TMC |  |  |  |  | P315AD9828 | TMC |  | Beds |  |  | 08/31/2020 |  |  | VERSACARE BED |  | BEDPATIENTELECTRIC-Hill-Rom-Versacare P3200 |  |  |  |  | BEDPATIENTELECTRIC-Hill-Rom-Versacare P3200 | [9 empty] | MHHS-TMC
NO | YES |  |  |  |  | Q054AD6554 | Hill- Rom | P3200K000567 |  | Q054AD6554 | Beds | MHHS-TMC |  |  |  |  | Q054AD6554 | TMC |  | Beds |  |  | 08/31/2020 |  |  | VERSACARE BED |  | BEDPATIENTELECTRIC-Hill-Rom-Versacare P3200 |  |  |  |  | BEDPATIENTELECTRIC-Hill-Rom-Versacare P3200 | [9 empty] | MHHS-TMC
NO | YES |  |  |  |  | Q054AD6557 | Hill- Rom | P3200K000567 |  | Q054AD6557 | Beds | MHHS-TMC |  |  |  |  | Q054AD6557 | TMC |  | Beds |  |  | 08/31/2020 |  |  | VERSACARE BED |  | BEDPATIENTELECTRIC-Hill-Rom-Versacare P3200 |  |  |  |  | BEDPATIENTELECTRIC-Hill-Rom-Versacare P3200 | [9 empty] | MHHS-TMC
NO | YES |  |  |  |  | Q054AD6559 | Hill- Rom | P3200K000567 |  | Q054AD6559 | Beds | MHHS-TMC |  |  |  |  | Q054AD6559 | TMC |  | Beds |  |  | 08/31/2020 |  |  | VERSACARE BED |  | BEDPATIENTELECTRIC-Hill-Rom-Versacare P3200 |  |  |  |  | BEDPATIENTELECTRIC-Hill-Rom-Versacare P3200 | [9 empty] | MHHS-TMC
NO | YES |  |  |  |  | Q054AD6561 | Hill- Rom | P3200K000567 |  | Q054AD6561 | Beds | MHHS-TMC |  |  |  |  | Q054AD6561 | TMC |  | Beds |  |  | 08/31/2020 |  |  | VERSACARE BED |  | BEDPATIENTELECTRIC-Hill-Rom-Versacare P3200 |  |  |  |  | BEDPATIENTELECTRIC-Hill-Rom-Versacare P3200 | [9 empty] | MHHS-TMC
NO | YES |  |  |  |  | Q056AD6688 | Hill- Rom | P3200K000567 |  | Q056AD6688 | Beds | MHHS-TMC |  |  |  |  | Q056AD6688 | TMC |  | Beds |  |  | 08/31/2020 |  |  | VERSACARE BED |  | BEDPATIENTELECTRIC-Hill-Rom-Versacare P3200 |  |  |  |  | BEDPATIENTELECTRIC-Hill-Rom-Versacare P3200 | [9 empty] | MHHS-TMC
NO | YES |  |  |  |  | Q056AD6691 | Hill- Rom | P3200K000567 |  | Q056AD6691 | Beds | MHHS-TMC |  |  |  |  | Q056AD6691 | TMC |  | Beds |  |  | 08/31/2020 |  |  | VERSACARE BED |  | BEDPATIENTELECTRIC-Hill-Rom-Versacare P3200 |  |  |  |  | BEDPATIENTELECTRIC-Hill-Rom-Versacare P3200 | [9 empty] | MHHS-TMC
NO | YES |  |  |  |  | Q056AD6694 | Hill- Rom | P3200K000567 |  | Q056AD6694 | Beds | MHHS-TMC |  |  |  |  | Q056AD6694 | TMC |  | Beds |  |  | 08/31/2020 |  |  | VERSACARE BED |  | BEDPATIENTELECTRIC-Hill-Rom-Versacare P3200 |  |  |  |  | BEDPATIENTELECTRIC-Hill-Rom-Versacare P3200 | [9 empty] | MHHS-TMC
NO | YES |  |  |  |  | Q056AD6699 | Hill- Rom | P3200K000567 |  | Q056AD6699 | Beds | MHHS-TMC |  |  |  |  | Q056AD6699 | TMC |  | Beds |  |  | 08/31/2020 |  |  | VERSACARE BED |  | BEDPATIENTELECTRIC-Hill-Rom-Versacare P3200 |  |  |  |  | BEDPATIENTELECTRIC-Hill-Rom-Versacare P3200 | [9 empty] | MHHS-TMC
NO | YES |  |  |  |  | Q056AD6701 | Hill- Rom | P3200K000567 |  | Q056AD6701 | Beds | MHHS-TMC |  |  |  |  | Q056AD6701 | TMC |  | Beds |  |  | 08/31/2020 |  |  | VERSACARE BED |  | BEDPATIENTELECTRIC-Hill-Rom-Versacare P3200 |  |  |  |  | BEDPATIENTELECTRIC-Hill-Rom-Versacare P3200 | [9 empty] | MHHS-TMC
NO | YES |  |  |  |  | Q056AD6703 | Hill- Rom | P3200K000567 |  | Q056AD6703 | Beds | MHHS-TMC |  |  |  |  | Q056AD6703 | TMC |  | Beds |  |  | 08/31/2020 |  |  | VERSACARE BED |  | BEDPATIENTELECTRIC-Hill-Rom-Versacare P3200 |  |  |  |  | BEDPATIENTELECTRIC-Hill-Rom-Versacare P3200 | [9 empty] | MHHS-TMC
NO | YES |  |  |  |  | Q056AD6710 | Hill- Rom | P3200K000567 |  | Q056AD6710 | Beds | MHHS-TMC |  |  |  |  | Q056AD6710 | TMC |  | Beds |  |  | 08/31/2020 |  |  | VERSACARE BED |  | BEDPATIENTELECTRIC-Hill-Rom-Versacare P3200 |  |  |  |  | BEDPATIENTELECTRIC-Hill-Rom-Versacare P3200 | [9 empty] | MHHS-TMC
NO | YES |  |  |  |  | Q056AD6712 | Hill- Rom | P3200K000567 |  | Q056AD6712 | Beds | MHHS-TMC |  |  |  |  | Q056AD6712 | TMC |  | Beds |  |  | 08/31/2020 |  |  | VERSACARE BED |  | BEDPATIENTELECTRIC-Hill-Rom-Versacare P3200 |  |  |  |  | BEDPATIENTELECTRIC-Hill-Rom-Versacare P3200 | [9 empty] | MHHS-TMC
NO | YES |  |  |  |  | Q056AD6714 | Hill- Rom | P3200K000567 |  | Q056AD6714 | Beds | MHHS-TMC |  |  |  |  | Q056AD6714 | TMC |  | Beds |  |  | 08/31/2020 |  |  | VERSACARE BED |  | BEDPATIENTELECTRIC-Hill-Rom-Versacare P3200 |  |  |  |  | BEDPATIENTELECTRIC-Hill-Rom-Versacare P3200 | [9 empty] | MHHS-TMC
NO | YES |  |  |  |  | Q056AD6720 | Hill- Rom | P3200K000567 |  | Q056AD6720 | Beds | MHHS-TMC |  |  |  |  | Q056AD6720 | TMC |  | Beds |  |  | 08/31/2020 |  |  | VERSACARE BED |  | BEDPATIENTELECTRIC-Hill-Rom-Versacare P3200 |  |  |  |  | BEDPATIENTELECTRIC-Hill-Rom-Versacare P3200 | [9 empty] | MHHS-TMC
NO | YES |  |  |  |  | Q056AD6724 | Hill- Rom | P3200K000567 |  | Q056AD6724 | Beds | MHHS-TMC |  |  |  |  | Q056AD6724 | TMC |  | Beds |  |  | 08/31/2020 |  |  | VERSACARE BED |  | BEDPATIENTELECTRIC-Hill-Rom-Versacare P3200 |  |  |  |  | BEDPATIENTELECTRIC-Hill-Rom-Versacare P3200 | [9 empty] | MHHS-TMC
NO | YES |  |  |  |  | Q056AD6726 | Hill- Rom | P3200K000567 |  | Q056AD6726 | Beds | MHHS-TMC |  |  |  |  | Q056AD6726 | TMC |  | Beds |  |  | 08/31/2020 |  |  | VERSACARE BED |  | BEDPATIENTELECTRIC-Hill-Rom-Versacare P3200 |  |  |  |  | BEDPATIENTELECTRIC-Hill-Rom-Versacare P3200 | [9 empty] | MHHS-TMC
NO | YES |  |  |  |  | Q056AD6730 | Hill- Rom | P3200K000567 |  | Q056AD6730 | Beds | MHHS-TMC |  |  |  |  | Q056AD6730 | TMC |  | Beds |  |  | 08/31/2020 |  |  | VERSACARE BED |  | BEDPATIENTELECTRIC-Hill-Rom-Versacare P3200 |  |  |  |  | BEDPATIENTELECTRIC-Hill-Rom-Versacare P3200 | [9 empty] | MHHS-TMC
NO | YES |  |  |  |  | Q056AD6736 | Hill- Rom | P3200K000567 |  | Q056AD6736 | Beds | MHHS-TMC |  |  |  |  | Q056AD6736 | TMC |  | Beds |  |  | 08/31/2020 |  |  | VERSACARE BED |  | BEDPATIENTELECTRIC-Hill-Rom-Versacare P3200 |  |  |  |  | BEDPATIENTELECTRIC-Hill-Rom-Versacare P3200 | [9 empty] | MHHS-TMC
NO | YES |  |  |  |  | Q056AD6738 | Hill- Rom | P3200K000567 |  | Q056AD6738 | Beds | MHHS-TMC |  |  |  |  | Q056AD6738 | TMC |  | Beds |  |  | 08/31/2020 |  |  | VERSACARE BED |  | BEDPATIENTELECTRIC-Hill-Rom-Versacare P3200 |  |  |  |  | BEDPATIENTELECTRIC-Hill-Rom-Versacare P3200 | [9 empty] | MHHS-TMC
NO | YES |  |  |  |  | Q056AD6740 | Hill- Rom | P3200K000567 |  | Q056AD6740 | Beds | MHHS-TMC |  |  |  |  | Q056AD6740 | TMC |  | Beds |  |  | 08/31/2020 |  |  | VERSACARE BED |  | BEDPATIENTELECTRIC-Hill-Rom-Versacare P3200 |  |  |  |  | BEDPATIENTELECTRIC-Hill-Rom-Versacare P3200 | [9 empty] | MHHS-TMC
NO | YES |  |  |  |  | Q056AD6742 | Hill- Rom | P3200K000567 |  | Q056AD6742 | Beds | MHHS-TMC |  |  |  |  | Q056AD6742 | TMC |  | Beds |  |  | 08/31/2020 |  |  | VERSACARE BED |  | BEDPATIENTELECTRIC-Hill-Rom-Versacare P3200 |  |  |  |  | BEDPATIENTELECTRIC-Hill-Rom-Versacare P3200 | [9 empty] | MHHS-TMC
NO | YES |  |  |  |  | Q056AD6744 | Hill- Rom | P3200K000567 |  | Q056AD6744 | Beds | MHHS-TMC |  |  |  |  | Q056AD6744 | TMC |  | Beds |  |  | 08/31/2020 |  |  | VERSACARE BED |  | BEDPATIENTELECTRIC-Hill-Rom-Versacare P3200 |  |  |  |  | BEDPATIENTELECTRIC-Hill-Rom-Versacare P3200 | [9 empty] | MHHS-TMC
NO | YES |  |  |  |  | Q056AD6747 | Hill- Rom | P3200K000567 |  | Q056AD6747 | Beds | MHHS-TMC |  |  |  |  | Q056AD6747 | TMC |  | Beds |  |  | 08/31/2020 |  |  | VERSACARE BED |  | BEDPATIENTELECTRIC-Hill-Rom-Versacare P3200 |  |  |  |  | BEDPATIENTELECTRIC-Hill-Rom-Versacare P3200 | [9 empty] | MHHS-TMC
NO | YES |  |  |  |  | Q056AD6749 | Hill- Rom | P3200K000567 |  | Q056AD6749 | Beds | MHHS-TMC |  |  |  |  | Q056AD6749 | TMC |  | Beds |  |  | 08/31/2020 |  |  | VERSACARE BED |  | BEDPATIENTELECTRIC-Hill-Rom-Versacare P3200 |  |  |  |  | BEDPATIENTELECTRIC-Hill-Rom-Versacare P3200 | [9 empty] | MHHS-TMC
NO | YES |  |  |  |  | Q056AD6751 | Hill- Rom | P3200K000567 |  | Q056AD6751 | Beds | MHHS-TMC |  |  |  |  | Q056AD6751 | TMC |  | Beds |  |  | 08/31/2020 |  |  | VERSACARE BED |  | BEDPATIENTELECTRIC-Hill-Rom-Versacare P3200 |  |  |  |  | BEDPATIENTELECTRIC-Hill-Rom-Versacare P3200 | [9 empty] | MHHS-TMC
NO | YES |  |  |  |  | Q056AD6758 | Hill- Rom | P3200K000567 |  | Q056AD6758 | Beds | MHHS-TMC |  |  |  |  | Q056AD6758 | TMC |  | Beds |  |  | 08/31/2020 |  |  | VERSACARE BED |  | BEDPATIENTELECTRIC-Hill-Rom-Versacare P3200 |  |  |  |  | BEDPATIENTELECTRIC-Hill-Rom-Versacare P3200 | [9 empty] | MHHS-TMC
NO | YES |  |  |  |  | Q056AD6759 | Hill- Rom | P3200K000567 |  | Q056AD6759 | Beds | MHHS-TMC |  |  |  |  | Q056AD6759 | TMC |  | Beds |  |  | 08/31/2020 |  |  | VERSACARE BED |  | BEDPATIENTELECTRIC-Hill-Rom-Versacare P3200 |  |  |  |  | BEDPATIENTELECTRIC-Hill-Rom-Versacare P3200 | [9 empty] | MHHS-TMC
NO | YES |  |  |  |  | Q056AD6762 | Hill- Rom | P3200K000567 |  | Q056AD6762 | Beds | MHHS-TMC |  |  |  |  | Q056AD6762 | TMC |  | Beds |  |  | 08/31/2020 |  |  | VERSACARE BED |  | BEDPATIENTELECTRIC-Hill-Rom-Versacare P3200 |  |  |  |  | BEDPATIENTELECTRIC-Hill-Rom-Versacare P3200 | [9 empty] | MHHS-TMC
NO | YES |  |  |  |  | Q056AD6770 | Hill- Rom | P3200K000567 |  | Q056AD6770 | Beds | MHHS-TMC |  |  |  |  | Q056AD6770 | TMC |  | Beds |  |  | 08/31/2020 |  |  | VERSACARE BED |  | BEDPATIENTELECTRIC-Hill-Rom-Versacare P3200 |  |  |  |  | BEDPATIENTELECTRIC-Hill-Rom-Versacare P3200 | [9 empty] | MHHS-TMC
NO | YES |  |  |  |  | Q056AD6772 | Hill- Rom | P3200K000567 |  | Q056AD6772 | Beds | MHHS-TMC |  |  |  |  | Q056AD6772 | TMC |  | Beds |  |  | 08/31/2020 |  |  | VERSACARE BED |  | BEDPATIENTELECTRIC-Hill-Rom-Versacare P3200 |  |  |  |  | BEDPATIENTELECTRIC-Hill-Rom-Versacare P3200 | [9 empty] | MHHS-TMC
NO | YES |  |  |  |  | O142AD9405 | Hill- Rom | P3200K000567 |  | O142AD9405 | Beds | MHHS-TMC |  |  |  |  | O142AD9405 | TMC |  | Beds |  | 09/10/2019 | 09/30/2020 |  |  | VERSACARE BED |  | BEDPATIENTELECTRIC-Hill-Rom-Versacare P3200 |  |  |  |  | BEDPATIENTELECTRIC-Hill-Rom-Versacare P3200 | [9 empty] | MHHS-TMC
NO | YES |  |  |  |  | O142AD9414 | Hill- Rom | P3200K000567 |  | O142AD9414 | Beds | MHHS-TMC |  |  |  |  | O142AD9414 | TMC |  | Beds |  | 09/05/2019 | 09/30/2020 |  |  | VERSACARE BED |  | BEDPATIENTELECTRIC-Hill-Rom-Versacare P3200 |  |  |  |  | BEDPATIENTELECTRIC-Hill-Rom-Versacare P3200 | [9 empty] | MHHS-TMC
NO | YES |  |  |  |  | P077AD9802 | Hill- Rom | P3200K000567 |  | P077AD9802 | Beds | MHHS-TMC |  |  |  |  | P077AD9802 | TMC |  | Beds |  | 10/17/2019 | 10/31/2020 |  |  | VERSACARE BED |  | BEDPATIENTELECTRIC-Hill-Rom-Versacare P3200 |  |  |  |  | BEDPATIENTELECTRIC-Hill-Rom-Versacare P3200 | [9 empty] | MHHS-TMC
NO | YES |  |  |  |  | O143AD9425 | Hill- Rom | P3200K000567 |  | O143AD9425 | Beds | MHHS-TMC |  |  |  |  | O143AD9425 | TMC |  | Beds |  | 12/06/2019 | 12/31/2020 |  |  | VERSACARE BED |  | BEDPATIENTELECTRIC-Hill-Rom-Versacare P3200 |  |  |  |  | BEDPATIENTELECTRIC-Hill-Rom-Versacare P3200 | [9 empty] | MHHS-TMC
NO | YES |  |  |  |  | O142AD9406 | Hill- Rom | P3200K000567 |  | O142AD9406 | Beds | MHHS-TMC |  |  |  |  | O142AD9406 | TMC |  | Beds |  | 01/08/2020 | 01/31/2021 |  |  | VERSACARE BED |  | BEDPATIENTELECTRIC-Hill-Rom-Versacare P3200 |  |  |  |  | BEDPATIENTELECTRIC-Hill-Rom-Versacare P3200 | [9 empty] | MHHS-TMC
NO | YES |  |  |  |  | O351AD7571 | Hill- Rom | P3200K000567 |  | O351AD7571 | Beds | MHHS-TMC |  |  |  |  | O351AD7571 | TMC |  | Beds |  | 01/07/2020 | 01/31/2021 |  |  | VERSACARE BED |  | BEDPATIENTELECTRIC-Hill-Rom-Versacare P3200 |  |  |  |  | BEDPATIENTELECTRIC-Hill-Rom-Versacare P3200 | [9 empty] | MHHS-TMC
NO | YES |  |  |  |  | P059AD9080 | Hill- Rom | P3200K000567 |  | P059AD9080 | Beds | MHHS-TMC |  |  |  |  | P059AD9080 | TMC |  | Beds |  | 01/10/2020 | 01/31/2021 |  |  | VERSACARE BED |  | BEDPATIENTELECTRIC-Hill-Rom-Versacare P3200 |  |  |  |  | BEDPATIENTELECTRIC-Hill-Rom-Versacare P3200 | [9 empty] | MHHS-TMC
NO | YES |  |  |  |  | P077AD9817 | Hill- Rom | P3200K000567 |  | P077AD9817 | Beds | MHHS-TMC |  |  |  |  | P077AD9817 | TMC |  | Beds |  | 01/08/2020 | 01/31/2021 |  |  | VERSACARE BED |  | BEDPATIENTELECTRIC-Hill-Rom-Versacare P3200 |  |  |  |  | BEDPATIENTELECTRIC-Hill-Rom-Versacare P3200 | [9 empty] | MHHS-TMC
NO | YES |  |  |  |  | P077AD9826 | Hill- Rom | P3200K000567 |  | P077AD9826 | Beds | MHHS-TMC |  |  |  |  | P077AD9826 | TMC |  | Beds |  | 01/07/2020 | 01/31/2021 |  |  | VERSACARE BED |  | BEDPATIENTELECTRIC-Hill-Rom-Versacare P3200 |  |  |  |  | BEDPATIENTELECTRIC-Hill-Rom-Versacare P3200 | [9 empty] | MHHS-TMC
NO | YES |  |  |  |  | Q210AD2985 | Hill- Rom | P3200K000567 |  | Q210AD2985 | Beds | MHHS-WOODLANDS |  |  |  |  | Q210AD2985 | Woodlands |  | Beds |  |  | 08/31/2020 |  |  | VERSACARE BED |  | BEDPATIENTELECTRIC-Hill-Rom-Versacare P3200 |  |  |  |  | BEDPATIENTELECTRIC-Hill-Rom-Versacare P3200 | [9 empty] | MHHS-WOODLANDS
NO | YES |  |  |  |  | Q210AD2987 | Hill- Rom | P3200K000567 |  | Q210AD2987 | Beds | MHHS-WOODLANDS |  |  |  |  | Q210AD2987 | Woodlands |  | Beds |  |  | 08/31/2020 |  |  | VERSACARE BED |  | BEDPATIENTELECTRIC-Hill-Rom-Versacare P3200 |  |  |  |  | BEDPATIENTELECTRIC-Hill-Rom-Versacare P3200 | [9 empty] | MHHS-WOODLANDS
NO | YES |  |  |  |  | Q210AD2989 | Hill- Rom | P3200K000567 |  | Q210AD2989 | Beds | MHHS-WOODLANDS |  |  |  |  | Q210AD2989 | Woodlands |  | Beds |  |  | 08/31/2020 |  |  | VERSACARE BED |  | BEDPATIENTELECTRIC-Hill-Rom-Versacare P3200 |  |  |  |  | BEDPATIENTELECTRIC-Hill-Rom-Versacare P3200 | [9 empty] | MHHS-WOODLANDS
NO | YES |  |  |  |  | Q210AD2991 | Hill- Rom | P3200K000567 |  | Q210AD2991 | Beds | MHHS-WOODLANDS |  |  |  |  | Q210AD2991 | Woodlands |  | Beds |  |  | 08/31/2020 |  |  | VERSACARE BED |  | BEDPATIENTELECTRIC-Hill-Rom-Versacare P3200 |  |  |  |  | BEDPATIENTELECTRIC-Hill-Rom-Versacare P3200 | [9 empty] | MHHS-WOODLANDS
NO | YES |  |  |  |  | Q210AD2994 | Hill- Rom | P3200K000567 |  | Q210AD2994 | Beds | MHHS-WOODLANDS |  |  |  |  | Q210AD2994 | Woodlands |  | Beds |  |  | 08/31/2020 |  |  | VERSACARE BED |  | BEDPATIENTELECTRIC-Hill-Rom-Versacare P3200 |  |  |  |  | BEDPATIENTELECTRIC-Hill-Rom-Versacare P3200 | [9 empty] | MHHS-WOODLANDS
NO | YES |  |  |  |  | Q210AD2996 | Hill- Rom | P3200K000567 |  | Q210AD2996 | Beds | MHHS-WOODLANDS |  |  |  |  | Q210AD2996 | Woodlands |  | Beds |  |  | 08/31/2020 |  |  | VERSACARE BED |  | BEDPATIENTELECTRIC-Hill-Rom-Versacare P3200 |  |  |  |  | BEDPATIENTELECTRIC-Hill-Rom-Versacare P3200 | [9 empty] | MHHS-WOODLANDS
NO | YES |  |  |  |  | Q210AD3000 | Hill- Rom | P3200K000567 |  | Q210AD3000 | Beds | MHHS-WOODLANDS |  |  |  |  | Q210AD3000 | Woodlands |  | Beds |  |  | 08/31/2020 |  |  | VERSACARE BED |  | BEDPATIENTELECTRIC-Hill-Rom-Versacare P3200 |  |  |  |  | BEDPATIENTELECTRIC-Hill-Rom-Versacare P3200 | [9 empty] | MHHS-WOODLANDS
NO | YES |  |  |  |  | Q210AD3002 | Hill- Rom | P3200K000567 |  | Q210AD3002 | Beds | MHHS-WOODLANDS |  |  |  |  | Q210AD3002 | Woodlands |  | Beds |  |  | 08/31/2020 |  |  | VERSACARE BED |  | BEDPATIENTELECTRIC-Hill-Rom-Versacare P3200 |  |  |  |  | BEDPATIENTELECTRIC-Hill-Rom-Versacare P3200 | [9 empty] | MHHS-WOODLANDS
NO | YES |  |  |  |  | Q210AD3004 | Hill- Rom | P3200K000567 |  | Q210AD3004 | Beds | MHHS-WOODLANDS |  |  |  |  | Q210AD3004 | Woodlands |  | Beds |  |  | 08/31/2020 |  |  | VERSACARE BED |  | BEDPATIENTELECTRIC-Hill-Rom-Versacare P3200 |  |  |  |  | BEDPATIENTELECTRIC-Hill-Rom-Versacare P3200 | [9 empty] | MHHS-WOODLANDS
NO | YES |  |  |  |  | Q210AD3006 | Hill- Rom | P3200K000567 |  | Q210AD3006 | Beds | MHHS-WOODLANDS |  |  |  |  | Q210AD3006 | Woodlands |  | Beds |  |  | 08/31/2020 |  |  | VERSACARE BED |  | BEDPATIENTELECTRIC-Hill-Rom-Versacare P3200 |  |  |  |  | BEDPATIENTELECTRIC-Hill-Rom-Versacare P3200 | [9 empty] | MHHS-WOODLANDS
NO | YES |  |  |  |  | Q210AD3008 | Hill- Rom | P3200K000567 |  | Q210AD3008 | Beds | MHHS-WOODLANDS |  |  |  |  | Q210AD3008 | Woodlands |  | Beds |  |  | 08/31/2020 |  |  | VERSACARE BED |  | BEDPATIENTELECTRIC-Hill-Rom-Versacare P3200 |  |  |  |  | BEDPATIENTELECTRIC-Hill-Rom-Versacare P3200 | [9 empty] | MHHS-WOODLANDS
NO | YES |  |  |  |  | Q210AD3012 | Hill- Rom | P3200K000567 |  | Q210AD3012 | Beds | MHHS-WOODLANDS |  |  |  |  | Q210AD3012 | Woodlands |  | Beds |  |  | 08/31/2020 |  |  | VERSACARE BED |  | BEDPATIENTELECTRIC-Hill-Rom-Versacare P3200 |  |  |  |  | BEDPATIENTELECTRIC-Hill-Rom-Versacare P3200 | [9 empty] | MHHS-WOODLANDS
NO | YES |  |  |  |  | Q210AD3016 | Hill- Rom | P3200K000567 |  | Q210AD3016 | Beds | MHHS-WOODLANDS |  |  |  |  | Q210AD3016 | Woodlands |  | Beds |  |  | 08/31/2020 |  |  | VERSACARE BED |  | BEDPATIENTELECTRIC-Hill-Rom-Versacare P3200 |  |  |  |  | BEDPATIENTELECTRIC-Hill-Rom-Versacare P3200 | [9 empty] | MHHS-WOODLANDS
NO | YES |  |  |  |  | Q211AD3022 | Hill- Rom | P3200K000567 |  | Q211AD3022 | Beds | MHHS-WOODLANDS |  |  |  |  | Q211AD3022 | Woodlands |  | Beds |  |  | 08/31/2020 |  |  | VERSACARE BED |  | BEDPATIENTELECTRIC-Hill-Rom-Versacare P3200 |  |  |  |  | BEDPATIENTELECTRIC-Hill-Rom-Versacare P3200 | [9 empty] | MHHS-WOODLANDS
NO | YES |  |  |  |  | Q211AD3024 | Hill- Rom | P3200K000567 |  | Q211AD3024 | Beds | MHHS-WOODLANDS |  |  |  |  | Q211AD3024 | Woodlands |  | Beds |  |  | 08/31/2020 |  |  | VERSACARE BED |  | BEDPATIENTELECTRIC-Hill-Rom-Versacare P3200 |  |  |  |  | BEDPATIENTELECTRIC-Hill-Rom-Versacare P3200 | [9 empty] | MHHS-WOODLANDS
NO | YES |  |  |  |  | Q211AD3026 | Hill- Rom | P3200K000567 |  | Q211AD3026 | Beds | MHHS-WOODLANDS |  |  |  |  | Q211AD3026 | Woodlands |  | Beds |  |  | 08/31/2020 |  |  | VERSACARE BED |  | BEDPATIENTELECTRIC-Hill-Rom-Versacare P3200 |  |  |  |  | BEDPATIENTELECTRIC-Hill-Rom-Versacare P3200 | [9 empty] | MHHS-WOODLANDS
NO | YES |  |  |  |  | Q211AD3030 | Hill- Rom | P3200K000567 |  | Q211AD3030 | Beds | MHHS-WOODLANDS |  |  |  |  | Q211AD3030 | Woodlands |  | Beds |  |  | 08/31/2020 |  |  | VERSACARE BED |  | BEDPATIENTELECTRIC-Hill-Rom-Versacare P3200 |  |  |  |  | BEDPATIENTELECTRIC-Hill-Rom-Versacare P3200 | [9 empty] | MHHS-WOODLANDS
NO | YES |  |  |  |  | Q211AD3032 | Hill- Rom | P3200K000567 |  | Q211AD3032 | Beds | MHHS-WOODLANDS |  |  |  |  | Q211AD3032 | Woodlands |  | Beds |  |  | 08/31/2020 |  |  | VERSACARE BED |  | BEDPATIENTELECTRIC-Hill-Rom-Versacare P3200 |  |  |  |  | BEDPATIENTELECTRIC-Hill-Rom-Versacare P3200 | [9 empty] | MHHS-WOODLANDS
NO | YES |  |  |  |  | Q211AD3034 | Hill- Rom | P3200K000567 |  | Q211AD3034 | Beds | MHHS-WOODLANDS |  |  |  |  | Q211AD3034 | Woodlands |  | Beds |  |  | 08/31/2020 |  |  | VERSACARE BED |  | BEDPATIENTELECTRIC-Hill-Rom-Versacare P3200 |  |  |  |  | BEDPATIENTELECTRIC-Hill-Rom-Versacare P3200 | [9 empty] | MHHS-WOODLANDS
NO | YES |  |  |  |  | Q211AD3036 | Hill- Rom | P3200K000567 |  | Q211AD3036 | Beds | MHHS-WOODLANDS |  |  |  |  | Q211AD3036 | Woodlands |  | Beds |  |  | 08/31/2020 |  |  | VERSACARE BED |  | BEDPATIENTELECTRIC-Hill-Rom-Versacare P3200 |  |  |  |  | BEDPATIENTELECTRIC-Hill-Rom-Versacare P3200 | [9 empty] | MHHS-WOODLANDS
NO | YES |  |  |  |  | Q211AD3038 | Hill- Rom | P3200K000567 |  | Q211AD3038 | Beds | MHHS-WOODLANDS |  |  |  |  | Q211AD3038 | Woodlands |  | Beds |  |  | 08/31/2020 |  |  | VERSACARE BED |  | BEDPATIENTELECTRIC-Hill-Rom-Versacare P3200 |  |  |  |  | BEDPATIENTELECTRIC-Hill-Rom-Versacare P3200 | [9 empty] | MHHS-WOODLANDS
NO | YES |  |  |  |  | Q211AD3040 | Hill- Rom | P3200K000567 |  | Q211AD3040 | Beds | MHHS-WOODLANDS |  |  |  |  | Q211AD3040 | Woodlands |  | Beds |  |  | 08/31/2020 |  |  | VERSACARE BED |  | BEDPATIENTELECTRIC-Hill-Rom-Versacare P3200 |  |  |  |  | BEDPATIENTELECTRIC-Hill-Rom-Versacare P3200 | [9 empty] | MHHS-WOODLANDS
NO | YES |  |  |  |  | Q211AD3042 | Hill- Rom | P3200K000567 |  | Q211AD3042 | Beds | MHHS-WOODLANDS |  |  |  |  | Q211AD3042 | Woodlands |  | Beds |  |  | 08/31/2020 |  |  | VERSACARE BED |  | BEDPATIENTELECTRIC-Hill-Rom-Versacare P3200 |  |  |  |  | BEDPATIENTELECTRIC-Hill-Rom-Versacare P3200 | [9 empty] | MHHS-WOODLANDS
NO | YES |  |  |  |  | Q211AD3046 | Hill- Rom | P3200K000567 |  | Q211AD3046 | Beds | MHHS-WOODLANDS |  |  |  |  | Q211AD3046 | Woodlands |  | Beds |  |  | 08/31/2020 |  |  | VERSACARE BED |  | BEDPATIENTELECTRIC-Hill-Rom-Versacare P3200 |  |  |  |  | BEDPATIENTELECTRIC-Hill-Rom-Versacare P3200 | [9 empty] | MHHS-WOODLANDS
NO | YES |  |  |  |  | Q211AD3047 | Hill- Rom | P3200K000567 |  | Q211AD3047 | Beds | MHHS-WOODLANDS |  |  |  |  | Q211AD3047 | Woodlands |  | Beds |  |  | 08/31/2020 |  |  | VERSACARE BED |  | BEDPATIENTELECTRIC-Hill-Rom-Versacare P3200 |  |  |  |  | BEDPATIENTELECTRIC-Hill-Rom-Versacare P3200 | [9 empty] | MHHS-WOODLANDS
NO | YES |  |  |  |  | Q211AD3053 | Hill- Rom | P3200K000567 |  | Q211AD3053 | Beds | MHHS-WOODLANDS |  |  |  |  | Q211AD3053 | Woodlands |  | Beds |  |  | 08/31/2020 |  |  | VERSACARE BED |  | BEDPATIENTELECTRIC-Hill-Rom-Versacare P3200 |  |  |  |  | BEDPATIENTELECTRIC-Hill-Rom-Versacare P3200 | [9 empty] | MHHS-WOODLANDS
NO | YES |  |  |  |  | R117AD6551 | Hill- Rom | P3200K000567 |  | R117AD6551 | Beds | MHHS-WOODLANDS |  |  |  |  | R117AD6551 | Woodlands |  | Beds |  |  | 08/31/2020 |  |  | VERSACARE BED |  | BEDPATIENTELECTRIC-Hill-Rom-Versacare P3200 |  |  |  |  | BEDPATIENTELECTRIC-Hill-Rom-Versacare P3200 | [9 empty] | MHHS-WOODLANDS
NO | YES |  |  |  |  | R117AD6555 | Hill- Rom | P3200K000567 |  | R117AD6555 | Beds | MHHS-WOODLANDS |  |  |  |  | R117AD6555 | Woodlands |  | Beds |  |  | 08/31/2020 |  |  | VERSACARE BED |  | BEDPATIENTELECTRIC-Hill-Rom-Versacare P3200 |  |  |  |  | BEDPATIENTELECTRIC-Hill-Rom-Versacare P3200 | [9 empty] | MHHS-WOODLANDS
NO | YES |  |  |  |  | R117AD6557 | Hill- Rom | P3200K000567 |  | R117AD6557 | Beds | MHHS-WOODLANDS |  |  |  |  | R117AD6557 | Woodlands |  | Beds |  |  | 08/31/2020 |  |  | VERSACARE BED |  | BEDPATIENTELECTRIC-Hill-Rom-Versacare P3200 |  |  |  |  | BEDPATIENTELECTRIC-Hill-Rom-Versacare P3200 | [9 empty] | MHHS-WOODLANDS
NO | YES |  |  |  |  | R117AD6559 | Hill- Rom | P3200K000567 |  | R117AD6559 | Beds | MHHS-WOODLANDS |  |  |  |  | R117AD6559 | Woodlands |  | Beds |  |  | 08/31/2020 |  |  | VERSACARE BED |  | BEDPATIENTELECTRIC-Hill-Rom-Versacare P3200 |  |  |  |  | BEDPATIENTELECTRIC-Hill-Rom-Versacare P3200 | [9 empty] | MHHS-WOODLANDS
NO | YES |  |  |  |  | R117AD6561 | Hill- Rom | P3200K000567 |  | R117AD6561 | Beds | MHHS-WOODLANDS |  |  |  |  | R117AD6561 | Woodlands |  | Beds |  |  | 08/31/2020 |  |  | VERSACARE BED |  | BEDPATIENTELECTRIC-Hill-Rom-Versacare P3200 |  |  |  |  | BEDPATIENTELECTRIC-Hill-Rom-Versacare P3200 | [9 empty] | MHHS-WOODLANDS
NO | YES |  |  |  |  | R117AD6565 | Hill- Rom | P3200K000567 |  | R117AD6565 | Beds | MHHS-WOODLANDS |  |  |  |  | R117AD6565 | Woodlands |  | Beds |  |  | 08/31/2020 |  |  | VERSACARE BED |  | BEDPATIENTELECTRIC-Hill-Rom-Versacare P3200 |  |  |  |  | BEDPATIENTELECTRIC-Hill-Rom-Versacare P3200 | [9 empty] | MHHS-WOODLANDS
NO | YES |  |  |  |  | R117AD6567 | Hill- Rom | P3200K000567 |  | R117AD6567 | Beds | MHHS-WOODLANDS |  |  |  |  | R117AD6567 | Woodlands |  | Beds |  |  | 08/31/2020 |  |  | VERSACARE BED |  | BEDPATIENTELECTRIC-Hill-Rom-Versacare P3200 |  |  |  |  | BEDPATIENTELECTRIC-Hill-Rom-Versacare P3200 | [9 empty] | MHHS-WOODLANDS
NO | YES |  |  |  |  | R117AD6569 | Hill- Rom | P3200K000567 |  | R117AD6569 | Beds | MHHS-WOODLANDS |  |  |  |  | R117AD6569 | Woodlands |  | Beds |  |  | 08/31/2020 |  |  | VERSACARE BED |  | BEDPATIENTELECTRIC-Hill-Rom-Versacare P3200 |  |  |  |  | BEDPATIENTELECTRIC-Hill-Rom-Versacare P3200 | [9 empty] | MHHS-WOODLANDS
NO | YES |  |  |  |  | R118AD6588 | Hill- Rom | P3200K000567 |  | R118AD6588 | Beds | MHHS-WOODLANDS |  |  |  |  | R118AD6588 | Woodlands |  | Beds |  |  | 08/31/2020 |  |  | VERSACARE BED |  | BEDPATIENTELECTRIC-Hill-Rom-Versacare P3200 |  |  |  |  | BEDPATIENTELECTRIC-Hill-Rom-Versacare P3200 | [9 empty] | MHHS-WOODLANDS
NO | YES |  |  |  |  | R118AD6590 | Hill- Rom | P3200K000567 |  | R118AD6590 | Beds | MHHS-WOODLANDS |  |  |  |  | R118AD6590 | Woodlands |  | Beds |  |  | 08/31/2020 |  |  | VERSACARE BED |  | BEDPATIENTELECTRIC-Hill-Rom-Versacare P3200 |  |  |  |  | BEDPATIENTELECTRIC-Hill-Rom-Versacare P3200 | [9 empty] | MHHS-WOODLANDS
NO | YES |  |  |  |  | R118AD6594 | Hill- Rom | P3200K000567 |  | R118AD6594 | Beds | MHHS-WOODLANDS |  |  |  |  | R118AD6594 | Woodlands |  | Beds |  |  | 08/31/2020 |  |  | VERSACARE BED |  | BEDPATIENTELECTRIC-Hill-Rom-Versacare P3200 |  |  |  |  | BEDPATIENTELECTRIC-Hill-Rom-Versacare P3200 | [9 empty] | MHHS-WOODLANDS
NO | YES |  |  |  |  | R118AD6598 | Hill- Rom | P3200K000567 |  | R118AD6598 | Beds | MHHS-WOODLANDS |  |  |  |  | R118AD6598 | Woodlands |  | Beds |  |  | 08/31/2020 |  |  | VERSACARE BED |  | BEDPATIENTELECTRIC-Hill-Rom-Versacare P3200 |  |  |  |  | BEDPATIENTELECTRIC-Hill-Rom-Versacare P3200 | [9 empty] | MHHS-WOODLANDS
NO | YES |  |  |  |  | R118AD6600 | Hill- Rom | P3200K000567 |  | R118AD6600 | Beds | MHHS-WOODLANDS |  |  |  |  | R118AD6600 | Woodlands |  | Beds |  |  | 08/31/2020 |  |  | VERSACARE BED |  | BEDPATIENTELECTRIC-Hill-Rom-Versacare P3200 |  |  |  |  | BEDPATIENTELECTRIC-Hill-Rom-Versacare P3200 | [9 empty] | MHHS-WOODLANDS
NO | YES |  |  |  |  | R118AD6604 | Hill- Rom | P3200K000567 |  | R118AD6604 | Beds | MHHS-WOODLANDS |  |  |  |  | R118AD6604 | Woodlands |  | Beds |  |  | 08/31/2020 |  |  | VERSACARE BED |  | BEDPATIENTELECTRIC-Hill-Rom-Versacare P3200 |  |  |  |  | BEDPATIENTELECTRIC-Hill-Rom-Versacare P3200 | [9 empty] | MHHS-WOODLANDS
NO | YES |  |  |  |  | R118AD6608 | Hill- Rom | P3200K000567 |  | R118AD6608 | Beds | MHHS-WOODLANDS |  |  |  |  | R118AD6608 | Woodlands |  | Beds |  |  | 08/31/2020 |  |  | VERSACARE BED |  | BEDPATIENTELECTRIC-Hill-Rom-Versacare P3200 |  |  |  |  | BEDPATIENTELECTRIC-Hill-Rom-Versacare P3200 | [9 empty] | MHHS-WOODLANDS
NO | YES |  |  |  |  | R118AD6612 | Hill- Rom | P3200K000567 |  | R118AD6612 | Beds | MHHS-WOODLANDS |  |  |  |  | R118AD6612 | Woodlands |  | Beds |  |  | 08/31/2020 |  |  | VERSACARE BED |  | BEDPATIENTELECTRIC-Hill-Rom-Versacare P3200 |  |  |  |  | BEDPATIENTELECTRIC-Hill-Rom-Versacare P3200 | [9 empty] | MHHS-WOODLANDS
NO | YES |  |  |  |  | R118AD6614 | Hill- Rom | P3200K000567 |  | R118AD6614 | Beds | MHHS-WOODLANDS |  |  |  |  | R118AD6614 | Woodlands |  | Beds |  |  | 08/31/2020 |  |  | VERSACARE BED |  | BEDPATIENTELECTRIC-Hill-Rom-Versacare P3200 |  |  |  |  | BEDPATIENTELECTRIC-Hill-Rom-Versacare P3200 | [9 empty] | MHHS-WOODLANDS
NO | YES |  |  |  |  | R118AD6618 | Hill- Rom | P3200K000567 |  | R118AD6618 | Beds | MHHS-WOODLANDS |  |  |  |  | R118AD6618 | Woodlands |  | Beds |  |  | 08/31/2020 |  |  | VERSACARE BED |  | BEDPATIENTELECTRIC-Hill-Rom-Versacare P3200 |  |  |  |  | BEDPATIENTELECTRIC-Hill-Rom-Versacare P3200 | [9 empty] | MHHS-WOODLANDS
NO | YES |  |  |  |  | R118AD6624 | Hill- Rom | P3200K000567 |  | R118AD6624 | Beds | MHHS-WOODLANDS |  |  |  |  | R118AD6624 | Woodlands |  | Beds |  |  | 08/31/2020 |  |  | VERSACARE BED |  | BEDPATIENTELECTRIC-Hill-Rom-Versacare P3200 |  |  |  |  | BEDPATIENTELECTRIC-Hill-Rom-Versacare P3200 | [9 empty] | MHHS-WOODLANDS
NO | YES |  |  |  |  | R118AD6626 | Hill- Rom | P3200K000567 |  | R118AD6626 | Beds | MHHS-WOODLANDS |  |  |  |  | R118AD6626 | Woodlands |  | Beds |  |  | 08/31/2020 |  |  | VERSACARE BED |  | BEDPATIENTELECTRIC-Hill-Rom-Versacare P3200 |  |  |  |  | BEDPATIENTELECTRIC-Hill-Rom-Versacare P3200 | [9 empty] | MHHS-WOODLANDS
NO | YES |  |  |  |  | R118AD6628 | Hill- Rom | P3200K000567 |  | R118AD6628 | Beds | MHHS-WOODLANDS |  |  |  |  | R118AD6628 | Woodlands |  | Beds |  |  | 08/31/2020 |  |  | VERSACARE BED |  | BEDPATIENTELECTRIC-Hill-Rom-Versacare P3200 |  |  |  |  | BEDPATIENTELECTRIC-Hill-Rom-Versacare P3200 | [9 empty] | MHHS-WOODLANDS
NO | YES |  |  |  |  | R118AD6630 | Hill- Rom | P3200K000567 |  | R118AD6630 | Beds | MHHS-WOODLANDS |  |  |  |  | R118AD6630 | Woodlands |  | Beds |  |  | 08/31/2020 |  |  | VERSACARE BED |  | BEDPATIENTELECTRIC-Hill-Rom-Versacare P3200 |  |  |  |  | BEDPATIENTELECTRIC-Hill-Rom-Versacare P3200 | [9 empty] | MHHS-WOODLANDS
NO | YES |  |  |  |  | R118AD6634 | Hill- Rom | P3200K000567 |  | R118AD6634 | Beds | MHHS-WOODLANDS |  |  |  |  | R118AD6634 | Woodlands |  | Beds |  |  | 08/31/2020 |  |  | VERSACARE BED |  | BEDPATIENTELECTRIC-Hill-Rom-Versacare P3200 |  |  |  |  | BEDPATIENTELECTRIC-Hill-Rom-Versacare P3200 | [9 empty] | MHHS-WOODLANDS
NO | YES |  |  |  |  | R118AD6636 | Hill- Rom | P3200K000567 |  | R118AD6636 | Beds | MHHS-WOODLANDS |  |  |  |  | R118AD6636 | Woodlands |  | Beds |  |  | 08/31/2020 |  |  | VERSACARE BED |  | BEDPATIENTELECTRIC-Hill-Rom-Versacare P3200 |  |  |  |  | BEDPATIENTELECTRIC-Hill-Rom-Versacare P3200 | [9 empty] | MHHS-WOODLANDS
NO | YES |  |  |  |  | R155AD8340 | Hill- Rom | P3200K000567 |  | R155AD8340 | Beds | MHHS-WOODLANDS |  |  |  |  | R155AD8340 | Woodlands |  | Beds |  |  | 08/31/2020 |  |  | VERSACARE BED |  | BEDPATIENTELECTRIC-Hill-Rom-Versacare P3200 |  |  |  |  | BEDPATIENTELECTRIC-Hill-Rom-Versacare P3200 | [9 empty] | MHHS-WOODLANDS
NO | YES |  |  |  |  | Q210AD3010 | Hill- Rom | P3200K000567 |  | Q210AD3010 | Beds | MHHS-WOODLANDS |  |  |  |  | Q210AD3010 | Woodlands |  | Beds |  | 10/23/2019 | 10/31/2020 |  |  | VERSACARE BED |  | BEDPATIENTELECTRIC-Hill-Rom-Versacare P3200 |  |  |  |  | BEDPATIENTELECTRIC-Hill-Rom-Versacare P3200 | [9 empty] | MHHS-WOODLANDS
NO | YES |  |  |  |  | Q211AD3044 | Hill- Rom | P3200K000567 |  | Q211AD3044 | Beds | MHHS-WOODLANDS |  |  |  |  | Q211AD3044 | Woodlands |  | Beds |  | 12/03/2019 | 12/31/2020 |  |  | VERSACARE BED |  | BEDPATIENTELECTRIC-Hill-Rom-Versacare P3200 |  |  |  |  | BEDPATIENTELECTRIC-Hill-Rom-Versacare P3200 | [9 empty] | MHHS-WOODLANDS
NO | YES |  |  |  |  | R117AD6563 | Hill- Rom | P3200K000567 |  | R117AD6563 | Beds | MHHS-WOODLANDS |  |  |  |  | R117AD6563 | Woodlands |  | Beds |  | 12/17/2019 | 12/31/2020 |  |  | VERSACARE BED |  | BEDPATIENTELECTRIC-Hill-Rom-Versacare P3200 |  |  |  |  | BEDPATIENTELECTRIC-Hill-Rom-Versacare P3200 | [9 empty] | MHHS-WOODLANDS
NO | YES |  |  |  |  | R118AD6592 | Hill- Rom | P3200K000567 |  | R118AD6592 | Beds | MHHS-WOODLANDS |  |  |  |  | R118AD6592 | Woodlands |  | Beds |  | 01/02/2020 | 01/31/2021 |  |  | VERSACARE BED |  | BEDPATIENTELECTRIC-Hill-Rom-Versacare P3200 |  |  |  |  | BEDPATIENTELECTRIC-Hill-Rom-Versacare P3200 | [9 empty] | MHHS-WOODLANDS
NO | YES |  |  |  |  | O345AD7403 | Hill- Rom | P3200K000772 |  | O345AD7403 | Beds | MHHS-WOODLANDS |  |  |  |  | O345AD7403 | Woodlands |  | Beds |  |  | 08/31/2020 |  |  | VERSACARE BED |  | BEDPATIENTELECTRIC-Hill-Rom-Versacare P3200 |  |  |  |  | BEDPATIENTELECTRIC-Hill-Rom-Versacare P3200 | [9 empty] | MHHS-WOODLANDS
NO | YES |  |  |  |  | O345AD7406 | Hill- Rom | P3200K000772 |  | O345AD7406 | Beds | MHHS-WOODLANDS |  |  |  |  | O345AD7406 | Woodlands |  | Beds |  |  | 08/31/2020 |  |  | VERSACARE BED |  | BEDPATIENTELECTRIC-Hill-Rom-Versacare P3200 |  |  |  |  | BEDPATIENTELECTRIC-Hill-Rom-Versacare P3200 | [9 empty] | MHHS-WOODLANDS
NO | YES |  |  |  |  | O346AD7412 | Hill- Rom | P3200K000772 |  | O346AD7412 | Beds | MHHS-WOODLANDS |  |  |  |  | O346AD7412 | Woodlands |  | Beds |  |  | 08/31/2020 |  |  | VERSACARE BED |  | BEDPATIENTELECTRIC-Hill-Rom-Versacare P3200 |  |  |  |  | BEDPATIENTELECTRIC-Hill-Rom-Versacare P3200 | [9 empty] | MHHS-WOODLANDS
NO | YES |  |  |  |  | O346AD7415 | Hill- Rom | P3200K000772 |  | O346AD7415 | Beds | MHHS-WOODLANDS |  |  |  |  | O346AD7415 | Woodlands |  | Beds |  |  | 08/31/2020 |  |  | VERSACARE BED |  | BEDPATIENTELECTRIC-Hill-Rom-Versacare P3200 |  |  |  |  | BEDPATIENTELECTRIC-Hill-Rom-Versacare P3200 | [9 empty] | MHHS-WOODLANDS
NO | YES |  |  |  |  | O346AD7419 | Hill- Rom | P3200K000772 |  | O346AD7419 | Beds | MHHS-WOODLANDS |  |  |  |  | O346AD7419 | Woodlands |  | Beds |  |  | 08/31/2020 |  |  | VERSACARE BED |  | BEDPATIENTELECTRIC-Hill-Rom-Versacare P3200 |  |  |  |  | BEDPATIENTELECTRIC-Hill-Rom-Versacare P3200 | [9 empty] | MHHS-WOODLANDS
NO | YES |  |  |  |  | O346AD7422 | Hill- Rom | P3200K000772 |  | O346AD7422 | Beds | MHHS-WOODLANDS |  |  |  |  | O346AD7422 | Woodlands |  | Beds |  |  | 08/31/2020 |  |  | VERSACARE BED |  | BEDPATIENTELECTRIC-Hill-Rom-Versacare P3200 |  |  |  |  | BEDPATIENTELECTRIC-Hill-Rom-Versacare P3200 | [9 empty] | MHHS-WOODLANDS
NO | YES |  |  |  |  | O350AD7520 | Hill- Rom | P3200K000772 |  | O350AD7520 | Beds | MHHS-WOODLANDS |  |  |  |  | O350AD7520 | Woodlands |  | Beds |  |  | 08/31/2020 |  |  | VERSACARE BED |  | BEDPATIENTELECTRIC-Hill-Rom-Versacare P3200 |  |  |  |  | BEDPATIENTELECTRIC-Hill-Rom-Versacare P3200 | [9 empty] | MHHS-WOODLANDS
NO | YES |  |  |  |  | O350AD7523 | Hill- Rom | P3200K000772 |  | O350AD7523 | Beds | MHHS-WOODLANDS |  |  |  |  | O350AD7523 | Woodlands |  | Beds |  |  | 08/31/2020 |  |  | VERSACARE BED |  | BEDPATIENTELECTRIC-Hill-Rom-Versacare P3200 |  |  |  |  | BEDPATIENTELECTRIC-Hill-Rom-Versacare P3200 | [9 empty] | MHHS-WOODLANDS
NO | YES |  |  |  |  | O350AD7526 | Hill- Rom | P3200K000772 |  | O350AD7526 | Beds | MHHS-WOODLANDS |  |  |  |  | O350AD7526 | Woodlands |  | Beds |  |  | 08/31/2020 |  |  | VERSACARE BED |  | BEDPATIENTELECTRIC-Hill-Rom-Versacare P3200 |  |  |  |  | BEDPATIENTELECTRIC-Hill-Rom-Versacare P3200 | [9 empty] | MHHS-WOODLANDS
NO | YES |  |  |  |  | O350AD7529 | Hill- Rom | P3200K000772 |  | O350AD7529 | Beds | MHHS-WOODLANDS |  |  |  |  | O350AD7529 | Woodlands |  | Beds |  |  | 08/31/2020 |  |  | VERSACARE BED |  | BEDPATIENTELECTRIC-Hill-Rom-Versacare P3200 |  |  |  |  | BEDPATIENTELECTRIC-Hill-Rom-Versacare P3200 | [9 empty] | MHHS-WOODLANDS
NO | YES |  |  |  |  | O350AD7544 | Hill- Rom | P3200K000772 |  | O350AD7544 | Beds | MHHS-WOODLANDS |  |  |  |  | O350AD7544 | Woodlands |  | Beds |  |  | 08/31/2020 |  |  | VERSACARE BED |  | BEDPATIENTELECTRIC-Hill-Rom-Versacare P3200 |  |  |  |  | BEDPATIENTELECTRIC-Hill-Rom-Versacare P3200 | [9 empty] | MHHS-WOODLANDS
NO | YES |  |  |  |  | O350AD7548 | Hill- Rom | P3200K000772 |  | O350AD7548 | Beds | MHHS-WOODLANDS |  |  |  |  | O350AD7548 | Woodlands |  | Beds |  |  | 08/31/2020 |  |  | VERSACARE BED |  | BEDPATIENTELECTRIC-Hill-Rom-Versacare P3200 |  |  |  |  | BEDPATIENTELECTRIC-Hill-Rom-Versacare P3200 | [9 empty] | MHHS-WOODLANDS
NO | YES |  |  |  |  | O350AD7550 | Hill- Rom | P3200K000772 |  | O350AD7550 | Beds | MHHS-WOODLANDS |  |  |  |  | O350AD7550 | Woodlands |  | Beds |  |  | 08/31/2020 |  |  | VERSACARE BED |  | BEDPATIENTELECTRIC-Hill-Rom-Versacare P3200 |  |  |  |  | BEDPATIENTELECTRIC-Hill-Rom-Versacare P3200 | [9 empty] | MHHS-WOODLANDS
NO | YES |  |  |  |  | O351AD7553 | Hill- Rom | P3200K000772 |  | O351AD7553 | Beds | MHHS-WOODLANDS |  |  |  |  | O351AD7553 | Woodlands |  | Beds |  |  | 08/31/2020 |  |  | VERSACARE BED |  | BEDPATIENTELECTRIC-Hill-Rom-Versacare P3200 |  |  |  |  | BEDPATIENTELECTRIC-Hill-Rom-Versacare P3200 | [9 empty] | MHHS-WOODLANDS
NO | YES |  |  |  |  | O351AD7554 | Hill- Rom | P3200K000772 |  | O351AD7554 | Beds | MHHS-WOODLANDS |  |  |  |  | O351AD7554 | Woodlands |  | Beds |  |  | 08/31/2020 |  |  | VERSACARE BED |  | BEDPATIENTELECTRIC-Hill-Rom-Versacare P3200 |  |  |  |  | BEDPATIENTELECTRIC-Hill-Rom-Versacare P3200 | [9 empty] | MHHS-WOODLANDS
NO | YES |  |  |  |  | O351AD7559 | Hill- Rom | P3200K000772 |  | O351AD7559 | Beds | MHHS-WOODLANDS |  |  |  |  | O351AD7559 | Woodlands |  | Beds |  |  | 08/31/2020 |  |  | VERSACARE BED |  | BEDPATIENTELECTRIC-Hill-Rom-Versacare P3200 |  |  |  |  | BEDPATIENTELECTRIC-Hill-Rom-Versacare P3200 | [9 empty] | MHHS-WOODLANDS
NO | YES |  |  |  |  | O351AD7560 | Hill- Rom | P3200K000772 |  | O351AD7560 | Beds | MHHS-WOODLANDS |  |  |  |  | O351AD7560 | Woodlands |  | Beds |  |  | 08/31/2020 |  |  | VERSACARE BED |  | BEDPATIENTELECTRIC-Hill-Rom-Versacare P3200 |  |  |  |  | BEDPATIENTELECTRIC-Hill-Rom-Versacare P3200 | [9 empty] | MHHS-WOODLANDS
NO | YES |  |  |  |  | O351AD7564 | Hill- Rom | P3200K000772 |  | O351AD7564 | Beds | MHHS-WOODLANDS |  |  |  |  | O351AD7564 | Woodlands |  | Beds |  |  | 08/31/2020 |  |  | VERSACARE BED |  | BEDPATIENTELECTRIC-Hill-Rom-Versacare P3200 |  |  |  |  | BEDPATIENTELECTRIC-Hill-Rom-Versacare P3200 | [9 empty] | MHHS-WOODLANDS
NO | YES |  |  |  |  | O351AD7602 | Hill- Rom | P3200K000772 |  | O351AD7602 | Beds | MHHS-WOODLANDS |  |  |  |  | O351AD7602 | Woodlands |  | Beds |  |  | 08/31/2020 |  |  | VERSACARE BED |  | BEDPATIENTELECTRIC-Hill-Rom-Versacare P3200 |  |  |  |  | BEDPATIENTELECTRIC-Hill-Rom-Versacare P3200 | [9 empty] | MHHS-WOODLANDS
NO | YES |  |  |  |  | O351AD7605 | Hill- Rom | P3200K000772 |  | O351AD7605 | Beds | MHHS-WOODLANDS |  |  |  |  | O351AD7605 | Woodlands |  | Beds |  |  | 08/31/2020 |  |  | VERSACARE BED |  | BEDPATIENTELECTRIC-Hill-Rom-Versacare P3200 |  |  |  |  | BEDPATIENTELECTRIC-Hill-Rom-Versacare P3200 | [9 empty] | MHHS-WOODLANDS
NO | YES |  |  |  |  | O352AD7662 | Hill- Rom | P3200K000772 |  | O352AD7662 | Beds | MHHS-WOODLANDS |  |  |  |  | O352AD7662 | Woodlands |  | Beds |  |  | 08/31/2020 |  |  | VERSACARE BED |  | BEDPATIENTELECTRIC-Hill-Rom-Versacare P3200 |  |  |  |  | BEDPATIENTELECTRIC-Hill-Rom-Versacare P3200 | [9 empty] | MHHS-WOODLANDS
NO | YES |  |  |  |  | O350AD7545 | Hill- Rom | P3200K000772 |  | O350AD7545 | Beds | MHHS-WOODLANDS |  |  |  |  | O350AD7545 | Woodlands |  | Beds |  | 10/10/2019 | 10/31/2020 |  |  | VERSACARE BED |  | BEDPATIENTELECTRIC-Hill-Rom-Versacare P3200 |  |  |  |  | BEDPATIENTELECTRIC-Hill-Rom-Versacare P3200 | [9 empty] | MHHS-WOODLANDS
NO | YES |  |  |  |  | O351AD7557 | Hill- Rom | P3200K000772 |  | O351AD7557 | Beds | MHHS-WOODLANDS |  |  |  |  | O351AD7557 | Woodlands |  | Beds |  | 12/17/2019 | 12/31/2020 |  |  | VERSACARE BED |  | BEDPATIENTELECTRIC-Hill-Rom-Versacare P3200 |  |  |  |  | BEDPATIENTELECTRIC-Hill-Rom-Versacare P3200 | [9 empty] | MHHS-WOODLANDS
NO | YES |  |  |  |  | P042AD8490 | Hill- Rom | P3200K000787 |  | P042AD8490 | Beds | MHHS-Northeast |  |  |  |  | P042AD8490 | Katy |  | Beds |  | 03/05/2019 | 03/31/2020 |  |  | VERSACARE BED |  | BEDPATIENTELECTRIC-Hill-Rom-Versacare P3200 |  |  |  |  | BEDPATIENTELECTRIC-Hill-Rom-Versacare P3200 | [9 empty] | MHHS-Northeast
NO | YES |  |  |  |  | P042AD8495 | Hill- Rom | P3200K000787 |  | P042AD8495 | Beds | MHHS-TMC |  |  |  |  | P042AD8495 | TMC |  | Beds |  | 02/21/2019 | 02/29/2020 |  |  | VERSACARE BED |  | BEDPATIENTELECTRIC-Hill-Rom-Versacare P3200 |  |  |  |  | BEDPATIENTELECTRIC-Hill-Rom-Versacare P3200 | [9 empty] | MHHS-TMC
NO | YES |  |  |  |  | P042AD8509 | Hill- Rom | P3200K000787 |  | P042AD8509 | Beds | MHHS-TMC |  |  |  |  | P042AD8509 | TMC |  | Beds |  | 02/21/2019 | 02/29/2020 |  |  | VERSACARE BED |  | BEDPATIENTELECTRIC-Hill-Rom-Versacare P3200 |  |  |  |  | BEDPATIENTELECTRIC-Hill-Rom-Versacare P3200 | [9 empty] | MHHS-TMC
NO | YES |  |  |  |  | P042AD8503 | Hill- Rom | P3200K000787 |  | P042AD8503 | Beds | MHHS-TMC |  |  |  |  | P042AD8503 | TMC |  | Beds |  | 03/05/2019 | 03/31/2020 |  |  | VERSACARE BED |  | BEDPATIENTELECTRIC-Hill-Rom-Versacare P3200 |  |  |  |  | BEDPATIENTELECTRIC-Hill-Rom-Versacare P3200 | [9 empty] | MHHS-TMC
NO | YES |  |  |  |  | P042AD8518 | Hill- Rom | P3200K000787 |  | P042AD8518 | Beds | MHHS-TMC |  |  |  |  | P042AD8518 | TMC |  | Beds |  | 03/18/2019 | 03/31/2020 |  |  | VERSACARE BED |  | BEDPATIENTELECTRIC-Hill-Rom-Versacare P3200 |  |  |  |  | BEDPATIENTELECTRIC-Hill-Rom-Versacare P3200 | [9 empty] | MHHS-TMC
NO | YES |  |  |  |  | P042AD8519 | Hill- Rom | P3200K000787 |  | P042AD8519 | Beds | MHHS-TMC |  |  |  |  | P042AD8519 | TMC |  | Beds |  | 03/20/2019 | 03/31/2020 |  |  | VERSACARE BED |  | BEDPATIENTELECTRIC-Hill-Rom-Versacare P3200 |  |  |  |  | BEDPATIENTELECTRIC-Hill-Rom-Versacare P3200 | [9 empty] | MHHS-TMC
NO | YES |  |  |  |  | P042AD8521 | Hill- Rom | P3200K000787 |  | P042AD8521 | Beds | MHHS-TMC |  |  |  |  | P042AD8521 | TMC |  | Beds |  | 03/22/2019 | 03/31/2020 |  |  | VERSACARE BED |  | BEDPATIENTELECTRIC-Hill-Rom-Versacare P3200 |  |  |  |  | BEDPATIENTELECTRIC-Hill-Rom-Versacare P3200 | [9 empty] | MHHS-TMC
NO | YES |  |  |  |  | P042AD8517 | Hill- Rom | P3200K000787 |  | P042AD8517 | Beds | MHHS-TMC |  |  |  |  | P042AD8517 | TMC |  | Beds |  | 05/22/2019 | 05/31/2020 |  |  | VERSACARE BED |  | BEDPATIENTELECTRIC-Hill-Rom-Versacare P3200 |  |  |  |  | BEDPATIENTELECTRIC-Hill-Rom-Versacare P3200 | [9 empty] | MHHS-TMC
NO | YES |  |  |  |  | P042AD8506 | Hill- Rom | P3200K000787 |  | P042AD8506 | Beds | MHHS-TMC |  |  |  |  | P042AD8506 | TMC |  | Beds |  | 06/14/2019 | 06/30/2020 |  |  | VERSACARE BED |  | BEDPATIENTELECTRIC-Hill-Rom-Versacare P3200 |  |  |  |  | BEDPATIENTELECTRIC-Hill-Rom-Versacare P3200 | [9 empty] | MHHS-TMC
NO | YES |  |  |  |  | P042AD8515 | Hill- Rom | P3200K000787 |  | P042AD8515 | Beds | MHHS-TMC |  |  |  |  | P042AD8515 | TMC |  | Beds |  |  | 08/31/2020 |  |  | VERSACARE BED |  | BEDPATIENTELECTRIC-Hill-Rom-Versacare P3200 |  |  |  |  | BEDPATIENTELECTRIC-Hill-Rom-Versacare P3200 | [9 empty] | MHHS-TMC
NO | YES |  |  |  |  | 25A00A | Hill- Rom | P3600EB07 |  | 25A00A | Beds | MHHS-Southeast |  |  |  |  | 25A00A | Southeast & Bay Area |  | Beds |  | 06/30/2019 | 06/30/2020 |  |  | AFFINITY BIRTHING BED |  | BEDPATIENTELECTRIC-Hill-Rom-Affinity 1 P3601 |  |  |  |  | BEDPATIENTELECTRIC-Hill-Rom-Affinity 1 P3601 | [9 empty] | MHHS-Southeast
NO | YES |  |  |  |  | 35A30 | Hill- Rom | P3600EB07 |  | 35A30 | Beds | MHHS-Southeast |  |  |  |  | 35A30 | Southeast & Bay Area |  | Beds |  | 06/29/2019 | 06/30/2020 |  |  | AFFINITY BIRTHING BED |  | BEDPATIENTELECTRIC-Hill-Rom-Affinity 1 P3601 |  |  |  |  | BEDPATIENTELECTRIC-Hill-Rom-Affinity 1 P3601 | [9 empty] | MHHS-Southeast
NO | YES |  |  |  |  | 35A39 | Hill- Rom | P3600EB07 |  | 35A39 | Beds | MHHS-Southeast |  |  |  |  | 35A39 | Southeast & Bay Area |  | Beds |  | 06/29/2019 | 06/30/2020 |  |  | AFFINITY BIRTHING BED |  | BEDPATIENTELECTRIC-Hill-Rom-Affinity 1 P3601 |  |  |  |  | BEDPATIENTELECTRIC-Hill-Rom-Affinity 1 P3601 | [9 empty] | MHHS-Southeast
NO | YES |  |  |  |  | 35A82 | Hill- Rom | P3600EB07 |  | 35A82 | Beds | MHHS-Southeast |  |  |  |  | 35A82 | Southeast & Bay Area |  | Beds |  | 08/13/2019 | 08/31/2020 |  |  | AFFINITY BIRTHING BED |  | BEDPATIENTELECTRIC-Hill-Rom-Affinity 1 P3601 |  |  |  |  | BEDPATIENTELECTRIC-Hill-Rom-Affinity 1 P3601 | [9 empty] | MHHS-Southeast
NO | YES |  |  |  |  | 75A00003LT | Hill- Rom | P3600EB07 |  | 75A00003LT | Beds | MHHS-Southeast |  |  |  |  | 75A00003LT | Southeast & Bay Area |  | Beds |  | 08/13/2019 | 08/31/2020 |  |  | AFFINITY BIRTHING BED |  | BEDPATIENTELECTRIC-Hill-Rom-Affinity 1 P3601 |  |  |  |  | BEDPATIENTELECTRIC-Hill-Rom-Affinity 1 P3601 | [9 empty] | MHHS-Southeast
NO | YES |  |  |  |  | 75A00000X9 | Hill- Rom | P3600EB07 |  | 75A00000X9 | Beds | MHHS-Sugarland |  |  |  |  | 75A00000X9 | Sugar Land |  | Beds |  | 05/17/2019 | 05/31/2020 |  |  | AFFINITY BIRTHING BED |  | BEDPATIENTELECTRIC-Hill-Rom-Affinity 1 P3601 |  |  |  |  | BEDPATIENTELECTRIC-Hill-Rom-Affinity 1 P3601 | [9 empty] | MHHS-Sugarland
NO | YES |  |  |  |  | C039AA1121 | Hill- Rom | P3700A002568 |  | C039AA1121 | Beds | MHHS-Katy |  |  |  |  | C039AA1121 | Katy |  | Beds |  | 10/11/2019 | 10/31/2020 |  |  | AFFINITY BIRTHING BED |  | BEDBIRTHING-Hill-Rom-AFFINITY 3 P3700 |  |  |  |  | BEDBIRTHING-Hill-Rom-AFFINITY 3 P3700 | [9 empty] | MHHS-Katy
NO | YES |  |  |  |  | C040AA1123 | Hill- Rom | P3700A002568 |  | C040AA1123 | Beds | MHHS-Katy |  |  |  |  | C040AA1123 | Katy |  | Beds |  | 10/11/2019 | 10/31/2020 |  |  | AFFINITY BIRTHING BED |  | BEDBIRTHING-Hill-Rom-AFFINITY 3 P3700 |  |  |  |  | BEDBIRTHING-Hill-Rom-AFFINITY 3 P3700 | [9 empty] | MHHS-Katy
NO | YES |  |  |  |  | C040AA1124 | Hill- Rom | P3700A002568 |  | C040AA1124 | Beds | MHHS-Katy |  |  |  |  | C040AA1124 | Katy |  | Beds |  | 10/11/2019 | 10/31/2020 |  |  | AFFINITY BIRTHING BED |  | BEDBIRTHING-Hill-Rom-AFFINITY 3 P3700 |  |  |  |  | BEDBIRTHING-Hill-Rom-AFFINITY 3 P3700 | [9 empty] | MHHS-Katy
NO | YES |  |  |  |  | C040AA1125 | Hill- Rom | P3700A002568 |  | C040AA1125 | Beds | MHHS-Katy |  |  |  |  | C040AA1125 | Katy |  | Beds |  | 10/11/2019 | 10/31/2020 |  |  | AFFINITY BIRTHING BED |  | BEDBIRTHING-Hill-Rom-AFFINITY 3 P3700 |  |  |  |  | BEDBIRTHING-Hill-Rom-AFFINITY 3 P3700 | [9 empty] | MHHS-Katy
NO | YES |  |  |  |  | C046AA1168 | Hill- Rom | P3700A002568 |  | C046AA1168 | Beds | MHHS-Katy |  |  |  |  | C046AA1168 | Katy |  | Beds |  | 10/11/2019 | 10/31/2020 |  |  | AFFINITY BIRTHING BED |  | BEDBIRTHING-Hill-Rom-AFFINITY 3 P3700 |  |  |  |  | BEDBIRTHING-Hill-Rom-AFFINITY 3 P3700 | [9 empty] | MHHS-Katy
NO | YES |  |  |  |  | F093AA8667 | Hill- Rom | P3700A002576 |  | F093AA8667 | Beds | MHHS-Sugarland |  |  |  |  | F093AA8667 | Sugar Land |  | Beds |  | 02/20/2019 | 02/29/2020 |  |  | AFFINITY BIRTHING BED |  | BEDBIRTHING-Hill-Rom-AFFINITY 3 P3700 |  |  |  |  | BEDBIRTHING-Hill-Rom-AFFINITY 3 P3700 | [9 empty] | MHHS-Sugarland
NO | YES |  |  |  |  | H264AA4476 | Hill- Rom | P3700A002576 |  | H264AA4476 | Beds | MHHS-Sugarland |  |  |  |  | H264AA4476 | Sugar Land |  | Beds |  | 02/20/2019 | 02/29/2020 |  |  | AFFINITY BIRTHING BED |  | BEDBIRTHING-Hill-Rom-AFFINITY 3 P3700 |  |  |  |  | BEDBIRTHING-Hill-Rom-AFFINITY 3 P3700 | [9 empty] | MHHS-Sugarland
NO | YES |  |  |  |  | H265AA4484 | Hill- Rom | P3700A002576 |  | H265AA4484 | Beds | MHHS-Sugarland |  |  |  |  | H265AA4484 | Sugar Land |  | Beds |  | 02/20/2019 | 02/29/2020 |  |  | AFFINITY BIRTHING BED |  | BEDBIRTHING-Hill-Rom-AFFINITY 3 P3700 |  |  |  |  | BEDBIRTHING-Hill-Rom-AFFINITY 3 P3700 | [9 empty] | MHHS-Sugarland
NO | YES |  |  |  |  | H270AA4511 | Hill- Rom | P3700A002576 |  | H270AA4511 | Beds | MHHS-Sugarland |  |  |  |  | H270AA4511 | Sugar Land |  | Beds |  | 02/20/2019 | 02/29/2020 |  |  | AFFINITY BIRTHING BED |  | BEDBIRTHING-Hill-Rom-AFFINITY 3 P3700 |  |  |  |  | BEDBIRTHING-Hill-Rom-AFFINITY 3 P3700 | [9 empty] | MHHS-Sugarland
NO | YES |  |  |  |  | F055AA8416 | Hill- Rom | P3700A002576 |  | F055AA8416 | Beds | MHHS-Sugarland |  |  |  |  | F055AA8416 | Sugar Land |  | Beds |  | 10/16/2019 | 10/31/2020 |  |  | AFFINITY BIRTHING BED |  | BEDBIRTHING-Hill-Rom-AFFINITY 3 P3700 |  |  |  |  | BEDBIRTHING-Hill-Rom-AFFINITY 3 P3700 | [9 empty] | MHHS-Sugarland
NO | YES |  |  |  |  | H270AA4514 | Hill- Rom | P3700A002576 |  | H270AA4514 | Beds | MHHS-Sugarland |  |  |  |  | H270AA4514 | Sugar Land |  | Beds |  | 10/16/2019 | 10/31/2020 |  |  | AFFINITY BIRTHING BED |  | BEDBIRTHING-Hill-Rom-AFFINITY 3 P3700 |  |  |  |  | BEDBIRTHING-Hill-Rom-AFFINITY 3 P3700 | [9 empty] | MHHS-Sugarland
NO | YES |  |  |  |  | H277AA4561 | Hill- Rom | P3700A002576 |  | H277AA4561 | Beds | MHHS-Sugarland |  |  |  |  | H277AA4561 | Sugar Land |  | Beds |  | 10/16/2019 | 10/31/2020 |  |  | AFFINITY BIRTHING BED |  | BEDBIRTHING-Hill-Rom-AFFINITY 3 P3700 |  |  |  |  | BEDBIRTHING-Hill-Rom-AFFINITY 3 P3700 | [9 empty] | MHHS-Sugarland
NO | YES |  |  |  |  | C169AA1884 | Hill- Rom | P3700A002580 |  | C169AA1884 | Beds | MHHS-WOODLANDS |  |  |  |  | C169AA1884 | Woodlands |  | Beds |  | 04/29/2019 | 04/30/2020 |  |  | AFFINITY BIRTHING BED |  | BEDBIRTHING-Hill-Rom-AFFINITY 3 P3700 |  |  |  |  | BEDBIRTHING-Hill-Rom-AFFINITY 3 P3700 | [9 empty] | MHHS-WOODLANDS
NO | YES |  |  |  |  | H311AA4739 | Hill- Rom | P3700A002597 |  | H311AA4739 | Beds | MHHS-Katy |  |  |  |  | H311AA4739 | Katy |  | Beds |  | 04/23/2019 | 04/30/2020 |  |  | AFFINITY BIRTHING BED |  | BEDBIRTHING-Hill-Rom-AFFINITY 3 P3700 |  |  |  |  | BEDBIRTHING-Hill-Rom-AFFINITY 3 P3700 | [9 empty] | MHHS-Katy
NO | YES |  |  |  |  | E008AA5959 | Hill- Rom | P3700A002606 |  | E008AA5959 | Beds | MHHS-WOODLANDS |  |  |  |  | E008AA5959 | Woodlands |  | Beds |  | 09/03/2019 | 09/30/2020 |  |  | AFFINITY BIRTHING BED |  | BEDBIRTHING-Hill-Rom-AFFINITY 3 P3700 |  |  |  |  | BEDBIRTHING-Hill-Rom-AFFINITY 3 P3700 | [9 empty] | MHHS-WOODLANDS
NO | YES |  |  |  |  | E013AA5994 | Hill- Rom | P3700A002606 |  | E013AA5994 | Beds | MHHS-WOODLANDS |  |  |  |  | E013AA5994 | Woodlands |  | Beds |  | 10/01/2019 | 09/30/2020 |  |  | AFFINITY BIRTHING BED |  | BEDBIRTHING-Hill-Rom-AFFINITY 3 P3700 |  |  |  |  | BEDBIRTHING-Hill-Rom-AFFINITY 3 P3700 | [9 empty] | MHHS-WOODLANDS
NO | YES |  |  |  |  | E009AA5971 | Hill- Rom | P3700A002606 |  | E009AA5971 | Beds | MHHS-WOODLANDS |  |  |  |  | E009AA5971 | Woodlands |  | Beds |  | 01/09/2020 | 01/31/2021 |  |  | AFFINITY BIRTHING BED |  | BEDBIRTHING-Hill-Rom-AFFINITY 3 P3700 |  |  |  |  | BEDBIRTHING-Hill-Rom-AFFINITY 3 P3700 | [9 empty] | MHHS-WOODLANDS
NO | YES |  |  |  |  | C071AA1326 | Hill- Rom | P3700A002656 |  | C071AA1326 | Beds | MHHS-Southeast |  |  |  |  | C071AA1326 | Southeast & Bay Area |  | Beds |  | 03/27/2019 | 03/31/2020 |  |  | AFFINITY BIRTHING BED |  | BEDBIRTHING-Hill-Rom-AFFINITY 3 P3700 |  |  |  |  | BEDBIRTHING-Hill-Rom-AFFINITY 3 P3700 | [9 empty] | MHHS-Southeast
NO | YES |  |  |  |  | C071AA1327 | Hill- Rom | P3700A002656 |  | C071AA1327 | Beds | MHHS-Southeast |  |  |  |  | C071AA1327 | Southeast & Bay Area |  | Beds |  | 03/30/2019 | 03/31/2020 |  |  | AFFINITY BIRTHING BED |  | BEDBIRTHING-Hill-Rom-AFFINITY 3 P3700 |  |  |  |  | BEDBIRTHING-Hill-Rom-AFFINITY 3 P3700 | [9 empty] | MHHS-Southeast
NO | YES |  |  |  |  | C156AA1812 | Hill- Rom | P3700A002656 |  | C156AA1812 | Beds | MHHS-Southeast |  |  |  |  | C156AA1812 | Southeast & Bay Area |  | Beds |  | 03/20/2019 | 03/31/2020 |  |  | AFFINITY BIRTHING BED |  | BEDBIRTHING-Hill-Rom-AFFINITY 3 P3700 |  |  |  |  | BEDBIRTHING-Hill-Rom-AFFINITY 3 P3700 | [9 empty] | MHHS-Southeast
NO | YES |  |  |  |  | D123AA4085 | Hill- Rom | P3700A002661 |  | D123AA4085 | Beds | MHHS-WOODLANDS |  |  |  |  | D123AA4085 | Woodlands |  | Beds |  | 04/02/2019 | 04/30/2020 |  |  | AFFINITY BIRTHING BED |  | BEDBIRTHING-Hill-Rom-AFFINITY 3 P3700 |  |  |  |  | BEDBIRTHING-Hill-Rom-AFFINITY 3 P3700 | [9 empty] | MHHS-WOODLANDS
NO | YES | Serial Number F219AA9262 |  |  |  | F219AA9262 | Hill- Rom | P3700A002837 |  | F219AA9262 | Beds | MHHS-Southeast |  |  |  |  | F219AA9262 | Southeast & Bay Area |  | Beds |  | 01/31/2019 | 01/31/2020 |  |  | AFFINITY BIRTHING BED |  | BEDBIRTHING-Hill-Rom-AFFINITY 3 P3700 |  |  |  |  | BEDBIRTHING-Hill-Rom-AFFINITY 3 P3700 | [9 empty] | MHHS-Southeast
NO | YES | Serial Number F219AA9262 |  |  |  | F219AA9262 | Hill- Rom | P3700A002837 |  | F219AA9262 | Beds | MHHS-Southeast |  |  |  |  | F219AA9262 | Southeast & Bay Area |  | Beds |  | 01/31/2019 | 01/31/2020 |  |  | AFFINITY BIRTHING BED |  | BEDBIRTHING-Hill-Rom-AFFINITY 3 P3700 |  |  |  |  | BEDBIRTHING-Hill-Rom-AFFINITY 3 P3700 | [9 empty] | MHHS-Southeast
NO | YES | Serial Number F349AA0187 |  |  |  | F349AA0187 | Hill- Rom | P3700A002837 |  | F349AA0187 | Beds | MHHS-Southeast |  |  |  |  | F349AA0187 | Southeast & Bay Area |  | Beds |  | 01/04/2019 | 01/31/2020 |  |  | AFFINITY BIRTHING BED |  | BEDBIRTHING-Hill-Rom-AFFINITY 3 P3700 |  |  |  |  | BEDBIRTHING-Hill-Rom-AFFINITY 3 P3700 | [9 empty] | MHHS-Southeast
NO | YES | Serial Number F349AA0187 |  |  |  | F349AA0187 | Hill- Rom | P3700A002837 |  | F349AA0187 | Beds | MHHS-Southeast |  |  |  |  | F349AA0187 | Southeast & Bay Area |  | Beds |  | 01/04/2019 | 01/31/2020 |  |  | AFFINITY BIRTHING BED |  | BEDBIRTHING-Hill-Rom-AFFINITY 3 P3700 |  |  |  |  | BEDBIRTHING-Hill-Rom-AFFINITY 3 P3700 | [9 empty] | MHHS-Southeast
NO | YES | Serial Number F349AA0190 |  |  |  | F349AA0190 | Hill- Rom | P3700A002837 |  | F349AA0190 | Beds | MHHS-Southwest |  |  |  |  | F349AA0190 | Southwest |  | Beds |  | 02/25/2019 | 02/29/2020 |  |  | AFFINITY BIRTHING BED |  | BEDBIRTHING-Hill-Rom-AFFINITY 3 P3700 |  |  |  |  | BEDBIRTHING-Hill-Rom-AFFINITY 3 P3700 | [9 empty] | MHHS-Southwest
NO | YES |  |  |  |  | F222AA9271 | Hill- Rom | P3700A002837 |  | F222AA9271 | Beds | MHHS-Southwest |  |  |  |  | F222AA9271 | Southwest |  | Beds |  | 01/14/2020 | 01/31/2021 |  |  | AFFINITY BIRTHING BED |  | BEDBIRTHING-Hill-Rom-AFFINITY 3 P3700 |  |  |  |  | BEDBIRTHING-Hill-Rom-AFFINITY 3 P3700 | [9 empty] | MHHS-Southwest
NO | YES |  |  |  |  | F349AA0194 | Hill- Rom | P3700A002837 |  | F349AA0194 | Beds | MHHS-Southwest |  |  |  |  | F349AA0194 | Southwest |  | Beds |  | 01/14/2020 | 01/31/2021 |  |  | AFFINITY BIRTHING BED |  | BEDBIRTHING-Hill-Rom-AFFINITY 3 P3700 |  |  |  |  | BEDBIRTHING-Hill-Rom-AFFINITY 3 P3700 | [9 empty] | MHHS-Southwest
NO | YES |  |  |  |  | E008AA5960 | Hill- Rom | P3700A002837 |  | E008AA5960 | Beds | MHHS-WOODLANDS |  |  |  |  | E008AA5960 | Woodlands |  | Beds |  | 02/19/2019 | 02/29/2020 |  |  | AFFINITY BIRTHING BED |  | BEDBIRTHING-Hill-Rom-AFFINITY 3 P3700 |  |  |  |  | BEDBIRTHING-Hill-Rom-AFFINITY 3 P3700 | [9 empty] | MHHS-WOODLANDS
NO | YES |  |  |  |  | E009AA5968 | Hill- Rom | P3700A002837 |  | E009AA5968 | Beds | MHHS-WOODLANDS |  |  |  |  | E009AA5968 | Woodlands |  | Beds |  | 05/16/2019 | 05/31/2020 |  |  | AFFINITY BIRTHING BED |  | BEDBIRTHING-Hill-Rom-AFFINITY 3 P3700 |  |  |  |  | BEDBIRTHING-Hill-Rom-AFFINITY 3 P3700 | [9 empty] | MHHS-WOODLANDS
NO | YES |  |  |  |  | E009AA5973 | Hill- Rom | P3700A002837 |  | E009AA5973 | Beds | MHHS-WOODLANDS |  |  |  |  | E009AA5973 | Woodlands |  | Beds |  | 06/18/2019 | 06/30/2020 |  |  | AFFINITY BIRTHING BED |  | BEDBIRTHING-Hill-Rom-AFFINITY 3 P3700 |  |  |  |  | BEDBIRTHING-Hill-Rom-AFFINITY 3 P3700 | [9 empty] | MHHS-WOODLANDS
NO | YES |  |  |  |  | E008AA5958 | Hill- Rom | P3700A002837 |  | E008AA5958 | Beds | MHHS-WOODLANDS |  |  |  |  | E008AA5958 | Woodlands |  | Beds |  | 09/03/2019 | 09/30/2020 |  |  | AFFINITY BIRTHING BED |  | BEDBIRTHING-Hill-Rom-AFFINITY 3 P3700 |  |  |  |  | BEDBIRTHING-Hill-Rom-AFFINITY 3 P3700 | [9 empty] | MHHS-WOODLANDS
NO | YES |  |  |  |  | E009AA5967 | Hill- Rom | P3700A002837 |  | E009AA5967 | Beds | MHHS-WOODLANDS |  |  |  |  | E009AA5967 | Woodlands |  | Beds |  | 09/09/2019 | 09/30/2020 |  |  | AFFINITY BIRTHING BED |  | BEDBIRTHING-Hill-Rom-AFFINITY 3 P3700 |  |  |  |  | BEDBIRTHING-Hill-Rom-AFFINITY 3 P3700 | [9 empty] | MHHS-WOODLANDS
NO | YES |  |  |  |  | E008AA5956 | Hill- Rom | P3700A002837 |  | E008AA5956 | Beds | MHHS-WOODLANDS |  |  |  |  | E008AA5956 | Woodlands |  | Beds |  | 10/23/2019 | 10/31/2020 |  |  | AFFINITY BIRTHING BED |  | BEDBIRTHING-Hill-Rom-AFFINITY 3 P3700 |  |  |  |  | BEDBIRTHING-Hill-Rom-AFFINITY 3 P3700 | [9 empty] | MHHS-WOODLANDS
NO | YES |  |  |  |  | E013AA5993 | Hill- Rom | P3700A002837 |  | E013AA5993 | Beds | MHHS-WOODLANDS |  |  |  |  | E013AA5993 | Woodlands |  | Beds |  | 11/20/2019 | 11/30/2020 |  |  | AFFINITY BIRTHING BED |  | BEDBIRTHING-Hill-Rom-AFFINITY 3 P3700 |  |  |  |  | BEDBIRTHING-Hill-Rom-AFFINITY 3 P3700 | [9 empty] | MHHS-WOODLANDS
NO | YES | Serial Number B300AA0212 |  |  |  | B300AA0212 | Hill- Rom | P3700A003076 |  | B300AA0212 | Beds | MHHS-Greater Heights |  |  |  |  | B300AA0212 | Central & Greater Heights |  | Beds |  | 06/29/2019 | 06/30/2020 |  |  | AFFINITY BIRTHING BED |  | BEDBIRTHING-Hill-Rom-AFFINITY 3 P3700 |  |  |  |  | BEDBIRTHING-Hill-Rom-AFFINITY 3 P3700 | [9 empty] | MHHS-Greater Heights
NO | YES |  |  |  |  | B312AA0337 | Hill- Rom | P3700A003107 |  | B312AA0337 | Beds | MHHS-Sugarland |  |  |  |  | B312AA0337 | Sugar Land |  | Beds |  | 02/20/2019 | 02/29/2020 |  |  | AFFINITY BIRTHING BED |  | BEDBIRTHING-Hill-Rom-AFFINITY 3 P3700 |  |  |  |  | BEDBIRTHING-Hill-Rom-AFFINITY 3 P3700 | [9 empty] | MHHS-Sugarland
NO | YES |  |  |  |  | L069AA2700 | Hill- Rom | P3700B000007 |  | L069AA2700 | Beds | MHHS-Sugarland |  |  |  |  | L069AA2700 | Sugar Land |  | Beds |  | 10/16/2019 | 10/31/2020 |  |  | AFFINITY IV |  | BEDBIRTHING-Hill-Rom-AFFINITY 4 |  |  |  |  | BEDBIRTHING-Hill-Rom-AFFINITY 4 | [9 empty] | MHHS-Sugarland
NO | YES | Serial Number J255AA9964 |  |  |  | J255AA9964 | Hill- Rom | P3700B000012 |  | J255AA9964 | Beds | MHHS-Greater Heights |  |  |  |  | J255AA9964 | Central & Greater Heights |  | Beds |  | 04/02/2019 | 04/30/2020 |  |  | AFFINITY IV |  | BEDBIRTHING-Hill-Rom-AFFINITY 4 |  |  |  |  | BEDBIRTHING-Hill-Rom-AFFINITY 4 | [9 empty] | MHHS-Greater Heights
NO | YES | Serial Number I221AA6765 |  |  |  | I221AA6765 | Hill- Rom | P3700B000012 |  | I221AA6765 | Beds | MHHS-Greater Heights |  |  |  |  | I221AA6765 | Central & Greater Heights |  | Beds |  | 05/21/2019 | 05/31/2020 |  |  | AFFINITY IV |  | BEDBIRTHING-Hill-Rom-AFFINITY 4 |  |  |  |  | BEDBIRTHING-Hill-Rom-AFFINITY 4 | [9 empty] | MHHS-Greater Heights
NO | YES | Serial Number I221AA6757 |  |  |  | I221AA6757 | Hill- Rom | P3700B000012 |  | I221AA6757 | Beds | MHHS-Greater Heights |  |  |  |  | I221AA6757 | Central & Greater Heights |  | Beds |  | 06/30/2019 | 06/30/2020 |  |  | AFFINITY IV |  | BEDBIRTHING-Hill-Rom-AFFINITY 4 |  |  |  |  | BEDBIRTHING-Hill-Rom-AFFINITY 4 | [9 empty] | MHHS-Greater Heights
NO | YES | Serial Number I221AA6761 |  |  |  | I221AA6761 | Hill- Rom | P3700B000012 |  | I221AA6761 | Beds | MHHS-Greater Heights |  |  |  |  | I221AA6761 | Central & Greater Heights |  | Beds |  | 06/29/2019 | 06/30/2020 |  |  | AFFINITY IV |  | BEDBIRTHING-Hill-Rom-AFFINITY 4 |  |  |  |  | BEDBIRTHING-Hill-Rom-AFFINITY 4 | [9 empty] | MHHS-Greater Heights
NO | YES | Serial Number I222AA6768 |  |  |  | I222AA6768 | Hill- Rom | P3700B000012 |  | I222AA6768 | Beds | MHHS-Greater Heights |  |  |  |  | I222AA6768 | Central & Greater Heights |  | Beds |  | 06/30/2019 | 06/30/2020 |  |  | AFFINITY IV |  | BEDBIRTHING-Hill-Rom-AFFINITY 4 |  |  |  |  | BEDBIRTHING-Hill-Rom-AFFINITY 4 | [9 empty] | MHHS-Greater Heights
NO | YES | Serial Number J228AA9729 |  |  |  | J228AA9729 | Hill- Rom | P3700B000012 |  | J228AA9729 | Beds | MHHS-Greater Heights |  |  |  |  | J228AA9729 | Central & Greater Heights |  | Beds |  | 06/30/2019 | 06/30/2020 |  |  | AFFINITY IV |  | BEDBIRTHING-Hill-Rom-AFFINITY 4 |  |  |  |  | BEDBIRTHING-Hill-Rom-AFFINITY 4 | [9 empty] | MHHS-Greater Heights
NO | YES | Serial Number J235AA9817 |  |  |  | J235AA9817 | Hill- Rom | P3700B000012 |  | J235AA9817 | Beds | MHHS-Greater Heights |  |  |  |  | J235AA9817 | Central & Greater Heights |  | Beds |  | 06/30/2019 | 06/30/2020 |  |  | AFFINITY IV |  | BEDBIRTHING-Hill-Rom-AFFINITY 4 |  |  |  |  | BEDBIRTHING-Hill-Rom-AFFINITY 4 | [9 empty] | MHHS-Greater Heights
NO | YES |  |  |  |  | J235AA9823 | Hill- Rom | P3700B000012 |  | J235AA9823 | Beds | MHHS-Greater Heights |  |  |  |  | J235AA9823 | Central & Greater Heights |  | Beds |  | 08/22/2019 | 08/31/2020 |  |  | AFFINITY IV |  | BEDBIRTHING-Hill-Rom-AFFINITY 4 |  |  |  |  | BEDBIRTHING-Hill-Rom-AFFINITY 4 | [9 empty] | MHHS-Greater Heights
NO | YES | Serial Number I171AA6443 |  |  |  | I171AA6443 | Hill- Rom | P3700B000015 |  | I171AA6443 | Beds | MHHS-Southeast |  |  |  |  | I171AA6443 | Southeast & Bay Area |  | Beds |  | 02/15/2019 | 02/29/2020 |  |  | AFFINITY IV |  | BEDBIRTHING-Hill-Rom-AFFINITY 4 |  |  |  |  | BEDBIRTHING-Hill-Rom-AFFINITY 4 | [9 empty] | MHHS-Southeast
NO | YES |  |  |  |  | I173AA6454 | Hill- Rom | P3700B000015 |  | I173AA6454 | Beds | MHHS-Southeast |  |  |  |  | I173AA6454 | Southeast & Bay Area |  | Beds |  | 03/01/2019 | 02/29/2020 |  |  | AFFINITY IV |  | BEDBIRTHING-Hill-Rom-AFFINITY 4 |  |  |  |  | BEDBIRTHING-Hill-Rom-AFFINITY 4 | [9 empty] | MHHS-Southeast
NO | YES |  |  |  |  | I170AA6426 | Hill- Rom | P3700B000015 |  | I170AA6426 | Beds | MHHS-Southeast |  |  |  |  | I170AA6426 | Southeast & Bay Area |  | Beds |  | 03/30/2019 | 03/31/2020 |  |  | AFFINITY IV |  | BEDBIRTHING-Hill-Rom-AFFINITY 4 |  |  |  |  | BEDBIRTHING-Hill-Rom-AFFINITY 4 | [9 empty] | MHHS-Southeast
NO | YES |  |  |  |  | I172AA6449 | Hill- Rom | P3700B000015 |  | I172AA6449 | Beds | MHHS-Southeast |  |  |  |  | I172AA6449 | Southeast & Bay Area |  | Beds |  | 06/30/2019 | 06/30/2020 |  |  | AFFINITY IV |  | BEDBIRTHING-Hill-Rom-AFFINITY 4 |  |  |  |  | BEDBIRTHING-Hill-Rom-AFFINITY 4 | [9 empty] | MHHS-Southeast
NO | YES | Serial Number I172AA6453 |  |  |  | I172AA6453 | Hill- Rom | P3700B000015 |  | I172AA6453 | Beds | MHHS-Southeast |  |  |  |  | I172AA6453 | Southeast & Bay Area |  | Beds |  |  | 08/31/2020 |  |  | AFFINITY IV |  | BEDBIRTHING-Hill-Rom-AFFINITY 4 |  |  |  |  | BEDBIRTHING-Hill-Rom-AFFINITY 4 | [9 empty] | MHHS-Southeast
NO | YES |  |  |  |  | I172AA6451 | Hill- Rom | P3700B000015 |  | I172AA6451 | Beds | MHHS-Southeast |  |  |  |  | I172AA6451 | Southeast & Bay Area |  | Beds |  | 01/14/2020 | 01/31/2021 |  |  | AFFINITY IV |  | BEDBIRTHING-Hill-Rom-AFFINITY 4 |  |  |  |  | BEDBIRTHING-Hill-Rom-AFFINITY 4 | [9 empty] | MHHS-Southeast
NO | YES | Serial Number O232AA0632 |  |  |  | O232AA0632 | Hill- Rom | P3700D000011 |  | O232AA0632 | Beds | MHHS-Greater Heights |  |  |  |  | O232AA0632 | Central & Greater Heights |  | Beds |  | 06/30/2019 | 06/30/2020 |  |  | AFFINITY IV |  | BEDBIRTHING-Hill-Rom-AFFINITY 4 |  |  |  |  | BEDBIRTHING-Hill-Rom-AFFINITY 4 | [9 empty] | MHHS-Greater Heights
NO | YES | Serial Number O231AA0621 |  |  |  | O231AA0621 | Hill- Rom | P3700D000011 |  | O231AA0621 | Beds | MHHS-Greater Heights |  |  |  |  | O231AA0621 | Central & Greater Heights |  | Beds |  |  | 08/31/2020 |  |  | AFFINITY IV |  | BEDBIRTHING-Hill-Rom-AFFINITY 4 |  |  |  |  | BEDBIRTHING-Hill-Rom-AFFINITY 4 | [9 empty] | MHHS-Greater Heights
NO | YES | Serial Number O231AA0630 |  |  |  | O231AA0630 | Hill- Rom | P3700D000011 |  | O231AA0630 | Beds | MHHS-Greater Heights |  |  |  |  | O231AA0630 | Central & Greater Heights |  | Beds |  | 08/06/2019 | 08/31/2020 |  |  | AFFINITY IV |  | BEDBIRTHING-Hill-Rom-AFFINITY 4 |  |  |  |  | BEDBIRTHING-Hill-Rom-AFFINITY 4 | [9 empty] | MHHS-Greater Heights
NO | YES |  |  |  |  | O232AA0636 | Hill- Rom | P3700D000011 |  | O232AA0636 | Beds | MHHS-Greater Heights |  |  |  |  | O232AA0636 | Central & Greater Heights |  | Beds |  |  | 08/31/2020 |  |  | AFFINITY IV |  | BEDBIRTHING-Hill-Rom-AFFINITY 4 |  |  |  |  | BEDBIRTHING-Hill-Rom-AFFINITY 4 | [9 empty] | MHHS-Greater Heights
NO | YES |  |  |  |  | O073AA0661 | Hill- Rom | P3700D000013 |  | O073AA0661 | Beds | MHHS-Northeast |  |  |  |  | O073AA0661 | Katy |  | Beds |  |  | 08/31/2020 |  |  | AFFINITY IV |  | BEDBIRTHING-Hill-Rom-AFFINITY 4 |  |  |  |  | BEDBIRTHING-Hill-Rom-AFFINITY 4 | [9 empty] | MHHS-Northeast
NO | YES |  |  |  |  | N192AA8705 | Hill- Rom | P3700D000016 |  | N192AA8705 | Beds | MHHS-Katy |  |  |  |  | N192AA8705 | Katy |  | Beds |  |  | 08/31/2020 |  |  | AFFINITY IV |  | BEDBIRTHING-Hill-Rom-AFFINITY 4 |  |  |  |  | BEDBIRTHING-Hill-Rom-AFFINITY 4 | [9 empty] | MHHS-Katy
NO | YES |  |  |  |  | R043AA7327 | Hill- Rom | P3700E000001 |  | R043AA7327 | Beds | MHHS-PEARLAND HOSPITAL |  |  |  |  | R043AA7327 | Pearland |  | Beds |  |  | 08/31/2020 |  |  | AFFINITY IV |  | BEDBIRTHING-Hill-Rom-AFFINITY 4 |  |  |  |  | BEDBIRTHING-Hill-Rom-AFFINITY 4 | [9 empty] | MHHS-PEARLAND HOSPITAL
NO | YES |  |  |  |  | P132AA2368 | Hill- Rom | P3700E000001 |  | P132AA2368 | Beds | MHHS-Northeast |  |  |  |  | P132AA2368 | Katy |  | Beds |  | 03/20/2019 | 03/31/2020 |  |  | AFFINITY IV |  | BEDBIRTHING-Hill-Rom-AFFINITY 4 |  |  |  |  | BEDBIRTHING-Hill-Rom-AFFINITY 4 | [9 empty] | MHHS-Northeast
NO | YES |  |  |  |  | P132AA2366 | Hill- Rom | P3700E000001 |  | P132AA2366 | Beds | MHHS-Northeast |  |  |  |  | P132AA2366 | Katy |  | Beds |  |  | 08/31/2020 |  |  | AFFINITY IV |  | BEDBIRTHING-Hill-Rom-AFFINITY 4 |  |  |  |  | BEDBIRTHING-Hill-Rom-AFFINITY 4 | [9 empty] | MHHS-Northeast
NO | YES |  |  |  |  | P132AA2367 | Hill- Rom | P3700E000001 |  | P132AA2367 | Beds | MHHS-Northeast |  |  |  |  | P132AA2367 | Katy |  | Beds |  |  | 08/31/2020 |  |  | AFFINITY IV |  | BEDBIRTHING-Hill-Rom-AFFINITY 4 |  |  |  |  | BEDBIRTHING-Hill-Rom-AFFINITY 4 | [9 empty] | MHHS-Northeast
NO | YES |  |  |  |  | Q188AA5592 | Hill- Rom | P3700E000001 |  | Q188AA5592 | Beds | MHHS-Northeast |  |  |  |  | Q188AA5592 | Katy |  | Beds |  |  | 08/31/2020 |  |  | AFFINITY IV |  | BEDBIRTHING-Hill-Rom-AFFINITY 4 |  |  |  |  | BEDBIRTHING-Hill-Rom-AFFINITY 4 | [9 empty] | MHHS-Northeast
NO | YES |  |  |  |  | P132AA2364 | Hill- Rom | P3700E000001 |  | P132AA2364 | Beds | MHHS-TMC |  |  |  |  | P132AA2364 | TMC |  | Beds |  | 03/26/2019 | 03/31/2020 |  |  | AFFINITY IV |  | BEDBIRTHING-Hill-Rom-AFFINITY 4 |  |  |  |  | BEDBIRTHING-Hill-Rom-AFFINITY 4 | [9 empty] | MHHS-TMC
NO | YES |  |  |  |  | P238AA3117 | Hill- Rom | P3700E000001 |  | P238AA3117 | Beds | MHHS-TMC |  |  |  |  | P238AA3117 | TMC |  | Beds |  | 03/26/2019 | 03/31/2020 |  |  | AFFINITY IV |  | BEDBIRTHING-Hill-Rom-AFFINITY 4 |  |  |  |  | BEDBIRTHING-Hill-Rom-AFFINITY 4 | [9 empty] | MHHS-TMC
NO | YES |  |  |  |  | P132AA2362 | Hill- Rom | P3700E000001 |  | P132AA2362 | Beds | MHHS-TMC |  |  |  |  | P132AA2362 | TMC |  | Beds |  |  | 08/31/2020 |  |  | AFFINITY IV |  | BEDBIRTHING-Hill-Rom-AFFINITY 4 |  |  |  |  | BEDBIRTHING-Hill-Rom-AFFINITY 4 | [9 empty] | MHHS-TMC
NO | YES |  |  |  |  | P132AA2363 | Hill- Rom | P3700E000001 |  | P132AA2363 | Beds | MHHS-TMC |  |  |  |  | P132AA2363 | TMC |  | Beds |  |  | 08/31/2020 |  |  | AFFINITY IV |  | BEDBIRTHING-Hill-Rom-AFFINITY 4 |  |  |  |  | BEDBIRTHING-Hill-Rom-AFFINITY 4 | [9 empty] | MHHS-TMC
NO | YES |  |  |  |  | P132AA2365 | Hill- Rom | P3700E000001 |  | P132AA2365 | Beds | MHHS-TMC |  |  |  |  | P132AA2365 | TMC |  | Beds |  |  | 08/31/2020 |  |  | AFFINITY IV |  | BEDBIRTHING-Hill-Rom-AFFINITY 4 |  |  |  |  | BEDBIRTHING-Hill-Rom-AFFINITY 4 | [9 empty] | MHHS-TMC
NO | YES |  |  |  |  | P133AA2369 | Hill- Rom | P3700E000001 |  | P133AA2369 | Beds | MHHS-TMC |  |  |  |  | P133AA2369 | TMC |  | Beds |  |  | 08/31/2020 |  |  | AFFINITY IV |  | BEDBIRTHING-Hill-Rom-AFFINITY 4 |  |  |  |  | BEDBIRTHING-Hill-Rom-AFFINITY 4 | [9 empty] | MHHS-TMC
NO | YES |  |  |  |  | P133AA2370 | Hill- Rom | P3700E000001 |  | P133AA2370 | Beds | MHHS-TMC |  |  |  |  | P133AA2370 | TMC |  | Beds |  |  | 08/31/2020 |  |  | AFFINITY IV |  | BEDBIRTHING-Hill-Rom-AFFINITY 4 |  |  |  |  | BEDBIRTHING-Hill-Rom-AFFINITY 4 | [9 empty] | MHHS-TMC
NO | YES |  |  |  |  | P238AA3118 | Hill- Rom | P3700E000001 |  | P238AA3118 | Beds | MHHS-TMC |  |  |  |  | P238AA3118 | TMC |  | Beds |  |  | 08/31/2020 |  |  | AFFINITY IV |  | BEDBIRTHING-Hill-Rom-AFFINITY 4 |  |  |  |  | BEDBIRTHING-Hill-Rom-AFFINITY 4 | [9 empty] | MHHS-TMC
NO | YES |  |  |  |  | Q188AA5590 | Hill- Rom | P3700E000001 |  | Q188AA5590 | Beds | MHHS-TMC |  |  |  |  | Q188AA5590 | TMC |  | Beds |  |  | 08/31/2020 |  |  | AFFINITY IV |  | BEDBIRTHING-Hill-Rom-AFFINITY 4 |  |  |  |  | BEDBIRTHING-Hill-Rom-AFFINITY 4 | [9 empty] | MHHS-TMC
NO | YES |  |  |  |  | Q188AA5591 | Hill- Rom | P3700E000001 |  | Q188AA5591 | Beds | MHHS-TMC |  |  |  |  | Q188AA5591 | TMC |  | Beds |  |  | 08/31/2020 |  |  | AFFINITY IV |  | BEDBIRTHING-Hill-Rom-AFFINITY 4 |  |  |  |  | BEDBIRTHING-Hill-Rom-AFFINITY 4 | [9 empty] | MHHS-TMC
NO | YES |  |  |  |  | Q189AA5606 | Hill- Rom | P3700E000001 |  | Q189AA5606 | Beds | MHHS-TMC |  |  |  |  | Q189AA5606 | TMC |  | Beds |  |  | 08/31/2020 |  |  | AFFINITY IV |  | BEDBIRTHING-Hill-Rom-AFFINITY 4 |  |  |  |  | BEDBIRTHING-Hill-Rom-AFFINITY 4 | [9 empty] | MHHS-TMC
NO | YES |  |  |  |  | O329AA1057 | Hill- Rom | P3700E000010 |  | O329AA1057 | Beds | MHHS-TMC |  |  |  |  | O329AA1057 | TMC |  | Beds |  |  | 08/31/2020 |  |  | AFFINITY IV |  | BEDBIRTHING-Hill-Rom-AFFINITY 4 |  |  |  |  | BEDBIRTHING-Hill-Rom-AFFINITY 4 | [9 empty] | MHHS-TMC
NO | YES |  |  |  |  | O326AA1050 | Hill- Rom | P3700E000014 |  | O326AA1050 | Beds | MHHS-TMC |  |  |  |  | O326AA1050 | TMC |  | Beds |  |  | 08/31/2020 |  |  | AFFINITY IV |  | BEDBIRTHING-Hill-Rom-AFFINITY 4 |  |  |  |  | BEDBIRTHING-Hill-Rom-AFFINITY 4 | [9 empty] | MHHS-TMC
NO | YES |  |  |  |  | S023AA0069 | Hill- Rom | P3700E000016 |  | S023AA0069 | Beds | MHHS-Cypress |  |  |  |  | S023AA0069 | Northwest & Cypress |  | Beds |  |  | 08/31/2020 |  |  | AFFINITY IV |  | BEDBIRTHING-Hill-Rom-AFFINITY 4 |  |  |  |  | BEDBIRTHING-Hill-Rom-AFFINITY 4 | [9 empty] | MHHS-Cypress
NO | YES |  |  |  |  | S038AA0208 | Hill- Rom | P3700E000016 |  | S038AA0208 | Beds | MHHS-Cypress |  |  |  |  | S038AA0208 | Northwest & Cypress |  | Beds |  |  | 08/31/2020 |  |  | AFFINITY IV |  | BEDBIRTHING-Hill-Rom-AFFINITY 4 |  |  |  |  | BEDBIRTHING-Hill-Rom-AFFINITY 4 | [9 empty] | MHHS-Cypress
NO | YES |  |  |  |  | P189AA2728 | Hill- Rom | P3700E000016 |  | P189AA2728 | Beds | MHHS-Katy |  |  |  |  | P189AA2728 | Katy |  | Beds |  |  | 08/31/2020 |  |  | AFFINITY IV |  | BEDBIRTHING-Hill-Rom-AFFINITY 4 |  |  |  |  | BEDBIRTHING-Hill-Rom-AFFINITY 4 | [9 empty] | MHHS-Katy
NO | YES |  |  |  |  | R145AA8135 | Hill- Rom | P3700E000016 |  | R145AA8135 | Beds | MHHS-Katy |  |  |  |  | R145AA8135 | Katy |  | Beds |  |  | 08/31/2020 |  |  | AFFINITY IV |  | BEDBIRTHING-Hill-Rom-AFFINITY 4 |  |  |  |  | BEDBIRTHING-Hill-Rom-AFFINITY 4 | [9 empty] | MHHS-Katy
NO | YES |  |  |  |  | P216AA2930 | Hill- Rom | P3700E000016 |  | P216AA2930 | Beds | MHHS-WOODLANDS |  |  |  |  | P216AA2930 | Woodlands |  | Beds |  |  | 08/31/2020 |  |  | AFFINITY IV |  | BEDBIRTHING-Hill-Rom-AFFINITY 4 |  |  |  |  | BEDBIRTHING-Hill-Rom-AFFINITY 4 | [9 empty] | MHHS-WOODLANDS
NO | YES |  |  |  |  | ES210550 | Hill- Rom | P610BCAP |  | ES210550 | Beds | MHHS-Northeast |  |  |  |  | ES210550 | Katy |  | Beds |  |  | 08/31/2020 |  |  | EXCELCARE FRAME |  | .needs class | [14 empty] | MHHS-Northeast
NO | YES |  |  |  |  | ES210584 | Hill- Rom | P610BCAP |  | ES210584 | Beds | MHHS-Northeast |  |  |  |  | ES210584 | Katy |  | Beds |  |  | 08/31/2020 |  |  | EXCELCARE FRAME |  | .needs class | [14 empty] | MHHS-Northeast
NO | YES |  |  |  |  | S101AW8323 | Hill- Rom | P7500A000131 |  | S101AW8323 | Beds | MHHS-Greater Heights |  |  |  |  | S101AW8323 | Central & Greater Heights |  | Beds |  |  | 08/31/2020 |  |  | PROGRESSA |  | BEDPATIENTELECTRIC-Hill-Rom-Progressa P7500 |  |  |  |  | BEDPATIENTELECTRIC-Hill-Rom-Progressa P7500 | [9 empty] | MHHS-Greater Heights
NO | YES |  |  |  |  | S130AW8734 | Hill- Rom | P7500A000131 |  | S130AW8734 | Beds | MHHS-Greater Heights |  |  |  |  | S130AW8734 | Central & Greater Heights |  | Beds |  |  | 08/31/2020 |  |  | PROGRESSA |  | BEDPATIENTELECTRIC-Hill-Rom-Progressa P7500 |  |  |  |  | BEDPATIENTELECTRIC-Hill-Rom-Progressa P7500 | [9 empty] | MHHS-Greater Heights
NO | YES |  |  |  |  | S146AW8991 | Hill- Rom | P7500A000131 |  | S146AW8991 | Beds | MHHS-Greater Heights |  |  |  |  | S146AW8991 | Central & Greater Heights |  | Beds |  |  | 08/31/2020 |  |  | PROGRESSA |  | BEDPATIENTELECTRIC-Hill-Rom-Progressa P7500 |  |  |  |  | BEDPATIENTELECTRIC-Hill-Rom-Progressa P7500 | [9 empty] | MHHS-Greater Heights
NO | YES |  |  |  |  | S150AW8994 | Hill- Rom | P7500A000131 |  | S150AW8994 | Beds | MHHS-Greater Heights |  |  |  |  | S150AW8994 | Central & Greater Heights |  | Beds |  |  | 08/31/2020 |  |  | PROGRESSA |  | BEDPATIENTELECTRIC-Hill-Rom-Progressa P7500 |  |  |  |  | BEDPATIENTELECTRIC-Hill-Rom-Progressa P7500 | [9 empty] | MHHS-Greater Heights
NO | YES |  |  |  |  | S152AW9062 | Hill- Rom | P7500A000131 |  | S152AW9062 | Beds | MHHS-Greater Heights |  |  |  |  | S152AW9062 | Central & Greater Heights |  | Beds |  |  | 08/31/2020 |  |  | PROGRESSA |  | BEDPATIENTELECTRIC-Hill-Rom-Progressa P7500 |  |  |  |  | BEDPATIENTELECTRIC-Hill-Rom-Progressa P7500 | [9 empty] | MHHS-Greater Heights
NO | YES |  |  |  |  | S152AW9068 | Hill- Rom | P7500A000131 |  | S152AW9068 | Beds | MHHS-Greater Heights |  |  |  |  | S152AW9068 | Central & Greater Heights |  | Beds |  |  | 08/31/2020 |  |  | PROGRESSA |  | BEDPATIENTELECTRIC-Hill-Rom-Progressa P7500 |  |  |  |  | BEDPATIENTELECTRIC-Hill-Rom-Progressa P7500 | [9 empty] | MHHS-Greater Heights
NO | YES |  |  |  |  | S156AW9115 | Hill- Rom | P7500A000131 |  | S156AW9115 | Beds | MHHS-Greater Heights |  |  |  |  | S156AW9115 | Central & Greater Heights |  | Beds |  |  | 08/31/2020 |  |  | PROGRESSA |  | BEDPATIENTELECTRIC-Hill-Rom-Progressa P7500 |  |  |  |  | BEDPATIENTELECTRIC-Hill-Rom-Progressa P7500 | [9 empty] | MHHS-Greater Heights
NO | YES |  |  |  |  | S160AW9223 | Hill- Rom | P7500A000131 |  | S160AW9223 | Beds | MHHS-Greater Heights |  |  |  |  | S160AW9223 | Central & Greater Heights |  | Beds |  |  | 08/31/2020 |  |  | PROGRESSA |  | BEDPATIENTELECTRIC-Hill-Rom-Progressa P7500 |  |  |  |  | BEDPATIENTELECTRIC-Hill-Rom-Progressa P7500 | [9 empty] | MHHS-Greater Heights
NO | YES |  |  |  |  | S160AW9224 | Hill- Rom | P7500A000131 |  | S160AW9224 | Beds | MHHS-Greater Heights |  |  |  |  | S160AW9224 | Central & Greater Heights |  | Beds |  |  | 08/31/2020 |  |  | PROGRESSA |  | BEDPATIENTELECTRIC-Hill-Rom-Progressa P7500 |  |  |  |  | BEDPATIENTELECTRIC-Hill-Rom-Progressa P7500 | [9 empty] | MHHS-Greater Heights
NO | YES |  |  |  |  | S160AW9243 | Hill- Rom | P7500A000131 |  | S160AW9243 | Beds | MHHS-Greater Heights |  |  |  |  | S160AW9243 | Central & Greater Heights |  | Beds |  |  | 08/31/2020 |  |  | PROGRESSA |  | BEDPATIENTELECTRIC-Hill-Rom-Progressa P7500 |  |  |  |  | BEDPATIENTELECTRIC-Hill-Rom-Progressa P7500 | [9 empty] | MHHS-Greater Heights
NO | YES |  |  |  |  | T190AW6317 | Hill- Rom | P7500A000131 |  | T190AW6317 | Beds | MEMORIAL HERMANN HOSPITAL |  |  |  |  | T190AW6317 | TMC |  | Beds |  | 12/03/2019 | 12/31/2020 |  |  | PROGRESSA |  | BEDPATIENTELECTRIC-Hill-Rom-Progressa P7500 |  |  |  |  | BEDPATIENTELECTRIC-Hill-Rom-Progressa P7500 | [9 empty] | MEMORIAL HERMANN HOSPITAL
NO | YES |  |  |  |  | P296AW3661 | Hill- Rom | P7500A000131 |  | P296AW3661 | Beds | MHHS-Southwest |  |  |  |  | P296AW3661 | Southwest |  | Beds |  | 02/11/2019 | 02/29/2020 |  |  | PROGRESSA |  | BEDPATIENTELECTRIC-Hill-Rom-Progressa P7500 |  |  |  |  | BEDPATIENTELECTRIC-Hill-Rom-Progressa P7500 | [9 empty] | MHHS-Southwest
NO | YES |  |  |  |  | P328AW4047 | Hill- Rom | P7500A000131 |  | P328AW4047 | Beds | MHHS-Southwest |  |  |  |  | P328AW4047 | Southwest |  | Beds |  |  | 08/31/2020 |  |  | PROGRESSA |  | BEDPATIENTELECTRIC-Hill-Rom-Progressa P7500 |  |  |  |  | BEDPATIENTELECTRIC-Hill-Rom-Progressa P7500 | [9 empty] | MHHS-Southwest
NO | YES |  |  |  |  | P329AW4049 | Hill- Rom | P7500A000131 |  | P329AW4049 | Beds | MHHS-Southwest |  |  |  |  | P329AW4049 | Southwest |  | Beds |  |  | 08/31/2020 |  |  | PROGRESSA |  | BEDPATIENTELECTRIC-Hill-Rom-Progressa P7500 |  |  |  |  | BEDPATIENTELECTRIC-Hill-Rom-Progressa P7500 | [9 empty] | MHHS-Southwest
NO | YES |  |  |  |  | Q282AW9361 | Hill- Rom | P7500A000131 |  | Q282AW9361 | Beds | MHHS-WOODLANDS |  |  |  |  | Q282AW9361 | Woodlands |  | Beds |  |  | 08/31/2020 |  |  | PROGRESSA |  | BEDPATIENTELECTRIC-Hill-Rom-Progressa P7500 |  |  |  |  | BEDPATIENTELECTRIC-Hill-Rom-Progressa P7500 | [9 empty] | MHHS-WOODLANDS
NO | YES |  |  |  |  | Q282AW9363 | Hill- Rom | P7500A000131 |  | Q282AW9363 | Beds | MHHS-WOODLANDS |  |  |  |  | Q282AW9363 | Woodlands |  | Beds |  |  | 08/31/2020 |  |  | PROGRESSA |  | BEDPATIENTELECTRIC-Hill-Rom-Progressa P7500 |  |  |  |  | BEDPATIENTELECTRIC-Hill-Rom-Progressa P7500 | [9 empty] | MHHS-WOODLANDS
NO | YES |  |  |  |  | Q282AW9365 | Hill- Rom | P7500A000131 |  | Q282AW9365 | Beds | MHHS-WOODLANDS |  |  |  |  | Q282AW9365 | Woodlands |  | Beds |  |  | 08/31/2020 |  |  | PROGRESSA |  | BEDPATIENTELECTRIC-Hill-Rom-Progressa P7500 |  |  |  |  | BEDPATIENTELECTRIC-Hill-Rom-Progressa P7500 | [9 empty] | MHHS-WOODLANDS
NO | YES |  |  |  |  | Q282AW9367 | Hill- Rom | P7500A000131 |  | Q282AW9367 | Beds | MHHS-WOODLANDS |  |  |  |  | Q282AW9367 | Woodlands |  | Beds |  |  | 08/31/2020 |  |  | PROGRESSA |  | BEDPATIENTELECTRIC-Hill-Rom-Progressa P7500 |  |  |  |  | BEDPATIENTELECTRIC-Hill-Rom-Progressa P7500 | [9 empty] | MHHS-WOODLANDS
NO | YES |  |  |  |  | Q282AW9368 | Hill- Rom | P7500A000131 |  | Q282AW9368 | Beds | MHHS-WOODLANDS |  |  |  |  | Q282AW9368 | Woodlands |  | Beds |  |  | 08/31/2020 |  |  | PROGRESSA |  | BEDPATIENTELECTRIC-Hill-Rom-Progressa P7500 |  |  |  |  | BEDPATIENTELECTRIC-Hill-Rom-Progressa P7500 | [9 empty] | MHHS-WOODLANDS
NO | YES |  |  |  |  | R063AW1350 | Hill- Rom | P7500A000131 |  | R063AW1350 | Beds | MHHS-WOODLANDS |  |  |  |  | R063AW1350 | Woodlands |  | Beds |  |  | 08/31/2020 |  |  | PROGRESSA |  | BEDPATIENTELECTRIC-Hill-Rom-Progressa P7500 |  |  |  |  | BEDPATIENTELECTRIC-Hill-Rom-Progressa P7500 | [9 empty] | MHHS-WOODLANDS
NO | YES |  |  |  |  | R091AW1795 | Hill- Rom | P7500A000131 |  | R091AW1795 | Beds | MHHS-WOODLANDS |  |  |  |  | R091AW1795 | Woodlands |  | Beds |  |  | 08/31/2020 |  |  | PROGRESSA |  | BEDPATIENTELECTRIC-Hill-Rom-Progressa P7500 |  |  |  |  | BEDPATIENTELECTRIC-Hill-Rom-Progressa P7500 | [9 empty] | MHHS-WOODLANDS
NO | YES |  |  |  |  | R091AW1796 | Hill- Rom | P7500A000131 |  | R091AW1796 | Beds | MHHS-WOODLANDS |  |  |  |  | R091AW1796 | Woodlands |  | Beds |  |  | 08/31/2020 |  |  | PROGRESSA |  | BEDPATIENTELECTRIC-Hill-Rom-Progressa P7500 |  |  |  |  | BEDPATIENTELECTRIC-Hill-Rom-Progressa P7500 | [9 empty] | MHHS-WOODLANDS
NO | YES |  |  |  |  | R091AW1797 | Hill- Rom | P7500A000131 |  | R091AW1797 | Beds | MHHS-WOODLANDS |  |  |  |  | R091AW1797 | Woodlands |  | Beds |  |  | 08/31/2020 |  |  | PROGRESSA |  | BEDPATIENTELECTRIC-Hill-Rom-Progressa P7500 |  |  |  |  | BEDPATIENTELECTRIC-Hill-Rom-Progressa P7500 | [9 empty] | MHHS-WOODLANDS
NO | YES |  |  |  |  | S305AW2331 | Hill- Rom | P7500A000131 |  | S305AW2331 | Beds | MHHS-WOODLANDS |  |  |  |  | S305AW2331 | Woodlands |  | Beds |  |  | 08/31/2020 |  |  | PROGRESSA |  | BEDPATIENTELECTRIC-Hill-Rom-Progressa P7500 |  |  |  |  | BEDPATIENTELECTRIC-Hill-Rom-Progressa P7500 | [9 empty] | MHHS-WOODLANDS
NO | YES |  |  |  |  | S319AW2410 | Hill- Rom | P7500A000131 |  | S319AW2410 | Beds | MHHS-WOODLANDS |  |  |  |  | S319AW2410 | Woodlands |  | Beds |  |  | 08/31/2020 |  |  | PROGRESSA |  | BEDPATIENTELECTRIC-Hill-Rom-Progressa P7500 |  |  |  |  | BEDPATIENTELECTRIC-Hill-Rom-Progressa P7500 | [9 empty] | MHHS-WOODLANDS
NO | YES |  |  |  |  | S319AW2411 | Hill- Rom | P7500A000131 |  | S319AW2411 | Beds | MHHS-WOODLANDS |  |  |  |  | S319AW2411 | Woodlands |  | Beds |  |  | 08/31/2020 |  |  | PROGRESSA |  | BEDPATIENTELECTRIC-Hill-Rom-Progressa P7500 |  |  |  |  | BEDPATIENTELECTRIC-Hill-Rom-Progressa P7500 | [9 empty] | MHHS-WOODLANDS
NO | YES |  |  |  |  | T037AW3568 | Hill- Rom | P7500A000131 |  | T037AW3568 | Beds | MHHS-WOODLANDS |  |  |  |  | T037AW3568 | Woodlands |  | Beds |  |  | 08/31/2020 |  |  | PROGRESSA |  | BEDPATIENTELECTRIC-Hill-Rom-Progressa P7500 |  |  |  |  | BEDPATIENTELECTRIC-Hill-Rom-Progressa P7500 | [9 empty] | MHHS-WOODLANDS
NO | YES |  |  |  |  | R091AW1799 | Hill- Rom | P7500A000131 |  | R091AW1799 | Beds | MHHS-WOODLANDS |  |  |  |  | R091AW1799 | Woodlands |  | Beds |  | 10/10/2019 | 10/31/2020 |  |  | PROGRESSA |  | BEDPATIENTELECTRIC-Hill-Rom-Progressa P7500 |  |  |  |  | BEDPATIENTELECTRIC-Hill-Rom-Progressa P7500 | [9 empty] | MHHS-WOODLANDS
NO | YES |  |  |  |  | S284AW1992 | Hill- Rom | P7500A000131 |  | S284AW1992 | Beds | MHHS-WOODLANDS |  |  |  |  | S284AW1992 | Woodlands |  | Beds |  | 10/29/2019 | 10/31/2020 |  |  | PROGRESSA |  | BEDPATIENTELECTRIC-Hill-Rom-Progressa P7500 |  |  |  |  | BEDPATIENTELECTRIC-Hill-Rom-Progressa P7500 | [9 empty] | MHHS-WOODLANDS
NO | YES |  |  |  |  | T037AW3563 | Hill- Rom | P7500A000131 |  | T037AW3563 | Beds | MHHS-WOODLANDS |  |  |  |  | T037AW3563 | Woodlands |  | Beds |  | 10/29/2019 | 10/31/2020 |  |  | PROGRESSA |  | BEDPATIENTELECTRIC-Hill-Rom-Progressa P7500 |  |  |  |  | BEDPATIENTELECTRIC-Hill-Rom-Progressa P7500 | [9 empty] | MHHS-WOODLANDS
NO | YES |  |  |  |  | Q281AW9358 | Hill- Rom | P7500A000131 |  | Q281AW9358 | Beds | MHHS-WOODLANDS |  |  |  |  | Q281AW9358 | Woodlands |  | Beds |  | 12/10/2019 | 12/31/2020 |  |  | PROGRESSA |  | BEDPATIENTELECTRIC-Hill-Rom-Progressa P7500 |  |  |  |  | BEDPATIENTELECTRIC-Hill-Rom-Progressa P7500 | [9 empty] | MHHS-WOODLANDS
NO | YES |  |  |  |  | T037AW3557 | Hill- Rom | P7500A000131 |  | T037AW3557 | Beds | MHHS-WOODLANDS |  |  |  |  | T037AW3557 | Woodlands |  | Beds |  | 12/03/2019 | 12/31/2020 |  |  | PROGRESSA |  | BEDPATIENTELECTRIC-Hill-Rom-Progressa P7500 |  |  |  |  | BEDPATIENTELECTRIC-Hill-Rom-Progressa P7500 | [9 empty] | MHHS-WOODLANDS
NO | YES |  |  |  |  | Q282AW9369 | Hill- Rom | P7500A000131 |  | Q282AW9369 | Beds | MHHS-WOODLANDS |  |  |  |  | Q282AW9369 | Woodlands |  | Beds |  | 01/09/2020 | 01/31/2021 |  |  | PROGRESSA |  | BEDPATIENTELECTRIC-Hill-Rom-Progressa P7500 |  |  |  |  | BEDPATIENTELECTRIC-Hill-Rom-Progressa P7500 | [9 empty] | MHHS-WOODLANDS
NO | YES |  |  |  |  | T037AW3569 | Hill- Rom | P7500A000131 |  | T037AW3569 | Beds | MHHS-WOODLANDS |  |  |  |  | T037AW3569 | Woodlands |  | Beds |  | 01/15/2020 | 01/31/2021 |  |  | PROGRESSA |  | BEDPATIENTELECTRIC-Hill-Rom-Progressa P7500 |  |  |  |  | BEDPATIENTELECTRIC-Hill-Rom-Progressa P7500 | [9 empty] | MHHS-WOODLANDS
NO | YES |  |  |  |  | P245AW3103 | Hill- Rom | P7500A000182 |  | P245AW3103 | Beds | MHHS-TMC |  |  |  |  | P245AW3103 | TMC |  | Beds |  |  | 08/31/2020 |  |  | PROGRESSA |  | BEDPATIENTELECTRIC-Hill-Rom-Progressa P7500 |  |  |  |  | BEDPATIENTELECTRIC-Hill-Rom-Progressa P7500 | [9 empty] | MHHS-TMC
NO | YES |  |  |  |  | P245AW3106 | Hill- Rom | P7500A000182 |  | P245AW3106 | Beds | MHHS-TMC |  |  |  |  | P245AW3106 | TMC |  | Beds |  |  | 08/31/2020 |  |  | PROGRESSA |  | BEDPATIENTELECTRIC-Hill-Rom-Progressa P7500 |  |  |  |  | BEDPATIENTELECTRIC-Hill-Rom-Progressa P7500 | [9 empty] | MHHS-TMC
NO | YES |  |  |  |  | P245AW3109 | Hill- Rom | P7500A000182 |  | P245AW3109 | Beds | MHHS-TMC |  |  |  |  | P245AW3109 | TMC |  | Beds |  |  | 08/31/2020 |  |  | PROGRESSA |  | BEDPATIENTELECTRIC-Hill-Rom-Progressa P7500 |  |  |  |  | BEDPATIENTELECTRIC-Hill-Rom-Progressa P7500 | [9 empty] | MHHS-TMC
NO | YES |  |  |  |  | P245AW3111 | Hill- Rom | P7500A000182 |  | P245AW3111 | Beds | MHHS-TMC |  |  |  |  | P245AW3111 | TMC |  | Beds |  |  | 08/31/2020 |  |  | PROGRESSA |  | BEDPATIENTELECTRIC-Hill-Rom-Progressa P7500 |  |  |  |  | BEDPATIENTELECTRIC-Hill-Rom-Progressa P7500 | [9 empty] | MHHS-TMC
NO | YES |  |  |  |  | P245AW3112 | Hill- Rom | P7500A000182 |  | P245AW3112 | Beds | MHHS-TMC |  |  |  |  | P245AW3112 | TMC |  | Beds |  |  | 08/31/2020 |  |  | PROGRESSA |  | BEDPATIENTELECTRIC-Hill-Rom-Progressa P7500 |  |  |  |  | BEDPATIENTELECTRIC-Hill-Rom-Progressa P7500 | [9 empty] | MHHS-TMC
NO | YES |  |  |  |  | P245AW3113 | Hill- Rom | P7500A000182 |  | P245AW3113 | Beds | MHHS-TMC |  |  |  |  | P245AW3113 | TMC |  | Beds |  |  | 08/31/2020 |  |  | PROGRESSA |  | BEDPATIENTELECTRIC-Hill-Rom-Progressa P7500 |  |  |  |  | BEDPATIENTELECTRIC-Hill-Rom-Progressa P7500 | [9 empty] | MHHS-TMC
NO | YES |  |  |  |  | P245AW3114 | Hill- Rom | P7500A000182 |  | P245AW3114 | Beds | MHHS-TMC |  |  |  |  | P245AW3114 | TMC |  | Beds |  |  | 08/31/2020 |  |  | PROGRESSA |  | BEDPATIENTELECTRIC-Hill-Rom-Progressa P7500 |  |  |  |  | BEDPATIENTELECTRIC-Hill-Rom-Progressa P7500 | [9 empty] | MHHS-TMC
NO | YES |  |  |  |  | P251AW3181 | Hill- Rom | P7500A000182 |  | P251AW3181 | Beds | MHHS-TMC |  |  |  |  | P251AW3181 | TMC |  | Beds |  |  | 08/31/2020 |  |  | PROGRESSA |  | BEDPATIENTELECTRIC-Hill-Rom-Progressa P7500 |  |  |  |  | BEDPATIENTELECTRIC-Hill-Rom-Progressa P7500 | [9 empty] | MHHS-TMC
NO | YES |  |  |  |  | R127AW2395 | Hill- Rom | P7500A000182 |  | R127AW2395 | Beds | MHHS-TMC |  |  |  |  | R127AW2395 | TMC |  | Beds |  |  | 08/31/2020 |  |  | PROGRESSA |  | BEDPATIENTELECTRIC-Hill-Rom-Progressa P7500 |  |  |  |  | BEDPATIENTELECTRIC-Hill-Rom-Progressa P7500 | [9 empty] | MHHS-TMC
NO | YES |  |  |  |  | R118AW2251 | Hill- Rom | P7500A000208 |  | R118AW2251 | Beds | MHHS-Sugarland |  |  |  |  | R118AW2251 | Sugar Land |  | Beds |  |  | 08/31/2020 |  |  | PROGRESSA |  | BEDPATIENTELECTRIC-Hill-Rom-Progressa P7500 |  |  |  |  | BEDPATIENTELECTRIC-Hill-Rom-Progressa P7500 | [9 empty] | MHHS-Sugarland
NO | YES |  |  |  |  | R216AW4064 | Hill- Rom | P7500A000208 |  | R216AW4064 | Beds | MHHS-Sugarland |  |  |  |  | R216AW4064 | Sugar Land |  | Beds |  |  | 08/31/2020 |  |  | PROGRESSA |  | BEDPATIENTELECTRIC-Hill-Rom-Progressa P7500 |  |  |  |  | BEDPATIENTELECTRIC-Hill-Rom-Progressa P7500 | [9 empty] | MHHS-Sugarland
NO | YES |  |  |  |  | R216AW4066 | Hill- Rom | P7500A000208 |  | R216AW4066 | Beds | MHHS-Sugarland |  |  |  |  | R216AW4066 | Sugar Land |  | Beds |  |  | 08/31/2020 |  |  | PROGRESSA |  | BEDPATIENTELECTRIC-Hill-Rom-Progressa P7500 |  |  |  |  | BEDPATIENTELECTRIC-Hill-Rom-Progressa P7500 | [9 empty] | MHHS-Sugarland
NO | YES |  |  |  |  | R216AW4067 | Hill- Rom | P7500A000208 |  | R216AW4067 | Beds | MHHS-Sugarland |  |  |  |  | R216AW4067 | Sugar Land |  | Beds |  |  | 08/31/2020 |  |  | PROGRESSA |  | BEDPATIENTELECTRIC-Hill-Rom-Progressa P7500 |  |  |  |  | BEDPATIENTELECTRIC-Hill-Rom-Progressa P7500 | [9 empty] | MHHS-Sugarland
NO | YES |  |  |  |  | R216AW4069 | Hill- Rom | P7500A000208 |  | R216AW4069 | Beds | MHHS-Sugarland |  |  |  |  | R216AW4069 | Sugar Land |  | Beds |  |  | 08/31/2020 |  |  | PROGRESSA |  | BEDPATIENTELECTRIC-Hill-Rom-Progressa P7500 |  |  |  |  | BEDPATIENTELECTRIC-Hill-Rom-Progressa P7500 | [9 empty] | MHHS-Sugarland
NO | YES |  |  |  |  | R216AW4070 | Hill- Rom | P7500A000208 |  | R216AW4070 | Beds | MHHS-Sugarland |  |  |  |  | R216AW4070 | Sugar Land |  | Beds |  |  | 08/31/2020 |  |  | PROGRESSA |  | BEDPATIENTELECTRIC-Hill-Rom-Progressa P7500 |  |  |  |  | BEDPATIENTELECTRIC-Hill-Rom-Progressa P7500 | [9 empty] | MHHS-Sugarland
NO | YES |  |  |  |  | R216AW4071 | Hill- Rom | P7500A000208 |  | R216AW4071 | Beds | MHHS-Sugarland |  |  |  |  | R216AW4071 | Sugar Land |  | Beds |  |  | 08/31/2020 |  |  | PROGRESSA |  | BEDPATIENTELECTRIC-Hill-Rom-Progressa P7500 |  |  |  |  | BEDPATIENTELECTRIC-Hill-Rom-Progressa P7500 | [9 empty] | MHHS-Sugarland
NO | YES |  |  |  |  | R216AW4072 | Hill- Rom | P7500A000208 |  | R216AW4072 | Beds | MHHS-Sugarland |  |  |  |  | R216AW4072 | Sugar Land |  | Beds |  |  | 08/31/2020 |  |  | PROGRESSA |  | BEDPATIENTELECTRIC-Hill-Rom-Progressa P7500 |  |  |  |  | BEDPATIENTELECTRIC-Hill-Rom-Progressa P7500 | [9 empty] | MHHS-Sugarland
NO | YES |  |  |  |  | P195AW2584 | Hill- Rom | P7500A000212 |  | P195AW2584 | Beds | MHHS-TMC |  |  |  |  | P195AW2584 | TMC |  | Beds |  | 08/27/2019 | 08/31/2020 |  |  | PROGRESSA |  | BEDPATIENTELECTRIC-Hill-Rom-Progressa P7500 |  |  |  |  | BEDPATIENTELECTRIC-Hill-Rom-Progressa P7500 | [9 empty] | MHHS-TMC
NO | YES |  |  |  |  | P195AW2590 | Hill- Rom | P7500A000212 |  | P195AW2590 | Beds | MHHS-TMC |  |  |  |  | P195AW2590 | TMC |  | Beds |  | 08/07/2019 | 08/31/2020 |  |  | PROGRESSA |  | BEDPATIENTELECTRIC-Hill-Rom-Progressa P7500 |  |  |  |  | BEDPATIENTELECTRIC-Hill-Rom-Progressa P7500 | [9 empty] | MHHS-TMC
NO | YES |  |  |  |  | P196AW2599 | Hill- Rom | P7500A000212 |  | P196AW2599 | Beds | MHHS-TMC |  |  |  |  | P196AW2599 | TMC |  | Beds |  |  | 08/31/2020 |  |  | PROGRESSA |  | BEDPATIENTELECTRIC-Hill-Rom-Progressa P7500 |  |  |  |  | BEDPATIENTELECTRIC-Hill-Rom-Progressa P7500 | [9 empty] | MHHS-TMC
NO | YES |  |  |  |  | R336AW6285 | Hill- Rom | P7500A000213 |  | R336AW6285 | Beds | MHHS-Cypress |  |  |  |  | R336AW6285 | Northwest & Cypress |  | Beds |  |  | 08/31/2020 |  |  | PROGRESSA |  | BEDPATIENTELECTRIC-Hill-Rom-Progressa P7500 |  |  |  |  | BEDPATIENTELECTRIC-Hill-Rom-Progressa P7500 | [9 empty] | MHHS-Cypress
NO | YES |  |  |  |  | T302AW8775 | Hill- Rom | P7500A000213 |  | T302AW8775 | Beds | MHHS-Cypress |  |  |  |  | T302AW8775 | Northwest & Cypress |  | Beds |  |  | 08/31/2020 |  |  | PROGRESSA |  | BEDPATIENTELECTRIC-Hill-Rom-Progressa P7500 |  |  |  |  | BEDPATIENTELECTRIC-Hill-Rom-Progressa P7500 | [9 empty] | MHHS-Cypress
NO | YES |  |  |  |  | T169AW6088 | Hill- Rom | P7500A000213 |  | T169AW6088 | Beds | MEMORIAL HERMANN HOSPITAL |  |  |  |  | T169AW6088 | TMC |  | Beds |  |  | 08/31/2020 |  |  | PROGRESSA |  | BEDPATIENTELECTRIC-Hill-Rom-Progressa P7500 |  |  |  |  | BEDPATIENTELECTRIC-Hill-Rom-Progressa P7500 | [9 empty] | MEMORIAL HERMANN HOSPITAL
NO | YES |  |  |  |  | R158AW2941 | Hill- Rom | P7500A000228 |  | R158AW2941 | Beds | MHHS-Greater Heights |  |  |  |  | R158AW2941 | Central & Greater Heights |  | Beds |  |  | 08/31/2020 |  |  | PROGRESSA |  | BEDPATIENTELECTRIC-Hill-Rom-Progressa P7500 |  |  |  |  | BEDPATIENTELECTRIC-Hill-Rom-Progressa P7500 | [9 empty] | MHHS-Greater Heights
NO | YES |  |  |  |  | P028AW1198 | Hill- Rom | P7500A000269 |  | P028AW1198 | Beds | MHHS-Katy |  |  |  |  | P028AW1198 | Katy |  | Beds |  |  | 08/31/2020 |  |  | PROGRESSA |  | BEDPATIENTELECTRIC-Hill-Rom-Progressa P7500 |  |  |  |  | BEDPATIENTELECTRIC-Hill-Rom-Progressa P7500 | [9 empty] | MHHS-Katy
NO | YES |  |  |  |  | P028AW1204 | Hill- Rom | P7500A000269 |  | P028AW1204 | Beds | MHHS-Katy |  |  |  |  | P028AW1204 | Katy |  | Beds |  |  | 08/31/2020 |  |  | PROGRESSA |  | BEDPATIENTELECTRIC-Hill-Rom-Progressa P7500 |  |  |  |  | BEDPATIENTELECTRIC-Hill-Rom-Progressa P7500 | [9 empty] | MHHS-Katy
NO | YES |  |  |  |  | P028AW1205 | Hill- Rom | P7500A000269 |  | P028AW1205 | Beds | MHHS-Katy |  |  |  |  | P028AW1205 | Katy |  | Beds |  |  | 08/31/2020 |  |  | PROGRESSA |  | BEDPATIENTELECTRIC-Hill-Rom-Progressa P7500 |  |  |  |  | BEDPATIENTELECTRIC-Hill-Rom-Progressa P7500 | [9 empty] | MHHS-Katy
NO | YES |  |  |  |  | P028AW1206 | Hill- Rom | P7500A000269 |  | P028AW1206 | Beds | MHHS-Katy |  |  |  |  | P028AW1206 | Katy |  | Beds |  |  | 08/31/2020 |  |  | PROGRESSA |  | BEDPATIENTELECTRIC-Hill-Rom-Progressa P7500 |  |  |  |  | BEDPATIENTELECTRIC-Hill-Rom-Progressa P7500 | [9 empty] | MHHS-Katy
NO | YES |  |  |  |  | Q315AW9807 | Hill- Rom | P7500A000269 |  | Q315AW9807 | Beds | MHHS-Katy |  |  |  |  | Q315AW9807 | Katy |  | Beds |  |  | 08/31/2020 |  |  | PROGRESSA |  | BEDPATIENTELECTRIC-Hill-Rom-Progressa P7500 |  |  |  |  | BEDPATIENTELECTRIC-Hill-Rom-Progressa P7500 | [9 empty] | MHHS-Katy
NO | YES |  |  |  |  | Q316AW9813 | Hill- Rom | P7500A000269 |  | Q316AW9813 | Beds | MHHS-Katy |  |  |  |  | Q316AW9813 | Katy |  | Beds |  |  | 08/31/2020 |  |  | PROGRESSA |  | BEDPATIENTELECTRIC-Hill-Rom-Progressa P7500 |  |  |  |  | BEDPATIENTELECTRIC-Hill-Rom-Progressa P7500 | [9 empty] | MHHS-Katy
NO | YES |  |  |  |  | P028AW1197 | Hill- Rom | P7500A000269 |  | P028AW1197 | Beds | MHHS-Katy |  |  |  |  | P028AW1197 | Katy |  | Beds |  | 01/14/2020 | 01/31/2021 |  |  | PROGRESSA |  | BEDPATIENTELECTRIC-Hill-Rom-Progressa P7500 |  |  |  |  | BEDPATIENTELECTRIC-Hill-Rom-Progressa P7500 | [9 empty] | MHHS-Katy
NO | YES |  |  |  |  | P028AW1202 | Hill- Rom | P7500A000269 |  | P028AW1202 | Beds | MHHS-Katy |  |  |  |  | P028AW1202 | Katy |  | Beds |  | 01/14/2020 | 01/31/2021 |  |  | PROGRESSA |  | BEDPATIENTELECTRIC-Hill-Rom-Progressa P7500 |  |  |  |  | BEDPATIENTELECTRIC-Hill-Rom-Progressa P7500 | [9 empty] | MHHS-Katy
NO | YES |  |  |  |  | Q316AW9814 | Hill- Rom | P7500A000269 |  | Q316AW9814 | Beds | MHHS-Katy |  |  |  |  | Q316AW9814 | Katy |  | Beds |  | 01/14/2020 | 01/31/2021 |  |  | PROGRESSA |  | BEDPATIENTELECTRIC-Hill-Rom-Progressa P7500 |  |  |  |  | BEDPATIENTELECTRIC-Hill-Rom-Progressa P7500 | [9 empty] | MHHS-Katy
NO | YES |  |  |  |  | R091AW1794 | Hill- Rom | P7500A000723 |  | R091AW1794 | Beds | MHHS-WOODLANDS |  |  |  |  | R091AW1794 | Woodlands |  | Beds |  |  | 08/31/2020 |  |  | PROGRESSA |  | BEDPATIENTELECTRIC-Hill-Rom-Progressa P7500 |  |  |  |  | BEDPATIENTELECTRIC-Hill-Rom-Progressa P7500 | [9 empty] | MHHS-WOODLANDS
NO | YES |  |  |  |  | T190PF5485 | Hill- Rom | P7900A000010 |  | T190PF5485 | Beds | MHHS-Greater Heights |  |  |  |  | T190PF5485 | Central & Greater Heights |  | Beds |  |  | 08/31/2020 |  |  | CENTRELLA |  | BEDPATIENTELECTRIC-Hill-Rom-Centrella Smart Plus |  |  |  |  | BEDPATIENTELECTRIC-Hill-Rom-Centrella Smart Plus | [9 empty] | MHHS-Greater Heights
NO | YES |  |  |  |  | T190PF5487 | Hill- Rom | P7900A000010 |  | T190PF5487 | Beds | MHHS-Greater Heights |  |  |  |  | T190PF5487 | Central & Greater Heights |  | Beds |  |  | 08/31/2020 |  |  | CENTRELLA |  | BEDPATIENTELECTRIC-Hill-Rom-Centrella Smart Plus |  |  |  |  | BEDPATIENTELECTRIC-Hill-Rom-Centrella Smart Plus | [9 empty] | MHHS-Greater Heights
NO | YES |  |  |  |  | T191PF5491 | Hill- Rom | P7900A000010 |  | T191PF5491 | Beds | MHHS-Greater Heights |  |  |  |  | T191PF5491 | Central & Greater Heights |  | Beds |  |  | 08/31/2020 |  |  | CENTRELLA |  | BEDPATIENTELECTRIC-Hill-Rom-Centrella Smart Plus |  |  |  |  | BEDPATIENTELECTRIC-Hill-Rom-Centrella Smart Plus | [9 empty] | MHHS-Greater Heights
NO | YES | Serial Number T192PF5549 |  |  |  | T192PF5549 | Hill- Rom | P7900A000010 |  | T192PF5549 | Beds | MHHS-Greater Heights |  |  |  |  | T192PF5549 | Central & Greater Heights |  | Beds |  |  | 08/31/2020 |  |  | CENTRELLA |  | BEDPATIENTELECTRIC-Hill-Rom-Centrella Smart Plus |  |  |  |  | BEDPATIENTELECTRIC-Hill-Rom-Centrella Smart Plus | [9 empty] | MHHS-Greater Heights
NO | YES |  |  |  |  | T194PF5596 | Hill- Rom | P7900A000010 |  | T194PF5596 | Beds | MHHS-Greater Heights |  |  |  |  | T194PF5596 | Central & Greater Heights |  | Beds |  |  | 08/31/2020 |  |  | CENTRELLA |  | BEDPATIENTELECTRIC-Hill-Rom-Centrella Smart Plus |  |  |  |  | BEDPATIENTELECTRIC-Hill-Rom-Centrella Smart Plus | [9 empty] | MHHS-Greater Heights
NO | YES |  |  |  |  | T194PF5608 | Hill- Rom | P7900A000010 |  | T194PF5608 | Beds | MHHS-Greater Heights |  |  |  |  | T194PF5608 | Central & Greater Heights |  | Beds |  |  | 08/31/2020 |  |  | CENTRELLA |  | BEDPATIENTELECTRIC-Hill-Rom-Centrella Smart Plus |  |  |  |  | BEDPATIENTELECTRIC-Hill-Rom-Centrella Smart Plus | [9 empty] | MHHS-Greater Heights
NO | YES |  |  |  |  | T194PF5610 | Hill- Rom | P7900A000010 |  | T194PF5610 | Beds | MHHS-Greater Heights |  |  |  |  | T194PF5610 | Central & Greater Heights |  | Beds |  |  | 08/31/2020 |  |  | CENTRELLA |  | BEDPATIENTELECTRIC-Hill-Rom-Centrella Smart Plus |  |  |  |  | BEDPATIENTELECTRIC-Hill-Rom-Centrella Smart Plus | [9 empty] | MHHS-Greater Heights
NO | YES |  |  |  |  | T194PF5616 | Hill- Rom | P7900A000010 |  | T194PF5616 | Beds | MHHS-Greater Heights |  |  |  |  | T194PF5616 | Central & Greater Heights |  | Beds |  |  | 08/31/2020 |  |  | CENTRELLA |  | BEDPATIENTELECTRIC-Hill-Rom-Centrella Smart Plus |  |  |  |  | BEDPATIENTELECTRIC-Hill-Rom-Centrella Smart Plus | [9 empty] | MHHS-Greater Heights
NO | YES |  |  |  |  | T194PF5618 | Hill- Rom | P7900A000010 |  | T194PF5618 | Beds | MHHS-Greater Heights |  |  |  |  | T194PF5618 | Central & Greater Heights |  | Beds |  |  | 08/31/2020 |  |  | CENTRELLA |  | BEDPATIENTELECTRIC-Hill-Rom-Centrella Smart Plus |  |  |  |  | BEDPATIENTELECTRIC-Hill-Rom-Centrella Smart Plus | [9 empty] | MHHS-Greater Heights
NO | YES |  |  |  |  | T194PF5622 | Hill- Rom | P7900A000010 |  | T194PF5622 | Beds | MHHS-Greater Heights |  |  |  |  | T194PF5622 | Central & Greater Heights |  | Beds |  |  | 08/31/2020 |  |  | CENTRELLA |  | BEDPATIENTELECTRIC-Hill-Rom-Centrella Smart Plus |  |  |  |  | BEDPATIENTELECTRIC-Hill-Rom-Centrella Smart Plus | [9 empty] | MHHS-Greater Heights
NO | YES |  |  |  |  | T197PF5624 | Hill- Rom | P7900A000010 |  | T197PF5624 | Beds | MHHS-Greater Heights |  |  |  |  | T197PF5624 | Central & Greater Heights |  | Beds |  |  | 08/31/2020 |  |  | CENTRELLA |  | BEDPATIENTELECTRIC-Hill-Rom-Centrella Smart Plus |  |  |  |  | BEDPATIENTELECTRIC-Hill-Rom-Centrella Smart Plus | [9 empty] | MHHS-Greater Heights
NO | YES |  |  |  |  | T197PF5630 | Hill- Rom | P7900A000010 |  | T197PF5630 | Beds | MHHS-Greater Heights |  |  |  |  | T197PF5630 | Central & Greater Heights |  | Beds |  |  | 08/31/2020 |  |  | CENTRELLA |  | BEDPATIENTELECTRIC-Hill-Rom-Centrella Smart Plus |  |  |  |  | BEDPATIENTELECTRIC-Hill-Rom-Centrella Smart Plus | [9 empty] | MHHS-Greater Heights
NO | YES |  |  |  |  | T197PF5632 | Hill- Rom | P7900A000010 |  | T197PF5632 | Beds | MHHS-Greater Heights |  |  |  |  | T197PF5632 | Central & Greater Heights |  | Beds |  |  | 08/31/2020 |  |  | CENTRELLA |  | BEDPATIENTELECTRIC-Hill-Rom-Centrella Smart Plus |  |  |  |  | BEDPATIENTELECTRIC-Hill-Rom-Centrella Smart Plus | [9 empty] | MHHS-Greater Heights
NO | YES |  |  |  |  | T197PF5634 | Hill- Rom | P7900A000010 |  | T197PF5634 | Beds | MHHS-Greater Heights |  |  |  |  | T197PF5634 | Central & Greater Heights |  | Beds |  |  | 08/31/2020 |  |  | CENTRELLA |  | BEDPATIENTELECTRIC-Hill-Rom-Centrella Smart Plus |  |  |  |  | BEDPATIENTELECTRIC-Hill-Rom-Centrella Smart Plus | [9 empty] | MHHS-Greater Heights
NO | YES |  |  |  |  | T197PF5642 | Hill- Rom | P7900A000010 |  | T197PF5642 | Beds | MHHS-Greater Heights |  |  |  |  | T197PF5642 | Central & Greater Heights |  | Beds |  |  | 08/31/2020 |  |  | CENTRELLA |  | BEDPATIENTELECTRIC-Hill-Rom-Centrella Smart Plus |  |  |  |  | BEDPATIENTELECTRIC-Hill-Rom-Centrella Smart Plus | [9 empty] | MHHS-Greater Heights
NO | YES | Serial Number T199PF5712 |  |  |  | T199PF5712 | Hill- Rom | P7900A000010 |  | T199PF5712 | Beds | MHHS-Greater Heights |  |  |  |  | T199PF5712 | Central & Greater Heights |  | Beds |  |  | 08/31/2020 |  |  | CENTRELLA |  | BEDPATIENTELECTRIC-Hill-Rom-Centrella Smart Plus |  |  |  |  | BEDPATIENTELECTRIC-Hill-Rom-Centrella Smart Plus | [9 empty] | MHHS-Greater Heights
NO | YES |  |  |  |  | T225PF6576 | Hill- Rom | P7900B000018 |  | T225PF6576 | Beds | MHHS-Northeast |  |  |  |  | T225PF6576 | Katy |  | Beds |  |  | 08/31/2020 |  |  | CENTRELLA |  | BEDPATIENTELECTRIC-Hill-Rom-Centrella Smart Plus |  |  |  |  | BEDPATIENTELECTRIC-Hill-Rom-Centrella Smart Plus | [9 empty] | MHHS-Northeast
NO | YES |  |  |  |  | T225PF6588 | Hill- Rom | P7900B000018 |  | T225PF6588 | Beds | MHHS-Northeast |  |  |  |  | T225PF6588 | Katy |  | Beds |  |  | 08/31/2020 |  |  | CENTRELLA |  | BEDPATIENTELECTRIC-Hill-Rom-Centrella Smart Plus |  |  |  |  | BEDPATIENTELECTRIC-Hill-Rom-Centrella Smart Plus | [9 empty] | MHHS-Northeast
NO | YES |  |  |  |  | T225PF6596 | Hill- Rom | P7900B000018 |  | T225PF6596 | Beds | MHHS-Northeast |  |  |  |  | T225PF6596 | Katy |  | Beds |  |  | 08/31/2020 |  |  | CENTRELLA |  | BEDPATIENTELECTRIC-Hill-Rom-Centrella Smart Plus |  |  |  |  | BEDPATIENTELECTRIC-Hill-Rom-Centrella Smart Plus | [9 empty] | MHHS-Northeast
NO | YES |  |  |  |  | T225PF6614 | Hill- Rom | P7900B000018 |  | T225PF6614 | Beds | MHHS-Northeast |  |  |  |  | T225PF6614 | Katy |  | Beds |  |  | 08/31/2020 |  |  | CENTRELLA |  | BEDPATIENTELECTRIC-Hill-Rom-Centrella Smart Plus |  |  |  |  | BEDPATIENTELECTRIC-Hill-Rom-Centrella Smart Plus | [9 empty] | MHHS-Northeast
NO | YES |  |  |  |  | T226PF6628 | Hill- Rom | P7900B000018 |  | T226PF6628 | Beds | MHHS-Northeast |  |  |  |  | T226PF6628 | Katy |  | Beds |  |  | 08/31/2020 |  |  | CENTRELLA |  | BEDPATIENTELECTRIC-Hill-Rom-Centrella Smart Plus |  |  |  |  | BEDPATIENTELECTRIC-Hill-Rom-Centrella Smart Plus | [9 empty] | MHHS-Northeast
NO | YES |  |  |  |  | T226PF6664 | Hill- Rom | P7900B000018 |  | T226PF6664 | Beds | MHHS-Northeast |  |  |  |  | T226PF6664 | Katy |  | Beds |  |  | 08/31/2020 |  |  | CENTRELLA |  | BEDPATIENTELECTRIC-Hill-Rom-Centrella Smart Plus |  |  |  |  | BEDPATIENTELECTRIC-Hill-Rom-Centrella Smart Plus | [9 empty] | MHHS-Northeast
NO | YES | Serial Number T226PF6670 |  |  |  | T226PF6670 | Hill- Rom | P7900B000018 |  | T226PF6670 | Beds | MHHS-Northeast |  |  |  |  | T226PF6670 | Katy |  | Beds |  |  | 08/31/2020 |  |  | CENTRELLA |  | BEDPATIENTELECTRIC-Hill-Rom-Centrella Smart Plus |  |  |  |  | BEDPATIENTELECTRIC-Hill-Rom-Centrella Smart Plus | [9 empty] | MHHS-Northeast
NO | YES |  |  |  |  | T228PF6777 | Hill- Rom | P7900B000018 |  | T228PF6777 | Beds | MHHS-Northeast |  |  |  |  | T228PF6777 | Katy |  | Beds |  |  | 08/31/2020 |  |  | CENTRELLA |  | BEDPATIENTELECTRIC-Hill-Rom-Centrella Smart Plus |  |  |  |  | BEDPATIENTELECTRIC-Hill-Rom-Centrella Smart Plus | [9 empty] | MHHS-Northeast
NO | YES |  |  |  |  | T228PF6786 | Hill- Rom | P7900B000018 |  | T228PF6786 | Beds | MHHS-Northeast |  |  |  |  | T228PF6786 | Katy |  | Beds |  |  | 08/31/2020 |  |  | CENTRELLA |  | BEDPATIENTELECTRIC-Hill-Rom-Centrella Smart Plus |  |  |  |  | BEDPATIENTELECTRIC-Hill-Rom-Centrella Smart Plus | [9 empty] | MHHS-Northeast
NO | YES |  |  |  |  | T228PF6789 | Hill- Rom | P7900B000018 |  | T228PF6789 | Beds | MHHS-Northeast |  |  |  |  | T228PF6789 | Katy |  | Beds |  |  | 08/31/2020 |  |  | CENTRELLA |  | BEDPATIENTELECTRIC-Hill-Rom-Centrella Smart Plus |  |  |  |  | BEDPATIENTELECTRIC-Hill-Rom-Centrella Smart Plus | [9 empty] | MHHS-Northeast
NO | YES |  |  |  |  | T228PF6804 | Hill- Rom | P7900B000018 |  | T228PF6804 | Beds | MHHS-Northeast |  |  |  |  | T228PF6804 | Katy |  | Beds |  |  | 08/31/2020 |  |  | CENTRELLA |  | BEDPATIENTELECTRIC-Hill-Rom-Centrella Smart Plus |  |  |  |  | BEDPATIENTELECTRIC-Hill-Rom-Centrella Smart Plus | [9 empty] | MHHS-Northeast
NO | YES |  |  |  |  | T228PF6807 | Hill- Rom | P7900B000018 |  | T228PF6807 | Beds | MHHS-Northeast |  |  |  |  | T228PF6807 | Katy |  | Beds |  |  | 08/31/2020 |  |  | CENTRELLA |  | BEDPATIENTELECTRIC-Hill-Rom-Centrella Smart Plus |  |  |  |  | BEDPATIENTELECTRIC-Hill-Rom-Centrella Smart Plus | [9 empty] | MHHS-Northeast
NO | YES |  |  |  |  | T234PF7107 | Hill- Rom | P7900B000018 |  | T234PF7107 | Beds | MHHS-Northeast |  |  |  |  | T234PF7107 | Katy |  | Beds |  |  | 08/31/2020 |  |  | CENTRELLA |  | BEDPATIENTELECTRIC-Hill-Rom-Centrella Smart Plus |  |  |  |  | BEDPATIENTELECTRIC-Hill-Rom-Centrella Smart Plus | [9 empty] | MHHS-Northeast
NO | YES |  |  |  |  | T234PF7110 | Hill- Rom | P7900B000018 |  | T234PF7110 | Beds | MHHS-Northeast |  |  |  |  | T234PF7110 | Katy |  | Beds |  |  | 08/31/2020 |  |  | CENTRELLA |  | BEDPATIENTELECTRIC-Hill-Rom-Centrella Smart Plus |  |  |  |  | BEDPATIENTELECTRIC-Hill-Rom-Centrella Smart Plus | [9 empty] | MHHS-Northeast
NO | YES |  |  |  |  | T234PF7113 | Hill- Rom | P7900B000018 |  | T234PF7113 | Beds | MHHS-Northeast |  |  |  |  | T234PF7113 | Katy |  | Beds |  |  | 08/31/2020 |  |  | CENTRELLA |  | BEDPATIENTELECTRIC-Hill-Rom-Centrella Smart Plus |  |  |  |  | BEDPATIENTELECTRIC-Hill-Rom-Centrella Smart Plus | [9 empty] | MHHS-Northeast
NO | YES |  |  |  |  | T234PF7128 | Hill- Rom | P7900B000018 |  | T234PF7128 | Beds | MHHS-Northeast |  |  |  |  | T234PF7128 | Katy |  | Beds |  |  | 08/31/2020 |  |  | CENTRELLA |  | BEDPATIENTELECTRIC-Hill-Rom-Centrella Smart Plus |  |  |  |  | BEDPATIENTELECTRIC-Hill-Rom-Centrella Smart Plus | [9 empty] | MHHS-Northeast
NO | YES |  |  |  |  | T239PF7451 | Hill- Rom | P7900B000018 |  | T239PF7451 | Beds | MHHS-Northeast |  |  |  |  | T239PF7451 | Katy |  | Beds |  |  | 08/31/2020 |  |  | CENTRELLA |  | BEDPATIENTELECTRIC-Hill-Rom-Centrella Smart Plus |  |  |  |  | BEDPATIENTELECTRIC-Hill-Rom-Centrella Smart Plus | [9 empty] | MHHS-Northeast
NO | YES |  |  |  |  | T226PF6636 | Hill- Rom | P7900B000018 |  | T226PF6636 | Beds | MHHS-Northeast |  |  |  |  | T226PF6636 | Katy |  | Beds |  | 10/31/2019 | 10/31/2020 |  |  | CENTRELLA |  | BEDPATIENTELECTRIC-Hill-Rom-Centrella Smart Plus |  |  |  |  | BEDPATIENTELECTRIC-Hill-Rom-Centrella Smart Plus | [9 empty] | MHHS-Northeast
NO | YES |  |  |  |  | T228PF6801 | Hill- Rom | P7900B000018 |  | T228PF6801 | Beds | MHHS-Northeast |  |  |  |  | T228PF6801 | Katy |  | Beds |  | 10/24/2019 | 10/31/2020 |  |  | CENTRELLA |  | BEDPATIENTELECTRIC-Hill-Rom-Centrella Smart Plus |  |  |  |  | BEDPATIENTELECTRIC-Hill-Rom-Centrella Smart Plus | [9 empty] | MHHS-Northeast
NO | YES |  |  |  |  | T239PF7444 | Hill- Rom | P7900B000018 |  | T239PF7444 | Beds | MHHS-Northeast |  |  |  |  | T239PF7444 | Katy |  | Beds |  | 10/31/2019 | 10/31/2020 |  |  | CENTRELLA |  | BEDPATIENTELECTRIC-Hill-Rom-Centrella Smart Plus |  |  |  |  | BEDPATIENTELECTRIC-Hill-Rom-Centrella Smart Plus | [9 empty] | MHHS-Northeast
NO | YES |  |  |  |  | T225PF6564 | Hill- Rom | P7900B000018 |  | T225PF6564 | Beds | MHHS-Northeast |  |  |  |  | T225PF6564 | Katy |  | Beds |  | 11/14/2019 | 11/30/2020 |  |  | CENTRELLA |  | BEDPATIENTELECTRIC-Hill-Rom-Centrella Smart Plus |  |  |  |  | BEDPATIENTELECTRIC-Hill-Rom-Centrella Smart Plus | [9 empty] | MHHS-Northeast
NO | YES |  |  |  |  | T225PF6572 | Hill- Rom | P7900B000018 |  | T225PF6572 | Beds | MHHS-Northeast |  |  |  |  | T225PF6572 | Katy |  | Beds |  | 11/14/2019 | 11/30/2020 |  |  | CENTRELLA |  | BEDPATIENTELECTRIC-Hill-Rom-Centrella Smart Plus |  |  |  |  | BEDPATIENTELECTRIC-Hill-Rom-Centrella Smart Plus | [9 empty] | MHHS-Northeast
NO | YES |  |  |  |  | T234PF7125 | Hill- Rom | P7900B000018 |  | T234PF7125 | Beds | MHHS-Northeast |  |  |  |  | T234PF7125 | Katy |  | Beds |  | 11/14/2019 | 11/30/2020 |  |  | CENTRELLA |  | BEDPATIENTELECTRIC-Hill-Rom-Centrella Smart Plus |  |  |  |  | BEDPATIENTELECTRIC-Hill-Rom-Centrella Smart Plus | [9 empty] | MHHS-Northeast
NO | YES |  |  |  |  | T226PF6678 | Hill- Rom | P7900B000018 |  | T226PF6678 | Beds | MHHS-Northeast |  |  |  |  | T226PF6678 | Katy |  | Beds |  | 01/08/2020 | 01/31/2021 |  |  | CENTRELLA |  | BEDPATIENTELECTRIC-Hill-Rom-Centrella Smart Plus |  |  |  |  | BEDPATIENTELECTRIC-Hill-Rom-Centrella Smart Plus | [9 empty] | MHHS-Northeast
NO | YES |  |  |  |  | F211AN0124 | Hill- Rom | P8000B5SSH13PN |  | F211AN0124 | Beds | MHHS-TMC |  |  |  |  | F211AN0124 | TMC |  | Beds |  |  | 08/31/2020 |  |  | PROCEDURAL STRETCHER |  | STRETCHER-Hill-Rom-Transtar P8000 |  |  |  |  | STRETCHER-Hill-Rom-Transtar P8000 | [9 empty] | MHHS-TMC
NO | YES |  |  |  |  | 73D00000DN | Hill- Rom | P8000B5SSH13PN |  | 73D00000DN | Beds | MHHS-TMC |  |  |  |  | 73D00000DN | TMC |  | Beds |  | 09/06/2019 | 09/30/2020 |  |  | PROCEDURAL STRETCHER |  | STRETCHER-Hill-Rom-Transtar P8000 |  |  |  |  | STRETCHER-Hill-Rom-Transtar P8000 | [9 empty] | MHHS-TMC
NO | YES |  |  |  |  | 73D00000DNG | Hill- Rom | P8000D000260 |  | 73D00000DNG | Beds | MHHS-TMC |  |  |  |  | 73D00000DNG | TMC |  | Beds |  | 02/28/2019 | 02/29/2020 |  |  | PROCEDURAL STRETCHER |  | STRETCHER-Hill-Rom-Transtar P8000 |  |  |  |  | STRETCHER-Hill-Rom-Transtar P8000 | [9 empty] | MHHS-TMC
NO | YES |  |  |  |  | 73D0000E98B | Hill- Rom | P8000D000260 |  | 73D0000E98B | Beds | MHHS-TMC |  |  |  |  | 73D0000E98B | TMC |  | Beds |  | 08/07/2019 | 08/31/2020 |  |  | PROCEDURAL STRETCHER |  | STRETCHER-Hill-Rom-Transtar P8000 |  |  |  |  | STRETCHER-Hill-Rom-Transtar P8000 | [9 empty] | MHHS-TMC
NO | YES |  |  |  |  | 73D00007CY | Hill- Rom | P8000D000840 |  | 73D00007CY | Beds | MHHS-Southeast |  |  |  |  | 73D00007CY | Southeast & Bay Area |  | Beds |  | 04/23/2019 | 04/30/2020 |  |  | PROCEDURAL STRETCHER |  | STRETCHER-Hill-Rom-Transtar P8000 |  |  |  |  | STRETCHER-Hill-Rom-Transtar P8000 | [9 empty] | MHHS-Southeast
NO | YES |  |  |  |  | 73D00007ZB | Hill- Rom | P8000D000840 |  | 73D00007ZB | Beds | MHHS-Southeast |  |  |  |  | 73D00007ZB | Southeast & Bay Area |  | Beds |  | 04/30/2019 | 04/30/2020 |  |  | PROCEDURAL STRETCHER |  | STRETCHER-Hill-Rom-Transtar P8000 |  |  |  |  | STRETCHER-Hill-Rom-Transtar P8000 | [9 empty] | MHHS-Southeast
NO | YES |  |  |  |  | 73D00007ZD | Hill- Rom | P8000D000840 |  | 73D00007ZD | Beds | MHHS-Southeast |  |  |  |  | 73D00007ZD | Southeast & Bay Area |  | Beds |  | 04/30/2019 | 04/30/2020 |  |  | PROCEDURAL STRETCHER |  | STRETCHER-Hill-Rom-Transtar P8000 |  |  |  |  | STRETCHER-Hill-Rom-Transtar P8000 | [9 empty] | MHHS-Southeast
NO | YES |  |  |  |  | 73D00007ZE | Hill- Rom | P8000D000840 |  | 73D00007ZE | Beds | MHHS-Southeast |  |  |  |  | 73D00007ZE | Southeast & Bay Area |  | Beds |  | 04/23/2019 | 04/30/2020 |  |  | PROCEDURAL STRETCHER |  | STRETCHER-Hill-Rom-Transtar P8000 |  |  |  |  | STRETCHER-Hill-Rom-Transtar P8000 | [9 empty] | MHHS-Southeast
NO | YES |  |  |  |  | 73D00008HC | Hill- Rom | P8000D000840 |  | 73D00008HC | Beds | MHHS-Southeast |  |  |  |  | 73D00008HC | Southeast & Bay Area |  | Beds |  | 05/22/2019 | 05/31/2020 |  |  | PROCEDURAL STRETCHER |  | STRETCHER-Hill-Rom-Transtar P8000 |  |  |  |  | STRETCHER-Hill-Rom-Transtar P8000 | [9 empty] | MHHS-Southeast
NO | YES |  |  |  |  | 73D00009SP | Hill- Rom | P8000D000840 |  | 73D00009SP | Beds | MHHS-Southeast |  |  |  |  | 73D00009SP | Southeast & Bay Area |  | Beds |  | 06/18/2019 | 06/30/2020 |  |  | PROCEDURAL STRETCHER |  | STRETCHER-Hill-Rom-Transtar P8000 |  |  |  |  | STRETCHER-Hill-Rom-Transtar P8000 | [9 empty] | MHHS-Southeast
NO | YES |  |  |  |  | 73D000049X | Hill- Rom | P8000D000840 |  | 73D000049X | Beds | MHHS-Southeast |  |  |  |  | 73D000049X | Southeast & Bay Area |  | Beds |  | 08/31/2019 | 08/31/2020 |  |  | PROCEDURAL STRETCHER |  | STRETCHER-Hill-Rom-Transtar P8000 |  |  |  |  | STRETCHER-Hill-Rom-Transtar P8000 | [9 empty] | MHHS-Southeast
NO | YES |  |  |  |  | B216AN2769 | Hill- Rom | P8000D000840 |  | B216AN2769 | Beds | MHHS-Southeast |  |  |  |  | B216AN2769 | Southeast & Bay Area |  | Beds |  | 08/31/2019 | 08/31/2020 |  |  | PROCEDURAL STRETCHER |  | STRETCHER-Hill-Rom-Transtar P8000 |  |  |  |  | STRETCHER-Hill-Rom-Transtar P8000 | [9 empty] | MHHS-Southeast
NO | YES |  |  |  |  | 73D000049Y | Hill- Rom | P8000D000840 |  | 73D000049Y | Beds | MHHS-Southeast |  |  |  |  | 73D000049Y | Southeast & Bay Area |  | Beds |  | 09/06/2019 | 09/30/2020 |  |  | PROCEDURAL STRETCHER |  | STRETCHER-Hill-Rom-Transtar P8000 |  |  |  |  | STRETCHER-Hill-Rom-Transtar P8000 | [9 empty] | MHHS-Southeast
NO | YES |  |  |  |  | J025AN4497 | Hill- Rom | P8000D000840 |  | J025AN4497 | Beds | MHHS-TMC |  |  |  |  | J025AN4497 | TMC |  | Beds |  | 01/29/2019 | 01/31/2020 |  |  | PROCEDURAL STRETCHER |  | STRETCHER-Hill-Rom-Transtar P8000 |  |  |  |  | STRETCHER-Hill-Rom-Transtar P8000 | [9 empty] | MHHS-TMC
NO | YES |  |  |  |  | J025AN4496 | Hill- Rom | P8000D000840 |  | J025AN4496 | Beds | MHHS-TMC |  |  |  |  | J025AN4496 | TMC |  | Beds |  | 08/08/2019 | 08/31/2020 |  |  | PROCEDURAL STRETCHER |  | STRETCHER-Hill-Rom-Transtar P8000 |  |  |  |  | STRETCHER-Hill-Rom-Transtar P8000 | [9 empty] | MHHS-TMC
NO | YES |  |  |  |  | J028AN4502 | Hill- Rom | P8000D000840 |  | J028AN4502 | Beds | MHHS-TMC |  |  |  |  | J028AN4502 | TMC |  | Beds |  | 08/08/2019 | 08/31/2020 |  |  | PROCEDURAL STRETCHER |  | STRETCHER-Hill-Rom-Transtar P8000 |  |  |  |  | STRETCHER-Hill-Rom-Transtar P8000 | [9 empty] | MHHS-TMC
NO | YES |  |  |  |  | J028AN4507 | Hill- Rom | P8000D000840 |  | J028AN4507 | Beds | MHHS-TMC |  |  |  |  | J028AN4507 | TMC |  | Beds |  | 08/08/2019 | 08/31/2020 |  |  | PROCEDURAL STRETCHER |  | STRETCHER-Hill-Rom-Transtar P8000 |  |  |  |  | STRETCHER-Hill-Rom-Transtar P8000 | [9 empty] | MHHS-TMC
NO | YES |  |  |  |  | J028AN4512 | Hill- Rom | P8000D000840 |  | J028AN4512 | Beds | MHHS-TMC |  |  |  |  | J028AN4512 | TMC |  | Beds |  |  | 08/31/2020 |  |  | PROCEDURAL STRETCHER |  | STRETCHER-Hill-Rom-Transtar P8000 |  |  |  |  | STRETCHER-Hill-Rom-Transtar P8000 | [9 empty] | MHHS-TMC
NO | YES |  |  |  |  | J028AN4515 | Hill- Rom | P8000D000840 |  | J028AN4515 | Beds | MHHS-TMC |  |  |  |  | J028AN4515 | TMC |  | Beds |  |  | 08/31/2020 |  |  | PROCEDURAL STRETCHER |  | STRETCHER-Hill-Rom-Transtar P8000 |  |  |  |  | STRETCHER-Hill-Rom-Transtar P8000 | [9 empty] | MHHS-TMC
NO | YES |  |  |  |  | J028AN4516 | Hill- Rom | P8000D000840 |  | J028AN4516 | Beds | MHHS-TMC |  |  |  |  | J028AN4516 | TMC |  | Beds |  | 08/08/2019 | 08/31/2020 |  |  | PROCEDURAL STRETCHER |  | STRETCHER-Hill-Rom-Transtar P8000 |  |  |  |  | STRETCHER-Hill-Rom-Transtar P8000 | [9 empty] | MHHS-TMC
NO | YES |  |  |  |  | J029AN4563 | Hill- Rom | P8000D000840 |  | J029AN4563 | Beds | MHHS-TMC |  |  |  |  | J029AN4563 | TMC |  | Beds |  | 08/07/2019 | 08/31/2020 |  |  | PROCEDURAL STRETCHER |  | STRETCHER-Hill-Rom-Transtar P8000 |  |  |  |  | STRETCHER-Hill-Rom-Transtar P8000 | [9 empty] | MHHS-TMC
NO | YES |  |  |  |  | J029AN4588 | Hill- Rom | P8000D000840 |  | J029AN4588 | Beds | MHHS-TMC |  |  |  |  | J029AN4588 | TMC |  | Beds |  |  | 08/31/2020 |  |  | PROCEDURAL STRETCHER |  | STRETCHER-Hill-Rom-Transtar P8000 |  |  |  |  | STRETCHER-Hill-Rom-Transtar P8000 | [9 empty] | MHHS-TMC
NO | YES |  |  |  |  | J030AN4592 | Hill- Rom | P8000D000840 |  | J030AN4592 | Beds | MHHS-TMC |  |  |  |  | J030AN4592 | TMC |  | Beds |  | 08/07/2019 | 08/31/2020 |  |  | PROCEDURAL STRETCHER |  | STRETCHER-Hill-Rom-Transtar P8000 |  |  |  |  | STRETCHER-Hill-Rom-Transtar P8000 | [9 empty] | MHHS-TMC
NO | YES |  |  |  |  | J030AN4604 | Hill- Rom | P8000D000840 |  | J030AN4604 | Beds | MHHS-TMC |  |  |  |  | J030AN4604 | TMC |  | Beds |  | 08/07/2019 | 08/31/2020 |  |  | PROCEDURAL STRETCHER |  | STRETCHER-Hill-Rom-Transtar P8000 |  |  |  |  | STRETCHER-Hill-Rom-Transtar P8000 | [9 empty] | MHHS-TMC
NO | YES |  |  |  |  | J030AN4608 | Hill- Rom | P8000D000840 |  | J030AN4608 | Beds | MHHS-TMC |  |  |  |  | J030AN4608 | TMC |  | Beds |  | 08/07/2019 | 08/31/2020 |  |  | PROCEDURAL STRETCHER |  | STRETCHER-Hill-Rom-Transtar P8000 |  |  |  |  | STRETCHER-Hill-Rom-Transtar P8000 | [9 empty] | MHHS-TMC
NO | YES |  |  |  |  | J030AN4611 | Hill- Rom | P8000D000840 |  | J030AN4611 | Beds | MHHS-TMC |  |  |  |  | J030AN4611 | TMC |  | Beds |  | 08/07/2019 | 08/31/2020 |  |  | PROCEDURAL STRETCHER |  | STRETCHER-Hill-Rom-Transtar P8000 |  |  |  |  | STRETCHER-Hill-Rom-Transtar P8000 | [9 empty] | MHHS-TMC
NO | YES |  |  |  |  | J030AN4631 | Hill- Rom | P8000D000840 |  | J030AN4631 | Beds | MHHS-TMC |  |  |  |  | J030AN4631 | TMC |  | Beds |  |  | 08/31/2020 |  |  | PROCEDURAL STRETCHER |  | STRETCHER-Hill-Rom-Transtar P8000 |  |  |  |  | STRETCHER-Hill-Rom-Transtar P8000 | [9 empty] | MHHS-TMC
NO | YES |  |  |  |  | J031AN4656 | Hill- Rom | P8000D000840 |  | J031AN4656 | Beds | MHHS-TMC |  |  |  |  | J031AN4656 | TMC |  | Beds |  | 08/08/2019 | 08/31/2020 |  |  | PROCEDURAL STRETCHER |  | STRETCHER-Hill-Rom-Transtar P8000 |  |  |  |  | STRETCHER-Hill-Rom-Transtar P8000 | [9 empty] | MHHS-TMC
NO | YES |  |  |  |  | J031AN4660 | Hill- Rom | P8000D000840 |  | J031AN4660 | Beds | MHHS-TMC |  |  |  |  | J031AN4660 | TMC |  | Beds |  | 08/07/2019 | 08/31/2020 |  |  | PROCEDURAL STRETCHER |  | STRETCHER-Hill-Rom-Transtar P8000 |  |  |  |  | STRETCHER-Hill-Rom-Transtar P8000 | [9 empty] | MHHS-TMC
NO | YES |  |  |  |  | 73D00009R3 | Hill- Rom | P8000D000840 |  | 73D00009R3 | Beds | MHHS-TMC |  |  |  |  | 73D00009R3 | TMC |  | Beds |  | 09/10/2019 | 09/30/2020 |  |  | PROCEDURAL STRETCHER |  | STRETCHER-Hill-Rom-Transtar P8000 |  |  |  |  | STRETCHER-Hill-Rom-Transtar P8000 | [9 empty] | MHHS-TMC
NO | YES |  |  |  |  | 73D000049XQ | Hill- Rom | P8000D001063 |  | 73D000049XQ | Beds | MHHS-Southeast |  |  |  |  | 73D000049XQ | Southeast & Bay Area |  | Beds |  |  | 08/31/2020 |  |  | PROCEDURAL STRETCHER |  | STRETCHER-Hill-Rom-Transtar P8000 |  |  |  |  | STRETCHER-Hill-Rom-Transtar P8000 | [9 empty] | MHHS-Southeast
NO | YES |  |  |  |  | 73D00007ZBX | Hill- Rom | P8000D001063 |  | 73D00007ZBX | Beds | MHHS-Southeast |  |  |  |  | 73D00007ZBX | Southeast & Bay Area |  | Beds |  |  | 08/31/2020 |  |  | PROCEDURAL STRETCHER |  | STRETCHER-Hill-Rom-Transtar P8000 |  |  |  |  | STRETCHER-Hill-Rom-Transtar P8000 | [9 empty] | MHHS-Southeast
NO | YES |  |  |  |  | 73D0000E442 | Hill- Rom | P8000D001063 |  | 73D0000E442 | Beds | MHHS-Southeast |  |  |  |  | 73D0000E442 | Southeast & Bay Area |  | Beds |  |  | 08/31/2020 |  |  | PROCEDURAL STRETCHER |  | STRETCHER-Hill-Rom-Transtar P8000 |  |  |  |  | STRETCHER-Hill-Rom-Transtar P8000 | [9 empty] | MHHS-Southeast
NO | YES |  |  |  |  | I017AN4333 | Hill- Rom | P8000D001063 |  | I017AN4333 | Beds | MHHS-TMC |  |  |  |  | I017AN4333 | TMC |  | Beds |  |  | 08/31/2020 |  |  | PROCEDURAL STRETCHER |  | STRETCHER-Hill-Rom-Transtar P8000 |  |  |  |  | STRETCHER-Hill-Rom-Transtar P8000 | [9 empty] | MHHS-TMC
NO | YES |  |  |  |  | I017AN4334 | Hill- Rom | P8000D001063 |  | I017AN4334 | Beds | MHHS-TMC |  |  |  |  | I017AN4334 | TMC |  | Beds |  |  | 08/31/2020 |  |  | PROCEDURAL STRETCHER |  | STRETCHER-Hill-Rom-Transtar P8000 |  |  |  |  | STRETCHER-Hill-Rom-Transtar P8000 | [9 empty] | MHHS-TMC
NO | YES |  |  |  |  | D309AN4767 | Hill- Rom | P8000D001063 |  | D309AN4767 | Beds | MHHS-WOODLANDS |  |  |  |  | D309AN4767 | Woodlands |  | Beds |  | 01/07/2020 | 01/31/2021 |  |  | PROCEDURAL STRETCHER |  | STRETCHER-Hill-Rom-Transtar P8000 |  |  |  |  | STRETCHER-Hill-Rom-Transtar P8000 | [9 empty] | MHHS-WOODLANDS
NO | YES |  |  |  |  | C281AN2950 | Hill- Rom | P8000D004726 |  | C281AN2950 | Beds | MHHS-TMC |  |  |  |  | C281AN2950 | TMC |  | Beds |  |  | 08/31/2020 |  |  | PROCEDURAL STRETCHER |  | STRETCHER-Hill-Rom-Transtar P8000 |  |  |  |  | STRETCHER-Hill-Rom-Transtar P8000 | [9 empty] | MHHS-TMC
NO | YES |  |  |  |  | G081AN6089 | Hill- Rom | P8000D005680 |  | G081AN6089 | Beds | MHHS-Greater Heights |  |  |  |  | G081AN6089 | Central & Greater Heights |  | Beds |  | 06/30/2019 | 06/30/2020 |  |  | PROCEDURAL STRETCHER |  | STRETCHER-Hill-Rom-Transtar P8000 |  |  |  |  | STRETCHER-Hill-Rom-Transtar P8000 | [9 empty] | MHHS-Greater Heights
NO | YES |  |  |  |  | G082AN6135 | Hill- Rom | P8000D005680 |  | G082AN6135 | Beds | MHHS-Greater Heights |  |  |  |  | G082AN6135 | Central & Greater Heights |  | Beds |  | 06/27/2019 | 06/30/2020 |  |  | PROCEDURAL STRETCHER |  | STRETCHER-Hill-Rom-Transtar P8000 |  |  |  |  | STRETCHER-Hill-Rom-Transtar P8000 | [9 empty] | MHHS-Greater Heights
NO | YES |  |  |  |  | G081AN6113 | Hill- Rom | P8000D005680 |  | G081AN6113 | Beds | MHHS-Greater Heights |  |  |  |  | G081AN6113 | Central & Greater Heights |  | Beds |  | 07/17/2019 | 07/31/2020 |  |  | PROCEDURAL STRETCHER |  | STRETCHER-Hill-Rom-Transtar P8000 |  |  |  |  | STRETCHER-Hill-Rom-Transtar P8000 | [9 empty] | MHHS-Greater Heights
NO | YES |  |  |  |  | G088AN6233 | Hill- Rom | P8000D005680 |  | G088AN6233 | Beds | MHHS-Greater Heights |  |  |  |  | G088AN6233 | Central & Greater Heights |  | Beds |  | 07/17/2019 | 07/31/2020 |  |  | PROCEDURAL STRETCHER |  | STRETCHER-Hill-Rom-Transtar P8000 |  |  |  |  | STRETCHER-Hill-Rom-Transtar P8000 | [9 empty] | MHHS-Greater Heights
NO | YES |  |  |  |  | G081AN6078 | Hill- Rom | P8000D005680 |  | G081AN6078 | Beds | MHHS-Greater Heights |  |  |  |  | G081AN6078 | Central & Greater Heights |  | Beds |  |  | 08/31/2020 |  |  | PROCEDURAL STRETCHER |  | STRETCHER-Hill-Rom-Transtar P8000 |  |  |  |  | STRETCHER-Hill-Rom-Transtar P8000 | [9 empty] | MHHS-Greater Heights
NO | YES |  |  |  |  | G102AN6632 | Hill- Rom | P8000D005680 |  | G102AN6632 | Beds | MHHS-Greater Heights |  |  |  |  | G102AN6632 | Central & Greater Heights |  | Beds |  |  | 08/31/2020 |  |  | PROCEDURAL STRETCHER |  | STRETCHER-Hill-Rom-Transtar P8000 |  |  |  |  | STRETCHER-Hill-Rom-Transtar P8000 | [9 empty] | MHHS-Greater Heights
NO | YES |  |  |  |  | E281AN3702 | Hill- Rom | P8000D005680 |  | E281AN3702 | Beds | MHHS-Southeast |  |  |  |  | E281AN3702 | Southeast & Bay Area |  | Beds |  | 05/31/2019 | 05/31/2020 |  |  | PROCEDURAL STRETCHER |  | STRETCHER-Hill-Rom-Transtar P8000 |  |  |  |  | STRETCHER-Hill-Rom-Transtar P8000 | [9 empty] | MHHS-Southeast
NO | YES |  |  |  |  | G276AN1964 | Hill- Rom | P8000D005760 |  | G276AN1964 | Beds | MHHS-Southeast |  |  |  |  | G276AN1964 | Southeast & Bay Area |  | Beds |  | 08/30/2019 | 08/31/2020 |  |  | PROCEDURAL STRETCHER |  | STRETCHER-Hill-Rom-Transtar P8000 |  |  |  |  | STRETCHER-Hill-Rom-Transtar P8000 | [9 empty] | MHHS-Southeast
NO | YES |  |  |  |  | G276AN1966 | Hill- Rom | P8000D005760 |  | G276AN1966 | Beds | MHHS-Southeast |  |  |  |  | G276AN1966 | Southeast & Bay Area |  | Beds |  |  | 08/31/2020 |  |  | PROCEDURAL STRETCHER |  | STRETCHER-Hill-Rom-Transtar P8000 |  |  |  |  | STRETCHER-Hill-Rom-Transtar P8000 | [9 empty] | MHHS-Southeast
NO | YES |  |  |  |  | G277AN2020 | Hill- Rom | P8000D005760 |  | G277AN2020 | Beds | MHHS-TMC |  |  |  |  | G277AN2020 | TMC |  | Beds |  | 01/30/2019 | 01/31/2020 |  |  | PROCEDURAL STRETCHER |  | STRETCHER-Hill-Rom-Transtar P8000 |  |  |  |  | STRETCHER-Hill-Rom-Transtar P8000 | [9 empty] | MHHS-TMC
NO | YES |  |  |  |  | G277AN1987 | Hill- Rom | P8000D005760 |  | G277AN1987 | Beds | MHHS-TMC |  |  |  |  | G277AN1987 | TMC |  | Beds |  |  | 08/31/2020 |  |  | PROCEDURAL STRETCHER |  | STRETCHER-Hill-Rom-Transtar P8000 |  |  |  |  | STRETCHER-Hill-Rom-Transtar P8000 | [9 empty] | MHHS-TMC
NO | YES |  |  |  |  | G277AN2019 | Hill- Rom | P8000D005760 |  | G277AN2019 | Beds | MHHS-TMC |  |  |  |  | G277AN2019 | TMC |  | Beds |  | 01/13/2020 | 01/31/2021 |  |  | PROCEDURAL STRETCHER |  | STRETCHER-Hill-Rom-Transtar P8000 |  |  |  |  | STRETCHER-Hill-Rom-Transtar P8000 | [9 empty] | MHHS-TMC
NO | YES |  |  |  |  | G286AN2270 | Hill- Rom | P8000D005791 |  | G286AN2270 | Beds | MHHS-TMC |  |  |  |  | G286AN2270 | TMC |  | Beds |  | 08/07/2019 | 08/31/2020 |  |  | PROCEDURAL STRETCHER |  | STRETCHER-Hill-Rom-Transtar P8000 |  |  |  |  | STRETCHER-Hill-Rom-Transtar P8000 | [9 empty] | MHHS-TMC
NO | YES |  |  |  |  | G083AN6160 | Hill- Rom | P8000D005851 |  | G083AN6160 | Beds | MHHS-Greater Heights |  |  |  |  | G083AN6160 | Central & Greater Heights |  | Beds |  | 06/30/2019 | 06/30/2020 |  |  | PROCEDURAL STRETCHER |  | STRETCHER-Hill-Rom-Transtar P8000 |  |  |  |  | STRETCHER-Hill-Rom-Transtar P8000 | [9 empty] | MHHS-Greater Heights
NO | YES |  |  |  |  | G046AN5174 | Hill- Rom | P8000D005851 |  | G046AN5174 | Beds | MHHS-TMC |  |  |  |  | G046AN5174 | TMC |  | Beds |  | 01/30/2019 | 01/31/2020 |  |  | PROCEDURAL STRETCHER |  | STRETCHER-Hill-Rom-Transtar P8000 |  |  |  |  | STRETCHER-Hill-Rom-Transtar P8000 | [9 empty] | MHHS-TMC
NO | YES |  |  |  |  | F131AN8528 | Hill- Rom | P8000D005851 |  | F131AN8528 | Beds | MHHS-TMC |  |  |  |  | F131AN8528 | TMC |  | Beds |  | 08/07/2019 | 08/31/2020 |  |  | PROCEDURAL STRETCHER |  | STRETCHER-Hill-Rom-Transtar P8000 |  |  |  |  | STRETCHER-Hill-Rom-Transtar P8000 | [9 empty] | MHHS-TMC
NO | YES |  |  |  |  | F131AN8530 | Hill- Rom | P8000D005851 |  | F131AN8530 | Beds | MHHS-TMC |  |  |  |  | F131AN8530 | TMC |  | Beds |  | 08/08/2019 | 08/31/2020 |  |  | PROCEDURAL STRETCHER |  | STRETCHER-Hill-Rom-Transtar P8000 |  |  |  |  | STRETCHER-Hill-Rom-Transtar P8000 | [9 empty] | MHHS-TMC
NO | YES |  |  |  |  | F139AN8773 | Hill- Rom | P8000D005851 |  | F139AN8773 | Beds | MHHS-TMC |  |  |  |  | F139AN8773 | TMC |  | Beds |  |  | 08/31/2020 |  |  | PROCEDURAL STRETCHER |  | STRETCHER-Hill-Rom-Transtar P8000 |  |  |  |  | STRETCHER-Hill-Rom-Transtar P8000 | [9 empty] | MHHS-TMC
NO | YES |  |  |  |  | F139AN8774 | Hill- Rom | P8000D005851 |  | F139AN8774 | Beds | MHHS-TMC |  |  |  |  | F139AN8774 | TMC |  | Beds |  | 08/07/2019 | 08/31/2020 |  |  | PROCEDURAL STRETCHER |  | STRETCHER-Hill-Rom-Transtar P8000 |  |  |  |  | STRETCHER-Hill-Rom-Transtar P8000 | [9 empty] | MHHS-TMC
NO | YES |  |  |  |  | G046AN5170 | Hill- Rom | P8000D005851 |  | G046AN5170 | Beds | MHHS-TMC |  |  |  |  | G046AN5170 | TMC |  | Beds |  | 08/07/2019 | 08/31/2020 |  |  | PROCEDURAL STRETCHER |  | STRETCHER-Hill-Rom-Transtar P8000 |  |  |  |  | STRETCHER-Hill-Rom-Transtar P8000 | [9 empty] | MHHS-TMC
NO | YES |  |  |  |  | G046AN5179 | Hill- Rom | P8000D005851 |  | G046AN5179 | Beds | MHHS-TMC |  |  |  |  | G046AN5179 | TMC |  | Beds |  | 08/07/2019 | 08/31/2020 |  |  | PROCEDURAL STRETCHER |  | STRETCHER-Hill-Rom-Transtar P8000 |  |  |  |  | STRETCHER-Hill-Rom-Transtar P8000 | [9 empty] | MHHS-TMC
NO | YES |  |  |  |  | F131AN8532 | Hill- Rom | P8000D005851 |  | F131AN8532 | Beds | MHHS-TMC |  |  |  |  | F131AN8532 | TMC |  | Beds |  | 01/13/2020 | 01/31/2021 |  |  | PROCEDURAL STRETCHER |  | STRETCHER-Hill-Rom-Transtar P8000 |  |  |  |  | STRETCHER-Hill-Rom-Transtar P8000 | [9 empty] | MHHS-TMC
NO | YES |  |  |  |  | F154AN9149 | Hill- Rom | P8000D006551 |  | F154AN9149 | Beds | MHHS-TMC |  |  |  |  | F154AN9149 | TMC |  | Beds |  | 08/07/2019 | 08/31/2020 |  |  | PROCEDURAL STRETCHER |  | STRETCHER-Hill-Rom-Transtar P8000 |  |  |  |  | STRETCHER-Hill-Rom-Transtar P8000 | [9 empty] | MHHS-TMC
NO | YES |  |  |  |  | F154AN9156 | Hill- Rom | P8000D006551 |  | F154AN9156 | Beds | MHHS-TMC |  |  |  |  | F154AN9156 | TMC |  | Beds |  | 08/08/2019 | 08/31/2020 |  |  | PROCEDURAL STRETCHER |  | STRETCHER-Hill-Rom-Transtar P8000 |  |  |  |  | STRETCHER-Hill-Rom-Transtar P8000 | [9 empty] | MHHS-TMC
NO | YES |  |  |  |  | F154AN9158 | Hill- Rom | P8000D006551 |  | F154AN9158 | Beds | MHHS-TMC |  |  |  |  | F154AN9158 | TMC |  | Beds |  | 08/07/2019 | 08/31/2020 |  |  | PROCEDURAL STRETCHER |  | STRETCHER-Hill-Rom-Transtar P8000 |  |  |  |  | STRETCHER-Hill-Rom-Transtar P8000 | [9 empty] | MHHS-TMC
NO | YES |  |  |  |  | F154AN9160 | Hill- Rom | P8000D006551 |  | F154AN9160 | Beds | MHHS-TMC |  |  |  |  | F154AN9160 | TMC |  | Beds |  | 08/07/2019 | 08/31/2020 |  |  | PROCEDURAL STRETCHER |  | STRETCHER-Hill-Rom-Transtar P8000 |  |  |  |  | STRETCHER-Hill-Rom-Transtar P8000 | [9 empty] | MHHS-TMC
NO | YES |  |  |  |  | F155AN9162 | Hill- Rom | P8000D006551 |  | F155AN9162 | Beds | MHHS-TMC |  |  |  |  | F155AN9162 | TMC |  | Beds |  |  | 08/31/2020 |  |  | PROCEDURAL STRETCHER |  | STRETCHER-Hill-Rom-Transtar P8000 |  |  |  |  | STRETCHER-Hill-Rom-Transtar P8000 | [9 empty] | MHHS-TMC
NO | YES |  |  |  |  | B229AN9306 | Hill- Rom | P8000D4104 |  | B229AN9306 | Beds | MHHS-Southeast |  |  |  |  | B229AN9306 | Southeast & Bay Area |  | Beds |  | 06/10/2019 | 06/30/2020 |  |  | PROCEDURAL STRETCHER |  | STRETCHER-Hill-Rom-Transtar P8000 |  |  |  |  | STRETCHER-Hill-Rom-Transtar P8000 | [9 empty] | MHHS-Southeast
NO | YES |  |  |  |  | H293AN1717 | Hill- Rom | P8000D4123 |  | H293AN1717 | Beds | MHHS-WOODLANDS |  |  |  |  | H293AN1717 | Woodlands |  | Beds |  | 01/09/2020 | 01/31/2021 |  |  | PROCEDURAL STRETCHER |  | STRETCHER-Hill-Rom-Transtar P8000 |  |  |  |  | STRETCHER-Hill-Rom-Transtar P8000 | [9 empty] | MHHS-WOODLANDS
NO | YES |  |  |  |  | C134AN8506 | Hill- Rom | P8000D4483 |  | C134AN8506 | Beds | MHHS-TMC |  |  |  |  | C134AN8506 | TMC |  | Beds |  |  | 08/31/2020 |  |  | PROCEDURAL STRETCHER |  | STRETCHER-Hill-Rom-Transtar P8000 |  |  |  |  | STRETCHER-Hill-Rom-Transtar P8000 | [9 empty] | MHHS-TMC
NO | YES |  |  |  |  | C134AN8508 | Hill- Rom | P8000D4483 |  | C134AN8508 | Beds | MHHS-TMC |  |  |  |  | C134AN8508 | TMC |  | Beds |  | 08/08/2019 | 08/31/2020 |  |  | PROCEDURAL STRETCHER |  | STRETCHER-Hill-Rom-Transtar P8000 |  |  |  |  | STRETCHER-Hill-Rom-Transtar P8000 | [9 empty] | MHHS-TMC
NO | YES |  |  |  |  | C193AN0043 | Hill- Rom | P8000D5078 |  | C193AN0043 | Beds | MHHS-TMC |  |  |  |  | C193AN0043 | TMC |  | Beds |  | 01/10/2019 | 01/31/2020 |  |  | PROCEDURAL STRETCHER |  | STRETCHER-Hill-Rom-Transtar P8000 |  |  |  |  | STRETCHER-Hill-Rom-Transtar P8000 | [9 empty] | MHHS-TMC
NO | YES |  |  |  |  | C193AN0063 | Hill- Rom | P8000D5078 |  | C193AN0063 | Beds | MHHS-TMC |  |  |  |  | C193AN0063 | TMC |  | Beds |  | 01/29/2019 | 01/31/2020 |  |  | PROCEDURAL STRETCHER |  | STRETCHER-Hill-Rom-Transtar P8000 |  |  |  |  | STRETCHER-Hill-Rom-Transtar P8000 | [9 empty] | MHHS-TMC
NO | YES |  |  |  |  | C193AN0068 | Hill- Rom | P8000D5078 |  | C193AN0068 | Beds | MHHS-TMC |  |  |  |  | C193AN0068 | TMC |  | Beds |  | 01/29/2019 | 01/31/2020 |  |  | PROCEDURAL STRETCHER |  | STRETCHER-Hill-Rom-Transtar P8000 |  |  |  |  | STRETCHER-Hill-Rom-Transtar P8000 | [9 empty] | MHHS-TMC
NO | YES |  |  |  |  | C193AN0058 | Hill- Rom | P8000D5078 |  | C193AN0058 | Beds | MHHS-TMC |  |  |  |  | C193AN0058 | TMC |  | Beds |  |  | 08/31/2020 |  |  | PROCEDURAL STRETCHER |  | STRETCHER-Hill-Rom-Transtar P8000 |  |  |  |  | STRETCHER-Hill-Rom-Transtar P8000 | [9 empty] | MHHS-TMC
NO | YES |  |  |  |  | C193AN0062 | Hill- Rom | P8000D5078 |  | C193AN0062 | Beds | MHHS-TMC |  |  |  |  | C193AN0062 | TMC |  | Beds |  | 08/07/2019 | 08/31/2020 |  |  | PROCEDURAL STRETCHER |  | STRETCHER-Hill-Rom-Transtar P8000 |  |  |  |  | STRETCHER-Hill-Rom-Transtar P8000 | [9 empty] | MHHS-TMC
NO | YES |  |  |  |  | C193AN0069 | Hill- Rom | P8000D5078 |  | C193AN0069 | Beds | MHHS-TMC |  |  |  |  | C193AN0069 | TMC |  | Beds |  | 08/08/2019 | 08/31/2020 |  |  | PROCEDURAL STRETCHER |  | STRETCHER-Hill-Rom-Transtar P8000 |  |  |  |  | STRETCHER-Hill-Rom-Transtar P8000 | [9 empty] | MHHS-TMC
NO | YES |  |  |  |  | C194AN0116 | Hill- Rom | P8000D5078 |  | C194AN0116 | Beds | MHHS-TMC |  |  |  |  | C194AN0116 | TMC |  | Beds |  | 08/07/2019 | 08/31/2020 |  |  | PROCEDURAL STRETCHER |  | STRETCHER-Hill-Rom-Transtar P8000 |  |  |  |  | STRETCHER-Hill-Rom-Transtar P8000 | [9 empty] | MHHS-TMC
NO | YES |  |  |  |  | C194AN0117 | Hill- Rom | P8000D5078 |  | C194AN0117 | Beds | MHHS-TMC |  |  |  |  | C194AN0117 | TMC |  | Beds |  | 08/08/2019 | 08/31/2020 |  |  | PROCEDURAL STRETCHER |  | STRETCHER-Hill-Rom-Transtar P8000 |  |  |  |  | STRETCHER-Hill-Rom-Transtar P8000 | [9 empty] | MHHS-TMC
NO | YES |  |  |  |  | H326AN2916 | Hill- Rom | P8000D5723 |  | H326AN2916 | Beds | MHHS-TMC |  |  |  |  | H326AN2916 | TMC |  | Beds |  |  | 08/31/2020 |  |  | PROCEDURAL STRETCHER |  | STRETCHER-Hill-Rom-Transtar P8000 |  |  |  |  | STRETCHER-Hill-Rom-Transtar P8000 | [9 empty] | MHHS-TMC
NO | YES |  |  |  |  | H331AN2963 | Hill- Rom | P8000D5723 |  | H331AN2963 | Beds | MHHS-TMC |  |  |  |  | H331AN2963 | TMC |  | Beds |  |  | 08/31/2020 |  |  | PROCEDURAL STRETCHER |  | STRETCHER-Hill-Rom-Transtar P8000 |  |  |  |  | STRETCHER-Hill-Rom-Transtar P8000 | [9 empty] | MHHS-TMC
NO | YES |  |  |  |  | H331AN2964 | Hill- Rom | P8000D5723 |  | H331AN2964 | Beds | MHHS-TMC |  |  |  |  | H331AN2964 | TMC |  | Beds |  |  | 08/31/2020 |  |  | PROCEDURAL STRETCHER |  | STRETCHER-Hill-Rom-Transtar P8000 |  |  |  |  | STRETCHER-Hill-Rom-Transtar P8000 | [9 empty] | MHHS-TMC
NO | YES |  |  |  |  | H331AN2965 | Hill- Rom | P8000D5723 |  | H331AN2965 | Beds | MHHS-TMC |  |  |  |  | H331AN2965 | TMC |  | Beds |  |  | 08/31/2020 |  |  | PROCEDURAL STRETCHER |  | STRETCHER-Hill-Rom-Transtar P8000 |  |  |  |  | STRETCHER-Hill-Rom-Transtar P8000 | [9 empty] | MHHS-TMC
NO | YES |  |  |  |  | H331AN2967 | Hill- Rom | P8000D5723 |  | H331AN2967 | Beds | MHHS-TMC |  |  |  |  | H331AN2967 | TMC |  | Beds |  |  | 08/31/2020 |  |  | PROCEDURAL STRETCHER |  | STRETCHER-Hill-Rom-Transtar P8000 |  |  |  |  | STRETCHER-Hill-Rom-Transtar P8000 | [9 empty] | MHHS-TMC
NO | YES |  |  |  |  | H331AN2968 | Hill- Rom | P8000D5723 |  | H331AN2968 | Beds | MHHS-TMC |  |  |  |  | H331AN2968 | TMC |  | Beds |  |  | 08/31/2020 |  |  | PROCEDURAL STRETCHER |  | STRETCHER-Hill-Rom-Transtar P8000 |  |  |  |  | STRETCHER-Hill-Rom-Transtar P8000 | [9 empty] | MHHS-TMC
NO | YES |  |  |  |  | H331AN2969 | Hill- Rom | P8000D5723 |  | H331AN2969 | Beds | MHHS-TMC |  |  |  |  | H331AN2969 | TMC |  | Beds |  |  | 08/31/2020 |  |  | PROCEDURAL STRETCHER |  | STRETCHER-Hill-Rom-Transtar P8000 |  |  |  |  | STRETCHER-Hill-Rom-Transtar P8000 | [9 empty] | MHHS-TMC
NO | YES |  |  |  |  | H332AN3018 | Hill- Rom | P8000D5723 |  | H332AN3018 | Beds | MHHS-TMC |  |  |  |  | H332AN3018 | TMC |  | Beds |  |  | 08/31/2020 |  |  | PROCEDURAL STRETCHER |  | STRETCHER-Hill-Rom-Transtar P8000 |  |  |  |  | STRETCHER-Hill-Rom-Transtar P8000 | [9 empty] | MHHS-TMC
NO | YES |  |  |  |  | H332AN3021 | Hill- Rom | P8000D5723 |  | H332AN3021 | Beds | MHHS-TMC |  |  |  |  | H332AN3021 | TMC |  | Beds |  |  | 08/31/2020 |  |  | PROCEDURAL STRETCHER |  | STRETCHER-Hill-Rom-Transtar P8000 |  |  |  |  | STRETCHER-Hill-Rom-Transtar P8000 | [9 empty] | MHHS-TMC
NO | YES |  |  |  |  | H332AN3024 | Hill- Rom | P8000D5723 |  | H332AN3024 | Beds | MHHS-TMC |  |  |  |  | H332AN3024 | TMC |  | Beds |  |  | 08/31/2020 |  |  | PROCEDURAL STRETCHER |  | STRETCHER-Hill-Rom-Transtar P8000 |  |  |  |  | STRETCHER-Hill-Rom-Transtar P8000 | [9 empty] | MHHS-TMC
NO | YES |  |  |  |  | H332AN3025 | Hill- Rom | P8000D5723 |  | H332AN3025 | Beds | MHHS-TMC |  |  |  |  | H332AN3025 | TMC |  | Beds |  |  | 08/31/2020 |  |  | PROCEDURAL STRETCHER |  | STRETCHER-Hill-Rom-Transtar P8000 |  |  |  |  | STRETCHER-Hill-Rom-Transtar P8000 | [9 empty] | MHHS-TMC
NO | YES |  |  |  |  | H332AN3026 | Hill- Rom | P8000D5723 |  | H332AN3026 | Beds | MHHS-TMC |  |  |  |  | H332AN3026 | TMC |  | Beds |  |  | 08/31/2020 |  |  | PROCEDURAL STRETCHER |  | STRETCHER-Hill-Rom-Transtar P8000 |  |  |  |  | STRETCHER-Hill-Rom-Transtar P8000 | [9 empty] | MHHS-TMC
NO | YES |  |  |  |  | H332AN3027 | Hill- Rom | P8000D5723 |  | H332AN3027 | Beds | MHHS-TMC |  |  |  |  | H332AN3027 | TMC |  | Beds |  |  | 08/31/2020 |  |  | PROCEDURAL STRETCHER |  | STRETCHER-Hill-Rom-Transtar P8000 |  |  |  |  | STRETCHER-Hill-Rom-Transtar P8000 | [9 empty] | MHHS-TMC
NO | YES |  |  |  |  | H333AN3076 | Hill- Rom | P8000D5723 |  | H333AN3076 | Beds | MHHS-TMC |  |  |  |  | H333AN3076 | TMC |  | Beds |  |  | 08/31/2020 |  |  | PROCEDURAL STRETCHER |  | STRETCHER-Hill-Rom-Transtar P8000 |  |  |  |  | STRETCHER-Hill-Rom-Transtar P8000 | [9 empty] | MHHS-TMC
NO | YES |  |  |  |  | H334AN3136 | Hill- Rom | P8000D5723 |  | H334AN3136 | Beds | MHHS-TMC |  |  |  |  | H334AN3136 | TMC |  | Beds |  |  | 08/31/2020 |  |  | PROCEDURAL STRETCHER |  | STRETCHER-Hill-Rom-Transtar P8000 |  |  |  |  | STRETCHER-Hill-Rom-Transtar P8000 | [9 empty] | MHHS-TMC
NO | YES |  |  |  |  | H334AN3137 | Hill- Rom | P8000D5723 |  | H334AN3137 | Beds | MHHS-TMC |  |  |  |  | H334AN3137 | TMC |  | Beds |  |  | 08/31/2020 |  |  | PROCEDURAL STRETCHER |  | STRETCHER-Hill-Rom-Transtar P8000 |  |  |  |  | STRETCHER-Hill-Rom-Transtar P8000 | [9 empty] | MHHS-TMC
NO | YES |  |  |  |  | H334AN3139 | Hill- Rom | P8000D5723 |  | H334AN3139 | Beds | MHHS-TMC |  |  |  |  | H334AN3139 | TMC |  | Beds |  |  | 08/31/2020 |  |  | PROCEDURAL STRETCHER |  | STRETCHER-Hill-Rom-Transtar P8000 |  |  |  |  | STRETCHER-Hill-Rom-Transtar P8000 | [9 empty] | MHHS-TMC
NO | YES |  |  |  |  | H334AN3140 | Hill- Rom | P8000D5723 |  | H334AN3140 | Beds | MHHS-TMC |  |  |  |  | H334AN3140 | TMC |  | Beds |  |  | 08/31/2020 |  |  | PROCEDURAL STRETCHER |  | STRETCHER-Hill-Rom-Transtar P8000 |  |  |  |  | STRETCHER-Hill-Rom-Transtar P8000 | [9 empty] | MHHS-TMC
NO | YES |  |  |  |  | J003AN3686 | Hill- Rom | P8000F000166 |  | J003AN3686 | Beds | MEMORIAL HERMANN HEALTHCARE |  |  |  |  | J003AN3686 | TMC |  | Beds |  |  | 08/31/2020 |  |  | PROCEDURAL STRETCHER |  | STRETCHER-Hill-Rom-Transtar P8000 |  |  |  |  | STRETCHER-Hill-Rom-Transtar P8000 | [9 empty] | MEMORIAL HERMANN HEALTHCARE
NO | YES |  |  |  |  | J003AN3709 | Hill- Rom | P8000F000166 |  | J003AN3709 | Beds | MHHS-TMC |  |  |  |  | J003AN3709 | TMC |  | Beds |  | 08/07/2019 | 08/31/2020 |  |  | PROCEDURAL STRETCHER |  | STRETCHER-Hill-Rom-Transtar P8000 |  |  |  |  | STRETCHER-Hill-Rom-Transtar P8000 | [9 empty] | MHHS-TMC
NO | YES |  |  |  |  | J025AN4489 | Hill- Rom | P8000F000368 |  | J025AN4489 | Beds | MHHS-TMC |  |  |  |  | J025AN4489 | TMC |  | Beds |  | 08/07/2019 | 08/31/2020 |  |  | *BLANK* |  | STRETCHER-Hill-Rom-Transtar P8000 |  |  |  |  | STRETCHER-Hill-Rom-Transtar P8000 | [9 empty] | MHHS-TMC
NO | YES |  |  |  |  | J028AN4543 | Hill- Rom | P8000F000368 |  | J028AN4543 | Beds | MHHS-TMC |  |  |  |  | J028AN4543 | TMC |  | Beds |  | 08/07/2019 | 08/31/2020 |  |  | *BLANK* |  | STRETCHER-Hill-Rom-Transtar P8000 |  |  |  |  | STRETCHER-Hill-Rom-Transtar P8000 | [9 empty] | MHHS-TMC
NO | YES |  |  |  |  | J028AN4545 | Hill- Rom | P8000F000368 |  | J028AN4545 | Beds | MHHS-TMC |  |  |  |  | J028AN4545 | TMC |  | Beds |  | 08/07/2019 | 08/31/2020 |  |  | *BLANK* |  | STRETCHER-Hill-Rom-Transtar P8000 |  |  |  |  | STRETCHER-Hill-Rom-Transtar P8000 | [9 empty] | MHHS-TMC
NO | YES |  |  |  |  | J029AN4587 | Hill- Rom | P8000F000368 |  | J029AN4587 | Beds | MHHS-TMC |  |  |  |  | J029AN4587 | TMC |  | Beds |  | 08/27/2019 | 08/31/2020 |  |  | *BLANK* |  | STRETCHER-Hill-Rom-Transtar P8000 |  |  |  |  | STRETCHER-Hill-Rom-Transtar P8000 | [9 empty] | MHHS-TMC
NO | YES |  |  |  |  | J031AN4658 | Hill- Rom | P8000F000368 |  | J031AN4658 | Beds | MHHS-TMC |  |  |  |  | J031AN4658 | TMC |  | Beds |  | 08/07/2019 | 08/31/2020 |  |  | *BLANK* |  | STRETCHER-Hill-Rom-Transtar P8000 |  |  |  |  | STRETCHER-Hill-Rom-Transtar P8000 | [9 empty] | MHHS-TMC
NO | YES |  |  |  |  | M083AQ4045 | Hill- Rom | P8000G000075 |  | M083AQ4045 | Beds | MHHS-WOODLANDS |  |  |  |  | M083AQ4045 | Woodlands |  | Beds |  | 01/09/2020 | 01/31/2021 |  |  | PROCEDURAL STRETCHER |  | STRETCHER-Hill-Rom-Transtar P8000 |  |  |  |  | STRETCHER-Hill-Rom-Transtar P8000 | [9 empty] | MHHS-WOODLANDS
NO | YES |  |  |  |  | K009AQ3511 | Hill- Rom | P8000G000083 |  | K009AQ3511 | Beds | MHHS-TMC |  |  |  |  | K009AQ3511 | TMC |  | Beds |  | 05/23/2019 | 05/31/2020 |  |  | PROCEDURAL STRETCHER |  | STRETCHER-Hill-Rom-Transtar P8000 |  |  |  |  | STRETCHER-Hill-Rom-Transtar P8000 | [9 empty] | MHHS-TMC
NO | YES |  |  |  |  | K009AQ3515 | Hill- Rom | P8000G000083 |  | K009AQ3515 | Beds | MHHS-TMC |  |  |  |  | K009AQ3515 | TMC |  | Beds |  | 08/07/2019 | 08/31/2020 |  |  | PROCEDURAL STRETCHER |  | STRETCHER-Hill-Rom-Transtar P8000 |  |  |  |  | STRETCHER-Hill-Rom-Transtar P8000 | [9 empty] | MHHS-TMC
NO | YES |  |  |  |  | K012AQ3556 | Hill- Rom | P8000G000083 |  | K012AQ3556 | Beds | MHHS-TMC |  |  |  |  | K012AQ3556 | TMC |  | Beds |  | 08/07/2019 | 08/31/2020 |  |  | PROCEDURAL STRETCHER |  | STRETCHER-Hill-Rom-Transtar P8000 |  |  |  |  | STRETCHER-Hill-Rom-Transtar P8000 | [9 empty] | MHHS-TMC
NO | YES |  |  |  |  | K012AQ3557 | Hill- Rom | P8000G000083 |  | K012AQ3557 | Beds | MHHS-TMC |  |  |  |  | K012AQ3557 | TMC |  | Beds |  |  | 08/31/2020 |  |  | PROCEDURAL STRETCHER |  | STRETCHER-Hill-Rom-Transtar P8000 |  |  |  |  | STRETCHER-Hill-Rom-Transtar P8000 | [9 empty] | MHHS-TMC
NO | YES |  |  |  |  | K009AQ3514 | Hill- Rom | P8000G000083 |  | K009AQ3514 | Beds | MHHS-TMC |  |  |  |  | K009AQ3514 | TMC |  | Beds |  | 09/16/2019 | 09/30/2020 |  |  | PROCEDURAL STRETCHER |  | STRETCHER-Hill-Rom-Transtar P8000 |  |  |  |  | STRETCHER-Hill-Rom-Transtar P8000 | [9 empty] | MHHS-TMC
NO | YES |  |  |  |  | K300AQ0559 | Hill- Rom | P8000G001217 |  | K300AQ0559 | Beds | MHHS-TMC |  |  |  |  | K300AQ0559 | TMC |  | Beds |  | 05/23/2019 | 05/31/2020 |  |  | PROCEDURAL STRETCHER |  | STRETCHER-Hill-Rom-Transtar P8000 |  |  |  |  | STRETCHER-Hill-Rom-Transtar P8000 | [9 empty] | MHHS-TMC
NO | YES |  |  |  |  | K300AQ0572 | Hill- Rom | P8000G001217 |  | K300AQ0572 | Beds | MHHS-TMC |  |  |  |  | K300AQ0572 | TMC |  | Beds |  | 05/14/2019 | 05/31/2020 |  |  | PROCEDURAL STRETCHER |  | STRETCHER-Hill-Rom-Transtar P8000 |  |  |  |  | STRETCHER-Hill-Rom-Transtar P8000 | [9 empty] | MHHS-TMC
NO | YES |  |  |  |  | L196AQ7176 | Hill- Rom | P8000G001219 |  | L196AQ7176 | Beds | MHHS-TMC |  |  |  |  | L196AQ7176 | TMC |  | Beds |  |  | 08/31/2020 |  |  | PROCEDURAL STRETCHER |  | STRETCHER-Hill-Rom-Transtar P8000 |  |  |  |  | STRETCHER-Hill-Rom-Transtar P8000 | [9 empty] | MHHS-TMC
NO | YES |  |  |  |  | L196AQ7179 | Hill- Rom | P8000G001219 |  | L196AQ7179 | Beds | MHHS-TMC |  |  |  |  | L196AQ7179 | TMC |  | Beds |  |  | 08/31/2020 |  |  | PROCEDURAL STRETCHER |  | STRETCHER-Hill-Rom-Transtar P8000 |  |  |  |  | STRETCHER-Hill-Rom-Transtar P8000 | [9 empty] | MHHS-TMC
NO | YES |  |  |  |  | N137AQ4855 | Hill- Rom | P8000H000130 |  | N137AQ4855 | Beds | MHHS-TMC |  |  |  |  | N137AQ4855 | TMC |  | Beds |  | 03/22/2019 | 03/31/2020 |  |  | PROCEDURAL STRETCHER |  | STRETCHER-Hill-Rom-Transtar P8000 |  |  |  |  | STRETCHER-Hill-Rom-Transtar P8000 | [9 empty] | MHHS-TMC
NO | YES |  |  |  |  | N159AQ5428 | Hill- Rom | P8000H000130 |  | N159AQ5428 | Beds | MHHS-TMC |  |  |  |  | N159AQ5428 | TMC |  | Beds |  | 05/23/2019 | 05/31/2020 |  |  | PROCEDURAL STRETCHER |  | STRETCHER-Hill-Rom-Transtar P8000 |  |  |  |  | STRETCHER-Hill-Rom-Transtar P8000 | [9 empty] | MHHS-TMC
NO | YES |  |  |  |  | N164AQ5540 | Hill- Rom | P8000H000130 |  | N164AQ5540 | Beds | MHHS-TMC |  |  |  |  | N164AQ5540 | TMC |  | Beds |  | 05/23/2019 | 05/31/2020 |  |  | PROCEDURAL STRETCHER |  | STRETCHER-Hill-Rom-Transtar P8000 |  |  |  |  | STRETCHER-Hill-Rom-Transtar P8000 | [9 empty] | MHHS-TMC
NO | YES |  |  |  |  | N164AQ5544 | Hill- Rom | P8000H000130 |  | N164AQ5544 | Beds | MHHS-TMC |  |  |  |  | N164AQ5544 | TMC |  | Beds |  | 05/23/2019 | 05/31/2020 |  |  | PROCEDURAL STRETCHER |  | STRETCHER-Hill-Rom-Transtar P8000 |  |  |  |  | STRETCHER-Hill-Rom-Transtar P8000 | [9 empty] | MHHS-TMC
NO | YES |  |  |  |  | N164AQ5545 | Hill- Rom | P8000H000130 |  | N164AQ5545 | Beds | MHHS-TMC |  |  |  |  | N164AQ5545 | TMC |  | Beds |  | 05/23/2019 | 05/31/2020 |  |  | PROCEDURAL STRETCHER |  | STRETCHER-Hill-Rom-Transtar P8000 |  |  |  |  | STRETCHER-Hill-Rom-Transtar P8000 | [9 empty] | MHHS-TMC
NO | YES |  |  |  |  | N137AQ4857 | Hill- Rom | P8000H000130 |  | N137AQ4857 | Beds | MHHS-TMC |  |  |  |  | N137AQ4857 | TMC |  | Beds |  | 08/07/2019 | 08/31/2020 |  |  | PROCEDURAL STRETCHER |  | STRETCHER-Hill-Rom-Transtar P8000 |  |  |  |  | STRETCHER-Hill-Rom-Transtar P8000 | [9 empty] | MHHS-TMC
NO | YES |  |  |  |  | O100AQ3793 | Hill- Rom | P8000H002142 |  | O100AQ3793 | Beds | MHHS-Greater Heights |  |  |  |  | O100AQ3793 | Central & Greater Heights |  | Beds |  | 04/17/2013 | 09/30/2019 |  |  | PROCEDURAL STRETCHER |  | STRETCHER-Hill-Rom-Transtar P8000 |  |  |  |  | STRETCHER-Hill-Rom-Transtar P8000 | [9 empty] | MHHS-Greater Heights
NO | YES |  |  |  |  | O100AQ3795 | Hill- Rom | P8000H002142 |  | O100AQ3795 | Beds | MHHS-Greater Heights |  |  |  |  | O100AQ3795 | Central & Greater Heights |  | Beds |  | 04/17/2013 | 09/30/2019 |  |  | PROCEDURAL STRETCHER |  | STRETCHER-Hill-Rom-Transtar P8000 |  |  |  |  | STRETCHER-Hill-Rom-Transtar P8000 | [9 empty] | MHHS-Greater Heights
NO | YES |  |  |  |  | D322AN5077 | Hill- Rom | P8005A000002 |  | D322AN5077 | Beds | MHHS-Southeast |  |  |  |  | D322AN5077 | Southeast & Bay Area |  | Beds |  |  | 08/31/2020 |  |  | TRANSPORT STRETCHER |  | STRETCHER-Hill-Rom-P8005 |  |  |  |  | STRETCHER-Hill-Rom-P8005 | [9 empty] | MHHS-Southeast
NO | YES |  |  |  |  | C226AN1164 | Hill- Rom | P8005A000002 |  | C226AN1164 | Beds | MHHS-TMC |  |  |  |  | C226AN1164 | TMC |  | Beds |  | 08/08/2019 | 08/31/2020 |  |  | TRANSPORT STRETCHER |  | STRETCHER-Hill-Rom-P8005 |  |  |  |  | STRETCHER-Hill-Rom-P8005 | [9 empty] | MHHS-TMC
NO | YES |  |  |  |  | C235AN1519 | Hill- Rom | P8005A000002 |  | C235AN1519 | Beds | MHHS-TMC |  |  |  |  | C235AN1519 | TMC |  | Beds |  | 08/08/2019 | 08/31/2020 |  |  | TRANSPORT STRETCHER |  | STRETCHER-Hill-Rom-P8005 |  |  |  |  | STRETCHER-Hill-Rom-P8005 | [9 empty] | MHHS-TMC
NO | YES |  |  |  |  | C226AN1192 | Hill- Rom | P8005A000002 |  | C226AN1192 | Beds | MHHS-TMC |  |  |  |  | C226AN1192 | TMC |  | Beds |  | 09/09/2019 | 09/30/2020 |  |  | TRANSPORT STRETCHER |  | STRETCHER-Hill-Rom-P8005 |  |  |  |  | STRETCHER-Hill-Rom-P8005 | [9 empty] | MHHS-TMC
NO | YES |  |  |  |  | C227AN1220 | Hill- Rom | P8005A000002 |  | C227AN1220 | Beds | MHHS-TMC |  |  |  |  | C227AN1220 | TMC |  | Beds |  | 09/10/2019 | 09/30/2020 |  |  | TRANSPORT STRETCHER |  | STRETCHER-Hill-Rom-P8005 |  |  |  |  | STRETCHER-Hill-Rom-P8005 | [9 empty] | MHHS-TMC
NO | YES |  |  |  |  | I135AN7484 | Hill- Rom | P8005F000023 |  | I135AN7484 | Beds | MHHS-Southeast |  |  |  |  | I135AN7484 | Southeast & Bay Area |  | Beds |  |  | 08/31/2020 |  |  | TRANSPORT STRETCHER |  | STRETCHER-Hill-Rom-P8005 |  |  |  |  | STRETCHER-Hill-Rom-P8005 | [9 empty] | MHHS-Southeast
NO | YES |  |  |  |  | M293AQ9732 | Hill- Rom | P8005G000230 |  | M293AQ9732 | Beds | MHHS-TMC |  |  |  |  | M293AQ9732 | TMC |  | Beds |  |  | 08/31/2020 |  |  | TRANSPORT STRETCHER |  | STRETCHER-Hill-Rom-P8005 |  |  |  |  | STRETCHER-Hill-Rom-P8005 | [9 empty] | MHHS-TMC
NO | YES |  |  |  |  | M293AQ9734 | Hill- Rom | P8005G000230 |  | M293AQ9734 | Beds | MHHS-TMC |  |  |  |  | M293AQ9734 | TMC |  | Beds |  |  | 08/31/2020 |  |  | TRANSPORT STRETCHER |  | STRETCHER-Hill-Rom-P8005 |  |  |  |  | STRETCHER-Hill-Rom-P8005 | [9 empty] | MHHS-TMC
NO | YES |  |  |  |  | M293AQ9735 | Hill- Rom | P8005G000230 |  | M293AQ9735 | Beds | MHHS-TMC |  |  |  |  | M293AQ9735 | TMC |  | Beds |  |  | 08/31/2020 |  |  | TRANSPORT STRETCHER |  | STRETCHER-Hill-Rom-P8005 |  |  |  |  | STRETCHER-Hill-Rom-P8005 | [9 empty] | MHHS-TMC
NO | YES |  |  |  |  | M297AQ9829 | Hill- Rom | P8005G000230 |  | M297AQ9829 | Beds | MHHS-TMC |  |  |  |  | M297AQ9829 | TMC |  | Beds |  |  | 08/31/2020 |  |  | TRANSPORT STRETCHER |  | STRETCHER-Hill-Rom-P8005 |  |  |  |  | STRETCHER-Hill-Rom-P8005 | [9 empty] | MHHS-TMC
NO | YES |  |  |  |  | B216AN8875 | Hill- Rom | P8040E5054 |  | B216AN8875 | Beds | MHHS-Southeast |  |  |  |  | B216AN8875 | Southeast & Bay Area |  | Beds |  | 08/31/2019 | 08/31/2020 |  |  | TRAUMA STRETCHER |  | STRETCHER-Hill-Rom-Transtar P8040 |  |  |  |  | STRETCHER-Hill-Rom-Transtar P8040 | [9 empty] | MHHS-Southeast
NO | YES |  |  |  |  | A280AN1592 | Hill- Rom | P8050D000120 |  | A280AN1592 | Beds | MHHS-WOODLANDS |  |  |  |  | A280AN1592 | Woodlands |  | Beds |  | 10/23/2019 | 10/31/2020 |  |  | OBGYN STRETCHER |  | STRETCHER-Hill-Rom-P8050 |  |  |  |  | STRETCHER-Hill-Rom-P8050 | [9 empty] | MHHS-WOODLANDS
NO | YES |  |  |  |  | B318AN2796 | Hill- Rom | P8050D001287 |  | B318AN2796 | Beds | MHHS-Southeast |  |  |  |  | B318AN2796 | Southeast & Bay Area |  | Beds |  | 04/12/2019 | 04/30/2020 |  |  | OBGYN STRETCHER |  | STRETCHER-Hill-Rom-P8050 |  |  |  |  | STRETCHER-Hill-Rom-P8050 | [9 empty] | MHHS-Southeast
NO | YES |  |  |  |  | B319AN2867 | Hill- Rom | P8050D001287 |  | B319AN2867 | Beds | MHHS-Southeast |  |  |  |  | B319AN2867 | Southeast & Bay Area |  | Beds |  | 04/12/2019 | 04/30/2020 |  |  | OBGYN STRETCHER |  | STRETCHER-Hill-Rom-P8050 |  |  |  |  | STRETCHER-Hill-Rom-P8050 | [9 empty] | MHHS-Southeast
NO | YES |  |  |  |  | B318AN2804 | Hill- Rom | P8050D001287 |  | B318AN2804 | Beds | MHHS-Southeast |  |  |  |  | B318AN2804 | Southeast & Bay Area |  | Beds |  |  | 08/31/2020 |  |  | OBGYN STRETCHER |  | STRETCHER-Hill-Rom-P8050 |  |  |  |  | STRETCHER-Hill-Rom-P8050 | [9 empty] | MHHS-Southeast
NO | YES |  |  |  |  | B318AN2806 | Hill- Rom | P8050D001287 |  | B318AN2806 | Beds | MHHS-Southeast |  |  |  |  | B318AN2806 | Southeast & Bay Area |  | Beds |  |  | 08/31/2020 |  |  | OBGYN STRETCHER |  | STRETCHER-Hill-Rom-P8050 |  |  |  |  | STRETCHER-Hill-Rom-P8050 | [9 empty] | MHHS-Southeast
NO | YES |  |  |  |  | C172AN9663 | Hill- Rom | P8050D3886 |  | C172AN9663 | Beds | MHHS-WOODLANDS |  |  |  |  | C172AN9663 | Woodlands |  | Beds |  | 01/09/2020 | 01/31/2021 |  |  | OBGYN STRETCHER |  | STRETCHER-Hill-Rom-P8050 |  |  |  |  | STRETCHER-Hill-Rom-P8050 | [9 empty] | MHHS-WOODLANDS
NO | YES |  |  |  |  | M280AQ9392 | Hill- Rom | P8050G000004 |  | M280AQ9392 | Beds | MHHS-TMC |  |  |  |  | M280AQ9392 | TMC |  | Beds |  |  | 08/31/2020 |  |  | OBGYN STRETCHER |  | STRETCHER-Hill-Rom-P8050 |  |  |  |  | STRETCHER-Hill-Rom-P8050 | [9 empty] | MHHS-TMC
NO | YES |  |  |  |  | M026AQ2609 | Hill- Rom | P8050G000004 |  | M026AQ2609 | Beds | MHHS-WOODLANDS |  |  |  |  | M026AQ2609 | Woodlands |  | Beds |  | 06/18/2019 | 06/30/2020 |  |  | OBGYN STRETCHER |  | STRETCHER-Hill-Rom-P8050 |  |  |  |  | STRETCHER-Hill-Rom-P8050 | [9 empty] | MHHS-WOODLANDS
NO | YES |  |  |  |  | 07L6361999 | Hill- Rom | P835 |  | 07L6361999 | Beds | MHHS-TMC |  |  |  |  | 07L6361999 | TMC |  | Beds |  | 01/31/2019 | 01/31/2020 |  |  | CENTURY 835/837 BED |  | .needs class | [14 empty] | MHHS-TMC
NO | YES |  |  |  |  | 07L6351999 | Hill- Rom | P835 |  | 07L6351999 | Beds | MHHS-TMC |  |  |  |  | 07L6351999 | TMC |  | Beds |  |  | 08/31/2020 |  |  | CENTURY 835/837 BED |  | .needs class | [14 empty] | MHHS-TMC
NO | YES |  |  |  |  | D165AL4782 | Hill- Rom | P8400D000100 |  | D165AL4782 | Beds | MHHS-TMC |  |  |  |  | D165AL4782 | TMC |  | Beds |  |  | 08/31/2020 |  |  | 8400/8500 (R) |  | .needs class | [14 empty] | MHHS-TMC
NO | YES |  |  |  |  | 24C25 | Hill- Rom | P881EG1 |  | 24C25 | Beds | MHHS-Southeast |  |  |  |  | 24C25 | Southeast & Bay Area |  | Beds |  | 05/31/2019 | 05/31/2020 |  |  | GPS 881 |  | .needs class | [14 empty] | MHHS-Southeast
NO | YES |  |  |  | 151-04145 | 151-04145 | Hill-Rom | Advanta P1600 |  | E219AB4774 | Orthopedics |  |  |  |  | 151-04145 | 151-04145 | West | Memorial City-Memorial City Hermann Hospital | Orthopedics | Rm 5M31
NO | YES |  |  |  | 041-33240 | 041-33240 | Hill-Rom | Advanta P1600 |  | E224AB5302 | MEMORIAL CITY - MHT - JHC PACU |  |  |  |  | 041-33240 | 041-33240 | West | Memorial City - Memorial Hermann Hospital West | MEMORIAL CITY - MHT - JHC PACU | West Recovery 17
NO | YES |  |  |  | 041-33241 | 041-33241 | Hill-Rom | Advanta P1600 |  | E224AB5323 | MEMORIAL CITY - MHT - JHC PACU |  |  |  |  | 041-33241 | 041-33241 | West | Memorial City - Memorial Hermann Hospital West | MEMORIAL CITY - MHT - JHC PACU | West Recovery 16
NO | YES |  |  |  | 041-33242 | 041-33242 | Hill-Rom | Advanta P1600 |  | E223AB5263 | MEMORIAL CITY - MHT - JHC PACU |  |  |  |  | 041-33242 | 041-33242 | West | Memorial City - Memorial Hermann Hospital West | MEMORIAL CITY - MHT - JHC PACU | West Recovery 15
NO | YES |  |  |  | 099-06843 | 099-06843 | Hill-Rom | Advanta P1600 |  | E223AB5270 | MEMORIAL CITY - Orthopedics |  |  |  |  | 099-06843 | 099-06843 | West | Memorial City - Memorial East Tower | MEMORIAL CITY - Orthopedics | Hallway
NO | YES |  |  |  | 041-32400 | 041-32400 | Hill-Rom | Advanta P1600 |  | E224AB5325 | MEMORIAL CITY - Orthopedics |  |  |  |  | 041-32400 | 041-32400 | West | Memorial City - Memorial East Tower | MEMORIAL CITY - Orthopedics | Hallway
NO | YES |  |  |  | 041-32401 | 041-32401 | Hill-Rom | Advanta P1600 |  | E223AB5283 | MEMORIAL CITY - Orthopedics |  |  |  |  | 041-32401 | 041-32401 | West | Memorial City - Memorial East Tower | MEMORIAL CITY - Orthopedics | Ortho Nurse Station
NO | YES |  |  |  | 041-32403 | 041-32403 | Hill-Rom | Advanta P1600 |  | E223AB5227 | MEMORIAL CITY - Orthopedics |  |  |  |  | 041-32403 | 041-32403 | West | Memorial City - Memorial East Tower | MEMORIAL CITY - Orthopedics | Ortho Nurse Station
NO | YES |  |  |  | 041-32404 | 041-32404 | Hill-Rom | Advanta P1600 |  | E218AB4749 | MEMORIAL CITY - Neuroscience |  |  |  |  | 041-32404 | 041-32404 | West | Memorial City - Memorial East Tower | MEMORIAL CITY - Neuroscience | E6206
NO | YES |  |  |  | 041-32405 | 041-32405 | Hill-Rom | Advanta P1600 |  | E223AB5258 | MEMORIAL CITY - Neuroscience |  |  |  |  | 041-32405 | 041-32405 | West | Memorial City - Memorial East Tower | MEMORIAL CITY - Neuroscience | E6 217
NO | YES |  |  |  | 583-01660 | 583-01660 | Hill-Rom | Advanta P1600 |  | E218AB4737 | Memorial City - 10th Floor Storage |  |  |  |  | 583-01660 | 583-01660 | West | Memorial City - Memorial Hermann Hospital | Memorial City - 10th Floor Storage | 10th Floor Storage
NO | YES |  |  |  | 005-34800 | 005-34800 | Hill-Rom | Affinity P3700 |  | J218AA9548 | Memorial City-Labor & Delivery |  |  |  |  | 005-34800 | 005-34800 | West | MHHS-Mem City | Memorial City-Labor & Delivery
NO | YES |  |  |  | 005-13222 | 005-13222 | Hill-Rom | Affinity P3700 |  | K110AA0914 | Memorial City-Labor & Delivery |  |  |  |  | 005-13222 | 005-13222 | West | MHHS-Mem City | Memorial City-Labor & Delivery | 3M18
NO | YES |  |  |  | 005-13215 | 005-13215 | Hill-Rom | Affinity P3700 |  | K176AA1182 | Memorial City-Labor & Delivery |  |  |  |  | 005-13215 | 005-13215 | West | MHHS-Mem City | Memorial City-Labor & Delivery | 3M17
NO | YES |  |  |  | 005-13008 | 005-13008 | Hill-Rom | Affinity P3700 |  | K166AA1123 | Memorial City-Labor & Delivery |  |  |  |  | 005-13008 | 005-13008 | West | MHHS-Mem City | Memorial City-Labor & Delivery | 3M16
NO | YES |  |  |  | 005-13211 | 005-13211 | Hill-Rom | Affinity P3700 |  | J255AA9966 | Memorial City-Labor & Delivery |  |  |  |  | 005-13211 | 005-13211 | West | MHHS-Mem City | Memorial City-Labor & Delivery | 3M15
NO | YES |  |  |  | 583-01662 | 583-01662 | Hill-Rom | Affinity P3700 |  | K169AA1144 | Memorial City - 10th Floor Storage |  |  |  |  | 583-01662 | 583-01662 | West | Memorial City - Memorial Hermann Hospital | Memorial City - 10th Floor Storage | 10th Floor Storage
YES | YES |  |  |  | 029-13897 | 029-13897 | Hill-Rom | CDA19T |  | DTP391G1989 | TIRR - WOODLANDS INPATIENT nurses station |  |  |  |  | 029-13897 | 029-13897 | Woodlands | Memorial Hermann Hospital Woodlands | TIRR - WOODLANDS INPATIENT nurses station | Joint Center
YES | YES |  |  |  | 009-34136 | 009-34136 | Hill-rom | Centrella |  | U101PF7215 | GH - MOTHER |  |  |  |  | 009-34136 | 009-34136 | Central | Central | GH - MOTHER | Room 5 | [6 empty] | BEDPATIENTELECTRIC-Hill-Rom-Centrella Smart Plus
NO | YES |  |  |  | 009-34137 | 009-34137 | Hill-rom | Centrella |  | T193PF5564 | GH-Mother & Baby |  |  |  |  | 009-34137 | 009-34137 | Central | MHHS-Greater Heights | GH-Mother & Baby | Room 5
YES | YES |  |  |  | 009-34138 | 009-34138 | Hill-rom | Centrella |  | U106PF7410 | GH - MOTHER |  |  |  |  | 009-34138 | 009-34138 | Central | Central | GH - MOTHER | Room 7 | [6 empty] | BEDPATIENTELECTRIC-Hill-Rom-Centrella Smart Plus
NO | YES |  |  |  | 009-34146 | 009-34146 | Hill-rom | Centrella |  | T193PF5584 | GH-Ortho Joint Center 4N |  |  |  |  | 009-34146 | 009-34146 | Central | MHHS-Greater Heights | GH-Ortho Joint Center 4N
YES | YES |  |  |  | 009-34147 | 009-34147 | Hill-rom | Centrella |  | U101PF7199 | 4 north |  |  |  |  | 009-34147 | 009-34147 | Central | Memorial hermann greater heights hospital | 4 north |  | 3/1/20 | [5 empty] | BEDPATIENTELECTRIC-Hill-Rom-Centrella Smart Plus
NO | YES |  |  |  | 009-34151 | 009-34151 | Hill-rom | Centrella |  | T197PF5636 | GH-Ortho Joint Center 4N |  |  |  |  | 009-34151 | 009-34151 | Central | MHHS-Greater Heights | GH-Ortho Joint Center 4N | Rm 409
YES | YES |  |  |  | 009-34153 | 009-34153 | Hill-rom | Centrella |  | U101PF7218 | 4 north |  |  |  |  | 009-34153 | 009-34153 | Central | Memorial hermann greater heights | 4 north | Rm 414 | [6 empty] | BEDPATIENTELECTRIC-Hill-Rom-Centrella Smart Plus
NO | YES |  |  |  | 009-34158 | 009-34158 | Hill-rom | Centrella |  | T194PF5620 | GH-Ortho Joint Center 4N |  |  |  |  | 009-34158 | 009-34158 | Central | MHHS-Greater Heights | GH-Ortho Joint Center 4N | 416A
YES | YES |  |  |  | 009-34160 | 009-34160 | Hill-rom | Centrella |  | V101PF7213 | 4 north |  |  |  |  | 009-34160 | 009-34160 | Central | Memorial hermann greater heights | 4 north | 416B | [6 empty] | BEDPATIENTELECTRIC-Hill-Rom-Centrella Smart Plus
NO | YES |  |  |  | 009-34168 | 009-34168 | Hill-rom | Centrella |  | T194PF5607 | GH-Clinical Decision Unit (CDU) |  |  |  |  | 009-34168 | 009-34168 | Central | MHHS-Greater Heights | GH-Clinical Decision Unit (CDU) | Rm 2
YES | YES |  |  |  | 009-34171 | 009-34171 | Hill-rom | Centrella |  | U100PF7183 | Clinical decision unit |  |  |  |  | 009-34171 | 009-34171 | Central | Memorial hermann greater heights | Clinical decision unit | Rm 5 | [6 empty] | BEDPATIENTELECTRIC-Hill-Rom-Centrella Smart Plus
NO | YES |  |  |  | 099-08212 | 099-08212 | Hill-rom | Centrella |  | T199PF5710 | GH-Clinical Decision Unit (CDU) |  |  |  |  | 099-08212 | 099-08212 | Central | MHHS-Greater Heights | GH-Clinical Decision Unit (CDU) | Rm 6
YES | YES |  |  |  | 099-08215 | 099-08215 | Hill-rom | Centrella |  | U101PF7207 | Clinical decision unit |  |  |  |  | 099-08215 | 099-08215 | Central | Memorial hermann greater heights | Clinical decision unit | Rm 8 | [6 empty] | BEDPATIENTELECTRIC-Hill-Rom-Centrella Smart Plus
NO | YES |  |  |  | 099-08225 | 099-08225 | Hill-rom | Centrella |  | T193PF5580 | GH-Clinical Decision Unit (CDU) |  |  |  |  | 099-08225 | 099-08225 | Central | MHHS-Greater Heights | GH-Clinical Decision Unit (CDU) | Rm 14
YES | YES |  |  |  | 099-08297 | 099-08297 | Hill-rom | Centrella |  |  | 6 North |  |  |  |  | 099-08297 | 099-08297 | Central | Memorial hermann greater heights hospital | 6 North |  |  |  |  | Patient on bed |  |  | BEDPATIENTELECTRIC-Hill-Rom-Centrella Smart Plus
YES | YES |  |  |  | 005-13210 | 005-13210 | Hill-Rom | Desktop Enclosure |  |  | MEMORIAL CITY - LABOR |  |  |  |  | 005-13210 | 005-13210 | West |  | MEMORIAL CITY - LABOR
YES | YES |  |  |  | 009-34148 | 009-34148 | Hill-rom | Nurse call |  |  | 4 north |  |  |  |  | 009-34148 | 009-34148 | Central | Memorial hermann greater heights hospital | 4 north
YES | YES |  |  |  | 009-34154 | 009-34154 | Hill-rom | Nurse call |  |  | 4 north |  |  |  |  | 009-34154 | 009-34154 | Central | Memorial hermann greater heights | 4 north | Rm 414
NO | YES | Serial Number Cnf |  |  | 041-32125 | 041-32125 | Hill-Rom | Nurse Call System |  | CNF | MEMORIAL CITY - OUTPATIENT SURGERY |  |  |  |  | 041-32125 | 041-32125 | West | Memorial City - Memorial Hermann Hospital West Tower | MEMORIAL CITY - OUTPATIENT SURGERY | Nurse Station
YES | YES |  |  |  | 029-13749 | 029-13749 | Hill-Rom | P2500NC1Aoo |  |  | Inpatient Rehab |  |  |  |  | 029-13749 | 029-13749 | Woodlands | Memorial Hermann Hospital Woodlands | Inpatient Rehab | Nurses Station
NO | YES |  |  |  | 099-06808 | 099-06808 | Hill-Rom | P3200 |  | J291AD0157 | MEMORIAL CITY - Orthopedics |  |  |  |  | 099-06808 | 099-06808 | West | Memorial City- Memorial Hermann Hospital | MEMORIAL CITY - Orthopedics | 5M23
NO | YES |  |  |  | 151-04191 | 151-04191 | Hill-Rom | P3200 |  | G224ad2413 | Orthapidics |  |  |  |  | 151-04191 | 151-04191 | Mem city | Memorial city - Memorial herman hospital | Orthapidics | Patient room 5m24
NO | YES |  |  |  | 041-34850 | 041-34850 | Hill-Rom | P3200 |  | G229AD2724 | MEMORIAL CITY - MHT - MED/SURG |  |  |  |  | 041-34850 | 041-34850 | West | West | MEMORIAL CITY - MHT - MED/SURG | MH6:103 Room 6M38
NO | YES |  |  |  | 041-34846 | 041-34846 | Hill-Rom | P3200 |  | K021AD6452 | MEMORIAL CITY - PEDIATRICS |  |  |  |  | 041-34846 | 041-34846 | West | West | MEMORIAL CITY - PEDIATRICS | MH4:205 Room 4M07
NO | YES |  |  |  | 041-34845 | 041-34845 | Hill-Rom | P3200 |  | K022AD6474 | MEMORIAL CITY - PEDIATRICS |  |  |  |  | 041-34845 | 041-34845 | West | West | MEMORIAL CITY - PEDIATRICS | MH4:205 Room 4M13
NO | YES |  |  |  | 041-33836 | 041-33836 | Hill-Rom | P7500 |  | R047AW1050 | Memorial City- ICU |  |  |  |  | 041-33836 | 041-33836 | West | Memorial City-Memorial Hermann Hospital | Memorial City- ICU | E4 103 ICU Rm 403
NO | YES |  |  |  | 041-33840 | 041-33840 | Hill-Rom | P7500 |  | Q030AW4670 | Memorial City- ICU |  |  |  |  | 041-33840 | 041-33840 | West | Memorial City-Memorial Hermann Hospital | Memorial City- ICU | E4:222 Neuroscience ICU RM 443
YES | YES |  |  |  | 009-34133 | 009-34133 | Hill-rom | P7900B |  | U087PF6708 | NICU |  |  |  |  | 009-34133 | 009-34133 | Central | Memorial hermann greater heights hospital | NICU | PP 1
NO | YES |  |  |  | 099-12953 | 099-12953 | Hill-Rom | Total care P1900 |  | K138AM3739 | TMC-Cullen-Ace (4C) |  |  |  |  | 099-12953 | 099-12953 | TMC | MHHS-TMC | TMC-Cullen-Ace (4C) | MICU rm 360
NO | YES |  |  |  | 099-12951 | 099-12951 | Hill-Rom | Total Care P1900 |  | K160AM3958 | TMC-Cullen-Ace (4C) |  |  |  |  | 099-12951 | 099-12951 | TMC | MHHS-TMC | TMC-Cullen-Ace (4C) | MICU rm 405 | 3/1/20
NO | YES |  |  |  | 099-11396 | 099-11396 | Hill-Rom | Total Care P1900 |  | K162AM4005 | Cullen 2 MICU |  |  |  |  | 099-11396 | 099-11396 | TMC | Memorial Hermann-Texas Medical Center | Cullen 2 MICU | Room 3
NO | YES |  |  |  | 099-11592 | 099-11592 | Hill-Rom | Totalcare |  | K139AM3765 | TMC-Jones-Stroke (4J) |  |  |  |  | 099-11592 | 099-11592 | TMC | MHHS-TMC | TMC-Jones-Stroke (4J) | Rm J7 33
NO | YES |  |  |  | 099-11593 | 099-11593 | Hill-Rom | Totalcare |  | K162AM3994 | TMC-Jones-Neuro ICU (7J) |  |  |  |  | 099-11593 | 099-11593 | TMC | MHHS-TMC | TMC-Jones-Neuro ICU (7J) | Hallway by rmJ7 25
NO | YES |  |  |  | 041-33243 | 041-33243 | Hill-Rom | Totalcare |  | C190AM3248 | MEMORIAL CITY - MHT - JHC PACU |  |  |  |  | 041-33243 | 041-33243 | West | Memorial City - Memorial Hermann Hospital West | MEMORIAL CITY - MHT - JHC PACU | West Recovery 15
NO | YES |  |  |  | 041-33244 | 041-33244 | Hill-Rom | Totalcare P1840 |  | M143AM4441 | MEMORIAL CITY - MHT - JHC PACU |  |  |  |  | 041-33244 | 041-33244 | West | Memorial City - Memorial Hermann Hospital West | MEMORIAL CITY - MHT - JHC PACU | West Recovery 14
NO | YES |  |  |  | 041-33248 | 041-33248 | Hill-Rom | Totalcare P1900 |  | E209AM3780 | MEMORIAL CITY - MHT - JHC PACU |  |  |  |  | 041-33248 | 041-33248 | West | Memorial City - Memorial Hermann Hospital West | MEMORIAL CITY - MHT - JHC PACU | West Recovery 12
NO | YES |  |  |  | 041-33247 | 041-33247 | Hill-Rom | Totalcare P1900 |  | E210AM3826 | MEMORIAL CITY - Outpatient |  |  |  |  | 041-33247 | 041-33247 | West | Memorial City - Memorial Hermann Hospital West | MEMORIAL CITY - Outpatient | West Recovery
NO | YES |  |  |  | 099-14221 | 099-14221 | Hill-rom | Versa care |  | I204AD4930 | TMC-Hermann-Adult ER (1Hp) |  |  |  |  | 099-14221 | 099-14221 | TMC | MHHS-TMC | TMC-Hermann-Adult ER (1Hp) |  |  |  | 7/1/20
NO | YES |  |  |  | 099-14216 | 099-14216 | Hill-rom | Versa care |  | I204AD4929 | TMC-HVI-Heart Failure ICU (5Hvi) |  |  |  |  | 099-14216 | 099-14216 | TMC | MHHS-TMC | TMC-HVI-Heart Failure ICU (5Hvi) |  |  |  | 3/1/20
NO | YES |  |  |  | 099-14017 | 099-14017 | Hill-rom | Versa care |  | J261AD7342 | TMC-HVI-Heart Failure ICU (5Hvi) |  |  |  |  | 099-14017 | 099-14017 | TMC | MHHS-TMC | TMC-HVI-Heart Failure ICU (5Hvi) |  |  |  | 1/1/20
NO | YES |  |  |  | 009-34149 | 009-34149 | Hill-rom | Versacare |  | L345AD9517 | GH-Ortho Joint Center 4N |  |  |  |  | 009-34149 | 009-34149 | Central | MHHS-Greater Heights | GH-Ortho Joint Center 4N | [6 empty] | Bed, Patient Electric | BEDPATIENTELECTRIC-Hill-Rom-Versacare | [12 empty] | BPE-A | [9 empty] | Bed, Patient Electric | BEDPATIENTELECTRIC | Bed, Patient Electric | Hill-Rom
NO | YES |  |  |  | 009-34159 | 009-34159 | Hill-rom | Versacare |  | L345AD9492 | GH-Ortho Joint Center 4N |  |  |  |  | 009-34159 | 009-34159 | Central | MHHS-Greater Heights | GH-Ortho Joint Center 4N | 416B | [5 empty] | Bed, Patient Electric | BEDPATIENTELECTRIC-Hill-Rom-Versacare | [12 empty] | BPE-A | [9 empty] | Bed, Patient Electric | BEDPATIENTELECTRIC | Bed, Patient Electric | Hill-Rom
NO | YES |  |  |  | 009-34163 | 009-34163 | Hill-rom | Versacare |  | L344AD9479 | GH-Ortho Joint Center 4N |  |  |  |  | 009-34163 | 009-34163 | Central | MHHS-Greater Heights | GH-Ortho Joint Center 4N | 426A | [5 empty] | Bed, Patient Electric | BEDPATIENTELECTRIC-Hill-Rom-Versacare | [12 empty] | BPE-A | [9 empty] | Bed, Patient Electric | BEDPATIENTELECTRIC | Bed, Patient Electric | Hill-Rom
NO | YES |  |  |  | 099-08218 | 099-08218 | Hill-rom | Versacare |  | Q042AD5918 | GH-Clinical Decision Unit (CDU) |  |  |  |  | 099-08218 | 099-08218 | Central | MHHS-Greater Heights | GH-Clinical Decision Unit (CDU) | Rm 7 | [5 empty] | Bed, Patient Electric | BEDPATIENTELECTRIC-Hill-Rom-Versacare | [12 empty] | BPE-A | [9 empty] | Bed, Patient Electric | BEDPATIENTELECTRIC | Bed, Patient Electric | Hill-Rom
YES | YES |  |  |  | 099-08228 | 099-08228 | Hill-rom | Versacare |  |  | Clinicla decision |  |  |  |  | 099-08228 | 099-08228 | Central | Memorial hermann greater heights hospital | Clinicla decision | Rm 15 |  |  |  | Patient on bed |  | Bed, Patient Electric | BEDPATIENTELECTRIC-Hill-Rom-Versacare | [12 empty] | BPE-A | [9 empty] | Bed, Patient Electric | BEDPATIENTELECTRIC | Bed, Patient Electric | Hill-Rom
NO | YES |  |  |  | 099-08300 | 099-08300 | Hill-rom | Versacare |  | L345AD9495 | GH-Med Surg 6 |  |  |  |  | 099-08300 | 099-08300 | Central | MHHS-Greater Heights | GH-Med Surg 6 | Rm 613 | [5 empty] | Bed, Patient Electric | BEDPATIENTELECTRIC-Hill-Rom-Versacare | [12 empty] | BPE-A | [9 empty] | Bed, Patient Electric | BEDPATIENTELECTRIC | Bed, Patient Electric | Hill-Rom
NO | YES |  |  |  | 099-08345 | 099-08345 | Hill-rom | Versacare |  | S020AD8869 | GH-Med Surg 6 |  |  |  |  | 099-08345 | 099-08345 | Central | MHHS-Greater Heights | GH-Med Surg 6 | Rm 617 | [5 empty] | Bed, Patient Electric | BEDPATIENTELECTRIC-Hill-Rom-Versacare | [12 empty] | BPE-A | [9 empty] | Bed, Patient Electric | BEDPATIENTELECTRIC | Bed, Patient Electric | Hill-Rom
YES | YES | Serial Number O296AE0692 |  |  | 099-11388 | 099-11388 | Hill-Rom | Versacare |  | O296AE0692 | TMC - CULLEN - MICU (3) |  |  |  |  | 099-11388 | 099-11388 | TMC |  | TMC - CULLEN - MICU (3) | MICU rm 312 | [5 empty] | Bed, Patient Electric | BEDPATIENTELECTRIC-Hill-Rom-Versacare | [12 empty] | BPE-A | [9 empty] | Bed, Patient Electric | BEDPATIENTELECTRIC | Bed, Patient Electric | Hill-Rom
YES | YES |  |  |  | 099-12945 | 099-12945 | Hill-Rom | Versacare |  | O162AE5187 | Cullen 5 West |  |  |  |  | 099-12945 | 099-12945 | TMC | Memorial Hermann-Texas Medical Center | Cullen 5 West | Room 501 | [5 empty] | Bed, Patient Electric | BEDPATIENTELECTRIC-Hill-Rom-Versacare | [12 empty] | BPE-A | [9 empty] | Bed, Patient Electric | BEDPATIENTELECTRIC | Bed, Patient Electric | Hill-Rom
YES | YES |  |  |  | 099-11617 | 099-11617 | Hill-Rom | Versacare |  | H342AE3081 | 5 Jones acute care neuro science |  |  |  |  | 099-11617 | 099-11617 | TMC | Memorial Hermann-Texas Medical Center | 5 Jones acute care neuro science | J517 | [5 empty] | Bed, Patient Electric | BEDPATIENTELECTRIC-Hill-Rom-Versacare | [12 empty] | BPE-A | [9 empty] | Bed, Patient Electric | BEDPATIENTELECTRIC | Bed, Patient Electric | Hill-Rom
YES | YES |  |  |  | 099-11621 | 099-11621 | Hill-Rom | Versacare |  | Q054AE6810 | Stroke |  |  |  |  | 099-11621 | 099-11621 | TMC |  | Stroke | Room 9 | [5 empty] | Bed, Patient Electric | BEDPATIENTELECTRIC-Hill-Rom-Versacare | [12 empty] | BPE-A | [9 empty] | Bed, Patient Electric | BEDPATIENTELECTRIC | Bed, Patient Electric | Hill-Rom
YES | YES |  |  |  | 041-34855 | 041-34855 | Hill-Rom | Versacare |  | J282AE6380 | MEMORIAL CITY - MHT - JHC |  |  |  |  | 041-34855 | 041-34855 | West | West | MEMORIAL CITY - MHT - JHC | MH8:101 Room 8M40
YES | YES | Serial Number Q240AE4046 |  |  | 041-34854 | 041-34854 | Hill-Rom | Versacare |  | Q240AE4046 | MEMORIAL CITY - MHT - JHC |  |  |  |  | 041-34854 | 041-34854 | West | West | MEMORIAL CITY - MHT - JHC | MH8:101 Room 8M39
YES | YES |  |  |  | 041-34853 | 041-34853 | Hill-Rom | Versacare |  | Q240AE4045 | MEMORIAL CITY - MHT - JHC |  |  |  |  | 041-34853 | 041-34853 | West | West | MEMORIAL CITY - MHT - JHC | MH8:101 Room 8M38
YES | YES |  |  |  | 041-34852 | 041-34852 | Hill-Rom | Versacare |  | Q219AE2963 | MEMORIAL CITY - MHT - JHC JoInt Center |  |  |  |  | 041-34852 | 041-34852 | West | West | MEMORIAL CITY - MHT - JHC JoInt Center | MH8:106 Room 8M35 Joint Center
YES | YES |  |  |  | 041-34851 | 041-34851 | Hill-Rom | Versacare |  | Q219AE2972 | MEMORIAL CITY - MHT - JHC JoInt Center |  |  |  |  | 041-34851 | 041-34851 | West | West | MEMORIAL CITY - MHT - JHC JoInt Center | MH8:106 Room 8M34 Joint Center
YES | YES |  |  |  | 041-34849 | 041-34849 | Hill-Rom | Versacare |  | J287AE6570 | MEMORIAL CITY - MHT - MED/SURG |  |  |  |  | 041-34849 | 041-34849 | West | West | MEMORIAL CITY - MHT - MED/SURG | MH6:201 Room 6M01
YES | YES |  |  |  | 041-34848 | 041-34848 | Hill-Rom | Versacare |  | J290AE7073 | MEMORIAL CITY - PEDIATRICS |  |  |  |  | 041-34848 | 041-34848 | West | West | MEMORIAL CITY - PEDIATRICS | MH4:205 Room 4M05
NO | YES |  |  |  | 041-34847 | 041-34847 | Hill-Rom | Versacare |  | J273AD8521 | MEMORIAL CITY - PEDIATRICS |  |  |  |  | 041-34847 | 041-34847 | West | West | MEMORIAL CITY - PEDIATRICS | MH4:205 Room 4M06
NO | YES |  |  |  | 099-06810 | 099-06810 | Hill-Rom | Versacare P3200 |  | K019AD6241 | MEMORIAL CITY - Orthopedics |  |  |  |  | 099-06810 | 099-06810 | West | Memorial City- Memorial Hermann Hospital | MEMORIAL CITY - Orthopedics | 5M26
NO | YES |  |  |  | 041-33152 | 041-33152 | Hill-Rom | Versacare P3200 |  | J273AD8511 | MEMORIAL CITY - Orthopedics |  |  |  |  | 041-33152 | 041-33152 | West | Memorial City- Memorial Hermann Hospital | MEMORIAL CITY - Orthopedics | 5M37
NO | YES |  |  |  | 099-06840 | 099-06840 | Hill-Rom | VersaCare P3200 |  | J273AD8523 | Memorial City - Cardiology |  |  |  |  | 099-06840 | 099-06840 | West | Memorial City - Cardiology 7 East | Memorial City - Cardiology | E7 218 Rm 738
NO | YES |  |  |  | 099-06841 | 099-06841 | Hill-Rom | VersaCare P3200 |  | G224AD2425 | Memorial City - Cardiology |  |  |  |  | 099-06841 | 099-06841 | West | Memorial City - Cardiology 7 East | Memorial City - Cardiology | E7 217 Rm 737
NO | YES |  |  |  | 041-32402 | 041-32402 | Hill-Rom | VersaCare P3200 |  | J317AD2429 | MEMORIAL CITY - Orthopedics |  |  |  |  | 041-32402 | 041-32402 | West | Memorial City - Memorial East Tower | MEMORIAL CITY - Orthopedics | Ortho Nurse Station
NO | YES |  |  |  | 041-34864 | 041-34864 | Hill-Rom | VersaCare P3200 |  | Q272AD6666 | MEMORIAL CITY - Center of advanced orthopedics |  |  |  |  | 041-34864 | 041-34864 | West | Memorial City - Memorial Hermann Hospital | MEMORIAL CITY - Center of advanced orthopedics | MH8 105 RM 8M36
NO | YES |  |  |  | 041-34865 | 041-34865 | Hill-Rom | VersaCare P3200 |  | Q272AD6670 | MEMORIAL CITY - Center of advanced orthopedics |  |  |  |  | 041-34865 | 041-34865 | West | Memorial City - Memorial Hermann Hospital | MEMORIAL CITY - Center of advanced orthopedics | MH8 113 Rm 8M28
NO | YES |  |  |  | 041-34866 | 041-34866 | Hill-Rom | VersaCare P3200 |  | J330AD3595 | Memorial City - General Medicine |  |  |  |  | 041-34866 | 041-34866 | West | Memorial City-Memorial Hermann Hospital | Memorial City - General Medicine | MH6 105 Rm 6M36
NO | YES |  |  |  | 041-34867 | 041-34867 | Hill-Rom | VersaCare P3200 |  | J330AD3597 | Memorial City - General Medicine |  |  |  |  | 041-34867 | 041-34867 | West | Memorial City - Memorial Hermann Hospital | Memorial City - General Medicine | MH6 418 Dialysis Equipment
NO | YES |  |  |  | 041-34868 | 041-34868 | Hill-Rom | VersaCare P3200 |  | J291AD0148 | Memorial City - General Medicine |  |  |  |  | 041-34868 | 041-34868 | West | Memorial City - Memorial Hermann Hospital | Memorial City - General Medicine | MH6 418 Dialysis Equipment
NO | YES |  |  |  | 041-33828 | 041-33828 | Hill-Rom | VersaCare P3200 |  | G171AD8566 | Memorial City - Pediatrics |  |  |  |  | 041-33828 | 041-33828 | West | Memorial City - Memorial Hermann Hospital | Memorial City - Pediatrics | MH4:201 Rm 4M01
NO | YES |  |  |  | 583-01661 | 583-01661 | Hill-Rom | VersaCare P3200 |  | G229AD2719 | Memorial City - 10th Floor Storage |  |  |  |  | 583-01661 | 583-01661 | West | Memorial City - Memorial Hermann Hospital | Memorial City - 10th Floor Storage | 10th Floor Storage
YES | YES |  |  |  | 005-13207 | 005-13207 | Hill-Rom | Versace |  | K016AE2863 | MEMORIAL CITY - LABOR |  |  |  |  | 005-13207 | 005-13207 | West | Memorial City | MEMORIAL CITY - LABOR | 3M35
YES | YES |  |  |  | 005-13004 | 005-13004 | Hill-Rom | Versace |  | J282AE6395 | MEMORIAL CITY - LABOR |  |  |  |  | 005-13004 | 005-13004 | West | Memorial City | MEMORIAL CITY - LABOR | 3M34
YES | YES |  |  |  | 005-13001 | 005-13001 | Hill-Rom | Versace |  | K016AE2869 | MEMORIAL CITY - LDR - OR |  |  |  |  | 005-13001 | 005-13001 | West | Memorial City | MEMORIAL CITY - LDR - OR | 3M31
YES | YES |  |  |  | 005-12996 | 005-12996 | Hill-Rom | Versace |  | J289AE6924 | MEMORIAL CITY - LDR - OR |  |  |  |  | 005-12996 | 005-12996 | West | Memorial City | MEMORIAL CITY - LDR - OR | 3M29
YES | YES |  |  |  | 041-33946 | 041-33946 | Hill-Rom | Versace |  | K016AE2872 | MEMORIAL CITY - LDR - OR |  |  |  |  | 041-33946 | 041-33946 | West | Memorial City | MEMORIAL CITY - LDR - OR | 3M27
YES | YES |  |  |  | 074-06191 | 074-06191 | Hill-Rom Co Inc |  |  |  | West Tower 4. Surgical ICU |  |  |  |  | 074-06191 | 074-06191 | Woodlands | Memorial Hermann Hospital Woodlands | West Tower 4. Surgical ICU | Room 4111 | 12/1/19 |  | 12/1/20
YES | YES |  |  |  | 074-06200 | 074-06200 | Hill-Rom Co Inc |  |  |  | West Tower Surgical ICU |  |  |  |  | 074-06200 | 074-06200 | Woodlands | Memorial Hermann Hospital Woodlands | West Tower Surgical ICU | Isolation Room
YES | YES |  |  |  | 074-06356 | 074-06356 | Hill-Rom Co Inc |  |  |  | West Tower Surgical ICU |  |  |  |  | 074-06356 | 074-06356 | Woodlands | Memorial Hermann Hospital Woodlands | West Tower Surgical ICU | Room 4102 |  |  |  | Bed
YES | YES |  |  |  | 074-06351 | 074-06351 | Hill-Rom Co Inc |  |  |  | West Tower 3 |  |  |  |  | 074-06351 | 074-06351 | Woodlands | Memorial Hermann Hospital Woodlands | West Tower 3 | ICU Room 3107
NO | YES |  |  |  | 099-08392 | 099-08392 | Hill-Rom Co Inc |  |  | J126AP0514 | GH - 3 north |  |  |  |  | 099-08392 | 099-08392 |  |  | GH - 3 north | 324B
YES | YES |  |  |  | 099-08401 | 099-08401 | Hill-Rom Co Inc |  |  | J114AP0420 | GH - 3 north |  |  |  |  | 099-08401 | 099-08401 |  |  | GH - 3 north | Room 316A
YES | YES |  |  |  | 009-34049 | 009-34049 | Hill-Rom Co Inc |  |  | J121AH1900 | 3 north |  |  |  |  | 009-34049 | 009-34049 |  |  | 3 north
YES | YES | Serial Number Cnf |  |  | 099-14037 | 099-14037 | Hill-Rom Co Inc |  |  | Cnf | SW-NICU |  |  |  |  | 099-14037 | 099-14037 | Southwest | Memorial Hermann Southwest Hospital | SW-NICU | Nurses station
YES | YES |  |  |  | 099-14038 | 099-14038 | Hill-Rom Co Inc |  |  |  | SW-NICU |  |  |  |  | 099-14038 | 099-14038 | Southwest | Memorial Hermann Southwest Hospital | SW-NICU | Nurses station
YES | YES |  |  |  | 151-04434 | 151-04434 | Hill-Rom Co Inc |  |  | J291AD0159P3300G000060 | Ortho. Floor. 5th Floor |  |  |  |  | 151-04434 | 151-04434 | West | Memorial Hermann - Memorial City | Ortho. Floor. 5th Floor | MH Room 5M27
YES | YES |  |  |  | 074-01065 | 074-01065 | Hill-Rom Co Inc | 100 Low Bed | [7 empty] | 074-01065 | 074-01065 | TMC | Memorial Hermann Heart |  | CVIMU Suite 5
YES | YES |  |  |  | 074-01055 | 074-01055 | Hill-Rom Co Inc | 100 Low Bed |  |  | TWC |  |  |  |  | 074-01055 | 074-01055 | TMC | Memorial Hermann Heart | TWC | CVIMU Suite 15
YES | YES |  |  |  | 099-14190 | 099-14190 | Hill-Rom Co Inc | 2500NNC1B00 |  | 1864990YK12W911404C | RTA |  |  |  |  | 099-14190 | 099-14190 | TMC | Memorial Hermann-Texas Medical Center | RTA | Back nurses station
YES | YES |  |  |  | 099-10585 | 099-10585 | Hill-Rom Co Inc |  |  | I011AE6156 | CVIMU |  |  |  |  | 099-10585 | 099-10585 | Southwest | Memorial Hermann Southwest Hospital - HVI | CVIMU | CVIMU
NO | YES |  |  |  | 099-08516 | 099-08516 | Hill-Rom Co Inc |  |  | P134AD1506 | SW-HVI-CV ICU |  |  |  |  | 099-08516 | 099-08516 | Southwest | MHHS-Southwest | SW-HVI-CV ICU | CVIMU
YES | YES | Serial Number H262AE5896 |  |  | 099-08523 | 099-08523 | Hill-Rom Co Inc |  |  | H262AE5896 | CVA |  |  |  |  | 099-08523 | 099-08523 | Southwest | Memorial Hermann Southwest Hospital - HVI | CVA | CVA
NO | YES |  |  |  | 099-08527 | 099-08527 | Hill-Rom Co Inc |  |  | H272AM7833 | SW-HVI-CV ICU |  |  |  |  | 099-08527 | 099-08527 | Southwest | MHHS-Southwest | SW-HVI-CV ICU | CVICU
YES | YES |  |  |  | 099-10609 | 099-10609 | Hill-Rom Co Inc |  |  | H259AD8849 | CVICU |  |  |  |  | 099-10609 | 099-10609 | Southwest | Memorial Hermann Southwest Hospital | CVICU | CVICU
NO | YES | Serial Number HRP000364626 |  |  | 099-10669 | 099-10669 | Hill-Rom Co Inc |  |  | HRP000364626 | SW-Med/Surg Floors |  |  |  |  | 099-10669 | 099-10669 | Southwest | MHHS-Southwest | SW-Med/Surg Floors | Floor 10
NO | YES |  |  |  | 099-10671 | 099-10671 | Hill-Rom Co Inc |  |  | L327AD8196 | SW-Med/Surg Floors |  |  |  |  | 099-10671 | 099-10671 | Southwest | MHHS-Southwest | SW-Med/Surg Floors | Floor 10
NO | YES |  |  |  | 099-10674 | 099-10674 | Hill-Rom Co Inc |  |  | P134AD1510 | SW-Med/Surg Floors |  |  |  |  | 099-10674 | 099-10674 | Southwest | MHHS-Southwest | SW-Med/Surg Floors | Floor 10
NO | YES |  |  |  | 099-10679 | 099-10679 | Hill-Rom Co Inc |  |  | I197AD4155 | SW-Med/Surg Floors |  |  |  |  | 099-10679 | 099-10679 | Southwest | MHHS-Southwest | SW-Med/Surg Floors | Floor 9
NO | YES |  |  |  | 099-10682 | 099-10682 | Hill-Rom Co Inc |  |  | I194AD4078 | SW-Med/Surg Floors |  |  |  |  | 099-10682 | 099-10682 | Southwest | MHHS-Southwest | SW-Med/Surg Floors | Floor 9
NO | YES |  |  |  | 099-10686 | 099-10686 | Hill-Rom Co Inc |  |  | J016AD7327 | SW-Med/Surg Floors |  |  |  |  | 099-10686 | 099-10686 | Southwest | MHHS-Southwest | SW-Med/Surg Floors | Floor 9
NO | YES |  |  |  | 099-10689 | 099-10689 | Hill-Rom Co Inc |  |  | L034AD1585 | SW-Med/Surg Floors |  |  |  |  | 099-10689 | 099-10689 | Southwest | MHHS-Southwest | SW-Med/Surg Floors | Floor 9
NO | YES |  |  |  | 099-10691 | 099-10691 | Hill-Rom Co Inc |  |  | I197AD4095 | SW-Med/Surg Floors |  |  |  |  | 099-10691 | 099-10691 | Southwest | MHHS-Southwest | SW-Med/Surg Floors | Floor 9
NO | YES |  |  |  | 099-10693 | 099-10693 | Hill-Rom Co Inc |  |  | HRP000360795 | SW-Med/Surg Floors |  |  |  |  | 099-10693 | 099-10693 | Southwest | MHHS-Southwest | SW-Med/Surg Floors | Floor 9
NO | YES |  |  |  | 099-10696 | 099-10696 | Hill-Rom Co Inc |  |  | J259AD7074 | SW-Med/Surg Floors |  |  |  |  | 099-10696 | 099-10696 | Southwest | MHHS-Southwest | SW-Med/Surg Floors | Floor 9
YES | YES |  |  |  | 099-10699 | 099-10699 | Hill-Rom Co Inc |  |  | U014AD0102 | Floor 9 |  |  |  |  | 099-10699 | 099-10699 | Southwest | Memorial Hermann Southwest Hospital | Floor 9 | Floor 9
YES | YES |  |  |  | 099-10749 | 099-10749 | Hill-Rom Co Inc |  |  | S130AD3329 | Floor 9 |  |  |  |  | 099-10749 | 099-10749 | Southwest | Memorial Hermann Southwest Hospital | Floor 9 | Floor 9
NO | YES |  |  |  | 099-10755 | 099-10755 | Hill-Rom Co Inc |  |  | I197AD4107 | SW-Med/Surg Floors |  |  |  |  | 099-10755 | 099-10755 | Southwest | MHHS-Southwest | SW-Med/Surg Floors | Floor 9
NO | YES |  |  |  | 099-10170 | 099-10170 | Hill-Rom Co Inc |  |  | I205AD4998 | SW-Rehab |  |  |  |  | 099-10170 | 099-10170 | Southwest | MHHS-Southwest | SW-Rehab | Floor 8
NO | YES |  |  |  | 099-10171 | 099-10171 | Hill-Rom Co Inc |  |  | HRP000354066 | SW-Rehab |  |  |  |  | 099-10171 | 099-10171 | Southwest | MHHS-Southwest | SW-Rehab | Floor 8
NO | YES |  |  |  | 099-10172 | 099-10172 | Hill-Rom Co Inc |  |  | J016AD7366 | SW-Rehab |  |  |  |  | 099-10172 | 099-10172 | Southwest | MHHS-Southwest | SW-Rehab | Floor 8
NO | YES |  |  |  | 099-10173 | 099-10173 | Hill-Rom Co Inc |  |  | HRP000364625 | SW-Rehab |  |  |  |  | 099-10173 | 099-10173 | Southwest | MHHS-Southwest | SW-Rehab | Floor 8
YES | YES |  |  |  | 099-10179 | 099-10179 | Hill-Rom Co Inc |  |  | T156AD5591 | Floor 8 |  |  |  |  | 099-10179 | 099-10179 | Southwest | Memorial Hermann Southwest Hospital | Floor 8 | Floor 8
NO | YES |  |  |  | 099-10291 | 099-10291 | Hill-Rom Co Inc |  |  | M220AD5833 | SW-Med/Surg 6 |  |  |  |  | 099-10291 | 099-10291 | Southwest | MHHS-Southwest | SW-Med/Surg 6 | Floor 6
NO | YES |  |  |  | 099-10294 | 099-10294 | Hill-Rom Co Inc |  |  | H271AD0277 | SW-Med/Surg 6 |  |  |  |  | 099-10294 | 099-10294 | Southwest | MHHS-Southwest | SW-Med/Surg 6 | Floor 6
NO | YES |  |  |  | 099-10298 | 099-10298 | Hill-Rom Co Inc |  |  | I198AD4299 | Floor 5 |  |  |  |  | 099-10298 | 099-10298 | Southwest | Memorial Hermann Southwest Hospital | Floor 5 | Floor 5
NO | YES |  |  |  | 099-10301 | 099-10301 | Hill-Rom Co Inc |  |  | P134AD1469 | Floor 5 |  |  |  |  | 099-10301 | 099-10301 | Southwest | Memorial Hermann Southwest Hospital | Floor 5 | Floor 5
NO | YES |  |  |  | 099-10323 | 099-10323 | Hill-Rom Co Inc |  |  | G004AD5284 | Floor 5 |  |  |  |  | 099-10323 | 099-10323 | Southwest | Memorial Hermann Southwest Hospital | Floor 5 | Floor 5
NO | YES |  |  |  | 099-10324 | 099-10324 | Hill-Rom Co Inc |  |  | I205AD5013 | Floor 5 |  |  |  |  | 099-10324 | 099-10324 | Southwest | Memorial Hermann Southwest Hospital | Floor 5 | Floor 5
NO | YES |  |  |  | 099-10326 | 099-10326 | Hill-Rom Co Inc |  |  | L313AD7467 | Floor 5 |  |  |  |  | 099-10326 | 099-10326 | Southwest | Memorial Hermann Southwest Hospital | Floor 5 | Floor 5
NO | YES |  |  |  | 099-10333 | 099-10333 | Hill-Rom Co Inc |  |  | J016AD7386 | Floor 5 |  |  |  |  | 099-10333 | 099-10333 | Southwest | Memorial Hermann Southwest Hospital | Floor 5 | Floor 5
NO | YES |  |  |  | 099-10337 | 099-10337 | Hill-Rom Co Inc |  |  | I205AD5019 | Floor 5 |  |  |  |  | 099-10337 | 099-10337 | Southwest | Memorial Hermann Southwest Hospital | Floor 5 | Floor 5
NO | YES |  |  |  | 099-10338 | 099-10338 | Hill-Rom Co Inc |  |  | P134AD1486 | Floor 5 |  |  |  |  | 099-10338 | 099-10338 | Southwest | Memorial Hermann Southwest Hospital | Floor 5 | Floor 5
NO | YES |  |  |  | 099-10340 | 099-10340 | Hill-Rom Co Inc |  |  | J016AD7322 | Floor 5 |  |  |  |  | 099-10340 | 099-10340 | Southwest | Memorial Hermann Southwest Hospital | Floor 5 | Floor 5
NO | YES |  |  |  | 099-10341 | 099-10341 | Hill-Rom Co Inc |  |  | P134AD1494 | Floor 5 |  |  |  |  | 099-10341 | 099-10341 | Southwest | Memorial Hermann Southwest Hospital | Floor 5 | Floor 5
NO | YES |  |  |  | 099-10344 | 099-10344 | Hill-Rom Co Inc |  |  | I311AD3304 | Floor 5 |  |  |  |  | 099-10344 | 099-10344 | Southwest | Memorial Hermann Southwest Hospital | Floor 5 | Floor 5
NO | YES |  |  |  | 099-10624 | 099-10624 | Hill-Rom Co Inc |  |  | L034AD1606 | Floor 7 |  |  |  |  | 099-10624 | 099-10624 | Southwest | Memorial Hermann Southwest | Floor 7 | Floor 7
NO | YES |  |  |  | 099-10401 | 099-10401 | Hill-Rom Co Inc |  |  | HRP000367365 | Floor 4 |  |  |  |  | 099-10401 | 099-10401 | Southwest | Memorial Hermann Southwest Hospital | Floor 4 | Floor 4
NO | YES |  |  |  | 099-10403 | 099-10403 | Hill-Rom Co Inc |  |  | L341AD8959 | Floor 4 |  |  |  |  | 099-10403 | 099-10403 | Southwest | Memorial Hermann Southwest Hospital | Floor 4 | Floor 4
NO | YES |  |  |  | 099-10405 | 099-10405 | Hill-Rom Co Inc |  |  | L341AD8975 | Floor 4 |  |  |  |  | 099-10405 | 099-10405 | Southwest | Memorial Hermann Southwest Hospital | Floor 4 | Floor 4
NO | YES |  |  |  | 009-34262 | 009-34262 | Hill-Rom Co Inc |  |  | M220AD5746 | Floor 2 |  |  |  |  | 009-34262 | 009-34262 | Southwest | Memorial Hermann Southwest Hospital | Floor 2 | Floor 2
NO | YES |  |  |  | 005-33310 | 005-33310 | Hill-Rom Co Inc | 3700A002576 |  | F103AA8677 | L |  |  |  |  | 005-33310 | 005-33310 | Sugar Land | Memorial Hermann Sugar Land Hospital | L | L
YES | YES |  |  |  | 013-11962 | 013-11962 | Hill-Rom Co Inc | 3700A002837 |  | M0503700A0028375R | SW - LABOR |  |  |  |  | 013-11962 | 013-11962 | Southwest | Memorial Hermann Southwest Hospital | SW - LABOR | LDR12
NO | YES |  |  |  | 013-11541 | 013-11541 | Hill-Rom Co Inc | 3700A002837 |  | F216AA9232 | SW-Labor |  |  |  |  | 013-11541 | 013-11541 | Southwest | MHHS-Southwest | SW-Labor | LDR10
NO | YES | Asset Tag 013-11959 |  |  | 013-11959 | 013-11959 | Hill-Rom Co Inc | 3700A002837 |  | F348AA0184 | SW-Labor |  |  |  |  | 013-11959 | 013-11959 | Southwest | MHHS-Southwest | SW-Labor | LDR8
YES | YES |  |  |  | 099-14020 | 099-14020 | Hill-Rom Co Inc |  |  |  | TMC - HVI - HEART FAILURE IMU (5HVI) |  |  |  |  | 099-14020 | 099-14020 | TMC | Memorial Hermann-Texas Medical Center | TMC - HVI - HEART FAILURE IMU (5HVI)
YES | YES |  |  |  | 099-09469 | 099-09469 | Hill-Rom Co Inc | ADVANCE |  | HROM1145A/$21C63/ | TMC - JONES - GAMMA KNIFE (JB) |  |  |  |  | 099-09469 | 099-09469 |  | Memorial Hermann-tmc | TMC - JONES - GAMMA KNIFE (JB) | Exam 6 |  |  | 2/1/20
NO | YES |  |  |  | 142-09090 | 142-09090 | Hill-Rom Co Inc | ADVANTA |  | B322AB0947 | Sugar Land-Med/Surg-East 4th |  |  |  |  | 142-09090 | 142-09090 | Sugar Land | MHHS-Sugarland | Sugar Land-Med/Surg-East 4th | E416 | [6 empty] | BEDPATIENTELECTRIC-Hill-Rom-ADVANTA
YES | YES |  |  |  | 142-09094 | 142-09094 | Hill-Rom Co Inc | ADVANTA |  |  | SUGAR LAND - MED/SURG - EAST 4TH |  |  |  |  | 142-09094 | 142-09094 | Sugar Land | Memorial Hermann Sugar Land Hospital | SUGAR LAND - MED/SURG - EAST 4TH | E425 |  |  |  | Patient in bed asleep |  |  | BEDPATIENTELECTRIC-Hill-Rom-ADVANTA
NO | YES |  |  |  | 142-09093 | 142-09093 | Hill-Rom Co Inc | ADVANTA |  | B320AB0785 | Sugar Land-Med/Surg-East 4th |  |  |  |  | 142-09093 | 142-09093 | Sugar Land | MHHS-Sugarland | Sugar Land-Med/Surg-East 4th | E425 |  | 9/1/19 |  |  |  |  | BEDPATIENTELECTRIC-Hill-Rom-ADVANTA
NO | YES |  |  |  | 129-31556 | 129-31556 | Hill-Rom Co Inc | ADVANTA |  | B322AB0958 | 4th |  |  |  |  | 129-31556 | 129-31556 | Sugar Land | Memorial Hermann Sugar Land Hospital | 4th | E405 | 2/1/20 | 4/1/19 |  |  |  |  | BEDPATIENTELECTRIC-Hill-Rom-ADVANTA
NO | YES |  |  |  | 129-31619 | 129-31619 | Hill-Rom Co Inc | ADVANTA |  | B322AB0952 | SUGAR LAND - 5 East Med Surg |  |  |  |  | 129-31619 | 129-31619 | Sugar Land | Memorial Hermann Sugar Land Hospital | SUGAR LAND - 5 East Med Surg | E414 | 4/1/20 |  | 4/1/21 |  |  |  | BEDPATIENTELECTRIC-Hill-Rom-ADVANTA
YES | YES |  |  |  | 005-33178 | 005-33178 | Hill-Rom Co Inc | ADVANTA |  |  | SUGAR LAND - PEDI IMU |  |  |  |  | 005-33178 | 005-33178 | Sugar Land | Memorial Hermann Sugar Land Hospital | SUGAR LAND - PEDI IMU | Suite 529 |  | 1/1/20 |  | Patient in bed |  |  | BEDPATIENTELECTRIC-Hill-Rom-ADVANTA
YES | YES |  |  |  | 142-09142 | B322AB0945 | Hill-Rom Co Inc | ADVANTA | [7 empty] | 142-09142 | B322AB0945 | [10 empty] | BEDPATIENTELECTRIC-Hill-Rom-ADVANTA
NO | YES |  |  |  | 142-09176 | 142-09176 | Hill-Rom Co Inc | ADVANTA |  | B322AB0953 | Family |  |  |  |  | 142-09176 | 142-09176 | Sugar Land | Memorial Hermann Sugar Land Hospital | Family | Suite 501 |  | 4/1/21 |  |  |  |  | BEDPATIENTELECTRIC-Hill-Rom-ADVANTA
NO | YES |  |  |  | 142-09143 | 142-09143 | Hill-Rom Co Inc | ADVANTA |  | B322ab1016 | Family life unit |  |  |  |  | 142-09143 | 142-09143 | Sugar Land | Memorial Hermann Sugar Land Hospital | Family life unit | Suite 532 | 3/1/19 |  | 3/1/20 |  |  |  | BEDPATIENTELECTRIC-Hill-Rom-ADVANTA
NO | YES |  |  |  | 142-09180 | 142-09180 | Hill-Rom Co Inc | ADVANTA |  | B322AB1015 | Family Life Unit |  |  |  |  | 142-09180 | 142-09180 | Sugar Land | Memorial Hermann Sugar Land Hospital | Family Life Unit | Suite 519 |  | 10/1/20 |  |  |  |  | BEDPATIENTELECTRIC-Hill-Rom-ADVANTA
NO | YES |  |  |  | 142-09186 | 142-09186 | Hill-Rom Co Inc | ADVANTA |  | B322AB1017 | Family Life Unit |  |  |  |  | 142-09186 | 142-09186 | Sugar Land | Memorial Hermann Sugar Land Hospital | Family Life Unit | Suite 520 | [6 empty] | BEDPATIENTELECTRIC-Hill-Rom-ADVANTA
YES | YES |  |  |  | 029-13891 | 029-13891 | Hill-Rom Co Inc | ADVANTA |  |  | East Tower 5th Floor |  |  |  |  | 029-13891 | 029-13891 | Woodlands | Memorial Hermann Hospital Woodlands | East Tower 5th Floor | Room E534 | [6 empty] | BEDPATIENTELECTRIC-Hill-Rom-ADVANTA
NO | YES |  |  |  | 099-13136 | 099-13136 | Hill-Rom Co Inc | ADVANTA |  | B201AB4561 | TMC |  |  |  |  | 099-13136 | 099-13136 | TMC | Memorial Hermann-Texas Medical Center | TMC | Biomed Shop
YES | YES |  |  |  | 099-05782 | 099-05782 | Hill-Rom Co Inc | Advanta | [7 empty] | 099-05782 | 099-05782 |  | Memorial Hermann- TMC |  | HP6 Nurses Station/Crash Cart | [6 empty] | BEDPATIENTELECTRIC-Hill-Rom-ADVANTA
NO | YES | Asset Tag 099-14621 |  |  | 099-14621 | 099-14621 | Hill-Rom Co Inc | ADVANTA |  | E199AB2737 | TMC-Children's-L&D (5Hp) |  |  |  |  | 099-14621 | 099-14621 | TMC | MHHS-TMC | TMC-Children's-L&D (5Hp)
NO | YES |  |  |  | 099-05629 | 099-05629 | Hill-Rom Co Inc | ADVANTA |  | B202AB4568 | TMC-Cullen-General Medicine (3C) |  |  |  |  | 099-05629 | 099-05629 | TMC | MHHS-TMC | TMC-Cullen-General Medicine (3C) | Children (3) |  |  | 3/1/20
YES | YES |  |  |  | 099-05338 | 099-05338 | Hill-Rom Co Inc | ADVANTA |  |  | TMC - HERMANN - COU (1R) |  |  |  |  | 099-05338 | 099-05338 | TMC | Memorial Hermann-Texas Medical Center | TMC - HERMANN - COU (1R) | clinical observation unit | [6 empty] | BEDPATIENTELECTRIC-Hill-Rom-ADVANTA
YES | YES |  |  |  | 099-05337 | 099-05337 | Hill-Rom Co Inc | ADVANTA |  |  | TMC - HERMANN - COU (1R) |  |  |  |  | 099-05337 | 099-05337 | TMC | Memorial Hermann-Texas Medical Center | TMC - HERMANN - COU (1R) | clinical observation unit |  |  | 7/1/20 |  |  |  | BEDPATIENTELECTRIC-Hill-Rom-ADVANTA
NO | YES |  |  |  | 041-33124 | 041-33124 | Hill-Rom Co Inc | ADVANTA |  | E219AB4759 | Memorial City-Postpartum |  |  |  |  | 041-33124 | 041-33124 | West | MHHS-Mem City | Memorial City-Postpartum | MH2 101
YES | YES |  |  |  | 041-33537 | 041-33537 | Hill-Rom Co Inc | ADVANTA |  | C191AB9184 | SE - Bed Repair Shop |  |  |  |  | 041-33537 | 041-33537 | Southeast | Memorial Hermann Southeast Hospital | SE - Bed Repair Shop | Bed Repair Shop | 4/1/20 |  | 7/1/20 |  |  |  | BEDPATIENTELECTRIC-Hill-Rom-ADVANTA
NO | YES |  |  |  | 129-31603 | 129-31603 | Hill-Rom Co Inc | ADVANTA P1600 |  | B322AB0956 | 4 east |  |  |  |  | 129-31603 | 129-31603 | Sugar Land | Memorial Hermann Sugar Land Hospital | 4 east | Room 430 | 4/1/19 |  | 4/1/20 |  |  | Bed, Patient Electric | BEDPATIENTELECTRIC-Hill-Rom-ADVANTA P1600 | [12 empty] | BPE-A | [10 empty] | BEDPATIENTELECTRIC | Bed, Patient Electric | Hill-Rom
YES | YES | Serial Number Cnf |  |  | 129-31605 | 129-31605 | Hill-Rom Co Inc | ADVANTA P1600 |  | Cnf | 4 east |  |  |  |  | 129-31605 | 129-31605 | Sugar Land | Memorial Hermann Sugar Land Hospital | 4 east | Room 439 | 1/1/19 |  | 1/1/20 | Cpuld not get a serial |  | Bed, Patient Electric | BEDPATIENTELECTRIC-Hill-Rom-ADVANTA P1600 | [12 empty] | BPE-A | [10 empty] | BEDPATIENTELECTRIC | Bed, Patient Electric | Hill-Rom
NO | YES |  |  |  | 129-31554 | 129-31554 | Hill-Rom Co Inc | ADVANTA P1600 |  | E297AB2327 | 4 east |  |  |  |  | 129-31554 | 129-31554 | Sugar Land | Memorial Hermann Sugar Land Hospital | 4 east | Room 421 | 12/1/18 |  | 12/1/19 |  |  | Bed, Patient Electric | BEDPATIENTELECTRIC-Hill-Rom-ADVANTA P1600 | [12 empty] | BPE-A | [10 empty] | BEDPATIENTELECTRIC | Bed, Patient Electric | Hill-Rom
NO | YES |  |  |  | 129-31560 | 129-31560 | Hill-Rom Co Inc | ADVANTA P1600 |  | B322AB0965 | 4 east |  |  |  |  | 129-31560 | 129-31560 | Sugar Land | Memorial Hermann Sugar Land Hospital | 4 east | Room 422 | 2/1/19 |  | 2/1/20 |  |  | Bed, Patient Electric | BEDPATIENTELECTRIC-Hill-Rom-ADVANTA P1600 | [12 empty] | BPE-A | [10 empty] | BEDPATIENTELECTRIC | Bed, Patient Electric | Hill-Rom
YES | YES | Serial Number Cnf |  |  | 129-31732 | 129-31732 | Hill-Rom Co Inc | ADVANTA P1600 |  | Cnf | SUGAR LAND - IMU |  |  |  |  | 129-31732 | 129-31732 | Sugar Land | Memorial Hermann Sugar Land Hospital | SUGAR LAND - IMU | Room 321 |  |  |  | Could not get to serial |  | Bed, Patient Electric | BEDPATIENTELECTRIC-Hill-Rom-ADVANTA P1600 | [12 empty] | BPE-A | [10 empty] | BEDPATIENTELECTRIC | Bed, Patient Electric | Hill-Rom
NO | YES |  |  |  | 142-09197 | 142-09197 | Hill-Rom Co Inc | ADVANTA P1600 |  | B322AB1026 | Sugar Land-Med/Surg-West 4th |  |  |  |  | 142-09197 | 142-09197 | Sugar Land | MHHS-Sugarland | Sugar Land-Med/Surg-West 4th | Suite 409 |  | 2/1/19 |  |  |  | Bed, Patient Electric | BEDPATIENTELECTRIC-Hill-Rom-ADVANTA P1600 | [12 empty] | BPE-A | [10 empty] | BEDPATIENTELECTRIC | Bed, Patient Electric | Hill-Rom
NO | YES |  |  |  | 142-09199 | 142-09199 | Hill-Rom Co Inc | ADVANTA P1600 |  | E297AB2325 | Sugar Land-Med/Surg-West 4th |  |  |  |  | 142-09199 | 142-09199 | Sugar Land | MHHS-Sugarland | Sugar Land-Med/Surg-West 4th | Suite 405 |  | 10/1/21 |  |  |  | Bed, Patient Electric | BEDPATIENTELECTRIC-Hill-Rom-ADVANTA P1600 | [12 empty] | BPE-A | [10 empty] | BEDPATIENTELECTRIC | Bed, Patient Electric | Hill-Rom
NO | YES |  |  |  | 142-09201 | 142-09201 | Hill-Rom Co Inc | ADVANTA P1600 |  | B322AB0936 | Sugar Land-Med/Surg-West 4th |  |  |  |  | 142-09201 | 142-09201 | Sugar Land | MHHS-Sugarland | Sugar Land-Med/Surg-West 4th | Suite 404 |  | 10/1/21 |  |  |  | Bed, Patient Electric | BEDPATIENTELECTRIC-Hill-Rom-ADVANTA P1600 | [12 empty] | BPE-A | [10 empty] | BEDPATIENTELECTRIC | Bed, Patient Electric | Hill-Rom
NO | YES |  |  |  | 142-09159 | 142-09159 | Hill-Rom Co Inc | ADVANTA P1600 |  | E315AB3682 | 4 West |  |  |  |  | 142-09159 | 142-09159 | Sugar Land | Memorial Hermann Sugar Land Hospital | 4 West | 4 West | [5 empty] | Bed, Patient Electric | BEDPATIENTELECTRIC-Hill-Rom-ADVANTA P1600 | [12 empty] | BPE-A | [10 empty] | BEDPATIENTELECTRIC | Bed, Patient Electric | Hill-Rom
NO | YES |  |  |  | 142-09205 | 142-09205 | Hill-Rom Co Inc | ADVANTA P1600 |  | B322AB1021 | Sugar Land-Med/Surg-West 4th |  |  |  |  | 142-09205 | 142-09205 | Sugar Land | MHHS-Sugarland | Sugar Land-Med/Surg-West 4th | Suite 432 |  | 3/1/19 |  |  |  | Bed, Patient Electric | BEDPATIENTELECTRIC-Hill-Rom-ADVANTA P1600 | [12 empty] | BPE-A | [10 empty] | BEDPATIENTELECTRIC | Bed, Patient Electric | Hill-Rom
NO | YES |  |  |  | 142-09206 | 142-09206 | Hill-Rom Co Inc | ADVANTA P1600 |  | B321AB0900 | Sugar Land-Med/Surg-West 4th |  |  |  |  | 142-09206 | 142-09206 | Sugar Land | MHHS-Sugarland | Sugar Land-Med/Surg-West 4th | Suite 431 |  | 8/1/19 |  |  |  | Bed, Patient Electric | BEDPATIENTELECTRIC-Hill-Rom-ADVANTA P1600 | [12 empty] | BPE-A | [10 empty] | BEDPATIENTELECTRIC | Bed, Patient Electric | Hill-Rom
NO | YES |  |  |  | 142-09423 | 142-09423 | Hill-Rom Co Inc | ADVANTA P1600 |  | E321AB4217 | 4th Floor |  |  |  |  | 142-09423 | 142-09423 | Sugar Land | Memorial Hermann Sugar Land Hospital | 4th Floor | Suite 419 |  | 8/1/20 |  |  |  | Bed, Patient Electric | BEDPATIENTELECTRIC-Hill-Rom-ADVANTA P1600 | [12 empty] | BPE-A | [10 empty] | BEDPATIENTELECTRIC | Bed, Patient Electric | Hill-Rom
NO | YES |  |  |  | 142-09430 | 142-09430 | Hill-Rom Co Inc | ADVANTA P1600 |  | B322AB0925 | Labor and Delivery |  |  |  |  | 142-09430 | 142-09430 | Sugar Land | Memorial Hermann Sugar Land Hospital | Labor and Delivery |  |  | 4/1/20 |  |  |  | Bed, Patient Electric | BEDPATIENTELECTRIC-Hill-Rom-ADVANTA P1600 | [12 empty] | BPE-A | [10 empty] | BEDPATIENTELECTRIC | Bed, Patient Electric | Hill-Rom
NO | YES |  |  |  | 029-13869 | 029-13869 | Hill-Rom Co Inc | ADVANTA P1600 |  | F008AB7450 | Woodlands-PCU5 |  |  |  |  | 029-13869 | 029-13869 | Woodlands | MHHS-Woodlands | Woodlands-PCU5 | Room E525 | 3/1/18 |  | 3/1/19
NO | YES |  |  |  | 099-08637 | 099-08637 | Hill-Rom Co Inc | ADVANTA P1600 |  | E321AB4220 | Sugar Land-Telemetry |  |  |  |  | 099-08637 | 099-08637 | Sugar Land | MHHS-Sugarland | Sugar Land-Telemetry | RM 412
NO | YES |  |  |  | 099-14485 | 099-14485 | Hill-Rom Co Inc | ADVANTA P1600 |  | B207AB4749 | Tmc |  |  |  |  | 099-14485 | 099-14485 | TMC | Memorial Hermann-Texas Medical Center | Tmc | Biomed Shop |  |  | 1/1/21
NO | YES |  |  |  | 099-14484 | 099-14484 | Hill-Rom Co Inc | ADVANTA P1600 |  | C066AB4433 | Tmc |  |  |  |  | 099-14484 | 099-14484 | TMC | Memorial Hermann-Texas Medical Center | Tmc | Biomed Shop |  |  | 1/1/21
NO | YES |  |  |  | 099-13018 | 099-13018 | Hill-Rom Co Inc | ADVANTA P1600 |  | B353AB2168 | TMC-Cullen-Oncology/Hematology (4C) |  |  |  |  | 099-13018 | 099-13018 | TMC | MHHS-TMC | TMC-Cullen-Oncology/Hematology (4C) |  | 2/1/19 |  | 2/1/20
NO | YES |  |  |  | 099-11695 | 099-11695 | Hill-Rom Co Inc | ADVANTA P1600 |  | F232AB9977 | TMC - 9J |  |  |  |  | 099-11695 | 099-11695 | TMC | Memorial Hermann-Texas Medical Center | TMC - 9J | J913 |  |  | 7/1/20
NO | YES |  |  |  | 099-12683 | 099-12683 | Hill-Rom Co Inc | ADVANTA P1600 |  | B353AB2162 | Transitional care unit transitional care unit |  |  |  |  | 099-12683 | 099-12683 | TMC | Memorial Hermann-Texas Medical Center | Transitional care unit transitional care unit | J856.1 |  |  | 12/1/20
NO | YES |  |  |  | 099-11121 | 099-11121 | Hill-Rom Co Inc | ADVANTA P1600 |  | C072AB4622 | Neuroscience acute care |  |  |  |  | 099-11121 | 099-11121 | TMC | Memorial Hermann-Texas Medical Center | Neuroscience acute care | J510 |  |  | 11/1/20
NO | YES | Asset Tag 151-04935 |  |  | 151-04935 | 151-04935 | Hill-Rom Co Inc | ADVANTA P1600 |  | E224AB5297 | Biomed |  |  |  |  | 151-04935 | 151-04935 | West | Memorial Hermann Memorial City Medical Center | Biomed | 5th floor Hallway |  |  |  | No pm tag
NO | YES |  |  |  | 151-04427 | 151-04427 | Hill-Rom Co Inc | ADVANTA P1600 |  | E218AB4747 | MEMORIAL CITY - Outpatient Surgery |  |  |  |  | 151-04427 | 151-04427 | West | Memorial Hermann Memorial City Medical Center | MEMORIAL CITY - Outpatient Surgery | W1 Recovery
NO | YES |  |  |  | 099-04061 | 099-04061 | Hill-Rom Co Inc | ADVANTA P1600 |  | E224AB5299 | MEMORIAL CITY - Outpatient Surgery |  |  |  |  | 099-04061 | 099-04061 | West | Memorial Hermann Memorial City Medical Center | MEMORIAL CITY - Outpatient Surgery | W1 Recovery
NO | YES | Serial Number E224AB5327 |  |  | 151-04913 | 151-04913 | Hill-Rom Co Inc | ADVANTA P1600 |  | E224AB5327 | MEMORIAL CITY - E7 Room 707 |  |  |  |  | 151-04913 | 151-04913 | West | Memorial Hermann - Memorial City | MEMORIAL CITY - E7 Room 707 | East Tower Cardiology Floor
NO | YES |  |  |  | 041-33770 | 041-33770 | Hill-Rom Co Inc | ADVANTA P1600 |  | E218AB4729 | Orthopedic |  |  |  |  | 041-33770 | 041-33770 | West | Memorial Hermann Memorial City Medical Center | Orthopedic | E6 Room104 |  |  |  | Back wheel bumbers cracked
NO | YES |  |  |  | 041-33771 | 041-33771 | Hill-Rom Co Inc | ADVANTA P1600 |  | E219AB4783 | Orthopedic |  |  |  |  | 041-33771 | 041-33771 | West | Memorial Hermann Memorial City Medical Center | Orthopedic | E6 Room110 |  |  |  | Cracked bumpers on headboard
NO | YES | Serial Number E224AB5295 |  |  | 041-33772 | 041-33772 | Hill-Rom Co Inc | ADVANTA P1600 |  | E224AB5295 | Orthopedic |  |  |  |  | 041-33772 | 041-33772 | West | Memorial Hermann Memorial City Medical Center | Orthopedic | E6 Room111 |  |  |  | Cracked bumpers on headboard
NO | YES | Serial Number E224AB5317 |  |  | E224AB5317 | E224AB5317 | Hill-Rom Co Inc | Advanta P1600 |  | E224AB5317 | [5 empty] | E224AB5317 | E224AB5317 |  | Memorial hermann |  | 1st floor
NO | YES |  |  |  | 583-01695 | 583-01695 | Hill-Rom Co Inc | ADVANTA P1600 |  | E219AB4777 | Memorial city-general surgery |  |  |  |  | 583-01695 | 583-01695 | West | Memorial Hermann Memorial City Medical Center | Memorial city-general surgery | E5 101
NO | YES |  |  |  | 583-01586 | 583-01586 | Hill-Rom Co Inc | ADVANTA P1600 |  | E224AB5291 | General Surgery |  |  |  |  | 583-01586 | 583-01586 | West | Memorial Hermann Memorial city medical center emergency center | General Surgery | Room 520
NO | YES |  |  |  | 041-33800 | 041-33800 | Hill-Rom Co Inc | ADVANTA P1600 |  | E224AB5300 | MEMORIAL CITY - General Surgery |  |  |  |  | 041-33800 | 041-33800 | West | Memorial Hermann Memorial City Medical Center | MEMORIAL CITY - General Surgery | MEMORIAL CITY - General Surgery E5 207 Room 538
NO | YES |  |  |  | 583-01606 | 583-01606 | Hill-Rom Co Inc | Advanta P1600 |  | E219AB4781 | [5 empty] | 583-01606 | 583-01606 |  | Memorial hermann |  | 1st floor
YES | YES |  |  |  | 583-01612 | 583-01612 | Hill-Rom Co Inc | Advanta P1600 |  | P7500A000289 | MEMORIAL CITY - EAST TOWER - IMCU |  |  |  |  | 583-01612 | 583-01612 | West |  | MEMORIAL CITY - EAST TOWER - IMCU |  |  |  |  | No pm
YES | YES |  |  |  | 583-01614 | 583-01614 | Hill-Rom Co Inc | Advanta P1600 |  | P7500A000212 | MEMORIAL CITY - EAST TOWER - NEUROLOGY |  |  |  |  | 583-01614 | 583-01614 | West |  | MEMORIAL CITY - EAST TOWER - NEUROLOGY
NO | YES |  |  |  | 583-01564 | 583-01564 | Hill-Rom Co Inc | ADVANTA P1600 |  | E224AB5307 | 10th floor storage |  |  |  |  | 583-01564 | 583-01564 | West | Memorial herman memorial city | 10th floor storage | 10th floor storage
NO | YES |  |  |  | 583-01698 | 583-01698 | Hill-Rom Co Inc | ADVANTA P1600 |  | E223AB5284 | Memorial city |  |  |  |  | 583-01698 | 583-01698 | West | Memorial Hermann Medical Group Memorial City (#100) | Memorial city | 10 floor storage
NO | YES |  |  |  | 583-01563 | 583-01563 | Hill-Rom Co Inc | ADVANTA P1600 |  | E219AB4789 | 10th floor storage |  |  |  |  | 583-01563 | 583-01563 | West | Memorial herman memorial city | 10th floor storage | 10th floor storage
NO | YES |  |  |  | 583-01699 | 583-01699 | Hill-Rom Co Inc | ADVANTA P1600 |  | E223ab5256 | Memorial city |  |  |  |  | 583-01699 | 583-01699 | West | Memorial Hermann Medical Group Memorial City (#100) | Memorial city | 10 floor storage
NO | YES |  |  |  | 041-33804 | 041-33804 | Hill-Rom Co Inc | ADVANTA P1600 |  | D350AB6678 | Memorial City - 10 Floor Storage |  |  |  |  | 041-33804 | 041-33804 | West | Memorial Hermann Memorial City Medical Center | Memorial City - 10 Floor Storage | Memorial City - 10 Floor Storage
NO | YES |  |  |  | 583-01562 | 583-01562 | Hill-Rom Co Inc | ADVANTA P1600 |  | E235AB6630 | emorial city-10th floor storage |  |  |  |  | 583-01562 | 583-01562 | West | Memorial herman memorial city | emorial city-10th floor storage | Memorial city-10th floor storage
NO | YES |  |  |  | 583-01700 | 583-01700 | Hill-Rom Co Inc | ADVANTA P1600 |  | E223AB5225 | Memorial city |  |  |  |  | 583-01700 | 583-01700 | West | Memorial Hermann Medical Group Memorial City (#100) | Memorial city | 10 floor storage
NO | YES |  |  |  | 099-04211 | 099-04211 | Hill-Rom Co Inc | Affinity |  | R146AA8137 | Katy-Postpartum-2W |  |  |  |  | 099-04211 | 099-04211 | Katy | MHHS-Katy | Katy-Postpartum-2W | LDR 2 | [5 empty] | Bed, Birthing | BEDPATIENTELECTRIC-Hill-Rom-Affinity 1 P3600 | [12 empty] | BPE-A | [10 empty] | BEDPATIENTELECTRIC | Bed, Birthing | Hill-Rom
YES | YES | Serial Number Cnf |  |  | 099-04215 | 099-04215 | Hill-Rom Co Inc | Affinity |  | Cnf | L |  |  |  |  | 099-04215 | 099-04215 | Katy | Memorial Hermann Katy Hospital | L | LDR 4 |  |  |  | In use. Unable to verify sn |  | Bed, Birthing | BEDPATIENTELECTRIC-Hill-Rom-Affinity 1 P3600 | [12 empty] | BPE-A | [10 empty] | BEDPATIENTELECTRIC | Bed, Birthing | Hill-Rom
NO | YES |  |  |  | 099-04217 | 099-04217 | Hill-Rom Co Inc | Affinity |  | N192AA8701 | Katy-Labor & Delivery OR |  |  |  |  | 099-04217 | 099-04217 | Katy | MHHS-Katy | Katy-Labor & Delivery OR | LDR 1 | [5 empty] | Bed, Birthing | BEDPATIENTELECTRIC-Hill-Rom-Affinity 1 P3600 | [12 empty] | BPE-A | [10 empty] | BEDPATIENTELECTRIC | Bed, Birthing | Hill-Rom
NO | YES |  |  |  | 099-00666 | 099-00666 | Hill-Rom Co Inc | Affinity |  | J179AA9224 | NE-Labor & Delivery |  |  |  |  | 099-00666 | 099-00666 | Katy | MHHS-Northeast | NE-Labor & Delivery |  | 6/1/19 | 6/1/20 |  |  |  | Bed, Birthing | BEDPATIENTELECTRIC-Hill-Rom-Affinity 1 P3600 | [12 empty] | BPE-A | [10 empty] | BEDPATIENTELECTRIC | Bed, Birthing | Hill-Rom
NO | YES |  |  |  | 099-00671 | 099-00671 | Hill-Rom Co Inc | Affinity |  | Q205AA5754 | NE-Labor & Delivery |  |  |  |  | 099-00671 | 099-00671 | Katy | MHHS-Northeast | NE-Labor & Delivery |  | 10/1/19 | 10/1/20 |  |  |  | Bed, Birthing | BEDPATIENTELECTRIC-Hill-Rom-Affinity 1 P3600 | [12 empty] | BPE-A | [10 empty] | BEDPATIENTELECTRIC | Bed, Birthing | Hill-Rom
YES | YES |  |  |  | 142-09122 | 142-09122 | Hill-Rom Co Inc | Affinity |  | H264A4476 | L |  |  |  |  | 142-09122 | 142-09122 | Sugar Land | MH sugar lane hospital | L | Bed storage | [5 empty] | Bed, Birthing | BEDPATIENTELECTRIC-Hill-Rom-Affinity 1 P3600 | [12 empty] | BPE-A | [10 empty] | BEDPATIENTELECTRIC | Bed, Birthing | Hill-Rom
NO | YES |  |  |  | 129-01354 | 129-01354 | Hill-Rom Co Inc | Affinity |  | E218AA7373 | L |  |  |  |  | 129-01354 | 129-01354 | Sugar Land | MH sugar lane hospital | L | Bed storage | [5 empty] | Bed, Birthing | BEDPATIENTELECTRIC-Hill-Rom-Affinity 1 P3600 | [12 empty] | BPE-A | [10 empty] | BEDPATIENTELECTRIC | Bed, Birthing | Hill-Rom
YES | YES |  |  |  | 099-08047 | 099-08047 | Hill-Rom Co Inc | Affinity |  |  | L D |  |  |  |  | 099-08047 | 099-08047 | Greater heights | Memorial Hermann greater heights | L D | Room 9 | [6 empty] | BEDPATIENTELECTRIC-Hill-Rom-Affinity 1 P3600
YES | YES |  |  |  | 099-08044 | 099-08044 | Hill-Rom Co Inc | Affinity |  |  | L D |  |  |  |  | 099-08044 | 099-08044 | Greater heights | Memorial Hermann greater heights | L D | Room 5 | [6 empty] | BEDPATIENTELECTRIC-Hill-Rom-Affinity 1 P3600
NO | YES | Asset Tag 142-09553 |  |  | 142-09553 | 142-09553 | Hill-Rom Co Inc | AFFINITY P3700 |  | J218AA9551 | SW - LABOR |  |  |  |  | 142-09553 | 142-09553 | Southwest | Memorial Hermann Southwest Hospital | SW - LABOR
NO | YES | Serial Number F349AA0187 |  |  | 013-11958 | 013-11958 | Hill-Rom Co Inc | AFFINITY P3700 |  | F349AA0187 | SW-Labor |  |  |  |  | 013-11958 | 013-11958 | Southwest | Memorial Hermann Southwest Hospital | SW-Labor
NO | YES | Serial Number F219AA9262 |  |  | 013-11544 | 013-11544 | Hill-Rom Co Inc | AFFINITY P3700 |  | F219AA9262 | SE-Labor |  |  |  |  | 013-11544 | 013-11544 | Southwest | Memorial Hermann Southwest Hospital | SE-Labor
NO | YES | Serial Number F349AA0189 |  |  | 013-11956 | 013-11956 | Hill-Rom Co Inc | AFFINITY P3700 |  | F349AA0189 | SW-Labor and delivery |  |  |  |  | 013-11956 | 013-11956 | Southwest | Memorial Hermann Southwest Hospital | SW-Labor and delivery
NO | YES |  |  |  | 099-00591 | 099-00591 | Hill-Rom Co Inc | AFFINITY 3 P3700 |  | Q239AA6048 | Katy-Beds |  |  |  |  | 099-00591 | 099-00591 | Katy | MHHS-Katy | Katy-Beds | Bed Shop | 1/1/20 | 1/1/21 |  |  |  | Bed, Birthing | BEDBIRTHING-Hill-Rom-AFFINITY 3 P3700 | [12 empty] | BPE-A | [10 empty] | BEDBIRTHING | Bed, Birthing | Hill-Rom
NO | YES |  |  |  | 099-00592 | 099-00592 | Hill-Rom Co Inc | AFFINITY 3 P3700 |  | Q205AA5753 | Katy-Beds |  |  |  |  | 099-00592 | 099-00592 | Katy | MHHS-Katy | Katy-Beds | Bed Shop | [5 empty] | Bed, Birthing | BEDBIRTHING-Hill-Rom-AFFINITY 3 P3700 | [12 empty] | BPE-A | [10 empty] | BEDBIRTHING | Bed, Birthing | Hill-Rom
NO | YES |  |  |  | 099-00826 | 099-00826 | Hill-Rom Co Inc | AFFINITY 3 P3700 |  | Q240AA6063 | NE-Labor & Delivery |  |  |  |  | 099-00826 | 099-00826 | Katy | MHHS-Northeast | NE-Labor & Delivery | Room 2025 | [5 empty] | Bed, Birthing | BEDBIRTHING-Hill-Rom-AFFINITY 3 P3700 | [12 empty] | BPE-A | [10 empty] | BEDBIRTHING | Bed, Birthing | Hill-Rom
NO | YES |  |  |  | 099-00830 | 099-00830 | Hill-Rom Co Inc | AFFINITY 3 P3700 |  | Q240AA6061 | NE-Labor & Delivery |  |  |  |  | 099-00830 | 099-00830 | Katy | MHHS-Northeast | NE-Labor & Delivery | Room 2028 | 2/1/20 |  |  |  |  | Bed, Birthing | BEDBIRTHING-Hill-Rom-AFFINITY 3 P3700 | [12 empty] | BPE-A | [10 empty] | BEDBIRTHING | Bed, Birthing | Hill-Rom
NO | YES |  |  |  | 099-00688 | 099-00688 | Hill-Rom Co Inc | AFFINITY 3 P3700 |  | Q204AA5739 | NE-Labor & Delivery |  |  |  |  | 099-00688 | 099-00688 | Katy | MHHS-Northeast | NE-Labor & Delivery | Suite 2020 | 2/1/20 | 10/1/20 |  |  |  | Bed, Birthing | BEDBIRTHING-Hill-Rom-AFFINITY 3 P3700 | [12 empty] | BPE-A | [10 empty] | BEDBIRTHING | Bed, Birthing | Hill-Rom
NO | YES |  |  |  | 129-01642 | 129-01642 | Hill-Rom Co Inc | AFFINITY 3 P3700 |  | F093AA8670 | L |  |  |  |  | 129-01642 | 129-01642 | Sugar Land | Memorial Hermann Sugar Land Hospital | L | L | [5 empty] | Bed, Birthing | BEDBIRTHING-Hill-Rom-AFFINITY 3 P3700 | [12 empty] | BPE-A | [10 empty] | BEDBIRTHING | Bed, Birthing | Hill-Rom
NO | YES |  |  |  | 029-13314 | 029-13314 | Hill-Rom Co Inc | AFFINITY 3 P3700 |  | E013AA5992 | Woodlands-Birth Center |  |  |  |  | 029-13314 | 029-13314 | Woodlands | MHHS-Woodlands | Woodlands-Birth Center | Room W1 214 | 9/1/20 |  | 9/1/21 |  |  | Bed, Birthing | BEDBIRTHING-Hill-Rom-AFFINITY 3 P3700 | [12 empty] | BPE-A | [10 empty] | BEDBIRTHING | Bed, Birthing | Hill-Rom
NO | YES |  |  |  | 029-12997 | 029-12997 | Hill-Rom Co Inc | AFFINITY 3 P3700 |  | E009AA5965 | Woodlands-Birth Center |  |  |  |  | 029-12997 | 029-12997 | Woodlands | MHHS-Woodlands | Woodlands-Birth Center | Birth Center | [5 empty] | Bed, Birthing | BEDBIRTHING-Hill-Rom-AFFINITY 3 P3700 | [12 empty] | BPE-A | [10 empty] | BEDBIRTHING | Bed, Birthing | Hill-Rom
YES | YES |  |  |  | 029-12998 | 029-12998 | Hill-Rom Co Inc | AFFINITY 3 P3700 |  | O268AA0949 | WOODLANDS - BIRTH CENTER |  |  |  |  | 029-12998 | 029-12998 | Woodlands | Memorial Hermann The Woodlands Medical Center | WOODLANDS - BIRTH CENTER | Birth Center | [5 empty] | Bed, Birthing | BEDBIRTHING-Hill-Rom-AFFINITY 3 P3700 | [12 empty] | BPE-A | [10 empty] | BEDBIRTHING | Bed, Birthing | Hill-Rom
NO | YES |  |  |  | 029-13252 | 029-13252 | Hill-Rom Co Inc | AFFINITY 3 P3700 |  | E010AA5987 | Woodlands-Birth Center |  |  |  |  | 029-13252 | 029-13252 | woodlands | MHHS-Woodlands | Woodlands-Birth Center | Room 225 |  |  | 4/1/21 |  |  | Bed, Birthing | BEDBIRTHING-Hill-Rom-AFFINITY 3 P3700 | [12 empty] | BPE-A | [10 empty] | BEDBIRTHING | Bed, Birthing | Hill-Rom
YES | YES |  |  |  | 029-13254 | 029-13254 | Hill-Rom Co Inc | AFFINITY 3 P3700 |  | E008AA5961 | WOODLANDS - BIRTH CENTER |  |  |  |  | 029-13254 | 029-13254 | woodlands |  | WOODLANDS - BIRTH CENTER | Room 23 | [5 empty] | Bed, Birthing | BEDBIRTHING-Hill-Rom-AFFINITY 3 P3700 | [12 empty] | BPE-A | [10 empty] | BEDBIRTHING | Bed, Birthing | Hill-Rom
YES | YES |  |  |  | 029-13330 | 029-13330 | Hill-Rom Co Inc | AFFINITY 3 P3700 |  |  | OB / LD |  |  |  |  | 029-13330 | 029-13330 | Woodlands | Memorial Hermann Hospital Woodlands | OB / LD | Room 1212 | [5 empty] | Bed, Birthing | BEDBIRTHING-Hill-Rom-AFFINITY 3 P3700 | [12 empty] | BPE-A | [10 empty] | BEDBIRTHING | Bed, Birthing | Hill-Rom
YES | YES |  |  |  | 029-13408 | 029-13408 | Hill-Rom Co Inc | AFFINITY 3 P3700 |  |  | OB |  |  |  |  | 029-13408 | 029-13408 | Woodlands | Memorial Hermann Hospital Woodlands | OB | Room 1233 | [5 empty] | Bed, Birthing | BEDBIRTHING-Hill-Rom-AFFINITY 3 P3700 | [12 empty] | BPE-A | [10 empty] | BEDBIRTHING | Bed, Birthing | Hill-Rom
NO | YES |  |  |  | 099-03533 | 099-03533 | Hill-Rom Co Inc | AFFINITY 3 P3700 |  | E009AA5966 | Woodlands-Birth Center |  |  |  |  | 099-03533 | 099-03533 | Woodlands | MHHS-Woodlands | Woodlands-Birth Center | Room 1244 | 2/1/18 |  | 2/1/19 |  |  | Bed, Birthing | BEDBIRTHING-Hill-Rom-AFFINITY 3 P3700 | [12 empty] | BPE-A | [10 empty] | BEDBIRTHING | Bed, Birthing | Hill-Rom
YES | YES |  |  |  | 029-13414 | 029-13414 | Hill-Rom Co Inc | AFFINITY 3 P3700 |  |  | OB |  |  |  |  | 029-13414 | 029-13414 | Woodlands | Memorial Hermann Hospital Woodlands | OB | Room 1251 | [5 empty] | Bed, Birthing | BEDBIRTHING-Hill-Rom-AFFINITY 3 P3700 | [12 empty] | BPE-A | [10 empty] | BEDBIRTHING | Bed, Birthing | Hill-Rom
YES | YES |  |  |  | 029-13503 | 029-13503 | Hill-Rom Co Inc | AFFINITY 3 P3700 |  |  | LAbor Delivery |  |  |  |  | 029-13503 | 029-13503 | Woodlands | Herman memorial medical center woodlands | LAbor Delivery | Room 1261 | [5 empty] | Bed, Birthing | BEDBIRTHING-Hill-Rom-AFFINITY 3 P3700 | [12 empty] | BPE-A | [10 empty] | BEDBIRTHING | Bed, Birthing | Hill-Rom
YES | YES |  |  |  | 029-13615 | 029-13615 | Hill-Rom Co Inc | AFFINITY 3 P3700 |  |  | Labor/Delivery |  |  |  |  | 029-13615 | 029-13615 | Woodlands | Herman memorial hospital Woodlands | Labor/Delivery | Room1243 | 4/1/18 |  | 4/1/19 |  |  | Bed, Birthing | BEDBIRTHING-Hill-Rom-AFFINITY 3 P3700 | [12 empty] | BPE-A | [10 empty] | BEDBIRTHING | Bed, Birthing | Hill-Rom
NO | YES | Serial Number F349AA0189 |  |  | 099-13090 | 099-13090 | Hill-Rom Co Inc | AFFINITY 3 P3700 |  | F349AA0189 | SW-Labor |  |  |  |  | 099-13090 | 099-13090 | Southwest | MHHS-Southwest | SW-Labor | LDR 5
NO | YES |  |  |  | 099-13092 | 099-13092 | Hill-Rom Co Inc | AFFINITY 3 P3700 |  | F348AA0185 | SW-Labor |  |  |  |  | 099-13092 | 099-13092 | Southwest | MHHS-Southwest | SW-Labor | OB A1
YES | YES |  |  |  | 099-13066 | 099-13066 | Hill-Rom Co Inc | AFFINITY 3 P3700 |  |  | SW - LABOR |  |  |  |  | 099-13066 | 099-13066 | Southwest | Memorial Hermann Southwest Hospital | SW - LABOR | OB A3 | 1/1/20 |  | 1/1/21 |  |  |  | BEDBIRTHING-Hill-Rom-AFFINITY 3 P3700
NO | YES |  |  |  | 013-11954 | 013-11954 | Hill-Rom Co Inc | AFFINITY 3 P3700 |  | F348AA0183 | SW-Labor |  |  |  |  | 013-11954 | 013-11954 | Southwest | MHHS-Southwest | SW-Labor | Room 15
YES | YES | Serial Number Cnf |  |  | 099-13764 | 099-13764 | Hill-Rom Co Inc | AFFINITY 3 P3700 |  | Cnf | SW - LABOR |  |  |  |  | 099-13764 | 099-13764 | Southwest | Memorial Hermann Southwest Hospital | SW - LABOR | LDR 6 | [6 empty] | BEDBIRTHING-Hill-Rom-AFFINITY 3 P3700
NO | YES | Serial Number B300AA0212 |  |  | 009-34796 | 009-34796 | Hill-Rom Co Inc | AFFINITY 3 P3700 |  | B300AA0212 | GH - LND |  |  |  |  | 009-34796 | 009-34796 | Central | Memorial Hermann Greater Heights Hospital | GH - LND | GH - LND 7
NO | YES | Serial Number J255AA9964 |  |  | 009-33281 | 009-33281 | Hill-Rom Co Inc | AFFINITY 3 P3700 |  | J255AA9964 | GH-Labor |  |  |  |  | 009-33281 | 009-33281 | Central | Memorial Hermann Greater Heights Hospital | GH-Labor | Room 8
NO | YES | Serial Number J228AA9729 |  |  | 009-33282 | 009-33282 | Hill-Rom Co Inc | AFFINITY 3 P3700 |  | J228AA9729 | GH-Labor |  |  |  |  | 009-33282 | 009-33282 | Central | Memorial Hermann Greater Heights Hospital | GH-Labor | Birthing Suite room 4
NO | YES | Serial Number F349AA0190 |  |  | F349AA0190 | F349AA0190 | Hill-Rom Co Inc | AFFINITY 3 P3700 |  | F349AA0190 | L |  |  |  |  | F349AA0190 | F349AA0190 | Southwest | Memorial Hermann Southwest Hospital | L | Room 7
NO | YES | Asset Tag 013-11960 |  |  | 013-11960 | 142-09547 | Hill-Rom Co Inc | AFFINITY 3 P3700 |  | F348AA0186 | L |  |  |  |  | 013-11960 | 142-09547 | Southwest | Memorial Hermann Southwest Hospital | L | L
YES | YES |  |  |  | 151-04617 | 151-04617 | Hill-Rom Co Inc | AFFINITY 4 |  | P3700E000016 | CY - L |  |  |  |  | 151-04617 | 151-04617 | Northwest | Memorial Hermann Cypress Hospital | CY - L | LDR 1 | 2/1/20 | 2/1/21 |  |  |  | Bed, Birthing | BEDBIRTHING-Hill-Rom-AFFINITY 4 | [12 empty] | BPE-A | [10 empty] | BEDBIRTHING | Bed, Birthing | Hill-Rom
NO | YES |  |  |  | 151-04745 | 151-04745 | Hill-Rom Co Inc | AFFINITY 4 |  | S023AA0068 | CY-Labor & Delivery |  |  |  |  | 151-04745 | 151-04745 | Northwest | MHHS-Cypress | CY-Labor & Delivery | LDR 2 |  |  |  | Cnf pm |  | Bed, Birthing | BEDBIRTHING-Hill-Rom-AFFINITY 4 | [12 empty] | BPE-A | [10 empty] | BEDBIRTHING | Bed, Birthing | Hill-Rom
NO | YES |  |  |  | 151-04734 | 151-04734 | Hill-Rom Co Inc | AFFINITY 4 |  | S026AA0102 | CY-Labor & Delivery |  |  |  |  | 151-04734 | 151-04734 | Northwest | MHHS-Cypress | CY-Labor & Delivery | LDR 5 | 2/1/20 | 2/1/21 |  |  |  | Bed, Birthing | BEDBIRTHING-Hill-Rom-AFFINITY 4 | [12 empty] | BPE-A | [10 empty] | BEDBIRTHING | Bed, Birthing | Hill-Rom
NO | YES |  |  |  | 151-05106 | 151-05106 | Hill-Rom Co Inc | AFFINITY 4 |  | S026AA0109 | Ldrp |  |  |  |  | 151-05106 | 151-05106 | Northwest | Memorial Hermann Cypress Hospital | Ldrp | Ldrp 7 | 2/1/20 |  |  | No pm sticker found |  | Bed, Birthing | BEDBIRTHING-Hill-Rom-AFFINITY 4 | [12 empty] | BPE-A | [10 empty] | BEDBIRTHING | Bed, Birthing | Hill-Rom
NO | YES |  |  |  | 151-04639 | 151-04639 | Hill-Rom Co Inc | AFFINITY 4 |  | S023AA0066 | CY-Labor & Delivery |  |  |  |  | 151-04639 | 151-04639 | Northwest | MHHS-Cypress | CY-Labor & Delivery | LDR 8 | 2/1/20 | 2/1/21 |  |  |  | Bed, Birthing | BEDBIRTHING-Hill-Rom-AFFINITY 4 | [12 empty] | BPE-A | [10 empty] | BEDBIRTHING | Bed, Birthing | Hill-Rom
NO | YES |  |  |  | 151-04642 | 151-04642 | Hill-Rom Co Inc | AFFINITY 4 |  | S026AA0101 | CY-Labor & Delivery |  |  |  |  | 151-04642 | 151-04642 | Northwest | MHHS-Cypress | CY-Labor & Delivery | LDR 9 | 2/1/20 | 2/1/21 |  |  |  | Bed, Birthing | BEDBIRTHING-Hill-Rom-AFFINITY 4 | [12 empty] | BPE-A | [10 empty] | BEDBIRTHING | Bed, Birthing | Hill-Rom
NO | YES |  |  |  | 099-03801 | 099-03801 | Hill-Rom Co Inc | AFFINITY 4 |  | N135AA8365 | Katy-Labor & Delivery OR |  |  |  |  | 099-03801 | 099-03801 | Katy | MHHS-Katy | Katy-Labor & Delivery OR | L and D 5 | [5 empty] | Bed, Birthing | BEDBIRTHING-Hill-Rom-AFFINITY 4 | [12 empty] | BPE-A | [10 empty] | BEDBIRTHING | Bed, Birthing | Hill-Rom
NO | YES |  |  |  | 099-03803 | 099-03803 | Hill-Rom Co Inc | AFFINITY 4 |  | C046AA1169 | Katy-Labor & Delivery OR |  |  |  |  | 099-03803 | 099-03803 | Katy | MHHS-Katy | Katy-Labor & Delivery OR | L and D 5 |  |  |  | No pm |  | Bed, Birthing | BEDBIRTHING-Hill-Rom-AFFINITY 4 | [12 empty] | BPE-A | [10 empty] | BEDBIRTHING | Bed, Birthing | Hill-Rom
NO | YES |  |  |  | 099-03804 | 099-03804 | Hill-Rom Co Inc | AFFINITY 4 |  | N166AA8566 | Katy-Labor & Delivery OR |  |  |  |  | 099-03804 | 099-03804 | Katy | MHHS-Katy | Katy-Labor & Delivery OR | L and D 5 | [5 empty] | Bed, Birthing | BEDBIRTHING-Hill-Rom-AFFINITY 4 | [12 empty] | BPE-A | [10 empty] | BEDBIRTHING | Bed, Birthing | Hill-Rom
NO | YES |  |  |  | 099-00517 | 099-00517 | Hill-Rom Co Inc | AFFINITY 4 |  | Q238AA6030 | Katy-Beds |  |  |  |  | 099-00517 | 099-00517 | Katy | MHHS-Katy | Katy-Beds | Bed shop | 1/1/20 | 1/1/21 |  |  |  | Bed, Birthing | BEDBIRTHING-Hill-Rom-AFFINITY 4 | [12 empty] | BPE-A | [10 empty] | BEDBIRTHING | Bed, Birthing | Hill-Rom
NO | YES |  |  |  | 099-02377 | 099-02377 | Hill-Rom Co Inc | AFFINITY 4 |  | Q238AA6031 | NE-Labor & Delivery |  |  |  |  | 099-02377 | 099-02377 | Katy | MHHS-Northeast | NE-Labor & Delivery |  | 2/1/20 |  |  |  |  | Bed, Birthing | BEDBIRTHING-Hill-Rom-AFFINITY 4 | [12 empty] | BPE-A | [10 empty] | BEDBIRTHING | Bed, Birthing | Hill-Rom
NO | YES |  |  |  | 099-00849 | 099-00849 | Hill-Rom Co Inc | AFFINITY 4 |  | J179AA9223 | NE-Labor & Delivery |  |  |  |  | 099-00849 | 099-00849 | Katy | MHHS-Northeast | NE-Labor & Delivery |  |  | 5/1/20 |  |  |  | Bed, Birthing | BEDBIRTHING-Hill-Rom-AFFINITY 4 | [12 empty] | BPE-A | [10 empty] | BEDBIRTHING | Bed, Birthing | Hill-Rom
NO | YES |  |  |  | 099-00851 | 099-00851 | Hill-Rom Co Inc | AFFINITY 4 |  | Q204AA5741 | NE-Labor & Delivery |  |  |  |  | 099-00851 | 099-00851 | Katy | MHHS-Northeast | NE-Labor & Delivery | [6 empty] | Bed, Birthing | BEDBIRTHING-Hill-Rom-AFFINITY 4 | [12 empty] | BPE-A | [10 empty] | BEDBIRTHING | Bed, Birthing | Hill-Rom
YES | YES |  |  |  | 005-33327 | 005-33327 | Hill-Rom Co Inc | AFFINITY 4 |  | U235AA8066 | SUGAR LAND - LABOR |  |  |  |  | 005-33327 | 005-33327 | Sugar Land | Memorial Hermann Sugar Land Hospital | SUGAR LAND - LABOR | L | [5 empty] | Bed, Birthing | BEDBIRTHING-Hill-Rom-AFFINITY 4 | [12 empty] | BPE-A | [10 empty] | BEDBIRTHING | Bed, Birthing | Hill-Rom
NO | YES |  |  |  | 129-04397 | 129-04397 | Hill-Rom Co Inc | AFFINITY 4 |  | K131AA0981 | Sugar Land-Labor & Delivery |  |  |  |  | 129-04397 | 129-04397 | Sugar Land | MHHS-Sugarland | Sugar Land-Labor & Delivery | L | [5 empty] | Bed, Birthing | BEDBIRTHING-Hill-Rom-AFFINITY 4 | [12 empty] | BPE-A | [10 empty] | BEDBIRTHING | Bed, Birthing | Hill-Rom
YES | YES |  |  |  | 005-33077 | 005-33077 | Hill-Rom Co Inc | AFFINITY 4 |  | u24AA60186 | SUGAR LAND - LABOR |  |  |  |  | 005-33077 | 005-33077 | Sugar Land | Memorial Hermann Sugar Land Hospital | SUGAR LAND - LABOR | L | [5 empty] | Bed, Birthing | BEDBIRTHING-Hill-Rom-AFFINITY 4 | [12 empty] | BPE-A | [10 empty] | BEDBIRTHING | Bed, Birthing | Hill-Rom
YES | YES |  |  |  | 142-09138 | L069AA2700 | Hill-Rom Co Inc | AFFINITY 4 | [7 empty] | 142-09138 | L069AA2700 | [9 empty] | Bed, Birthing | BEDBIRTHING-Hill-Rom-AFFINITY 4 | [12 empty] | BPE-A | [10 empty] | BEDBIRTHING | Bed, Birthing | Hill-Rom
YES | YES |  |  |  | 029-13381 | 029-13381 | Hill-Rom Co Inc | AFFINITY 4 |  |  | Women?Aos center |  |  |  |  | 029-13381 | 029-13381 | Woodlands | Morial Herman hospital Woodlands | Women?Aos center | OB w213 |  |  |  | Patient in bed |  | Bed, Birthing | BEDBIRTHING-Hill-Rom-AFFINITY 4 | [12 empty] | BPE-A | [10 empty] | BEDBIRTHING | Bed, Birthing | Hill-Rom
YES | YES |  |  |  | 029-13315 | 029-13315 | Hill-Rom Co Inc | AFFINITY 4 |  | U037AA6861 | OB / LD |  |  |  |  | 029-13315 | 029-13315 | Woodlands | Memorial Hermann Hospital Woodlands | OB / LD | Room W1 234 | [5 empty] | Bed, Birthing | BEDBIRTHING-Hill-Rom-AFFINITY 4 | [12 empty] | BPE-A | [10 empty] | BEDBIRTHING | Bed, Birthing | Hill-Rom
YES | YES |  |  |  | 029-13318 | 029-13318 | Hill-Rom Co Inc | AFFINITY 4 |  | U249AA8160 | OB / LD |  |  |  |  | 029-13318 | 029-13318 | Woodlands | Memorial Hermann Hospital Woodlands | OB / LD | Room W1 232 | [5 empty] | Bed, Birthing | BEDBIRTHING-Hill-Rom-AFFINITY 4 | [12 empty] | BPE-A | [10 empty] | BEDBIRTHING | Bed, Birthing | Hill-Rom
YES | YES |  |  |  | 029-13329 | 029-13329 | Hill-Rom Co Inc | AFFINITY 4 |  | U253AA8184 | OB / LD |  |  |  |  | 029-13329 | 029-13329 | Woodlands | Memorial Hermann Hospital Woodlands | OB / LD | Room 1211 | [5 empty] | Bed, Birthing | BEDBIRTHING-Hill-Rom-AFFINITY 4 | [12 empty] | BPE-A | [10 empty] | BEDBIRTHING | Bed, Birthing | Hill-Rom
YES | YES |  |  |  | 029-13400 | 029-13400 | Hill-Rom Co Inc | AFFINITY 4 |  |  | OB |  |  |  |  | 029-13400 | 029-13400 | Woodlands | Memorial Hermann Hospital Woodlands | OB | Room 1215 | [5 empty] | Bed, Birthing | BEDBIRTHING-Hill-Rom-AFFINITY 4 | [12 empty] | BPE-A | [10 empty] | BEDBIRTHING | Bed, Birthing | Hill-Rom
YES | YES |  |  |  | 029-13403 | 029-13403 | Hill-Rom Co Inc | AFFINITY 4 |  |  | OB |  |  |  |  | 029-13403 | 029-13403 | Woodlands | Memorial Hermann Hospital Woodlands | OB | Room 1221 | [5 empty] | Bed, Birthing | BEDBIRTHING-Hill-Rom-AFFINITY 4 | [12 empty] | BPE-A | [10 empty] | BEDBIRTHING | Bed, Birthing | Hill-Rom
YES | YES |  |  |  | 099-03529 | 099-03529 | Hill-Rom Co Inc | AFFINITY 4 |  |  | OB |  |  |  |  | 099-03529 | 099-03529 | Woodlands | Memorial Hermann Hospital Woodlands | OB | Room 1235 | [5 empty] | Bed, Birthing | BEDBIRTHING-Hill-Rom-AFFINITY 4 | [12 empty] | BPE-A | [10 empty] | BEDBIRTHING | Bed, Birthing | Hill-Rom
YES | YES |  |  |  | 029-13410 | 029-13410 | Hill-Rom Co Inc | AFFINITY 4 |  |  | OB |  |  |  |  | 029-13410 | 029-13410 | Woodlands | Memorial Hermann Hospital Woodlands | OB | Room 1245 | [5 empty] | Bed, Birthing | BEDBIRTHING-Hill-Rom-AFFINITY 4 | [12 empty] | BPE-A | [10 empty] | BEDBIRTHING | Bed, Birthing | Hill-Rom
YES | YES |  |  |  | 029-13417 | 029-13417 | Hill-Rom Co Inc | AFFINITY 4 |  |  | OB |  |  |  |  | 029-13417 | 029-13417 | Woodlands | Memorial Hermann Hospital Woodlands | OB | Room 1253 | [5 empty] | Bed, Birthing | BEDBIRTHING-Hill-Rom-AFFINITY 4 | [12 empty] | BPE-A | [10 empty] | BEDBIRTHING | Bed, Birthing | Hill-Rom
YES | YES |  |  |  | 029-13496 | 029-13496 | Hill-Rom Co Inc | AFFINITY 4 |  |  | OB |  |  |  |  | 029-13496 | 029-13496 | Woodlands | Memorial Hermann Hospital Woodlands | OB | Room 1254 | [5 empty] | Bed, Birthing | BEDBIRTHING-Hill-Rom-AFFINITY 4 | [12 empty] | BPE-A | [10 empty] | BEDBIRTHING | Bed, Birthing | Hill-Rom
YES | YES |  |  |  | 029-13501 | 029-13501 | Hill-Rom Co Inc | AFFINITY 4 |  |  | LAbor Delivery |  |  |  |  | 029-13501 | 029-13501 | Woodlands | Herman memorial medical center woodlands | LAbor Delivery | Room 1262 | [5 empty] | Bed, Birthing | BEDBIRTHING-Hill-Rom-AFFINITY 4 | [12 empty] | BPE-A | [10 empty] | BEDBIRTHING | Bed, Birthing | Hill-Rom
YES | YES |  |  |  | 029-13507 | 029-13507 | Hill-Rom Co Inc | AFFINITY 4 |  |  | LAbor Delivery |  |  |  |  | 029-13507 | 029-13507 | Woodlands | Herman memorial medical center woodlands | LAbor Delivery | Room 1266 | 11/1/18 |  | 11/1/19 |  |  | Bed, Birthing | BEDBIRTHING-Hill-Rom-AFFINITY 4 | [12 empty] | BPE-A | [10 empty] | BEDBIRTHING | Bed, Birthing | Hill-Rom
YES | YES |  |  |  | 029-13616 | 029-13616 | Hill-Rom Co Inc | AFFINITY 4 |  |  | Labor/Delivery |  |  |  |  | 029-13616 | 029-13616 | Woodlands | Herman memorial hospital Woodlands | Labor/Delivery | Room1236 | [5 empty] | Bed, Birthing | BEDBIRTHING-Hill-Rom-AFFINITY 4 | [12 empty] | BPE-A | [10 empty] | BEDBIRTHING | Bed, Birthing | Hill-Rom
NO | YES |  |  |  | 099-13083 | 099-13083 | Hill-Rom Co Inc | AFFINITY 4 |  | J113AA8684 | SW-Labor |  |  |  |  | 099-13083 | 099-13083 | Southwest | MHHS-Southwest | SW-Labor | LDR 2
NO | YES | Serial Number I074AA5520 |  |  | 099-13087 | 099-13087 | Hill-Rom Co Inc | AFFINITY 4 |  | I074AA5520 | SW-Labor |  |  |  |  | 099-13087 | 099-13087 | Southwest | MHHS-Southwest | SW-Labor | LDR
NO | YES |  |  |  | 099-13057 | 099-13057 | Hill-Rom Co Inc | AFFINITY 4 |  | J231AA9731 | SW-Labor & Delivery |  |  |  |  | 099-13057 | 099-13057 | Southwest | MHHS-Southwest | SW-Labor & Delivery | OB A2 | 3/1/20 |  | 3/1/21
NO | YES |  |  |  | 013-11543 | 099-13063 | Hill-Rom Co Inc | AFFINITY 4 |  | F225AA9291 | SW-Labor |  |  |  |  | 013-11543 | 099-13063 | Southwest | MHHS-Southwest | SW-Labor | OB A4
NO | YES |  |  |  | 099-13070 | 099-13070 | Hill-Rom Co Inc | AFFINITY 4 |  | J234AA9796 | SW-Labor |  |  |  |  | 099-13070 | 099-13070 | Southwest | MHHS-Southwest | SW-Labor | Room 11
NO | YES |  |  |  | 099-13074 | 099-13074 | Hill-Rom Co Inc | AFFINITY 4 |  | F349AA0191 | SW-Labor |  |  |  |  | 099-13074 | 099-13074 | Southwest | MHHS-Southwest | SW-Labor | LDR 14
NO | YES | Asset Tag 142-09553 |  |  | 142-09553 | 099-13773 | Hill-Rom Co Inc | AFFINITY 4 |  | J218AA9551 | SW-Labor |  |  |  |  | 142-09553 | 099-13773 | Southwest | MHHS-Southwest | SW-Labor | LDR 1
YES | YES |  |  |  | 099-14599 | 099-14599 | Hill-Rom Co Inc | AFFINITY 4 |  | Nsn | TMC - CHILDRENS - L |  |  |  |  | 099-14599 | 099-14599 | TMC | Memorial Hermann-Texas Medical Center | TMC - CHILDRENS - L | [7 empty] | BEDBIRTHING-Hill-Rom-AFFINITY 4
YES | YES |  |  |  | 099-14596 | 099-14596 | Hill-Rom Co Inc | AFFINITY 4 |  | Nsn | TMC - CHILDRENS - L |  |  |  |  | 099-14596 | 099-14596 | TMC | Memorial Hermann-Texas Medical Center | TMC - CHILDRENS - L | [7 empty] | BEDBIRTHING-Hill-Rom-AFFINITY 4
NO | YES |  |  |  | 099-06418 | 099-06418 | Hill-Rom Co Inc | AFFINITY 4 |  | R043AA7329 | SE-Labor & Delivery |  |  |  |  | 099-06418 | 099-06418 | Southeast | MHHS-Southeast | SE-Labor & Delivery | OB ED ROOM 3
NO | YES |  |  |  | 099-06419 | 099-06419 | Hill-Rom Co Inc | AFFINITY 4 |  | R026AA7168 | SE-Labor & Delivery |  |  |  |  | 099-06419 | 099-06419 | Southeast | MHHS-Southeast | SE-Labor & Delivery | LABOR DELIVERY ROOM 4
NO | YES |  |  |  | 041-33531 | 041-33531 | Hill-Rom Co Inc | AFFINITY 4 |  | R043AA7325 | SE-Beds |  |  |  |  | 041-33531 | 041-33531 | Southeast | MHHS-Southeast | SE-Beds | Bed Repair Shop | 4/1/20 |  | 3/1/21
NO | YES |  |  |  | 133-08648 | 133-08648 | Hill-Rom Co Inc | AFFINITY 4 P3700 |  | N136AA8378 | Katy-Beds |  |  |  |  | 133-08648 | 133-08648 | Katy | MHHS-Katy | Katy-Beds | Bed Shop | [5 empty] | Bed, Birthing | BEDBIRTHING-Hill-Rom-AFFINITY 4 | [12 empty] | BPE-A | [10 empty] | BEDBIRTHING | Bed, Birthing | Hill-Rom
NO | YES |  |  |  | 099-00901 | 099-00901 | Hill-Rom Co Inc | AFFINITY 4 P3700 |  | Q238AA6032 | NE-Labor & Delivery |  |  |  |  | 099-00901 | 099-00901 | northeast | MHHS-Northeast | NE-Labor & Delivery |  |  |  |  | No pm |  | Bed, Birthing | BEDBIRTHING-Hill-Rom-AFFINITY 4 | [12 empty] | BPE-A | [10 empty] | BEDBIRTHING | Bed, Birthing | Hill-Rom
NO | YES |  |  |  | 099-00897 | 099-00897 | Hill-Rom Co Inc | AFFINITY 4 P3700 |  | Q238AA6029 | NE-Labor & Delivery |  |  |  |  | 099-00897 | 099-00897 | northeast | MHHS-Northeast | NE-Labor & Delivery |  |  |  |  | No pm |  | Bed, Birthing | BEDBIRTHING-Hill-Rom-AFFINITY 4 | [12 empty] | BPE-A | [10 empty] | BEDBIRTHING | Bed, Birthing | Hill-Rom
NO | YES |  |  |  | 099-01005 | 099-01005 | Hill-Rom Co Inc | AFFINITY 4 P3700 |  | Q202AA5726 | NE-Labor & Delivery |  |  |  |  | 099-01005 | 099-01005 | northeast | MHHS-Northeast | NE-Labor & Delivery |  |  |  |  | No pm |  | Bed, Birthing | BEDBIRTHING-Hill-Rom-AFFINITY 4 | [12 empty] | BPE-A | [10 empty] | BEDBIRTHING | Bed, Birthing | Hill-Rom
YES | YES |  |  |  | 005-33347 | 005-33347 | Hill-Rom Co Inc | AFFINITY 4 P3700 |  | U095AA7321 | SUGAR LAND - Labor |  |  |  |  | 005-33347 | 005-33347 | Sugar Land | Memorial Hermann Sugar Land Hospital | SUGAR LAND - Labor | Suite 302 | [5 empty] | Bed, Birthing | BEDBIRTHING-Hill-Rom-AFFINITY 4 | [12 empty] | BPE-A | [10 empty] | BEDBIRTHING | Bed, Birthing | Hill-Rom
YES | YES |  |  |  | 005-33312 | 005-33312 | Hill-Rom Co Inc | AFFINITY 4 P3700 |  | U095AA7319 | L |  |  |  |  | 005-33312 | 005-33312 | Sugar Land | Memorial Hermann Sugar Land Hospital | L | L | [5 empty] | Bed, Birthing | BEDBIRTHING-Hill-Rom-AFFINITY 4 | [12 empty] | BPE-A | [10 empty] | BEDBIRTHING | Bed, Birthing | Hill-Rom
YES | YES |  |  |  | 145-01514 | 145-01514 | Hill-Rom Co Inc | AFFINITY 4 P3700 |  | U099AA7341 | SUGAR LAND - Labor |  |  |  |  | 145-01514 | 145-01514 | Sugar Land | Memorial Hermann Sugar Land Hospital | SUGAR LAND - Labor | Suite 311 | [5 empty] | Bed, Birthing | BEDBIRTHING-Hill-Rom-AFFINITY 4 | [12 empty] | BPE-A | [10 empty] | BEDBIRTHING | Bed, Birthing | Hill-Rom
NO | YES |  |  |  | 005-33313 | 005-33313 | Hill-Rom Co Inc | AFFINITY 4 P3700 |  | N114AA8208 | L |  |  |  |  | 005-33313 | 005-33313 | Sugar Land | Memorial Hermann Sugar Land Hospital | L | L | [5 empty] | Bed, Birthing | BEDBIRTHING-Hill-Rom-AFFINITY 4 | [12 empty] | BPE-A | [10 empty] | BEDBIRTHING | Bed, Birthing | Hill-Rom
YES | YES |  |  |  | 029-13247 | 029-13247 | Hill-Rom Co Inc | AFFINITY 4 P3700 |  | U037AA6855 | WOODLANDS - BIRTH CENTER |  |  |  |  | 029-13247 | 029-13247 | woodlands |  | WOODLANDS - BIRTH CENTER | Room 261 | [5 empty] | Bed, Birthing | BEDBIRTHING-Hill-Rom-AFFINITY 4 | [12 empty] | BPE-A | [10 empty] | BEDBIRTHING | Bed, Birthing | Hill-Rom
NO | YES |  |  |  | 029-13249 | 029-13249 | Hill-Rom Co Inc | AFFINITY 4 P3700 |  | O253AA0817 | Woodlands-Birth Center |  |  |  |  | 029-13249 | 029-13249 | woodlands | MHHS-Woodlands | Woodlands-Birth Center | Room 256 |  |  | 3/1/20 |  |  | Bed, Birthing | BEDBIRTHING-Hill-Rom-AFFINITY 4 | [12 empty] | BPE-A | [10 empty] | BEDBIRTHING | Bed, Birthing | Hill-Rom
YES | YES |  |  |  | 029-13250 | 029-13250 | Hill-Rom Co Inc | AFFINITY 4 P3700 |  | U036AA6853 | WOODLANDS - NICU |  |  |  |  | 029-13250 | 029-13250 | woodlands |  | WOODLANDS - NICU | Room 52 | [5 empty] | Bed, Birthing | BEDBIRTHING-Hill-Rom-AFFINITY 4 | [12 empty] | BPE-A | [10 empty] | BEDBIRTHING | Bed, Birthing | Hill-Rom
YES | YES |  |  |  | 029-13251 | 029-13251 | Hill-Rom Co Inc | AFFINITY 4 P3700 |  | U037AA6858 | WOODLANDS - BIRTH CENTER |  |  |  |  | 029-13251 | 029-13251 | woodlands |  | WOODLANDS - BIRTH CENTER | Room 41 | [5 empty] | Bed, Birthing | BEDBIRTHING-Hill-Rom-AFFINITY 4 | [12 empty] | BPE-A | [10 empty] | BEDBIRTHING | Bed, Birthing | Hill-Rom
YES | YES |  |  |  | 029-13255 | 029-13255 | Hill-Rom Co Inc | AFFINITY 4 P3700 |  | U037AA6860 | WOODLANDS - BIRTH CENTER |  |  |  |  | 029-13255 | 029-13255 | woodlands |  | WOODLANDS - BIRTH CENTER | [6 empty] | Bed, Birthing | BEDBIRTHING-Hill-Rom-AFFINITY 4 | [12 empty] | BPE-A | [10 empty] | BEDBIRTHING | Bed, Birthing | Hill-Rom
YES | YES |  |  |  | 029-13258 | 029-13258 | Hill-Rom Co Inc | AFFINITY 4 P3700 |  | U038AA5864 | WOODLANDS - BIRTH CENTER |  |  |  |  | 029-13258 | 029-13258 | woodlands |  | WOODLANDS - BIRTH CENTER | Room 242 | [5 empty] | Bed, Birthing | BEDBIRTHING-Hill-Rom-AFFINITY 4 | [12 empty] | BPE-A | [10 empty] | BEDBIRTHING | Bed, Birthing | Hill-Rom
NO | YES |  |  |  | 041-33409 | 041-33409 | Hill-Rom Co Inc | AFFINITY 4 P3700 |  | R026AA7169 | SE-Clinical Engineering |  |  |  |  | 041-33409 | 041-33409 | Southeast | MHHS-Southeast | SE-Clinical Engineering | Bed Repair Shop
NO | YES |  |  |  | 041-33410 | 041-33410 | Hill-Rom Co Inc | AFFINITY 4 P3700 |  | I169AA6420 | SE-Clinical Engineering |  |  |  |  | 041-33410 | 041-33410 | Southeast | MHHS-Southeast | SE-Clinical Engineering | Bed Repair Shop | 3/1/20 |  | 3/1/21
NO | YES |  |  |  | 041-33411 | 041-33411 | Hill-Rom Co Inc | AFFINITY 4 P3700 |  | I172AA6445 | SE-Clinical Engineering |  |  |  |  | 041-33411 | 041-33411 | Southeast | MHHS-Southeast | SE-Clinical Engineering | Bed Repair Shop | 3/1/20 |  | 3/1/21
NO | YES |  |  |  | 041-33889 | 041-33889 | Hill-Rom Co Inc | AFFINITY 4 P3700 |  | J297AA0267 | Memorial City-Labor |  |  |  |  | 041-33889 | 041-33889 | West | Women?s Memorial Hermann Memorial City Hospital | Memorial City-Labor | 3M01
NO | YES |  |  |  | 041-33395 | 041-33395 | Hill-Rom Co Inc | AFFINITY 4 P3700 |  | K168AA1137 | Memorial City-Labor & Delivery |  |  |  |  | 041-33395 | 041-33395 | West | MHHS-Mem City | Memorial City-Labor & Delivery | 3M05 | 6/1/19 |  | 6/1/20
NO | YES | Asset Tag 041-33895 |  |  | 041-33895 | 041-33895 | Hill-Rom Co Inc | AFFINITY 4 P3700 |  | K163AA1116 | Memorial City-Labor |  |  |  |  | 041-33895 | 041-33895 | West | Women?s Memorial Hermann Memorial City Hospital | Memorial City-Labor | 3M04
NO | YES |  |  |  | 041-33400 | 041-33400 | Hill-Rom Co Inc | AFFINITY 4 P3700 |  | J234AA9804 | Memorial City-Labor & Delivery |  |  |  |  | 041-33400 | 041-33400 | West | MHHS-Mem City | Memorial City-Labor & Delivery | 3M06 | 5/1/19 |  | 5/1/20
NO | YES |  |  |  | 041-33211 | 041-33211 | Hill-Rom Co Inc | AFFINITY 4 P3700 |  | J255AA9961 | Memorial City-Labor & Delivery |  |  |  |  | 041-33211 | 041-33211 | West | MHHS-Mem City | Memorial City-Labor & Delivery | Room 3M02 | 5/1/20
NO | YES |  |  |  | 041-33210 | 041-33210 | Hill-Rom Co Inc | AFFINITY 4 P3700 |  | J255AA9962 | Memorial City-Labor & Delivery |  |  |  |  | 041-33210 | 041-33210 | West | MHHS-Mem City | Memorial City-Labor & Delivery | Room 3M02 | 4/1/21
NO | YES |  |  |  | 041-33405 | 041-33405 | Hill-Rom Co Inc | AFFINITY 4 P3700 |  | K167AA1130 | Memorial City-Labor & Delivery |  |  |  |  | 041-33405 | 041-33405 | West | MHHS-Mem City | Memorial City-Labor & Delivery | 3M08 | 6/1/19 |  | 6/1/20
NO | YES |  |  |  | 041-33878 | 041-33878 | Hill-Rom Co Inc | AFFINITY 4 P3700 |  | J234AA9799 | Memorial City-Labor |  |  |  |  | 041-33878 | 041-33878 | West | Women?s Memorial Hermann Memorial City Hospital | Memorial City-Labor | 3M07
NO | YES |  |  |  | 041-33201 | 041-33201 | Hill-Rom Co Inc | AFFINITY 4 P3700 |  | K176AA1184 | Memorial City-Labor & Delivery |  |  |  |  | 041-33201 | 041-33201 | West | MHHS-Mem City | Memorial City-Labor & Delivery | Room 3M10
NO | YES | Asset Tag 041-33219 |  |  | 041-33219 | 041-33219 | Hill-Rom Co Inc | AFFINITY 4 P3700 |  | J235AA9818 | Memorial City-Labor & Delivery |  |  |  |  | 041-33219 | 041-33219 | West | MHHS-Mem City | Memorial City-Labor & Delivery | 3M10 | 5/1/19 |  | 5/1/00
NO | YES |  |  |  | 041-33681 | 041-33681 | Hill-Rom Co Inc | AFFINITY 4 P3700 |  | J296AA0253 | Memorial City-Labor & Delivery |  |  |  |  | 041-33681 | 041-33681 | West | MHHS-Mem City | Memorial City-Labor & Delivery | 3M12 | 5/1/19 |  | 5/1/20
YES | YES |  |  |  | 142-09139 | H277AA4561 | Hill-Rom Co Inc | AFFINITY III | [7 empty] | 142-09139 | H277AA4561 | [9 empty] | Bed, Birthing | BEDBIRTHING-Hill-Rom-AFFINITY 3 P3700 | [12 empty] | BPE-A | [10 empty] | BEDBIRTHING | Bed, Birthing | Hill-Rom
YES | YES |  |  |  | 129-01641 | F055AA8416 | Hill-Rom Co Inc | AFFINITY III | [7 empty] | 129-01641 | F055AA8416 | [9 empty] | Bed, Birthing | BEDBIRTHING-Hill-Rom-AFFINITY 3 P3700 | [12 empty] | BPE-A | [10 empty] | BEDBIRTHING | Bed, Birthing | Hill-Rom
YES | YES |  |  |  | 129-00702 | B312AA0337 | Hill-Rom Co Inc | AFFINITY III | [7 empty] | 129-00702 | B312AA0337 | [9 empty] | Bed, Birthing | BEDBIRTHING-Hill-Rom-AFFINITY 3 P3700 | [12 empty] | BPE-A | [10 empty] | BEDBIRTHING | Bed, Birthing | Hill-Rom
YES | YES |  |  |  | 142-09140 | H265AA4484 | Hill-Rom Co Inc | AFFINITY III | [7 empty] | 142-09140 | H265AA4484 | [9 empty] | Bed, Birthing | BEDBIRTHING-Hill-Rom-AFFINITY 3 P3700 | [12 empty] | BPE-A | [10 empty] | BEDBIRTHING | Bed, Birthing | Hill-Rom
YES | YES |  |  |  | 129-01587 | F093AA8667 | Hill-Rom Co Inc | AFFINITY III | [7 empty] | 129-01587 | F093AA8667 | [9 empty] | Bed, Birthing | BEDBIRTHING-Hill-Rom-AFFINITY 3 P3700 | [12 empty] | BPE-A | [10 empty] | BEDBIRTHING | Bed, Birthing | Hill-Rom
NO | YES |  |  |  | 145-01503 | 145-01503 | Hill-Rom Co Inc | AFFINITY P3700 |  | N111AA8202 | Sugar Land-Labor & Delivery |  |  |  |  | 145-01503 | 145-01503 | Sugar Land | MHHS-Sugarland | Sugar Land-Labor & Delivery | Suite 304 |  | 12/1/20 |  |  |  | Bed, Birthing | BEDBIRTHING-Hill-Rom-AFFINITY 3 P3700 | [12 empty] | BPE-A | [10 empty] | BEDBIRTHING | Bed, Birthing | Hill-Rom
YES | YES |  |  |  | 099-01213 | 099-01213 | Hill-Rom Co Inc | AFFINITY P3700 |  | U098AA7323 | SUGAR LAND - Labor |  |  |  |  | 099-01213 | 099-01213 | Sugar Land | Memorial Hermann Sugar Land Hospital | SUGAR LAND - Labor | Suite 307 | [5 empty] | Bed, Birthing | BEDBIRTHING-Hill-Rom-AFFINITY 3 P3700 | [12 empty] | BPE-A | [10 empty] | BEDBIRTHING | Bed, Birthing | Hill-Rom
NO | YES |  |  |  | 005-33174 | 005-33174 | Hill-Rom Co Inc | AFFINITY P3700 |  | O225AA0584 | Labor |  |  |  |  | 005-33174 | 005-33174 | Sugar Land | Memorial Hermann Sugar Land Hospital | Labor | Suite 305 |  | 12/1/20 |  |  |  | Bed, Birthing | BEDBIRTHING-Hill-Rom-AFFINITY 3 P3700 | [12 empty] | BPE-A | [10 empty] | BEDBIRTHING | Bed, Birthing | Hill-Rom
NO | YES |  |  |  | 129-00701 | 129-00701 | Hill-Rom Co Inc | AFFINITY P3700 |  | B311AA0333 | Sugar Land-Labor & Delivery |  |  |  |  | 129-00701 | 129-00701 | Sugar Land | MHHS-Sugarland | Sugar Land-Labor & Delivery | Suite 306 |  | 2/1/21 |  |  |  | Bed, Birthing | BEDBIRTHING-Hill-Rom-AFFINITY 3 P3700 | [12 empty] | BPE-A | [10 empty] | BEDBIRTHING | Bed, Birthing | Hill-Rom
NO | YES |  |  |  | 099-06742 | 099-06742 | Hill-Rom Co Inc | AFFINITY P3700 |  | R043AA7328 | SE-Labor & Delivery |  |  |  |  | 099-06742 | 099-06742 | Southeast | MHHS-Southeast | SE-Labor & Delivery
NO | YES |  |  |  | 099-06740 | 099-06740 | Hill-Rom Co Inc | AFFINITY P3700 |  | R046AA7339 | SE-Labor & Delivery |  |  |  |  | 099-06740 | 099-06740 | Southeast | MHHS-Southeast | SE-Labor & Delivery
YES | YES |  |  |  | 099-01153 | 099-01153 | Hill-Rom Co Inc | Air-Shields |  |  | NE - CLINICAL ENGINEERING |  |  |  |  | 099-01153 | 099-01153 | Katy | Memorial Hermann Northeast Hospital | NE - CLINICAL ENGINEERING | Biomed Shop | 8/1/19 | 8/1/20
YES | YES | Serial Number Cnf |  |  | 041-10993 |  | Hill-Rom Co Inc | C100 Simulator |  | CNF | Biomed Dept |  |  |  |  | 041-10993 |  | West | Memorial Hermann Memorial City Medical Center | Biomed Dept | Biomed Dept
YES | YES |  |  |  | 099-08052 | 099-08052 | Hill-Rom Co Inc | Care Assist |  |  | Post Partum |  |  |  |  | 099-08052 | 099-08052 | Greater heights | Memorial Hermann greater heights | Post Partum | Room 16 |  |  |  | Bed
NO | YES |  |  |  | 925-01687 | 925-01687 | Hill-Rom Co Inc | CARE ASSIST |  | HRP000418923 | MHOSH-4th Floor |  |  |  |  | 925-01687 | 925-01687 | Central | MHHS-Orthopedic & Spine | MHOSH-4th Floor | RM 421 | 7/1/15 |  | 7/1/16
NO | YES |  |  |  | 925-01838 | 925-01838 | Hill-Rom Co Inc | CARE ASSIST |  | HRP000421802 | MHOSH-4th Floor |  |  |  |  | 925-01838 | 925-01838 | Central | MHHS-Orthopedic & Spine | MHOSH-4th Floor |  | 7/1/15 |  | 6/1/16
NO | YES |  |  |  | 925-01688 | 925-01688 | Hill-Rom Co Inc | CARE ASSIST |  | HRP000418030 | MHOSH-4th Floor |  |  |  |  | 925-01688 | 925-01688 | Central | MHHS-Orthopedic & Spine | MHOSH-4th Floor | RM 422 | 7/1/15 |  | 7/1/16
NO | YES |  |  |  | 925-01837 | 925-01837 | Hill-Rom Co Inc | CARE ASSIST |  | HRP000421914 | MHOSH-4th Floor |  |  |  |  | 925-01837 | 925-01837 | Central | MHHS-Orthopedic & Spine | MHOSH-4th Floor |  | 7/1/15 |  | 6/1/16
NO | YES |  |  |  | 925-01689 | 925-01689 | Hill-Rom Co Inc | CARE ASSIST |  | HRP000421919 | MHOSH-4th Floor |  |  |  |  | 925-01689 | 925-01689 | Central | MHHS-Orthopedic & Spine | MHOSH-4th Floor | RM 424 | 7/1/15 |  | 7/1/16
NO | YES |  |  |  | 925-01836 | 925-01836 | Hill-Rom Co Inc | CARE ASSIST |  | HRP000418927 | MHOSH-4th Floor |  |  |  |  | 925-01836 | 925-01836 | Central | MHHS-Orthopedic & Spine | MHOSH-4th Floor |  | 8/1/15 |  | 8/1/16
NO | YES |  |  |  | 925-01690 | 925-01690 | Hill-Rom Co Inc | CARE ASSIST |  | HRP000423030 | MHOSH-4th Floor |  |  |  |  | 925-01690 | 925-01690 | Central | MHHS-Orthopedic & Spine | MHOSH-4th Floor | RM 428 | 7/1/15 |  | 7/1/16
YES | YES |  |  |  | 925-01835 | 925-01835 | Hill-Rom Co Inc | CARE ASSIST | [7 empty] | 925-01835 | 925-01835 | Central | Joint Center - Orthopedic and Spine Hospital |  |  | 8/1/15 |  | 8/1/16
NO | YES |  |  |  | 925-01691 | 925-01691 | Hill-Rom Co Inc | CARE ASSIST |  | HRP000423031 | MHOSH-4th Floor |  |  |  |  | 925-01691 | 925-01691 | Central | MHHS-Orthopedic & Spine | MHOSH-4th Floor | RM 431 | 7/1/15 |  | 7/1/16
NO | YES |  |  |  | 925-01692 | 925-01692 | Hill-Rom Co Inc | CARE ASSIST |  | HRP000421823 | MHOSH-4th Floor |  |  |  |  | 925-01692 | 925-01692 | Central | MHHS-Orthopedic & Spine | MHOSH-4th Floor | RM 432 | 7/1/15 |  | 7/1/16
NO | YES |  |  |  | 925-01834 | 925-01834 | Hill-Rom Co Inc | CARE ASSIST |  | HRP000416761 | MHOSH-4th Floor |  |  |  |  | 925-01834 | 925-01834 | Central | MHHS-Orthopedic & Spine | MHOSH-4th Floor |  | 8/1/15 |  | 8/1/16
NO | YES |  |  |  | 925-01833 | 925-01833 | Hill-Rom Co Inc | CARE ASSIST |  | HRP000421920 | MHOSH-4th Floor |  |  |  |  | 925-01833 | 925-01833 | Central | MHHS-Orthopedic & Spine | MHOSH-4th Floor |  | 7/1/15 |  | 7/1/16
NO | YES |  |  |  | 925-01693 | 925-01693 | Hill-Rom Co Inc | CARE ASSIST |  | HRP000418924 | MHOSH-4th Floor |  |  |  |  | 925-01693 | 925-01693 | Central | MHHS-Orthopedic & Spine | MHOSH-4th Floor | RM435 | 7/1/15 |  | 7/1/16
YES | YES |  |  |  | 925-01831 | 925-01831 | Hill-Rom Co Inc | CARE ASSIST |  | HRP000418926 | 4th floor |  |  |  |  | 925-01831 | 925-01831 | Central | Joint Center - Orthopedic and Spine Hospital | 4th floor | RM436 | 7/1/15 |  | 7/1/16
NO | YES |  |  |  | 925-01832 | 925-01832 | Hill-Rom Co Inc | CARE ASSIST |  | HRP000418029 | MHOSH-4th Floor |  |  |  |  | 925-01832 | 925-01832 | Central | MHHS-Orthopedic & Spine | MHOSH-4th Floor |  | 7/1/15 |  | 7/1/16
NO | YES |  |  |  | 925-01696 | 925-01696 | Hill-Rom Co Inc | CARE ASSIST |  | HRP000421828 | MHOSH-4th Floor |  |  |  |  | 925-01696 | 925-01696 | Central | MHHS-Orthopedic & Spine | MHOSH-4th Floor | Rm 440 | 7/1/15 |  | 7/1/16
YES | YES |  |  |  | 925-01829 | 925-01829 | Hill-Rom Co Inc | CARE ASSIST | [7 empty] | 925-01829 | 925-01829 | Central | Joint Center - Orthopedic and Spine Hospital | [5 empty] | Serial number covered by trapeze hardware
NO | YES |  |  |  | 925-01697 | 925-01697 | Hill-Rom Co Inc | CARE ASSIST |  | HRP000422017 | MHOSH-4th Floor |  |  |  |  | 925-01697 | 925-01697 | Central | MHHS-Orthopedic & Spine | MHOSH-4th Floor | Rm 440 | 7/1/15 |  | 7/1/16
NO | YES |  |  |  | 925-01698 | 925-01698 | Hill-Rom Co Inc | CARE ASSIST |  | HRP000417964 | MHOSH-4th Floor |  |  |  |  | 925-01698 | 925-01698 | Central | MHHS-Orthopedic & Spine | MHOSH-4th Floor | Rm 440 | 7/1/15 |  | 7/1/16
NO | YES |  |  |  | 925-01828 | 925-01828 | Hill-Rom Co Inc | CARE ASSIST |  | HRP000418932 | MHOSH-4th Floor |  |  |  |  | 925-01828 | 925-01828 | Central | MHHS-Orthopedic & Spine | MHOSH-4th Floor |  | 7/1/15 |  | 7/1/16
NO | YES |  |  |  | 925-01700 | 925-01700 | Hill-Rom Co Inc | CARE ASSIST |  | HRP000421917 | MHOSH-3rd Floor |  |  |  |  | 925-01700 | 925-01700 | Central | MHHS-Orthopedic & Spine | MHOSH-3rd Floor | Rm 330 | 7/1/15 |  | 7/1/16
NO | YES |  |  |  | 925-01702 | 925-01702 | Hill-Rom Co Inc | CARE ASSIST |  | HRP000418925 | MHOSH-3rd Floor |  |  |  |  | 925-01702 | 925-01702 | Central | MHHS-Orthopedic & Spine | MHOSH-3rd Floor | Rm 331 | 7/1/15 |  | 7/1/16
YES | YES |  |  |  | 925-01704 | 925-01704 | Hill-Rom Co Inc | CARE ASSIST |  |  | 3rd floor |  |  |  |  | 925-01704 | 925-01704 | Central | Joint Center - Orthopedic and Spine Hospital | 3rd floor | Rm 334 | 7/1/15 |  | 7/1/16 | Patient on bed
YES | YES |  |  |  | 925-01822 | 925-01822 | Hill-Rom Co Inc | CARE ASSIST | [7 empty] | 925-01822 | 925-01822 | Central | Joint Center - Orthopedic and Spine Hospital |  |  | 7/1/15 |  | 7/1/16
NO | YES |  |  |  | 925-01801 | 925-01801 | Hill-Rom Co Inc | CARE ASSIST |  | HRP000422040 | MHOSH-3rd Floor |  |  |  |  | 925-01801 | 925-01801 | Central | MHHS-Orthopedic & Spine | MHOSH-3rd Floor | Rm 337 | 7/1/15 |  | 7/1/16
NO | YES |  |  |  | 925-01857 | 925-01857 | Hill-Rom Co Inc | CARE ASSIST |  | HRP000421824 | MHOSH-3rd Floor |  |  |  |  | 925-01857 | 925-01857 | Central | MHHS-Orthopedic & Spine | MHOSH-3rd Floor |  | 7/1/15 |  | 7/1/16
NO | YES |  |  |  | 925-01807 | 925-01807 | Hill-Rom Co Inc | CARE ASSIST |  | HRP000422016 | MHOSH-3rd Floor |  |  |  |  | 925-01807 | 925-01807 | Central | MHHS-Orthopedic & Spine | MHOSH-3rd Floor | RM 352 | 7/1/15 |  | 7/1/16
NO | YES |  |  |  | 925-01855 | 925-01855 | Hill-Rom Co Inc | CARE ASSIST |  | HRP000417641 | MHOSH-3rd Floor |  |  |  |  | 925-01855 | 925-01855 | Central | MHHS-Orthopedic & Spine | MHOSH-3rd Floor |  | 7/1/15 |  | 7/1/16
NO | YES |  |  |  | 099-09028 | 099-09028 | Hill-Rom Co Inc | CARE ASSIST |  | HRP000247495 | SW-Respiratory |  |  |  |  | 099-09028 | 099-09028 | Southwest | MHHS-Southwest | SW-Respiratory | Bed Storage
NO | YES |  |  |  | 099-09027 | 099-09027 | Hill-Rom Co Inc | CARE ASSIST |  | HRP000367331 | SW-Respiratory |  |  |  |  | 099-09027 | 099-09027 | Southwest | MHHS-Southwest | SW-Respiratory | Bed Storage
NO | YES |  |  |  | 099-09026 | 099-09026 | Hill-Rom Co Inc | CARE ASSIST |  | HRP000367320 | SW-Respiratory |  |  |  |  | 099-09026 | 099-09026 | Southwest | MHHS-Southwest | SW-Respiratory | Bed Storage
NO | YES |  |  |  | 921-02203 | 921-02203 | Hill-Rom Co Inc | CARE ASSIST |  | HRP000367290 | 10th Floor |  |  |  |  | 921-02203 | 921-02203 |  |  | 10th Floor |  | 4/1/19 |  | 4/1/20
YES | YES |  |  |  | PCR1064 | PCR1064 | Hill-Rom Co Inc | CARE ASSIST |  | HRP000337292 | 8th floor |  |  |  |  | PCR1064 | PCR1064 | Southwest | Memorial Hermann Southwest Hospital | 8th floor | B Wing 841 | 3/1/19 |  | 3/1/20
NO | YES |  |  |  | 099-10374 | 099-10374 | Hill-Rom Co Inc | CARE ASSIST |  | HRP000354253 | ICU |  |  |  |  | 099-10374 | 099-10374 | Southwest | Memorial Hermann Southwest Hospital | ICU | B Wing 731 | 6/1/19 |  | 6/1/20
NO | YES |  |  |  | 921-02301 | 921-02301 | Hill-Rom Co Inc | CARE ASSIST |  | HRP000354192 | SW-Telemetry |  |  |  |  | 921-02301 | 921-02301 | Southwest | MHHS-Southwest | SW-Telemetry |  |  |  | 5/1/20 | New Add
NO | YES |  |  |  | 099-10433 | 099-10433 | Hill-Rom Co Inc | CARE ASSIST |  | HRP000364945 | SW-Telemetry |  |  |  |  | 099-10433 | 099-10433 | Southwest | MHHS-Southwest | SW-Telemetry |  | 4/1/19 |  | 4/1/20
NO | YES |  |  |  | 099-10430 | 099-10430 | Hill-Rom Co Inc | CARE ASSIST |  | HRP000354169 | SW-Telemetry |  |  |  |  | 099-10430 | 099-10430 | Southwest | MHHS-Southwest | SW-Telemetry |  | 4/1/19 |  | 4/1/20
NO | YES |  |  |  | 099-10427 | 099-10427 | Hill-Rom Co Inc | CARE ASSIST |  | HRP000364944 | SW-Telemetry |  |  |  |  | 099-10427 | 099-10427 | Southwest | MHHS-Southwest | SW-Telemetry |  | 10/1/19 |  | 10/1/20
YES | YES |  |  |  | 099-14064 | 099-14064 | Hill-Rom Co Inc | CARE ASSIST |  | NSN | SW-L |  |  |  |  | 099-14064 | 099-14064 | Southwest | Memorial Hermann Southwest Hospital Emergency Center | SW-L | C Wing
YES | YES |  |  |  | 099-14065 | 099-14065 | Hill-Rom Co Inc | CARE ASSIST |  | NSN | SW-L |  |  |  |  | 099-14065 | 099-14065 | Southwest | Memorial Hermann Southwest Hospital Emergency Center | SW-L | C Wing
NO | YES |  |  |  | 099-14076 | 099-14076 | Hill-Rom Co Inc | CARE ASSIST |  | HRP000367315 | SW |  |  |  |  | 099-14076 | 099-14076 | Southwest | Memorial Hermann Southwest Hospital Emergency Center | SW | RM-1023
YES | YES |  |  |  | 099-14079 | 099-14079 | Hill-Rom Co Inc | CARE ASSIST |  |  | SW |  |  |  |  | 099-14079 | 099-14079 | Southwest | Memorial Hermann Southwest Hospital Emergency Center | SW | RM-1082
YES | YES |  |  |  | 099-14090 | 099-14090 | Hill-Rom Co Inc | CARE ASSIST |  |  | SW |  |  |  |  | 099-14090 | 099-14090 | Southwest | Memorial Hermann Southwest Hospital | SW | 6th Rm 665
YES | YES |  |  |  | 099-13308 | 099-13308 | Hill-Rom Co Inc | CARE ASSIST |  | PCR1016 | SW 6th Floor Medicine Unit |  |  |  |  | 099-13308 | 099-13308 | Southwest | Memorial Hermann Southwest Hospital | SW 6th Floor Medicine Unit | Room 680 |  | 10/1/20
YES | YES |  |  |  | 099-08153 | 099-08153 | Hill-Rom Co Inc | CARE ASSIST ES |  |  | 6 North |  |  |  |  | 099-08153 | 099-08153 | Central | Memorial Hermann Greater Heights Hospital | 6 North | Rm 622 |  |  |  | Patient on bed
YES | YES |  |  |  | 099-03336 | 099-03336 | Hill-Rom Co Inc | CARE ASSIST ES |  | J088AH9240 | GH - CLINICAL DECISION UNIT (CDU) |  |  |  |  | 099-03336 | 099-03336 | Central | Memorial Hermann Greater Heights Hospital | GH - CLINICAL DECISION UNIT (CDU) | CDU 18
YES | YES |  |  |  | 009-33255 | 009-33255 | Hill-Rom Co Inc | CARE ASSIST ES |  | J126AH2009 | GH - Bed Storage |  |  |  |  | 009-33255 | 009-33255 | Central | Memorial Hermann Greater Heights Hospital | GH - Bed Storage | GH - Bed Storage
YES | YES |  |  |  | 099-08425 | 099-08425 | Hill-Rom Co Inc | CareAssist ES |  |  | 4th Floor |  |  |  |  | 099-08425 | 099-08425 | Greater heights | Memorial Hermann Hospital | 4th Floor | Room 403A
YES | YES |  |  |  | 099-08427 | 099-08427 | Hill-Rom Co Inc | CareAssist ES |  |  | 4th Floor |  |  |  |  | 099-08427 | 099-08427 | Greater heights | Memorial Hermann Hospital | 4th Floor | Room 411
YES | YES |  |  |  | 099-08436 | 099-08436 | Hill-Rom Co Inc | CareAssist ES |  | J126AH2000 | GH - CLINICAL DECISION UNIT (CDU) |  |  |  |  | 099-08436 | 099-08436 | Central | Memorial Hermann Hospital | GH - CLINICAL DECISION UNIT (CDU) | Room 24 |  |  | 3/1/20
NO | YES |  |  |  | 099-08375 | 099-08375 | Hill-Rom Co Inc | CareAssist ES P1170D |  | J127AP0527 | GH-ER |  |  |  |  | 099-08375 | 099-08375 | Central | MHHS-Greater Heights | GH-ER |  | 10/1/19 |  | 10/1/20
NO | YES |  |  |  | 099-10532 | 099-10532 | Hill-Rom Co Inc | CareAssist P1170A |  | HRP000247493 | SW-Beds |  |  |  |  | 099-10532 | 099-10532 | Southwest | MHHS-Southwest | SW-Beds | Bed Storage - Heart and Vascular
NO | YES |  |  |  | 099-10533 | 099-10533 | Hill-Rom Co Inc | CareAssist P1170A |  | HRP000360745 | SW-Beds |  |  |  |  | 099-10533 | 099-10533 | Southwest | MHHS-Southwest | SW-Beds | Bed Storage - Heart and Vascular
NO | YES |  |  |  | 099-10036 | 099-10036 | Hill-Rom Co Inc | CareAssist P1170A |  | HRP000247424 | SW-Beds |  |  |  |  | 099-10036 | 099-10036 | Southwest | MHHS-Southwest | SW-Beds | Bed storage
NO | YES |  |  |  | 099-10118 | 099-10118 | Hill-Rom Co Inc | CareAssist P1170A |  | HRP000247482 | SW-Med/Surg Floors |  |  |  |  | 099-10118 | 099-10118 | Southwest | MHHS-Southwest | SW-Med/Surg Floors | Rm 1010
NO | YES |  |  |  | 099-08500 | 099-08500 | Hill-Rom Co Inc | CareAssist P1170A |  | HRP000247483 | SW-Telemetry |  |  |  |  | 099-08500 | 099-08500 | Southwest | MHHS-Southwest | SW-Telemetry | Rm 433
NO | YES |  |  |  | 099-14439 | 099-14439 | Hill-Rom Co Inc | CareAssist P1170A |  | HRP000247425 | SW-Senior Medicine |  |  |  |  | 099-14439 | 099-14439 | Southwest | MHHS-Southwest | SW-Senior Medicine |  |  | 7/1/20
NO | YES |  |  |  | 099-14438 | 099-14438 | Hill-Rom Co Inc | CareAssist P1170A |  | HRP000365221 | SW-Senior Medicine |  |  |  |  | 099-14438 | 099-14438 | Southwest | MHHS-Southwest | SW-Senior Medicine |  |  | 5/1/20
YES | YES |  |  |  | 099-14452 | 099-14452 | Hill-Rom Co Inc | CareAssist P1170A |  | J009AE9378 | Med Surg |  |  |  |  | 099-14452 | 099-14452 | Southwest | Memorial Hermann Southwest Hospital | Med Surg |  |  | 10/1/20
NO | YES |  |  |  | 099-10565 | 099-10565 | Hill-Rom Co Inc | CareAssist P1170B |  | HRP000360741 | SW-Beds |  |  |  |  | 099-10565 | 099-10565 | Southwest | MHHS-Southwest | SW-Beds | Bed Storage Area | 4/1/19 |  | 4/1/20
NO | YES |  |  |  | 925-01858 | 925-01858 | Hill-Rom Co Inc | CareAssist P1170C |  | HRP000417966 | [5 empty] | 925-01858 | 925-01858 | TMC | Orthopedic memorial Hermann spine |  | Floor 4
YES | YES |  |  |  | 925-01611 | 925-01611 | Hill-Rom Co Inc | CareAssist P1170C |  | B1504093233 | 4th Floor |  |  |  |  | 925-01611 | 925-01611 | TMC | Orthopedic?Aos memorial Hermann and spine | 4th Floor | Room 402 | 3/1/20
NO | YES |  |  |  | 925-01859 | 925-01859 | Hill-Rom Co Inc | CareAssist P1170C |  | HRP000421821 | [5 empty] | 925-01859 | 925-01859
NO | YES |  |  |  | 925-01612 | 925-01612 | Hill-Rom Co Inc | CareAssist P1170C |  | HRP000417827 | 4th Floor |  |  |  |  | 925-01612 | 925-01612 | TMC | Orthopedic?Aos memorial Hermann and spine | 4th Floor | Room 404
YES | YES |  |  |  | 925-01860 | 925-01860 | Hill-Rom Co Inc | CareAssist P1170C |  | HRP000421827 | [5 empty] | 925-01860 | 925-01860 | TMC | Memorial Hermann spine and orthopedic |  | Floor 4
NO | YES |  |  |  | 925-01863 | 925-01863 | Hill-Rom Co Inc | CareAssist P1170C |  | HRP000421814 | Floor 4 |  |  |  |  | 925-01863 | 925-01863 | TMC | Memorial Hermann spine and orthopedic | Floor 4 | Floor 4
NO | YES |  |  |  | 925-01864 | 925-01864 | Hill-Rom Co Inc | CareAssist P1170C |  | HRP000421819 | Floor 4 |  |  |  |  | 925-01864 | 925-01864 | TMC | Memorial Hermann spine and orthopedic | Floor 4 | Floor 4
NO | YES |  |  |  | 925-01865 | 925-01865 | Hill-Rom Co Inc | CareAssist P1170C |  | HRP000421922 | Floor 4 |  |  |  |  | 925-01865 | 925-01865 | TMC | Memorial Hermann spine and orthopedic | Floor 4 | Floor 4
NO | YES |  |  |  | 925-01616 | 925-01616 | Hill-Rom Co Inc | CareAssist P1170C |  | HRP000418934 | MHOSH-3rd Floor |  |  |  |  | 925-01616 | 925-01616 | Central | MHHS-Orthopedic & Spine | MHOSH-3rd Floor | Nurse Station
NO | YES |  |  |  | 925-01866 | 925-01866 | Hill-Rom Co Inc | CareAssist P1170C |  | HRP000418922 | Floor 4 |  |  |  |  | 925-01866 | 925-01866 | TMC | Memorial Hermann spine and orthopedic | Floor 4 | Floor 4
NO | YES |  |  |  | 925-01867 | 925-01867 | Hill-Rom Co Inc | CareAssist P1170C |  | HRP000394840 | Floor 4 |  |  |  |  | 925-01867 | 925-01867 | TMC | Memorial Hermann spine and orthopedic | Floor 4 | Floor 4
NO | YES |  |  |  | 925-01617 | 925-01617 | Hill-Rom Co Inc | CareAssist P1170C |  | HRP000417582 | MHOSH-4th Floor |  |  |  |  | 925-01617 | 925-01617 | Central | MHHS-Orthopedic & Spine | MHOSH-4th Floor | Room 441
NO | YES |  |  |  | 925-01868 | 925-01868 | Hill-Rom Co Inc | CareAssist P1170C |  | HRP000417585 | [5 empty] | 925-01868 | 925-01868
NO | YES |  |  |  | 925-01618 | 925-01618 | Hill-Rom Co Inc | CareAssist P1170C |  | HRP000418928 | MHOSH-4th Floor |  |  |  |  | 925-01618 | 925-01618 | Central | MHHS-Orthopedic & Spine | MHOSH-4th Floor | Room 441
NO | YES |  |  |  | 925-01869 | 925-01869 | Hill-Rom Co Inc | CareAssist P1170C |  | HRP000418031 | [5 empty] | 925-01869 | 925-01869
NO | YES |  |  |  | 925-01619 | 925-01619 | Hill-Rom Co Inc | CareAssist P1170C |  | HRP000394861 | MHOSH-4th Floor |  |  |  |  | 925-01619 | 925-01619 | Central | MHHS-Orthopedic & Spine | MHOSH-4th Floor | Room 441
NO | YES |  |  |  | 925-01870 | 925-01870 | Hill-Rom Co Inc | CareAssist P1170C |  | HRP000418921 | [5 empty] | 925-01870 | 925-01870 | TMC | Memorial Hermann spine
NO | YES |  |  |  | 925-01621 | 925-01621 | Hill-Rom Co Inc | CareAssist P1170C |  | HRP000421892 | MHOSH-3rd Floor |  |  |  |  | 925-01621 | 925-01621 | Central | MHHS-Orthopedic & Spine | MHOSH-3rd Floor | Room 324
NO | YES |  |  |  | 925-01623 | 925-01623 | Hill-Rom Co Inc | CareAssist P1170C |  | HRP000423032 | MHOSH-3rd Floor |  |  |  |  | 925-01623 | 925-01623 | Central | MHHS-Orthopedic & Spine | MHOSH-3rd Floor | Room 327
NO | YES |  |  |  | 925-01876 | 925-01876 | Hill-Rom Co Inc | CareAssist P1170C |  | HRP000418017 | MHOSH-Pre/Post Op |  |  |  |  | 925-01876 | 925-01876 | Central | MHHS-Orthopedic & Spine | MHOSH-Pre/Post Op | MHOSH - PRE/POST OP
NO | YES |  |  |  | 925-01877 | 925-01877 | Hill-Rom Co Inc | CareAssist P1170C |  | HRP000421916 | MHOSH-Pre/Post Op |  |  |  |  | 925-01877 | 925-01877 | Central | MHHS-Orthopedic & Spine | MHOSH-Pre/Post Op | MHOSH - PRE/POST OP
YES | YES |  |  |  | 925-01629 | 925-01629 | Hill-Rom Co Inc | CareAssist P1170C |  | HRP000418936l | MHOSH - 3rd FLOOR |  |  |  |  | 925-01629 | 925-01629 | Central | Memorial Hermann Hospital spine and orthopedic | MHOSH - 3rd FLOOR | Room 310
NO | YES |  |  |  | 099-08158 | 099-08158 | Hill-Rom Co Inc | CareAssist P1170C |  | HRP000418929 | GH-OR |  |  |  |  | 099-08158 | 099-08158 | Central | MHHS-Greater Heights | GH-OR | MHOSH
NO | YES |  |  |  | 074-06383 | 074-06383 | Hill-Rom Co Inc | CareAssist P1170C |  | HRP000353966 | SW-Beds |  |  |  |  | 074-06383 | 074-06383 | Southwest | MHHS-Southwest | SW-Beds | Bed storage
NO | YES |  |  |  | 074-06384 | 074-06384 | Hill-Rom Co Inc | CareAssist P1170C |  | HRP000354064 | SW-Beds |  |  |  |  | 074-06384 | 074-06384 | Southwest | MHHS-Southwest | SW-Beds | Bed storage
NO | YES |  |  |  | 074-06386 | 074-06386 | Hill-Rom Co Inc | CareAssist P1170C |  | HRP000364774 | SW-Beds |  |  |  |  | 074-06386 | 074-06386 | Southwest | MHHS-Southwest | SW-Beds | Bed storage
NO | YES |  |  |  | 074-06387 | 074-06387 | Hill-Rom Co Inc | CareAssist P1170C |  | HRP000367334 | SW-Beds |  |  |  |  | 074-06387 | 074-06387 | Southwest | MHHS-Southwest | SW-Beds | Bed storage
NO | YES |  |  |  | 074-06390 | 074-06390 | Hill-Rom Co Inc | CareAssist P1170C |  | HRP000353957 | SW-Beds |  |  |  |  | 074-06390 | 074-06390 | Southwest | MHHS-Southwest | SW-Beds | Bed storage
NO | YES |  |  |  | 099-10121 | 099-10121 | Hill-Rom Co Inc | CareAssist P1170C |  | HRP000321956 | SW-Med/Surg Floors |  |  |  |  | 099-10121 | 099-10121 | Southwest | MHHS-Southwest | SW-Med/Surg Floors | Rm 1013
NO | YES |  |  |  | 099-10124 | 099-10124 | Hill-Rom Co Inc | CareAssist P1170C |  | HRP000367363 | SW-Med/Surg Floors |  |  |  |  | 099-10124 | 099-10124 | Southwest | MHHS-Southwest | SW-Med/Surg Floors | Rm 1015
NO | YES |  |  |  | 099-10164 | 099-10164 | Hill-Rom Co Inc | CareAssist P1170C |  | HRP000354179 | SW-Med/Surg Floors |  |  |  |  | 099-10164 | 099-10164 | Southwest | MHHS-Southwest | SW-Med/Surg Floors | Rm 912
NO | YES |  |  |  | 921-02206 | 921-02206 | Hill-Rom Co Inc | CareAssist P1170C |  | HRP000364631 | SW-Rehab |  |  |  |  | 921-02206 | 921-02206 | Southwest | MHHS-Southwest | SW-Rehab | Rm 841
NO | YES |  |  |  | 021-02199 | 021-02199 | Hill-Rom Co Inc | CareAssist P1170C |  | HRP000367364 | SW-Rehab |  |  |  |  | 021-02199 | 021-02199 | Southwest | MHHS-Southwest | SW-Rehab | Rm 844
NO | YES |  |  |  | 099-10181 | 099-10181 | Hill-Rom Co Inc | CareAssist P1170C |  | HRP000354068 | SW-Rehab |  |  |  |  | 099-10181 | 099-10181 | Southwest | MHHS-Southwest | SW-Rehab | Floor 8
YES | YES |  |  |  | 099-10259 | 099-10259 | Hill-Rom Co Inc | CareAssist P1170C |  | HRP000354065 | 6th floor |  |  |  |  | 099-10259 | 099-10259 | Southwest | Memorial Hermann Southwest Hospital | 6th floor | RM 652
NO | YES |  |  |  | 099-10322 | 099-10322 | Hill-Rom Co Inc | CareAssist P1170C |  | HRP000367314 | Floor 5 |  |  |  |  | 099-10322 | 099-10322 | Southwest | Memorial Hermann Southwest Hospital | Floor 5 | Floor 5
NO | YES |  |  |  | 099-10325 | 099-10325 | Hill-Rom Co Inc | CareAssist P1170C |  | HRP000367426 | Floor 5 |  |  |  |  | 099-10325 | 099-10325 | Southwest | Memorial Hermann Southwest Hospital | Floor 5 | Floor 5
NO | YES |  |  |  | 099-10329 | 099-10329 | Hill-Rom Co Inc | CareAssist P1170C |  | HRP000364619 | Floor 5 |  |  |  |  | 099-10329 | 099-10329 | Southwest | Memorial Hermann Southwest Hospital | Floor 5 | Floor 5
NO | YES |  |  |  | 099-10331 | 099-10331 | Hill-Rom Co Inc | CareAssist P1170C |  | HRP000360740 | Floor 5 |  |  |  |  | 099-10331 | 099-10331 | Southwest | Memorial Hermann Southwest Hospital | Floor 5 | Floor 5
NO | YES |  |  |  | 099-10332 | 099-10332 | Hill-Rom Co Inc | CareAssist P1170C |  | HRP000358738 | Floor 5 |  |  |  |  | 099-10332 | 099-10332 | Southwest | Memorial Hermann Southwest Hospital | Floor 5 | Floor 5
NO | YES |  |  |  | 921-02281 | 921-02281 | Hill-Rom Co Inc | CareAssist P1170C |  | HRP000360848 | SW-Neuorology |  |  |  |  | 921-02281 | 921-02281 | Southwest | MHHS-Southwest | SW-Neuorology | 7th Floor - Room 711 |  |  | 10/1/20
NO | YES |  |  |  | 921-02292 | 921-02292 | Hill-Rom Co Inc | CareAssist P1170C |  | HRP000367296 | SW-Neuorology |  |  |  |  | 921-02292 | 921-02292 | Southwest | MHHS-Southwest | SW-Neuorology | Rm 766 |  |  | 9/1/20
NO | YES |  |  |  | 099-08503 | 099-08503 | Hill-Rom Co Inc | CareAssist P1170C |  | HRP000364624 | SW-Telemetry |  |  |  |  | 099-08503 | 099-08503 | Southwest | MHHS-Southwest | SW-Telemetry | Rm 427
NO | YES | Serial Number HRP000364626 |  |  | 009-34306 | 009-34306 | Hill-Rom Co Inc | CareAssist P1170C |  | HRP000364626 | SW-HVI-OR |  |  |  |  | 009-34306 | 009-34306 | Southwest | MHHS-Southwest | SW-HVI-OR | Hvi or 2 |  |  | 8/1/20
YES | YES |  |  |  | 151-05026 | 151-05026 | Hill-Rom Co Inc | Centrella |  | U121pf8151 | [5 empty] | 151-05026 | 151-05026 | Northwest | Memorial Hermann Cypress Hospital |  | ICU-South | [5 empty] | Bed, Patient Electric | BEDPATIENTELECTRIC-Hill-Rom-Centrella Smart Plus | [12 empty] | BPE-A | [10 empty] | BEDPATIENTELECTRIC | Bed, Patient Electric | Hill-Rom
YES | YES |  |  |  | 151-04670 | 151-04670 | Hill-Rom Co Inc | Centrella |  | U127PF8441 | CY - 3 SOUTH |  |  |  |  | 151-04670 | 151-04670 | Northwest | Memorial Hermann Cypress Hospital | CY - 3 SOUTH | [6 empty] | Bed, Patient Electric | BEDPATIENTELECTRIC-Hill-Rom-Centrella Smart Plus | [12 empty] | BPE-A | [10 empty] | BEDPATIENTELECTRIC | Bed, Patient Electric | Hill-Rom
YES | YES |  |  |  | 151-03717 | 151-03717 | Hill-Rom Co Inc | Centrella |  | U127PF8450 | CY - 3 SOUTH |  |  |  |  | 151-03717 | 151-03717 | Northwest | Cypress | CY - 3 SOUTH | S3307 | 5/1/19 | 5/1/20 |  |  |  | Bed, Patient Electric | BEDPATIENTELECTRIC-Hill-Rom-Centrella Smart Plus | [12 empty] | BPE-A | [10 empty] | BEDPATIENTELECTRIC | Bed, Patient Electric | Hill-Rom
YES | YES |  |  |  | 151-04668 | 151-04668 | Hill-Rom Co Inc | Centrella |  | U121PF8163 | CY - 3 SOUTH |  |  |  |  | 151-04668 | 151-04668 | Northwest | Memorial Hermann Cypress Hospital | CY - 3 SOUTH | [6 empty] | Bed, Patient Electric | BEDPATIENTELECTRIC-Hill-Rom-Centrella Smart Plus | [12 empty] | BPE-A | [10 empty] | BEDPATIENTELECTRIC | Bed, Patient Electric | Hill-Rom
YES | YES |  |  |  | 151-03721 | 151-03721 | Hill-Rom Co Inc | Centrella |  | U121PF8161 | 3 south |  |  |  |  | 151-03721 | 151-03721 | Northwest | Cypress | 3 south | S309 | 5/1/19 | 5/1/20 |  |  |  | Bed, Patient Electric | BEDPATIENTELECTRIC-Hill-Rom-Centrella Smart Plus | [12 empty] | BPE-A | [10 empty] | BEDPATIENTELECTRIC | Bed, Patient Electric | Hill-Rom
YES | YES | Serial Number Cnf |  |  | 151-03722 | 151-03722 | Hill-Rom Co Inc | Centrella |  | Cnf | 3 south |  |  |  |  | 151-03722 | 151-03722 | Northwest | Cypress | 3 south | S309 | [5 empty] | Bed, Patient Electric | BEDPATIENTELECTRIC-Hill-Rom-Centrella Smart Plus | [12 empty] | BPE-A | [10 empty] | BEDPATIENTELECTRIC | Bed, Patient Electric | Hill-Rom
YES | YES |  |  |  | 151-03724 | 151-03537 | Hill-Rom Co Inc | Centrella |  | U127PF8452 | 3 south |  |  |  |  | 151-03724 | 151-03537 | Northwest | Cypress | 3 south | S310 | 5/1/19 | 5/1/20 |  |  |  | Bed, Patient Electric | BEDPATIENTELECTRIC-Hill-Rom-Centrella Smart Plus | [12 empty] | BPE-A | [10 empty] | BEDPATIENTELECTRIC | Bed, Patient Electric | Hill-Rom
YES | YES |  |  |  | 151-04663 | 151-04663 | Hill-Rom Co Inc | Centrella |  | U127PF8438 | CY - ICU |  |  |  |  | 151-04663 | 151-04663 | Northwest | Memorial Hermann Cypress Hospital | CY - ICU | CY - 3 south 308 | [5 empty] | Bed, Patient Electric | BEDPATIENTELECTRIC-Hill-Rom-Centrella Smart Plus | [12 empty] | BPE-A | [10 empty] | BEDPATIENTELECTRIC | Bed, Patient Electric | Hill-Rom
YES | YES |  |  |  | 151-03726 | 151-03726 | Hill-Rom Co Inc | Centrella |  | U121PF8165 | 3 south |  |  |  |  | 151-03726 | 151-03726 | Northwest | Cypress | 3 south | S311 | 5/1/19 | 5/1/20 |  |  |  | Bed, Patient Electric | BEDPATIENTELECTRIC-Hill-Rom-Centrella Smart Plus | [12 empty] | BPE-A | [10 empty] | BEDPATIENTELECTRIC | Bed, Patient Electric | Hill-Rom
YES | YES |  |  |  | 151-04662 | 151-04662 | Hill-Rom Co Inc | Centrella |  | U121PF8147 | CY - ICU |  |  |  |  | 151-04662 | 151-04662 | Northwest | Memorial Hermann Cypress Hospital | CY - ICU | CY -ICU | [5 empty] | Bed, Patient Electric | BEDPATIENTELECTRIC-Hill-Rom-Centrella Smart Plus | [12 empty] | BPE-A | [10 empty] | BEDPATIENTELECTRIC | Bed, Patient Electric | Hill-Rom
YES | YES |  |  |  | 151-03727 | 151-03727 | Hill-Rom Co Inc | Centrella |  | U127PF8430 | 3 south |  |  |  |  | 151-03727 | 151-03727 | Northwest | Cypress | 3 south | S312 | 5/1/19 | 5/1/20 |  |  |  | Bed, Patient Electric | BEDPATIENTELECTRIC-Hill-Rom-Centrella Smart Plus | [12 empty] | BPE-A | [10 empty] | BEDPATIENTELECTRIC | Bed, Patient Electric | Hill-Rom
YES | YES |  |  |  | 151-03502 | 151-03502 | Hill-Rom Co Inc | Centrella |  |  | CY - 3 south |  |  |  |  | 151-03502 | 151-03502 | Northwest | Memorial Hermann Cypress Hospital | CY - 3 south | CY - 3 south | 12/1/19 | 12/1/20 |  |  |  | Bed, Patient Electric | BEDPATIENTELECTRIC-Hill-Rom-Centrella Smart Plus | [12 empty] | BPE-A | [10 empty] | BEDPATIENTELECTRIC | Bed, Patient Electric | Hill-Rom
NO | YES |  |  |  | 099-01340 | 099-01340 | Hill-Rom Co Inc | Centrella |  | T234PF7098 | NE-4 West Tower |  |  |  |  | 099-01340 | 099-01340 | Katy | MHHS-Northeast | NE-4 West Tower | W4-02 | [5 empty] | Bed, Patient Electric | BEDPATIENTELECTRIC-Hill-Rom-Centrella Smart Plus | [12 empty] | BPE-A | [10 empty] | BEDPATIENTELECTRIC | Bed, Patient Electric | Hill-Rom
NO | YES |  |  |  | 099-03925 | 099-03925 | Hill-Rom Co Inc | Centrella |  | T228PF6783 | NE-4 West Tower |  |  |  |  | 099-03925 | 099-03925 | Katy | MHHS-Northeast | NE-4 West Tower | W4-02 | [5 empty] | Bed, Patient Electric | BEDPATIENTELECTRIC-Hill-Rom-Centrella Smart Plus | [12 empty] | BPE-A | [10 empty] | BEDPATIENTELECTRIC | Bed, Patient Electric | Hill-Rom
YES | YES |  |  |  | 099-03923 | 099-03923 | Hill-Rom Co Inc | Centrella |  |  | NE - west |  |  |  |  | 099-03923 | 099-03923 | Katy | Memorial Hermann Northeast Hospital | NE - west | W4-15 | [5 empty] | Bed, Patient Electric | BEDPATIENTELECTRIC-Hill-Rom-Centrella Smart Plus | [12 empty] | BPE-A | [10 empty] | BEDPATIENTELECTRIC | Bed, Patient Electric | Hill-Rom
YES | YES |  |  |  | 099-03922 | 099-03922 | Hill-Rom Co Inc | Centrella |  |  | NE - west |  |  |  |  | 099-03922 | 099-03922 | Katy | Memorial Hermann Northeast Hospital | NE - west | W4-15 | [5 empty] | Bed, Patient Electric | BEDPATIENTELECTRIC-Hill-Rom-Centrella Smart Plus | [12 empty] | BPE-A | [10 empty] | BEDPATIENTELECTRIC | Bed, Patient Electric | Hill-Rom
NO | YES |  |  |  | 099-03917 | 099-03917 | Hill-Rom Co Inc | Centrella |  | T229PF6822 | NE-4 West Tower |  |  |  |  | 099-03917 | 099-03917 | Katy | MHHS-Northeast | NE-4 West Tower | W4-21 | [5 empty] | Bed, Patient Electric | BEDPATIENTELECTRIC-Hill-Rom-Centrella Smart Plus | [12 empty] | BPE-A | [10 empty] | BEDPATIENTELECTRIC | Bed, Patient Electric | Hill-Rom
YES | YES |  |  |  | 099-01344 | 099-01344p | Hill-Rom Co Inc | Centrella |  |  | NE - west |  |  |  |  | 099-01344 | 099-01344p | Katy | Memorial Hermann Northeast Hospital | NE - west | W4-25 | [5 empty] | Bed, Patient Electric | BEDPATIENTELECTRIC-Hill-Rom-Centrella Smart Plus | [12 empty] | BPE-A | [10 empty] | BEDPATIENTELECTRIC | Bed, Patient Electric | Hill-Rom
NO | YES |  |  |  | 099-01347 | 099-01347 | Hill-Rom Co Inc | Centrella |  | T235PF7146 | NE-4 West Tower |  |  |  |  | 099-01347 | 099-01347 | Katy | MHHS-Northeast | NE-4 West Tower | W4-29 | [5 empty] | Bed, Patient Electric | BEDPATIENTELECTRIC-Hill-Rom-Centrella Smart Plus | [12 empty] | BPE-A | [10 empty] | BEDPATIENTELECTRIC | Bed, Patient Electric | Hill-Rom
NO | YES |  |  |  | 099-01349 | 099-01349 | Hill-Rom Co Inc | Centrella |  | T227PF6703 | NE-3 West Tower |  |  |  |  | 099-01349 | 099-01349 | Katy | MHHS-Northeast | NE-3 West Tower | W3-3 | [5 empty] | Bed, Patient Electric | BEDPATIENTELECTRIC-Hill-Rom-Centrella Smart Plus | [12 empty] | BPE-A | [10 empty] | BEDPATIENTELECTRIC | Bed, Patient Electric | Hill-Rom
YES | YES |  |  |  | 099-01636 | 099-01636 | Hill-Rom Co Inc | Centrella |  |  | NE - 3 WEST TOWER |  |  |  |  | 099-01636 | 099-01636 | Katy | Memorial Hermann Northeast Hospital | NE - 3 WEST TOWER | W3-6 |  | 11/1/20 |  |  |  | Bed, Patient Electric | BEDPATIENTELECTRIC-Hill-Rom-Centrella Smart Plus | [12 empty] | BPE-A | [10 empty] | BEDPATIENTELECTRIC | Bed, Patient Electric | Hill-Rom
YES | YES |  |  |  | 099-01640 | 099-01640 | Hill-Rom Co Inc | Centrella |  | T239PF7444l | NE - 3 WEST TOWER |  |  |  |  | 099-01640 | 099-01640 | Katy | Memorial Hermann Northeast Hospital | NE - 3 WEST TOWER | W3-11 | [5 empty] | Bed, Patient Electric | BEDPATIENTELECTRIC-Hill-Rom-Centrella Smart Plus | [12 empty] | BPE-A | [10 empty] | BEDPATIENTELECTRIC | Bed, Patient Electric | Hill-Rom
NO | YES |  |  |  | 099-01642 | 099-01642 | Hill-Rom Co Inc | Centrella |  | T234PF7089 | NE - 3 |  |  |  |  | 099-01642 | 099-01642 | Katy | Memorial Hermann Northeast Hospital | NE - 3 | W3 a- 13 | [5 empty] | Bed, Patient Electric | BEDPATIENTELECTRIC-Hill-Rom-Centrella Smart Plus | [12 empty] | BPE-A | [10 empty] | BEDPATIENTELECTRIC | Bed, Patient Electric | Hill-Rom
NO | YES |  |  |  | 099-01645 | 099-01645 | Hill-Rom Co Inc | Centrella |  | T226PF6620 | NE-3 West Tower |  |  |  |  | 099-01645 | 099-01645 | Katy | MHHS-Northeast | NE-3 West Tower | W3 - 20 | [5 empty] | Bed, Patient Electric | BEDPATIENTELECTRIC-Hill-Rom-Centrella Smart Plus | [12 empty] | BPE-A | [10 empty] | BEDPATIENTELECTRIC | Bed, Patient Electric | Hill-Rom
NO | YES |  |  |  | 099-01648 | 099-01648 | Hill-Rom Co Inc | Centrella |  | T226PF6640 | NE-3 West Tower |  |  |  |  | 099-01648 | 099-01648 | Katy | MHHS-Northeast | NE-3 West Tower | W3 - 19 | [5 empty] | Bed, Patient Electric | BEDPATIENTELECTRIC-Hill-Rom-Centrella Smart Plus | [12 empty] | BPE-A | [10 empty] | BEDPATIENTELECTRIC | Bed, Patient Electric | Hill-Rom
NO | YES | Serial Number T227PF6715 |  |  | 099-01652 | 099-01652 | Hill-Rom Co Inc | Centrella |  | T227PF6715 | NE-3 West Tower |  |  |  |  | 099-01652 | 099-01652 | Katy | MHHS-Northeast | NE-3 West Tower | W3 - 22 | [5 empty] | Bed, Patient Electric | BEDPATIENTELECTRIC-Hill-Rom-Centrella Smart Plus | [12 empty] | BPE-A | [10 empty] | BEDPATIENTELECTRIC | Bed, Patient Electric | Hill-Rom
NO | YES |  |  |  | 099-01614 | 099-01614 | Hill-Rom Co Inc | Centrella |  | T233PF7065 | NE-3 West Tower |  |  |  |  | 099-01614 | 099-01614 | Katy | MHHS-Northeast | NE-3 West Tower | W3 - 27 | [5 empty] | Bed, Patient Electric | BEDPATIENTELECTRIC-Hill-Rom-Centrella Smart Plus | [12 empty] | BPE-A | [10 empty] | BEDPATIENTELECTRIC | Bed, Patient Electric | Hill-Rom
YES | YES |  |  |  | 099-01626 | 099-01626 | Hill-Rom Co Inc | Centrella |  |  | NE-2 |  |  |  |  | 099-01626 | 099-01626 | Katy | Memorial Hermann Northeast Hospital | NE-2 | W2 - 01 | [5 empty] | Bed, Patient Electric | BEDPATIENTELECTRIC-Hill-Rom-Centrella Smart Plus | [12 empty] | BPE-A | [10 empty] | BEDPATIENTELECTRIC | Bed, Patient Electric | Hill-Rom
YES | YES |  |  |  | 099-01622 | 099-01622 | Hill-Rom Co Inc | Centrella |  |  | NE-2 |  |  |  |  | 099-01622 | 099-01622 | Katy | Memorial Hermann Northeast Hospital | NE-2 | W2 - 05 | [5 empty] | Bed, Patient Electric | BEDPATIENTELECTRIC-Hill-Rom-Centrella Smart Plus | [12 empty] | BPE-A | [10 empty] | BEDPATIENTELECTRIC | Bed, Patient Electric | Hill-Rom
YES | YES |  |  |  | 099-01631 | 099-01631 | Hill-Rom Co Inc | Centrella |  |  | NE-2 |  |  |  |  | 099-01631 | 099-01631 | Katy | Memorial Hermann Northeast Hospital | NE-2 | W2 - 09 | [5 empty] | Bed, Patient Electric | BEDPATIENTELECTRIC-Hill-Rom-Centrella Smart Plus | [12 empty] | BPE-A | [10 empty] | BEDPATIENTELECTRIC | Bed, Patient Electric | Hill-Rom
NO | YES |  |  |  | 099-01633 | 099-01633 | Hill-Rom Co Inc | Centrella |  | T225PF6558 | NE-2 West Tower |  |  |  |  | 099-01633 | 099-01633 | Katy | MHHS-Northeast | NE-2 West Tower | W2 - 11 | [5 empty] | Bed, Patient Electric | BEDPATIENTELECTRIC-Hill-Rom-Centrella Smart Plus | [12 empty] | BPE-A | [10 empty] | BEDPATIENTELECTRIC | Bed, Patient Electric | Hill-Rom
NO | YES |  |  |  | 099-01613 | 099-01613 | Hill-Rom Co Inc | Centrella |  | T234PF7101 | NE-2 West Tower |  |  |  |  | 099-01613 | 099-01613 | Katy | MHHS-Northeast | NE-2 West Tower | W2 - 21 | [5 empty] | Bed, Patient Electric | BEDPATIENTELECTRIC-Hill-Rom-Centrella Smart Plus | [12 empty] | BPE-A | [10 empty] | BEDPATIENTELECTRIC | Bed, Patient Electric | Hill-Rom
NO | YES |  |  |  | 099-01607 | 099-01607 | Hill-Rom Co Inc | Centrella |  | T225PF6570 | NE-2 West Tower |  |  |  |  | 099-01607 | 099-01607 | Katy | MHHS-Northeast | NE-2 West Tower | W2 - 27 | [5 empty] | Bed, Patient Electric | BEDPATIENTELECTRIC-Hill-Rom-Centrella Smart Plus | [12 empty] | BPE-A | [10 empty] | BEDPATIENTELECTRIC | Bed, Patient Electric | Hill-Rom
NO | YES |  |  |  | 099-01602 | 099-01602 | Hill-Rom Co Inc | Centrella |  | T233PF7071 | NE-2 West Tower |  |  |  |  | 099-01602 | 099-01602 | Katy | MHHS-Northeast | NE-2 West Tower | W2 - 30 | [5 empty] | Bed, Patient Electric | BEDPATIENTELECTRIC-Hill-Rom-Centrella Smart Plus | [12 empty] | BPE-A | [10 empty] | BEDPATIENTELECTRIC | Bed, Patient Electric | Hill-Rom
YES | YES |  |  |  | 099-02873 | 099-02873 | Hill-Rom Co Inc | Centrella |  | T226PF6678ll | NOrthWest |  |  |  |  | 099-02873 | 099-02873 | Katy | Memorial Hermann Northeast Hospital | NOrthWest | SW5 - 16 | [5 empty] | Bed, Patient Electric | BEDPATIENTELECTRIC-Hill-Rom-Centrella Smart Plus | [12 empty] | BPE-A | [10 empty] | BEDPATIENTELECTRIC | Bed, Patient Electric | Hill-Rom
NO | YES |  |  |  | 099-02896 | 099-02896 | Hill-Rom Co Inc | Centrella |  | T226PF6666 | NE-5 South West |  |  |  |  | 099-02896 | 099-02896 | Katy | MHHS-Northeast | NE-5 South West | SW5 - 13 | [5 empty] | Bed, Patient Electric | BEDPATIENTELECTRIC-Hill-Rom-Centrella Smart Plus | [12 empty] | BPE-A | [10 empty] | BEDPATIENTELECTRIC | Bed, Patient Electric | Hill-Rom
NO | YES |  |  |  | 099-02901 | 099-02901 | Hill-Rom Co Inc | Centrella |  | T227PF6729 | NE-5 South West |  |  |  |  | 099-02901 | 099-02901 | Katy | MHHS-Northeast | NE-5 South West | SW5 - 12 | [5 empty] | Bed, Patient Electric | BEDPATIENTELECTRIC-Hill-Rom-Centrella Smart Plus | [12 empty] | BPE-A | [10 empty] | BEDPATIENTELECTRIC | Bed, Patient Electric | Hill-Rom
NO | YES |  |  |  | 099-02904 | 099-02904 | Hill-Rom Co Inc | Centrella |  | T226PF6622 | NE-5 South West |  |  |  |  | 099-02904 | 099-02904 | Katy | MHHS-Northeast | NE-5 South West | SW5 - 11 | [5 empty] | Bed, Patient Electric | BEDPATIENTELECTRIC-Hill-Rom-Centrella Smart Plus | [12 empty] | BPE-A | [10 empty] | BEDPATIENTELECTRIC | Bed, Patient Electric | Hill-Rom
YES | YES |  |  |  | 099-02907 | 099-02907 | Hill-Rom Co Inc | Centrella |  |  | NorthWest |  |  |  |  | 099-02907 | 099-02907 | Katy | Memorial Hermann Northeast Hospital | NorthWest | SW5 - 14 | [5 empty] | Bed, Patient Electric | BEDPATIENTELECTRIC-Hill-Rom-Centrella Smart Plus | [12 empty] | BPE-A | [10 empty] | BEDPATIENTELECTRIC | Bed, Patient Electric | Hill-Rom
YES | YES |  |  |  | 099-02392 | 099-02392 | Hill-Rom Co Inc | Centrella |  |  | NorthWest |  |  |  |  | 099-02392 | 099-02392 | Katy | Memorial Hermann Northeast Hospital | NorthWest | SW5 - 15 | [5 empty] | Bed, Patient Electric | BEDPATIENTELECTRIC-Hill-Rom-Centrella Smart Plus | [12 empty] | BPE-A | [10 empty] | BEDPATIENTELECTRIC | Bed, Patient Electric | Hill-Rom
NO | YES |  |  |  | 099-02357 | 099-02357 | Hill-Rom Co Inc | Centrella |  | T225PF6590 | NE-Labor & Delivery |  |  |  |  | 099-02357 | 099-02357 | Katy | MHHS-Northeast | NE-Labor & Delivery | [6 empty] | Bed, Patient Electric | BEDPATIENTELECTRIC-Hill-Rom-Centrella Smart Plus | [12 empty] | BPE-A | [10 empty] | BEDPATIENTELECTRIC | Bed, Patient Electric | Hill-Rom
YES | YES |  |  |  | 129-31537 | 129-31537 | Hill-Rom Co Inc | Centrella |  | U303PF8810 | East 5 |  |  |  |  | 129-31537 | 129-31537 | Sugar Land | Memorial Hermann Sugar Land Hospital | East 5 | [6 empty] | Bed, Patient Electric | BEDPATIENTELECTRIC-Hill-Rom-Centrella Smart Plus | [12 empty] | BPE-A | [10 empty] | BEDPATIENTELECTRIC | Bed, Patient Electric | Hill-Rom
NO | YES |  |  |  | 129-31539 | 129-31539 | Hill-Rom Co Inc | Centrella |  | U304PF8959 | East 5 |  |  |  |  | 129-31539 | 129-31539 | Sugar Land | Memorial Hermann Sugar Land Hospital | East 5 | [6 empty] | Bed, Patient Electric | BEDPATIENTELECTRIC-Hill-Rom-Centrella Smart Plus | [12 empty] | BPE-A | [10 empty] | BEDPATIENTELECTRIC | Bed, Patient Electric | Hill-Rom
NO | YES |  |  |  | 129-31541 | 129-31541 | Hill-Rom Co Inc | Centrella |  | U302PF8791 | East 5 |  |  |  |  | 129-31541 | 129-31541 | Sugar Land | Memorial Hermann Sugar Land Hospital | East 5 | [6 empty] | Bed, Patient Electric | BEDPATIENTELECTRIC-Hill-Rom-Centrella Smart Plus | [12 empty] | BPE-A | [10 empty] | BEDPATIENTELECTRIC | Bed, Patient Electric | Hill-Rom
NO | YES |  |  |  | 129-31547 | 129-31547 | Hill-Rom Co Inc | Centrella |  | U303PF8832 | East 5 |  |  |  |  | 129-31547 | 129-31547 | Sugar Land | Memorial Hermann Sugar Land Hospital | East 5 | [6 empty] | Bed, Patient Electric | BEDPATIENTELECTRIC-Hill-Rom-Centrella Smart Plus | [12 empty] | BPE-A | [10 empty] | BEDPATIENTELECTRIC | Bed, Patient Electric | Hill-Rom
NO | YES |  |  |  | 142-09099 | 142-09099 | Hill-Rom Co Inc | Centrella |  | U304PF8955 | East 5 |  |  |  |  | 142-09099 | 142-09099 | Sugar Land | Memorial Hermann Sugar Land Hospital | East 5 | [6 empty] | Bed, Patient Electric | BEDPATIENTELECTRIC-Hill-Rom-Centrella Smart Plus | [12 empty] | BPE-A | [10 empty] | BEDPATIENTELECTRIC | Bed, Patient Electric | Hill-Rom
YES | YES |  |  |  | 142-09179 | 142-09179 | Hill-Rom Co Inc | Centrella |  | U211PF2772 | Family Life Unit |  |  |  |  | 142-09179 | 142-09179 | Sugar Land | Memorial Hermann Sugar Land Hospital | Family Life Unit | Suite 516 | 3/1/20 |  |  |  |  | Bed, Patient Electric | BEDPATIENTELECTRIC-Hill-Rom-Centrella Smart Plus | [12 empty] | BPE-A | [10 empty] | BEDPATIENTELECTRIC | Bed, Patient Electric | Hill-Rom
YES | YES |  |  |  | 142-09429 | 142-09429 | Hill-Rom Co Inc | Centrella |  | U303PF8841 | Labor and Delivery |  |  |  |  | 142-09429 | 142-09429 | Sugar Land | Memorial Hermann Sugar Land Hospital | Labor and Delivery | [6 empty] | Bed, Patient Electric | BEDPATIENTELECTRIC-Hill-Rom-Centrella Smart Plus | [12 empty] | BPE-A | [10 empty] | BEDPATIENTELECTRIC | Bed, Patient Electric | Hill-Rom
YES | YES |  |  |  | 099-08059 | 099-08059 | Hill-Rom Co Inc | Centrella |  |  | LD |  |  |  |  | 099-08059 | 099-08059 | Central Greater Heights | Memorial Hermann greater heights | LD | Room 2 | [6 empty] | BEDPATIENTELECTRIC-Hill-Rom-Centrella Smart Plus
YES | YES |  |  |  | 099-08058 | 099-08058 | Hill-Rom Co Inc | Centrella |  | U255PF5832 | LD |  |  |  |  | 099-08058 | 099-08058 | Central Greater Heights | Memorial Hermann greater heights | LD | Room 4 | [6 empty] | BEDPATIENTELECTRIC-Hill-Rom-Centrella Smart Plus
YES | YES |  |  |  | 099-08057 | 099-08057 | Hill-Rom Co Inc | Centrella |  |  | Post Partum |  |  |  |  | 099-08057 | 099-08057 | Greater heights | Memorial Hermann greater heights | Post Partum | Room 10 | [6 empty] | BEDPATIENTELECTRIC-Hill-Rom-Centrella Smart Plus
YES | YES |  |  |  | 099-08056 | 099-08056 | Hill-Rom Co Inc | Centrella |  |  | Post Partum |  |  |  |  | 099-08056 | 099-08056 | Greater heights | Memorial Hermann greater heights | Post Partum | Room 13 | [6 empty] | BEDPATIENTELECTRIC-Hill-Rom-Centrella Smart Plus
YES | YES |  |  |  | 099-08055 | 099-08055 | Hill-Rom Co Inc | Centrella |  |  | Post Partum |  |  |  |  | 099-08055 | 099-08055 | Greater heights | Memorial Hermann greater heights | Post Partum | Room 14 | [6 empty] | BEDPATIENTELECTRIC-Hill-Rom-Centrella Smart Plus
YES | YES |  |  |  | 099-08054 | 099-08054 | Hill-Rom Co Inc | Centrella |  |  | Post Partum |  |  |  |  | 099-08054 | 099-08054 | Greater heights | Memorial Hermann greater heights | Post Partum | Room 15 | [6 empty] | BEDPATIENTELECTRIC-Hill-Rom-Centrella Smart Plus
YES | YES |  |  |  | 099-08049 | 099-08049 | Hill-Rom Co Inc | Centrella |  |  | Post Partum |  |  |  |  | 099-08049 | 099-08049 | Greater heights | Memorial Hermann greater heights | Post Partum | Room 18 | [6 empty] | BEDPATIENTELECTRIC-Hill-Rom-Centrella Smart Plus
YES | YES |  |  |  | 099-08041 | 099-08041 | Hill-Rom Co Inc | Centrella |  |  | L D |  |  |  |  | 099-08041 | 099-08041 | Greater heights | Memorial Hermann greater heights | L D | Room 2 | [6 empty] | BEDPATIENTELECTRIC-Hill-Rom-Centrella Smart Plus
YES | YES |  |  |  | 099-08421 | 099-08421 | Hill-Rom Co Inc | Centrella |  |  | 4th Floor |  |  |  |  | 099-08421 | 099-08421 | Greater heights | Memorial Hermann Hospital | 4th Floor | Room 401A | [6 empty] | BEDPATIENTELECTRIC-Hill-Rom-Centrella Smart Plus
YES | YES |  |  |  | 009-34089 | 009-34089 | Hill-Rom Co Inc | Centrella |  |  | GH - CLINICAL DECISION UNIT (CDU) |  |  |  |  | 009-34089 | 009-34089 | Central | Memorial Hermann Hospital | GH - CLINICAL DECISION UNIT (CDU) | Room 20 | [6 empty] | BEDPATIENTELECTRIC-Hill-Rom-Centrella Smart Plus
YES | YES |  |  |  | 009-34093 | 009-34093 | Hill-Rom Co Inc | Centrella |  |  | GH - CLINICAL DECISION UNIT (CDU) |  |  |  |  | 009-34093 | 009-34093 | Central | Memorial Hermann Hospital | GH - CLINICAL DECISION UNIT (CDU) | Room 19 | [6 empty] | BEDPATIENTELECTRIC-Hill-Rom-Centrella Smart Plus
YES | YES |  |  |  | 009-34097 | 009-34097 | Hill-Rom Co Inc | Centrella |  |  | GH - CLINICAL DECISION UNIT (CDU) |  |  |  |  | 009-34097 | 009-34097 | Central | Memorial Hermann Hospital | GH - CLINICAL DECISION UNIT (CDU) | Room 18 | [6 empty] | BEDPATIENTELECTRIC-Hill-Rom-Centrella Smart Plus
YES | YES |  |  |  | 099-08237 | 099-08237 | Hill-Rom Co Inc | Centrella |  |  | Sourh Tower 6 |  |  |  |  | 099-08237 | 099-08237 | Central | Memorial Hermann Hospital | Sourh Tower 6 | Room 602B | [6 empty] | BEDPATIENTELECTRIC-Hill-Rom-Centrella Smart Plus
YES | YES |  |  |  | 099-08241 | 099-08241 | Hill-Rom Co Inc | Centrella |  |  | Sourh Tower 6 |  |  |  |  | 099-08241 | 099-08241 | Central | Memorial Hermann Hospital | Sourh Tower 6 | Room 604B | [6 empty] | BEDPATIENTELECTRIC-Hill-Rom-Centrella Smart Plus
NO | YES | Serial Number T192PF5549 |  |  | 583-01559 | 583-01559 | Hill-Rom Co Inc | Centrella |  | T192PF5549 | Memorial Hermann Greater Heights Hospital CDU |  |  |  |  | 583-01559 | 583-01559 | Central | Memorial Hermann Greater Heights Hospital | Memorial Hermann Greater Heights Hospital CDU | CDU 4th floor |  |  |  | No pm sticker
NO | YES | Serial Number T199PF5712 |  |  | 583-01554 | 583-01554 | Hill-Rom Co Inc | Centrella |  | T199PF5712 | Memorial Hermann Greater Heights Hospital CDU |  |  |  |  | 583-01554 | 583-01554 | Central | Memorial Hermann Greater Heights Hospital | Memorial Hermann Greater Heights Hospital CDU | CDU 4th floor |  |  |  | No pm sticker
YES | YES |  |  |  | 583-01550 | 583-01550 | Hill-Rom Co Inc | Centrella |  | U087pf6696 | Memorial Hermann Greater Heights Hospital CDU |  |  |  |  | 583-01550 | 583-01550 | Central | Memorial Hermann Greater Heights Hospital | Memorial Hermann Greater Heights Hospital CDU | CDU 4th floor |  |  |  | No pm sticker found
YES | YES |  |  |  | 583-01551 | 583-01551 | Hill-Rom Co Inc | Centrella |  | U254pf5740 | Memorial Hermann Greater Heights Hospital CDU |  |  |  |  | 583-01551 | 583-01551 | Central | Memorial Hermann Greater Heights Hospital | Memorial Hermann Greater Heights Hospital CDU | CDU 4th floor room cdu22 |  |  |  | No pm sticker found
YES | YES |  |  |  | 099-03344 | 099-03344 | Hill-Rom Co Inc | Centrella |  | U100PF7173 | GH - CLINICAL DECISION UNIT (CDU) |  |  |  |  | 099-03344 | 099-03344 | Central | Memorial Hermann Greater Heights Hospital | GH - CLINICAL DECISION UNIT (CDU) | CDU 13
YES | YES |  |  |  | 099-03343 | 099-03343 | Hill-Rom Co Inc | Centrella |  | U106PF7409 | GH - CLINICAL DECISION UNIT (CDU) |  |  |  |  | 099-03343 | 099-03343 | Central | Memorial Hermann Greater Heights Hospital | GH - CLINICAL DECISION UNIT (CDU) | CDU 14
YES | YES |  |  |  | 583-01543 | 583-01543 | Hill-Rom Co Inc | Centrella |  | U107PF7481 | GH - CLINICAL DECISION UNIT (CDU) |  |  |  |  | 583-01543 | 583-01543 | Central | Memorial Hermann Greater Heights Hospital | GH - CLINICAL DECISION UNIT (CDU) | CDU 17
YES | YES |  |  |  | 099-03337 | 099-03337 | Hill-Rom Co Inc | Centrella |  | U102PF7271 | GH - CLINICAL DECISION UNIT (CDU) |  |  |  |  | 099-03337 | 099-03337 | Central | Memorial Hermann Greater Heights Hospital | GH - CLINICAL DECISION UNIT (CDU) | CDU 19
YES | YES |  |  |  | 099-03338 | 099-03338 | Hill-Rom Co Inc | Centrella |  | U100PF7188 | GH - CLINICAL DECISION UNIT (CDU) |  |  |  |  | 099-03338 | 099-03338 | Central | Memorial Hermann Greater Heights Hospital | GH - CLINICAL DECISION UNIT (CDU) | CDU 20
YES | YES |  |  |  | 099-03339 | 099-03339 | Hill-Rom Co Inc | Centrella |  | U106PF7415 | Memorial Hermann Greater Heights Hospital CDU |  |  |  |  | 099-03339 | 099-03339 | Central | Memorial Hermann Greater Heights Hospital | Memorial Hermann Greater Heights Hospital CDU | CDU 4th floor room cdu 21 |  |  |  | No pm sticker
NO | YES | Serial Number T226PF6670 |  |  | 009-33262 | 009-33262 | Hill-Rom Co Inc | Centrella |  | T226PF6670 | NE - 4 WEST TOWER |  |  |  |  | 009-33262 | 009-33262 | Katy | Memorial Hermann | NE - 4 WEST TOWER | Med surg
NO | YES | Serial Number T228PF6792 |  |  | 009-33028 | 009-33028 | Hill-Rom Co Inc | Centrella |  | T228PF6792 | NE - 4 WEST TOWER |  |  |  |  | 009-33028 | 009-33028 | Katy | Memorial Hermann | NE - 4 WEST TOWER | Med surg |  |  |  | Mo pm
YES | YES |  |  |  | 151-05008 | 151-05008 | Hill-Rom Co Inc | Centrella Smart Plus |  | U121PF8145 | CY - MEDSURG |  |  |  |  | 151-05008 | 151-05008 | Northwest | Memorial Hermann Cypress Hospital | CY - MEDSURG | MEDSURG 316 | [5 empty] | Bed, Patient Electric | BEDPATIENTELECTRIC-Hill-Rom-Centrella Smart Plus | [12 empty] | BPE-A | [10 empty] | BEDPATIENTELECTRIC | Bed, Patient Electric | Hill-Rom
YES | YES |  |  |  | 151-05009 | 151-05009 | Hill-Rom Co Inc | Centrella Smart Plus |  | U129PF8604 | CY - MEDSURG |  |  |  |  | 151-05009 | 151-05009 | Northwest | Memorial Hermann Cypress Hospital | CY - MEDSURG | MEDSURG 318 | [5 empty] | Bed, Patient Electric | BEDPATIENTELECTRIC-Hill-Rom-Centrella Smart Plus | [12 empty] | BPE-A | [10 empty] | BEDPATIENTELECTRIC | Bed, Patient Electric | Hill-Rom
YES | YES |  |  |  | 151-05011 | 151-05011 | Hill-Rom Co Inc | Centrella Smart Plus |  | U121PF8167 | CY - MEDSURG |  |  |  |  | 151-05011 | 151-05011 | Northwest | Memorial Hermann Cypress Hospital | CY - MEDSURG | MEDSURG 318 | [5 empty] | Bed, Patient Electric | BEDPATIENTELECTRIC-Hill-Rom-Centrella Smart Plus | [12 empty] | BPE-A | [10 empty] | BEDPATIENTELECTRIC | Bed, Patient Electric | Hill-Rom
YES | YES |  |  |  | 151-03773 | 151-03773 | Hill-Rom Co Inc | Centrella Smart Plus |  | U129PF8602 | CY - MEDSURG |  |  |  |  | 151-03773 | 151-03773 | Northwest | Memorial Hermann Cypress Hospital | CY - MEDSURG | S303 | 2/1/20 |  |  |  |  | Bed, Patient Electric | BEDPATIENTELECTRIC-Hill-Rom-Centrella Smart Plus | [12 empty] | BPE-A | [10 empty] | BEDPATIENTELECTRIC | Bed, Patient Electric | Hill-Rom
YES | YES |  |  |  | 151-05014 | 151-05014 | Hill-Rom Co Inc | Centrella Smart Plus |  | U127PF8431 | CY - MEDSURG |  |  |  |  | 151-05014 | 151-05014 | Northwest | Memorial Hermann Cypress Hospital | CY - MEDSURG | MEDSURG 302 | [5 empty] | Bed, Patient Electric | BEDPATIENTELECTRIC-Hill-Rom-Centrella Smart Plus | [12 empty] | BPE-A | [10 empty] | BEDPATIENTELECTRIC | Bed, Patient Electric | Hill-Rom
NO | YES | Asset Tag PSD2134 |  |  | PSD2134 | 151-05016 | Hill-Rom Co Inc | Centrella Smart Plus |  | V1909710SX | CY-Medsurg |  |  |  |  | PSD2134 | 151-05016 | Northwest | MHHS-Cypress | CY-Medsurg | MEDSURG 302 | [5 empty] | Bed, Patient Electric | BEDPATIENTELECTRIC-Hill-Rom-Centrella Smart Plus | [12 empty] | BPE-A | [10 empty] | BEDPATIENTELECTRIC | Bed, Patient Electric | Hill-Rom
YES | YES |  |  |  | 151-03776 | 151-03776 | Hill-Rom Co Inc | Centrella Smart Plus |  | U121PF8155 | CY - MEDSURG |  |  |  |  | 151-03776 | 151-03776 | Northwest | Memorial Hermann Cypress Hospital | CY - MEDSURG | S306 | [5 empty] | Bed, Patient Electric | BEDPATIENTELECTRIC-Hill-Rom-Centrella Smart Plus | [12 empty] | BPE-A | [10 empty] | BEDPATIENTELECTRIC | Bed, Patient Electric | Hill-Rom
YES | YES |  |  |  | 151-04660 | 151-04660 | Hill-Rom Co Inc | Centrella Smart Plus |  | U144PF9353 | CY - MEDSURG |  |  |  |  | 151-04660 | 151-04660 | Northwest | Memorial Hermann Cypress Hospital | CY - MEDSURG | MEDSURG 314 | [5 empty] | Bed, Patient Electric | BEDPATIENTELECTRIC-Hill-Rom-Centrella Smart Plus | [12 empty] | BPE-A | [10 empty] | BEDPATIENTELECTRIC | Bed, Patient Electric | Hill-Rom
NO | YES |  |  |  | 099-00272 | 099-00272 | Hill-Rom Co Inc | Centrella Smart Plus |  | T226PF6652 | NE-PACU |  |  |  |  | 099-00272 | 099-00272 | NorthEast | MHHS-Northeast | NE-PACU |  |  |  |  | No pm |  | Bed, Patient Electric | BEDPATIENTELECTRIC-Hill-Rom-Centrella Smart Plus | [12 empty] | BPE-A | [10 empty] | BEDPATIENTELECTRIC | Bed, Patient Electric | Hill-Rom
NO | YES |  |  |  | 099-03862 | 099-03862 | Hill-Rom Co Inc | Centrella Smart Plus |  | T226PF6648 | OR |  |  |  |  | 099-03862 | 099-03862 | Katy | Memorial Hermann Northeast Hospital | OR | 5th floor storage |  |  |  | No pm sticker |  | Bed, Patient Electric | BEDPATIENTELECTRIC-Hill-Rom-Centrella Smart Plus | [12 empty] | BPE-A | [10 empty] | BEDPATIENTELECTRIC | Bed, Patient Electric | Hill-Rom
NO | YES |  |  |  | 099-01136 | 099-01136 | Hill-Rom Co Inc | Centrella Smart Plus |  | T225PF6600 | NE-Telemetry |  |  |  |  | 099-01136 | 099-01136 | Katy | MHHS-Northeast | NE-Telemetry | W403 | 1/1/20 | 1/1/21 |  |  |  | Bed, Patient Electric | BEDPATIENTELECTRIC-Hill-Rom-Centrella Smart Plus | [12 empty] | BPE-A | [10 empty] | BEDPATIENTELECTRIC | Bed, Patient Electric | Hill-Rom
NO | YES |  |  |  | 099-01422 | 099-01422 | Hill-Rom Co Inc | Centrella Smart Plus |  | T225PF6566 | NE-Med/Surg |  |  |  |  | 099-01422 | 099-01422 | Katy | MHHS-Northeast | NE-Med/Surg | W4-05 | 1/1/20 | 1/1/21 |  |  |  | Bed, Patient Electric | BEDPATIENTELECTRIC-Hill-Rom-Centrella Smart Plus | [12 empty] | BPE-A | [10 empty] | BEDPATIENTELECTRIC | Bed, Patient Electric | Hill-Rom
NO | YES |  |  |  | 099-01304 | 099-01304 | Hill-Rom Co Inc | Centrella Smart Plus |  | T235PF7149 | 4 West |  |  |  |  | 099-01304 | 099-01304 |  |  | 4 West | MedSurge |  |  |  | No pm |  | Bed, Patient Electric | BEDPATIENTELECTRIC-Hill-Rom-Centrella Smart Plus | [12 empty] | BPE-A | [10 empty] | BEDPATIENTELECTRIC | Bed, Patient Electric | Hill-Rom
YES | YES |  |  |  | 099-01423 | 099-01423 | Hill-Rom Co Inc | Centrella Smart Plus |  |  | Med surg |  |  |  |  | 099-01423 | 099-01423 | Northeast | Memorial Hermann Northeast Hospital | Med surg | W4-08 | 11/1/19 | 11/1/20 |  |  |  | Bed, Patient Electric | BEDPATIENTELECTRIC-Hill-Rom-Centrella Smart Plus | [12 empty] | BPE-A | [10 empty] | BEDPATIENTELECTRIC | Bed, Patient Electric | Hill-Rom
NO | YES |  |  |  | 099-01138 | 099-01138 | Hill-Rom Co Inc | Centrella Smart Plus |  | T227PF6682 | R Med Surg |  |  |  |  | 099-01138 | 099-01138 | Katy | Memorial Hermann Northeast Hospital | R Med Surg | W409 | [5 empty] | Bed, Patient Electric | BEDPATIENTELECTRIC-Hill-Rom-Centrella Smart Plus | [12 empty] | BPE-A | [10 empty] | BEDPATIENTELECTRIC | Bed, Patient Electric | Hill-Rom
NO | YES |  |  |  | 099-01272 | 099-01272 | Hill-Rom Co Inc | Centrella Smart Plus |  | T229PF6810 | NE-4 West Tower |  |  |  |  | 099-01272 | 099-01272 | Katy | MHHS-Northeast | NE-4 West Tower | Room 4 | [5 empty] | Bed, Patient Electric | BEDPATIENTELECTRIC-Hill-Rom-Centrella Smart Plus | [12 empty] | BPE-A | [10 empty] | BEDPATIENTELECTRIC | Bed, Patient Electric | Hill-Rom
NO | YES |  |  |  | 099-01115 | 099-01115 | Hill-Rom Co Inc | Centrella Smart Plus |  | T229PF6816 | NE-4 West Tower |  |  |  |  | 099-01115 | 099-01115 | NorthEast | MHHS-Northeast | NE-4 West Tower |  |  |  |  | No pm |  | Bed, Patient Electric | BEDPATIENTELECTRIC-Hill-Rom-Centrella Smart Plus | [12 empty] | BPE-A | [10 empty] | BEDPATIENTELECTRIC | Bed, Patient Electric | Hill-Rom
YES | YES | Serial Number Cnf |  |  | 099-01427 | 099-01427 | Hill-Rom Co Inc | Centrella Smart Plus |  | Cnf | Med surg |  |  |  |  | 099-01427 | 099-01427 | Katy | Memorial Hermann Northeast Hospital | Med surg | W4-13 |  |  |  | Patient sitting on side of serial, could not get |  | Bed, Patient Electric | BEDPATIENTELECTRIC-Hill-Rom-Centrella Smart Plus | [12 empty] | BPE-A | [10 empty] | BEDPATIENTELECTRIC | Bed, Patient Electric | Hill-Rom
NO | YES |  |  |  | 099-01448 | 099-01448 | Hill-Rom Co Inc | Centrella Smart Plus |  | T226PF6644 | NE-4 West Tower |  |  |  |  | 099-01448 | 099-01448 | Katy | MHHS-Northeast | NE-4 West Tower | 4 West | [5 empty] | Bed, Patient Electric | BEDPATIENTELECTRIC-Hill-Rom-Centrella Smart Plus | [12 empty] | BPE-A | [10 empty] | BEDPATIENTELECTRIC | Bed, Patient Electric | Hill-Rom
NO | YES |  |  |  | 099-01112 | 099-01112 | Hill-Rom Co Inc | Centrella Smart Plus |  | T234PF7074 | NE-4 West Tower |  |  |  |  | 099-01112 | 099-01112 | NorthEast | MHHS-Northeast | NE-4 West Tower |  |  |  |  | No pm |  | Bed, Patient Electric | BEDPATIENTELECTRIC-Hill-Rom-Centrella Smart Plus | [12 empty] | BPE-A | [10 empty] | BEDPATIENTELECTRIC | Bed, Patient Electric | Hill-Rom
NO | YES |  |  |  | 099-01261 | 099-01261 | Hill-Rom Co Inc | Centrella Smart Plus |  | T227PF6684 | NE-4 West Tower |  |  |  |  | 099-01261 | 099-01261 | Katy | MHHS-Northeast | NE-4 West Tower | Room 17 | [5 empty] | Bed, Patient Electric | BEDPATIENTELECTRIC-Hill-Rom-Centrella Smart Plus | [12 empty] | BPE-A | [10 empty] | BEDPATIENTELECTRIC | Bed, Patient Electric | Hill-Rom
NO | YES |  |  |  | 099-03897 | 099-03897 | Hill-Rom Co Inc | Centrella Smart Plus |  | T226PF6660 | NE-4 West Tower |  |  |  |  | 099-03897 | 099-03897 | Katy | MHHS-Northeast | NE-4 West Tower | W414 | [5 empty] | Bed, Patient Electric | BEDPATIENTELECTRIC-Hill-Rom-Centrella Smart Plus | [12 empty] | BPE-A | [10 empty] | BEDPATIENTELECTRIC | Bed, Patient Electric | Hill-Rom
NO | YES |  |  |  | 099-01430 | 099-01430 | Hill-Rom Co Inc | Centrella Smart Plus |  | T225PF6560 | NE-Med/Surg |  |  |  |  | 099-01430 | 099-01430 | Katy | MHHS-Northeast | NE-Med/Surg | W4-19 |  |  |  | No pm sticker |  | Bed, Patient Electric | BEDPATIENTELECTRIC-Hill-Rom-Centrella Smart Plus | [12 empty] | BPE-A | [10 empty] | BEDPATIENTELECTRIC | Bed, Patient Electric | Hill-Rom
NO | YES |  |  |  | 099-01273 | 099-01273 | Hill-Rom Co Inc | Centrella Smart Plus |  | T234PF7086 | NE-4 West Tower |  |  |  |  | 099-01273 | 099-01273 | Katy | MHHS-Northeast | NE-4 West Tower | Room 20 | 2/1/20 |  |  |  |  | Bed, Patient Electric | BEDPATIENTELECTRIC-Hill-Rom-Centrella Smart Plus | [12 empty] | BPE-A | [10 empty] | BEDPATIENTELECTRIC | Bed, Patient Electric | Hill-Rom
NO | YES |  |  |  | 099-01294 | 099-01294 | Hill-Rom Co Inc | Centrella Smart Plus |  | T226PF6646 | NE-4 West Tower |  |  |  |  | 099-01294 | 099-01294 | NorthEast | MHHS-Northeast | NE-4 West Tower |  |  |  |  | No pm |  | Bed, Patient Electric | BEDPATIENTELECTRIC-Hill-Rom-Centrella Smart Plus | [12 empty] | BPE-A | [10 empty] | BEDPATIENTELECTRIC | Bed, Patient Electric | Hill-Rom
NO | YES |  |  |  | 099-01295 | 099-01295 | Hill-Rom Co Inc | Centrella Smart Plus |  | T226PF6624 | NE-4 West Tower |  |  |  |  | 099-01295 | 099-01295 | NorthEast | MHHS-Northeast | NE-4 West Tower |  |  |  |  | No pm |  | Bed, Patient Electric | BEDPATIENTELECTRIC-Hill-Rom-Centrella Smart Plus | [12 empty] | BPE-A | [10 empty] | BEDPATIENTELECTRIC | Bed, Patient Electric | Hill-Rom
NO | YES |  |  |  | 099-01433 | 099-01433 | Hill-Rom Co Inc | Centrella Smart Plus |  | T225PF6594 | NE-Med/Surg |  |  |  |  | 099-01433 | 099-01433 | Katy | MHHS-Northeast | NE-Med/Surg | W4-20 |  |  |  | No pm |  | Bed, Patient Electric | BEDPATIENTELECTRIC-Hill-Rom-Centrella Smart Plus | [12 empty] | BPE-A | [10 empty] | BEDPATIENTELECTRIC | Bed, Patient Electric | Hill-Rom
NO | YES |  |  |  | 099-01297 | 099-01297 | Hill-Rom Co Inc | Centrella Smart Plus |  | T225PF6568 | NE-Telemetry |  |  |  |  | 099-01297 | 099-01297 | NorthEast | MHHS-Northeast | NE-Telemetry |  |  |  |  | No pm |  | Bed, Patient Electric | BEDPATIENTELECTRIC-Hill-Rom-Centrella Smart Plus | [12 empty] | BPE-A | [10 empty] | BEDPATIENTELECTRIC | Bed, Patient Electric | Hill-Rom
NO | YES |  |  |  | 099-03902 | 099-03902 | Hill-Rom Co Inc | Centrella Smart Plus |  | T227PF6691 | NE-Med/Surg |  |  |  |  | 099-03902 | 099-03902 | Katy | MHHS-Northeast | NE-Med/Surg | W427 | [5 empty] | Bed, Patient Electric | BEDPATIENTELECTRIC-Hill-Rom-Centrella Smart Plus | [12 empty] | BPE-A | [10 empty] | BEDPATIENTELECTRIC | Bed, Patient Electric | Hill-Rom
NO | YES | Serial Number T228PF6792 |  |  | 099-01265 | 099-01265 | Hill-Rom Co Inc | Centrella Smart Plus |  | T228PF6792 | NE-4 West Tower |  |  |  |  | 099-01265 | 099-01265 | Katy | MHHS-Northeast | NE-4 West Tower | Room 28 | [5 empty] | Bed, Patient Electric | BEDPATIENTELECTRIC-Hill-Rom-Centrella Smart Plus | [12 empty] | BPE-A | [10 empty] | BEDPATIENTELECTRIC | Bed, Patient Electric | Hill-Rom
NO | YES |  |  |  | 099-03906 | 099-03906 | Hill-Rom Co Inc | Centrella Smart Plus |  | T229PF6828 | Katy-Telemetry |  |  |  |  | 099-03906 | 099-03906 | Katy | MHHS-Katy | Katy-Telemetry | W301 | [5 empty] | Bed, Patient Electric | BEDPATIENTELECTRIC-Hill-Rom-Centrella Smart Plus | [12 empty] | BPE-A | [10 empty] | BEDPATIENTELECTRIC | Bed, Patient Electric | Hill-Rom
NO | YES |  |  |  | 099-03908 | 099-03908 | Hill-Rom Co Inc | Centrella Smart Plus |  | T234PF7119 | Katy-Telemetry |  |  |  |  | 099-03908 | 099-03908 | Katy | MHHS-Katy | Katy-Telemetry | W302 | [5 empty] | Bed, Patient Electric | BEDPATIENTELECTRIC-Hill-Rom-Centrella Smart Plus | [12 empty] | BPE-A | [10 empty] | BEDPATIENTELECTRIC | Bed, Patient Electric | Hill-Rom
NO | YES |  |  |  | 099-01451 | 099-01451 | Hill-Rom Co Inc | Centrella Smart Plus |  | T229PF6819 | NE-3 West Tower |  |  |  |  | 099-01451 | 099-01451 | Katy | MHHS-Northeast | NE-3 West Tower | 3 West |  |  |  | N/A |  | Bed, Patient Electric | BEDPATIENTELECTRIC-Hill-Rom-Centrella Smart Plus | [12 empty] | BPE-A | [10 empty] | BEDPATIENTELECTRIC | Bed, Patient Electric | Hill-Rom
NO | YES |  |  |  | 099-03912 | 099-03912 | Hill-Rom Co Inc | Centrella Smart Plus |  | T225PF6562 | Katy-Telemetry |  |  |  |  | 099-03912 | 099-03912 | Katy | MHHS-Katy | Katy-Telemetry | W310 | [5 empty] | Bed, Patient Electric | BEDPATIENTELECTRIC-Hill-Rom-Centrella Smart Plus | [12 empty] | BPE-A | [10 empty] | BEDPATIENTELECTRIC | Bed, Patient Electric | Hill-Rom
YES | YES | Serial Number Cnf |  |  | 099-01439 | 099-01439 | Hill-Rom Co Inc | Centrella Smart Plus |  | Cnf | 3 west |  |  |  |  | 099-01439 | 099-01439 | Katy | Memorial Hermann Northeast Hospital | 3 west | W3-04 |  |  |  | Could not get pictures or serial, patient in the way |  | Bed, Patient Electric | BEDPATIENTELECTRIC-Hill-Rom-Centrella Smart Plus | [12 empty] | BPE-A | [10 empty] | BEDPATIENTELECTRIC | Bed, Patient Electric | Hill-Rom
NO | YES |  |  |  | 099-01277 | 099-01277 | Hill-Rom Co Inc | Centrella Smart Plus |  | T227PF6732 | NE-3 West Tower |  |  |  |  | 099-01277 | 099-01277 | NorthEast | MHHS-Northeast | NE-3 West Tower |  |  |  |  | No pm |  | Bed, Patient Electric | BEDPATIENTELECTRIC-Hill-Rom-Centrella Smart Plus | [12 empty] | BPE-A | [10 empty] | BEDPATIENTELECTRIC | Bed, Patient Electric | Hill-Rom
NO | YES |  |  |  | 099-01541 | 099-01541 | Hill-Rom Co Inc | Centrella Smart Plus |  | T227PF6712 | NE-3 West Tower |  |  |  |  | 099-01541 | 099-01541 | Katy | MHHS-Northeast | NE-3 West Tower | Room 9 | [5 empty] | Bed, Patient Electric | BEDPATIENTELECTRIC-Hill-Rom-Centrella Smart Plus | [12 empty] | BPE-A | [10 empty] | BEDPATIENTELECTRIC | Bed, Patient Electric | Hill-Rom
NO | YES |  |  |  | 099-01578 | 099-01578 | Hill-Rom Co Inc | Centrella Smart Plus |  | T233PF7068 | Katy-Telemetry |  |  |  |  | 099-01578 | 099-01578 | Katy | MHHS-Katy | Katy-Telemetry | W312 | [5 empty] | Bed, Patient Electric | BEDPATIENTELECTRIC-Hill-Rom-Centrella Smart Plus | [12 empty] | BPE-A | [10 empty] | BEDPATIENTELECTRIC | Bed, Patient Electric | Hill-Rom
NO | YES |  |  |  | 099-01280 | 099-01280 | Hill-Rom Co Inc | Centrella Smart Plus |  | T226PF6638 | NE-3 West Tower |  |  |  |  | 099-01280 | 099-01280 | NorthEast | MHHS-Northeast | NE-3 West Tower |  |  |  |  | No pm |  | Bed, Patient Electric | BEDPATIENTELECTRIC-Hill-Rom-Centrella Smart Plus | [12 empty] | BPE-A | [10 empty] | BEDPATIENTELECTRIC | Bed, Patient Electric | Hill-Rom
NO | YES |  |  |  | 099-01442 | 099-01442 | Hill-Rom Co Inc | Centrella Smart Plus |  | T225PF6586 | NE-3 West Tower |  |  |  |  | 099-01442 | 099-01442 | Katy | MHHS-Northeast | NE-3 West Tower | W3-15 |  |  |  | No pm |  | Bed, Patient Electric | BEDPATIENTELECTRIC-Hill-Rom-Centrella Smart Plus | [12 empty] | BPE-A | [10 empty] | BEDPATIENTELECTRIC | Bed, Patient Electric | Hill-Rom
NO | YES |  |  |  | 099-01582 | 099-01582 | Hill-Rom Co Inc | Centrella Smart Plus |  | T235PF7164 | Katy-Telemetry |  |  |  |  | 099-01582 | 099-01582 | Katy | MHHS-Katy | Katy-Telemetry | W318 | [5 empty] | Bed, Patient Electric | BEDPATIENTELECTRIC-Hill-Rom-Centrella Smart Plus | [12 empty] | BPE-A | [10 empty] | BEDPATIENTELECTRIC | Bed, Patient Electric | Hill-Rom
NO | YES |  |  |  | 099-01557 | 099-01557 | Hill-Rom Co Inc | Centrella Smart Plus |  | T234PF7095 | NE-3 West Tower |  |  |  |  | 099-01557 | 099-01557 | Katy | MHHS-Northeast | NE-3 West Tower | Room 17 | 2/1/20 |  |  |  |  | Bed, Patient Electric | BEDPATIENTELECTRIC-Hill-Rom-Centrella Smart Plus | [12 empty] | BPE-A | [10 empty] | BEDPATIENTELECTRIC | Bed, Patient Electric | Hill-Rom
NO | YES |  |  |  | 099-01544 | 099-01544 | Hill-Rom Co Inc | Centrella Smart Plus |  | T226PF6650 | NE-3 West Tower |  |  |  |  | 099-01544 | 099-01544 | Katy | MHHS-Northeast | NE-3 West Tower | W3-21 | [5 empty] | Bed, Patient Electric | BEDPATIENTELECTRIC-Hill-Rom-Centrella Smart Plus | [12 empty] | BPE-A | [10 empty] | BEDPATIENTELECTRIC | Bed, Patient Electric | Hill-Rom
NO | YES |  |  |  | 099-01588 | 099-01588 | Hill-Rom Co Inc | Centrella Smart Plus |  | T234PF7122 | Katy-Telemetry |  |  |  |  | 099-01588 | 099-01588 | Katy | MHHS-Katy | Katy-Telemetry | W323 | [5 empty] | Bed, Patient Electric | BEDPATIENTELECTRIC-Hill-Rom-Centrella Smart Plus | [12 empty] | BPE-A | [10 empty] | BEDPATIENTELECTRIC | Bed, Patient Electric | Hill-Rom
YES | YES |  |  |  | 099-01288 | 099-01288 | Hill-Rom Co Inc | Centrella Smart Plus |  | H132AD5832 | NE - 3 WEST TOWER |  |  |  |  | 099-01288 | 099-01288 | NorthEast |  | NE - 3 WEST TOWER |  |  |  |  | No pm |  | Bed, Patient Electric | BEDPATIENTELECTRIC-Hill-Rom-Centrella Smart Plus | [12 empty] | BPE-A | [10 empty] | BEDPATIENTELECTRIC | Bed, Patient Electric | Hill-Rom
NO | YES |  |  |  | 099-01524 | 099-01524 | Hill-Rom Co Inc | Centrella Smart Plus |  | T227PF6694 | NE-3 West Tower |  |  |  |  | 099-01524 | 099-01524 | Katy | MHHS-Northeast | NE-3 West Tower | Room 24 | 2/1/20 | 2/1/20 |  |  |  | Bed, Patient Electric | BEDPATIENTELECTRIC-Hill-Rom-Centrella Smart Plus | [12 empty] | BPE-A | [10 empty] | BEDPATIENTELECTRIC | Bed, Patient Electric | Hill-Rom
NO | YES |  |  |  | 099-01590 | 099-01590 | Hill-Rom Co Inc | Centrella Smart Plus |  | T234PF7092 | NE-Med/Surg |  |  |  |  | 099-01590 | 099-01590 | Katy | MHHS-Northeast | NE-Med/Surg | W328 | [5 empty] | Bed, Patient Electric | BEDPATIENTELECTRIC-Hill-Rom-Centrella Smart Plus | [12 empty] | BPE-A | [10 empty] | BEDPATIENTELECTRIC | Bed, Patient Electric | Hill-Rom
NO | YES |  |  |  | 099-01550 | 099-01550 | Hill-Rom Co Inc | Centrella Smart Plus |  | T235PF7155 | NE-3 West Tower |  |  |  |  | 099-01550 | 099-01550 | Katy | MHHS-Northeast | NE-3 West Tower | W3-29 |  |  |  | No pm |  | Bed, Patient Electric | BEDPATIENTELECTRIC-Hill-Rom-Centrella Smart Plus | [12 empty] | BPE-A | [10 empty] | BEDPATIENTELECTRIC | Bed, Patient Electric | Hill-Rom
NO | YES |  |  |  | 099-01454 | 099-01454 | Hill-Rom Co Inc | Centrella Smart Plus |  | T234PF7083 | NE-3 West Tower |  |  |  |  | 099-01454 | 099-01454 | Katy | MHHS-Northeast | NE-3 West Tower | 3 West |  |  |  | N/A |  | Bed, Patient Electric | BEDPATIENTELECTRIC-Hill-Rom-Centrella Smart Plus | [12 empty] | BPE-A | [10 empty] | BEDPATIENTELECTRIC | Bed, Patient Electric | Hill-Rom
NO | YES |  |  |  | 099-0/560 | 099-01560 | Hill-Rom Co Inc | Centrella Smart Plus |  | T225PF6574 | NE-3 West Tower |  |  |  |  | 099-0/560 | 099-01560 | Katy | MHHS-Northeast | NE-3 West Tower | Room 30 | 2/1/20 |  |  |  |  | Bed, Patient Electric | BEDPATIENTELECTRIC-Hill-Rom-Centrella Smart Plus | [12 empty] | BPE-A | [10 empty] | BEDPATIENTELECTRIC | Bed, Patient Electric | Hill-Rom
NO | YES |  |  |  | 099-01552 | 099-01552 | Hill-Rom Co Inc | Centrella Smart Plus |  | T235PF7167 | NE-3 West Tower |  |  |  |  | 099-01552 | 099-01552 | Katy | MHHS-Northeast | NE-3 West Tower | W3-16 | [5 empty] | Bed, Patient Electric | BEDPATIENTELECTRIC-Hill-Rom-Centrella Smart Plus | [12 empty] | BPE-A | [10 empty] | BEDPATIENTELECTRIC | Bed, Patient Electric | Hill-Rom
NO | YES |  |  |  | 099-01562 | 099-01562 | Hill-Rom Co Inc | Centrella Smart Plus |  | T226PF6662 | NE-2 West Tower |  |  |  |  | 099-01562 | 099-01562 | Katy | MHHS-Northeast | NE-2 West Tower | Room 3 | [5 empty] | Bed, Patient Electric | BEDPATIENTELECTRIC-Hill-Rom-Centrella Smart Plus | [12 empty] | BPE-A | [10 empty] | BEDPATIENTELECTRIC | Bed, Patient Electric | Hill-Rom
NO | YES |  |  |  | 099-01714 | 099-01714 | Hill-Rom Co Inc | Centrella Smart Plus |  | T235PF7161 | NE-2 West Tower |  |  |  |  | 099-01714 | 099-01714 | Katy | MHHS-Northeast | NE-2 West Tower | By room 03 | [5 empty] | Bed, Patient Electric | BEDPATIENTELECTRIC-Hill-Rom-Centrella Smart Plus | [12 empty] | BPE-A | [10 empty] | BEDPATIENTELECTRIC | Bed, Patient Electric | Hill-Rom
NO | YES |  |  |  | 099-01732 | 099-01732 | Hill-Rom Co Inc | Centrella Smart Plus |  | T235PF7158 | NE-2 West Tower |  |  |  |  | 099-01732 | 099-01732 | Katy | MHHS-Northeast | NE-2 West Tower | W210 | [5 empty] | Bed, Patient Electric | BEDPATIENTELECTRIC-Hill-Rom-Centrella Smart Plus | [12 empty] | BPE-A | [10 empty] | BEDPATIENTELECTRIC | Bed, Patient Electric | Hill-Rom
NO | YES |  |  |  | 099-01719 | 099-01719 | Hill-Rom Co Inc | Centrella Smart Plus |  | T225PF6604 | NE-2 West Tower |  |  |  |  | 099-01719 | 099-01719 | Katy | MHHS-Northeast | NE-2 West Tower | Room w2-08 | [5 empty] | Bed, Patient Electric | BEDPATIENTELECTRIC-Hill-Rom-Centrella Smart Plus | [12 empty] | BPE-A | [10 empty] | BEDPATIENTELECTRIC | Bed, Patient Electric | Hill-Rom
NO | YES |  |  |  | 099-01563 | 099-01563 | Hill-Rom Co Inc | Centrella Smart Plus |  | T226PF6642 | NE-2 West Tower |  |  |  |  | 099-01563 | 099-01563 | Katy | MHHS-Northeast | NE-2 West Tower | Room 7 | 2/1/20 |  |  |  |  | Bed, Patient Electric | BEDPATIENTELECTRIC-Hill-Rom-Centrella Smart Plus | [12 empty] | BPE-A | [10 empty] | BEDPATIENTELECTRIC | Bed, Patient Electric | Hill-Rom
NO | YES |  |  |  | 099-01571 | 099-01571 | Hill-Rom Co Inc | Centrella Smart Plus |  | T225PF6612 | NE-2 West Tower |  |  |  |  | 099-01571 | 099-01571 | Katy | MHHS-Northeast | NE-2 West Tower | Room 13 | [5 empty] | Bed, Patient Electric | BEDPATIENTELECTRIC-Hill-Rom-Centrella Smart Plus | [12 empty] | BPE-A | [10 empty] | BEDPATIENTELECTRIC | Bed, Patient Electric | Hill-Rom
NO | YES |  |  |  | 099-01465 | 099-01465 | Hill-Rom Co Inc | Centrella Smart Plus |  | T234PF7080 | NE-3 West Tower |  |  |  |  | 099-01465 | 099-01465 | NorthEast | MHHS-Northeast | NE-3 West Tower |  |  |  |  | No pm |  | Bed, Patient Electric | BEDPATIENTELECTRIC-Hill-Rom-Centrella Smart Plus | [12 empty] | BPE-A | [10 empty] | BEDPATIENTELECTRIC | Bed, Patient Electric | Hill-Rom
NO | YES |  |  |  | 099-01723 | 099-01723 | Hill-Rom Co Inc | Centrella Smart Plus |  | T239PF7447 | NE-2 West Tower |  |  |  |  | 099-01723 | 099-01723 | Katy | MHHS-Northeast | NE-2 West Tower | Room 13 | [5 empty] | Bed, Patient Electric | BEDPATIENTELECTRIC-Hill-Rom-Centrella Smart Plus | [12 empty] | BPE-A | [10 empty] | BEDPATIENTELECTRIC | Bed, Patient Electric | Hill-Rom
NO | YES |  |  |  | 099-01738 | 099-01738 | Hill-Rom Co Inc | Centrella Smart Plus |  | T226PF6674 | NE-Med/Surg 3 |  |  |  |  | 099-01738 | 099-01738 | Katy | MHHS-Northeast | NE-Med/Surg 3 | W215 | [5 empty] | Bed, Patient Electric | BEDPATIENTELECTRIC-Hill-Rom-Centrella Smart Plus | [12 empty] | BPE-A | [10 empty] | BEDPATIENTELECTRIC | Bed, Patient Electric | Hill-Rom
NO | YES |  |  |  | 099-01740 | 099-01740 | Hill-Rom Co Inc | Centrella Smart Plus |  | T227PF6723 | NE-Med/Surg 3 |  |  |  |  | 099-01740 | 099-01740 | Katy | MHHS-Northeast | NE-Med/Surg 3 | W215 | [5 empty] | Bed, Patient Electric | BEDPATIENTELECTRIC-Hill-Rom-Centrella Smart Plus | [12 empty] | BPE-A | [10 empty] | BEDPATIENTELECTRIC | Bed, Patient Electric | Hill-Rom
NO | YES |  |  |  | 099-01469 | 099-01469 | Hill-Rom Co Inc | Centrella Smart Plus |  | T226PF6626 | NE-3 West Tower |  |  |  |  | 099-01469 | 099-01469 | NorthEast | MHHS-Northeast | NE-3 West Tower |  |  |  |  | No pm |  | Bed, Patient Electric | BEDPATIENTELECTRIC-Hill-Rom-Centrella Smart Plus | [12 empty] | BPE-A | [10 empty] | BEDPATIENTELECTRIC | Bed, Patient Electric | Hill-Rom
NO | YES |  |  |  | 099-01725 | 099-01725 | Hill-Rom Co Inc | Centrella Smart Plus |  | T227PF6718 | NE-2 West Tower |  |  |  |  | 099-01725 | 099-01725 | Katy | MHHS-Northeast | NE-2 West Tower | W2-20 | [5 empty] | Bed, Patient Electric | BEDPATIENTELECTRIC-Hill-Rom-Centrella Smart Plus | [12 empty] | BPE-A | [10 empty] | BEDPATIENTELECTRIC | Bed, Patient Electric | Hill-Rom
NO | YES |  |  |  | 099-01567 | 099-01567 | Hill-Rom Co Inc | Centrella Smart Plus |  | T228PF6798 | NE-2 West Tower |  |  |  |  | 099-01567 | 099-01567 | Katy | MHHS-Northeast | NE-2 West Tower | Room 17 | 2/1/20 |  |  |  |  | Bed, Patient Electric | BEDPATIENTELECTRIC-Hill-Rom-Centrella Smart Plus | [12 empty] | BPE-A | [10 empty] | BEDPATIENTELECTRIC | Bed, Patient Electric | Hill-Rom
NO | YES |  |  |  | 099-01285 | 099-01285 | Hill-Rom Co Inc | Centrella Smart Plus |  | T228PF6780 | NE-3 West Tower |  |  |  |  | 099-01285 | 099-01285 | NorthEast | MHHS-Northeast | NE-3 West Tower |  |  |  |  | No pm |  | Bed, Patient Electric | BEDPATIENTELECTRIC-Hill-Rom-Centrella Smart Plus | [12 empty] | BPE-A | [10 empty] | BEDPATIENTELECTRIC | Bed, Patient Electric | Hill-Rom
NO | YES |  |  |  | 099-01744 | 099-01744 | Hill-Rom Co Inc | Centrella Smart Plus |  | T225PF6578 | NE-2 West Tower |  |  |  |  | 099-01744 | 099-01744 | Katy | MHHS-Northeast | NE-2 West Tower | W223 | 11/1/19 | 11/1/20 |  |  |  | Bed, Patient Electric | BEDPATIENTELECTRIC-Hill-Rom-Centrella Smart Plus | [12 empty] | BPE-A | [10 empty] | BEDPATIENTELECTRIC | Bed, Patient Electric | Hill-Rom
NO | YES |  |  |  | 099-01673 | 099-01673 | Hill-Rom Co Inc | Centrella Smart Plus |  | T229PF6834 | NE-2 West Tower |  |  |  |  | 099-01673 | 099-01673 | Katy | MHHS-Northeast | NE-2 West Tower | W2-25 | [5 empty] | Bed, Patient Electric | BEDPATIENTELECTRIC-Hill-Rom-Centrella Smart Plus | [12 empty] | BPE-A | [10 empty] | BEDPATIENTELECTRIC | Bed, Patient Electric | Hill-Rom
NO | YES |  |  |  | 099-01475 | 099-01475 | Hill-Rom Co Inc | Centrella Smart Plus |  | T226PF6615 | NE-3 West Tower |  |  |  |  | 099-01475 | 099-01475 | NorthEast | MHHS-Northeast | NE-3 West Tower | 5th floor storage |  |  |  | No pm |  | Bed, Patient Electric | BEDPATIENTELECTRIC-Hill-Rom-Centrella Smart Plus | [12 empty] | BPE-A | [10 empty] | BEDPATIENTELECTRIC | Bed, Patient Electric | Hill-Rom
NO | YES |  |  |  | 099-01748 | 099-01748 | Hill-Rom Co Inc | Centrella Smart Plus |  | T226PF6672 | NE-2 West Tower |  |  |  |  | 099-01748 | 099-01748 | Katy | MHHS-Northeast | NE-2 West Tower | W228 | [5 empty] | Bed, Patient Electric | BEDPATIENTELECTRIC-Hill-Rom-Centrella Smart Plus | [12 empty] | BPE-A | [10 empty] | BEDPATIENTELECTRIC | Bed, Patient Electric | Hill-Rom
NO | YES |  |  |  | 099-01752 | 099-01752 | Hill-Rom Co Inc | Centrella Smart Plus |  | T226PF6658 | NE-2 West Tower |  |  |  |  | 099-01752 | 099-01752 | Katy | MHHS-Northeast | NE-2 West Tower | 5th floor storage |  |  |  | No pm sticker |  | Bed, Patient Electric | BEDPATIENTELECTRIC-Hill-Rom-Centrella Smart Plus | [12 empty] | BPE-A | [10 empty] | BEDPATIENTELECTRIC | Bed, Patient Electric | Hill-Rom
NO | YES |  |  |  | 099-01759 | 099-01759 | Hill-Rom Co Inc | Centrella Smart Plus |  | T226PF6618 | NE-5 South West |  |  |  |  | 099-01759 | 099-01759 | Katy | MHHS-Northeast | NE-5 South West | Bed Storage | 2/1/20 | 2/1/21 |  |  |  | Bed, Patient Electric | BEDPATIENTELECTRIC-Hill-Rom-Centrella Smart Plus | [12 empty] | BPE-A | [10 empty] | BEDPATIENTELECTRIC | Bed, Patient Electric | Hill-Rom
NO | YES |  |  |  | 099-01760 | 099-01760 | Hill-Rom Co Inc | Centrella Smart Plus |  | T234PF7131 | NE-5 South West |  |  |  |  | 099-01760 | 099-01760 | Katy | MHHS-Northeast | NE-5 South West | Bed Storage | [5 empty] | Bed, Patient Electric | BEDPATIENTELECTRIC-Hill-Rom-Centrella Smart Plus | [12 empty] | BPE-A | [10 empty] | BEDPATIENTELECTRIC | Bed, Patient Electric | Hill-Rom
NO | YES |  |  |  | 099-01766 | 099-01766 | Hill-Rom Co Inc | Centrella Smart Plus |  | T227PF6726 | NE-5 South West |  |  |  |  | 099-01766 | 099-01766 | Katy | MHHS-Northeast | NE-5 South West | Bed Storage | [5 empty] | Bed, Patient Electric | BEDPATIENTELECTRIC-Hill-Rom-Centrella Smart Plus | [12 empty] | BPE-A | [10 empty] | BEDPATIENTELECTRIC | Bed, Patient Electric | Hill-Rom
NO | YES |  |  |  | 099-00969 | 099-00969 | Hill-Rom Co Inc | Centrella Smart Plus |  | T239PF7442 | [5 empty] | 099-00969 | 099-00969 | [7 empty] | No pm |  | Bed, Patient Electric | BEDPATIENTELECTRIC-Hill-Rom-Centrella Smart Plus | [12 empty] | BPE-A | [10 empty] | BEDPATIENTELECTRIC | Bed, Patient Electric | Hill-Rom
NO | YES |  |  |  | 099-00590 | 099-00590 | Hill-Rom Co Inc | Centrella Smart Plus |  | T229PF6825 | Katy-Beds |  |  |  |  | 099-00590 | 099-00590 | Katy | MHHS-Katy | Katy-Beds | Bed Shop | 11/1/19 | 11/1/20 |  |  |  | Bed, Patient Electric | BEDPATIENTELECTRIC-Hill-Rom-Centrella Smart Plus | [12 empty] | BPE-A | [10 empty] | BEDPATIENTELECTRIC | Bed, Patient Electric | Hill-Rom
NO | YES |  |  |  | 099-00514 | 099-00514 | Hill-Rom Co Inc | Centrella Smart Plus |  | T227pf6731 | Katy-Beds |  |  |  |  | 099-00514 | 099-00514 | Katy | MHHS-Katy | Katy-Beds | Bed shop | 1/1/20 | 1/1/21 |  |  |  | Bed, Patient Electric | BEDPATIENTELECTRIC-Hill-Rom-Centrella Smart Plus | [12 empty] | BPE-A | [10 empty] | BEDPATIENTELECTRIC | Bed, Patient Electric | Hill-Rom
NO | YES |  |  |  | 099-00609 | 099-00609 | Hill-Rom Co Inc | Centrella Smart Plus |  | T226PF6656 | Katy-Beds |  |  |  |  | 099-00609 | 099-00609 | Katy | MHHS-Katy | Katy-Beds |  |  | 1/1/21 |  |  |  | Bed, Patient Electric | BEDPATIENTELECTRIC-Hill-Rom-Centrella Smart Plus | [12 empty] | BPE-A | [10 empty] | BEDPATIENTELECTRIC | Bed, Patient Electric | Hill-Rom
NO | YES |  |  |  | 099-00950 | 099-00950 | Hill-Rom Co Inc | Centrella Smart Plus |  | T234PF7077 | [5 empty] | 099-00950 | 099-00950 |  |  |  | Bed shop |  |  |  | No pm |  | Bed, Patient Electric | BEDPATIENTELECTRIC-Hill-Rom-Centrella Smart Plus | [12 empty] | BPE-A | [10 empty] | BEDPATIENTELECTRIC | Bed, Patient Electric | Hill-Rom
NO | YES |  |  |  | 099-00515 | 099-00515 | Hill-Rom Co Inc | Centrella Smart Plus |  | T226PF6680 | Katy-Beds |  |  |  |  | 099-00515 | 099-00515 | Katy | MHHS-Katy | Katy-Beds | Bed shop | [5 empty] | Bed, Patient Electric | BEDPATIENTELECTRIC-Hill-Rom-Centrella Smart Plus | [12 empty] | BPE-A | [10 empty] | BEDPATIENTELECTRIC | Bed, Patient Electric | Hill-Rom
NO | YES |  |  |  | 099-00610 | 099-00610 | Hill-Rom Co Inc | Centrella Smart Plus |  | T234PF7104 | Katy-Beds |  |  |  |  | 099-00610 | 099-00610 | Katy | MHHS-Katy | Katy-Beds |  | 2/1/20 | 1/1/21 |  |  |  | Bed, Patient Electric | BEDPATIENTELECTRIC-Hill-Rom-Centrella Smart Plus | [12 empty] | BPE-A | [10 empty] | BEDPATIENTELECTRIC | Bed, Patient Electric | Hill-Rom
NO | YES |  |  |  | 099-00516 | 099-00516 | Hill-Rom Co Inc | Centrella Smart Plus |  | T235PF7137 | Katy-Beds |  |  |  |  | 099-00516 | 099-00516 | Katy | MHHS-Katy | Katy-Beds | Bed shop | 2/1/20 | 2/1/21 |  |  |  | Bed, Patient Electric | BEDPATIENTELECTRIC-Hill-Rom-Centrella Smart Plus | [12 empty] | BPE-A | [10 empty] | BEDPATIENTELECTRIC | Bed, Patient Electric | Hill-Rom
NO | YES |  |  |  | 099-04282 | 099-04282 | Hill-Rom Co Inc | Centrella Smart Plus |  | T226PF6654 | NE-Med/Surg 3 |  |  |  |  | 099-04282 | 099-04282 | Katy | MHHS-Northeast | NE-Med/Surg 3 | 3rd floor storage | [5 empty] | Bed, Patient Electric | BEDPATIENTELECTRIC-Hill-Rom-Centrella Smart Plus | [12 empty] | BPE-A | [10 empty] | BEDPATIENTELECTRIC | Bed, Patient Electric | Hill-Rom
YES | YES |  |  |  | 099-00949 | 099-00949 | Hill-Rom Co Inc | Centrella Smart Plus |  | H132AD5822 | [5 empty] | 099-00949 | 099-00949 |  |  |  | Bed shop |  |  |  | No pm o g |  | Bed, Patient Electric | BEDPATIENTELECTRIC-Hill-Rom-Centrella Smart Plus | [12 empty] | BPE-A | [10 empty] | BEDPATIENTELECTRIC | Bed, Patient Electric | Hill-Rom
NO | YES |  |  |  | 099-00520 | 099-00520 | Hill-Rom Co Inc | Centrella Smart Plus |  | T227PF6706 | NE-5 South West |  |  |  |  | 099-00520 | 099-00520 | Katy | MHHS-Northeast | NE-5 South West | Sw 502 |  |  |  | In use |  | Bed, Patient Electric | BEDPATIENTELECTRIC-Hill-Rom-Centrella Smart Plus | [12 empty] | BPE-A | [10 empty] | BEDPATIENTELECTRIC | Bed, Patient Electric | Hill-Rom
YES | YES |  |  |  | 099-02300 | 099-02300 | Hill-Rom Co Inc | Centrella Smart Plus |  | 099-02301 | Med Surg 5th floor |  |  |  |  | 099-02300 | 099-02300 | Katy | Memorial Hermann Northeast Hospital | Med Surg 5th floor | Room 501 | [5 empty] | Bed, Patient Electric | BEDPATIENTELECTRIC-Hill-Rom-Centrella Smart Plus | [12 empty] | BPE-A | [10 empty] | BEDPATIENTELECTRIC | Bed, Patient Electric | Hill-Rom
NO | YES |  |  |  | 099-00596 | 099-00596 | Hill-Rom Co Inc | Centrella Smart Plus |  | T235PF7140 | Katy-Med/Surg 5th Floor |  |  |  |  | 099-00596 | 099-00596 | Katy | MHHS-Katy | Katy-Med/Surg 5th Floor | North East- 5th floor storage | [5 empty] | Bed, Patient Electric | BEDPATIENTELECTRIC-Hill-Rom-Centrella Smart Plus | [12 empty] | BPE-A | [10 empty] | BEDPATIENTELECTRIC | Bed, Patient Electric | Hill-Rom
NO | YES |  |  |  | 099-00617 | 099-00617 | Hill-Rom Co Inc | Centrella Smart Plus |  | T234PF7134 | NE-5 South West |  |  |  |  | 099-00617 | 099-00617 | Northeast | MHHS-Northeast | NE-5 South West | North East - 5th floor storage | [5 empty] | Bed, Patient Electric | BEDPATIENTELECTRIC-Hill-Rom-Centrella Smart Plus | [12 empty] | BPE-A | [10 empty] | BEDPATIENTELECTRIC | Bed, Patient Electric | Hill-Rom
NO | YES |  |  |  | 099-00526 | 099-00526 | Hill-Rom Co Inc | Centrella Smart Plus |  | T239PF7454 | NE-5 South West |  |  |  |  | 099-00526 | 099-00526 | Katy | MHHS-Northeast | NE-5 South West | Sw 504 |  |  |  | No pm |  | Bed, Patient Electric | BEDPATIENTELECTRIC-Hill-Rom-Centrella Smart Plus | [12 empty] | BPE-A | [10 empty] | BEDPATIENTELECTRIC | Bed, Patient Electric | Hill-Rom
NO | YES |  |  |  | 099-00619 | 099-00619 | Hill-Rom Co Inc | Centrella Smart Plus |  | T226PF6630 | NE-5 South West |  |  |  |  | 099-00619 | 099-00619 | Northeast | MHHS-Northeast | NE-5 South West | [6 empty] | Bed, Patient Electric | BEDPATIENTELECTRIC-Hill-Rom-Centrella Smart Plus | [12 empty] | BPE-A | [10 empty] | BEDPATIENTELECTRIC | Bed, Patient Electric | Hill-Rom
NO | YES |  |  |  | 099-00598 | 099-00598 | Hill-Rom Co Inc | Centrella Smart Plus |  | T225PF6598 | NE-5 South West |  |  |  |  | 099-00598 | 099-00598 | Katy | MHHS-Northeast | NE-5 South West | SW535 | [5 empty] | Bed, Patient Electric | BEDPATIENTELECTRIC-Hill-Rom-Centrella Smart Plus | [12 empty] | BPE-A | [10 empty] | BEDPATIENTELECTRIC | Bed, Patient Electric | Hill-Rom
NO | YES |  |  |  | 099-00622 | 099-00622 | Hill-Rom Co Inc | Centrella Smart Plus |  | T225PF6608 | NE-5 South West |  |  |  |  | 099-00622 | 099-00622 | Katy | MHHS-Northeast | NE-5 South West | [6 empty] | Bed, Patient Electric | BEDPATIENTELECTRIC-Hill-Rom-Centrella Smart Plus | [12 empty] | BPE-A | [10 empty] | BEDPATIENTELECTRIC | Bed, Patient Electric | Hill-Rom
NO | YES |  |  |  | 099-02303 | 099-02303 | Hill-Rom Co Inc | Centrella Smart Plus |  | T225PF6602 | Katy-Med/Surg 5th Floor |  |  |  |  | 099-02303 | 099-02303 | Katy | MHHS-Katy | Katy-Med/Surg 5th Floor | Room 519 | [5 empty] | Bed, Patient Electric | BEDPATIENTELECTRIC-Hill-Rom-Centrella Smart Plus | [12 empty] | BPE-A | [10 empty] | BEDPATIENTELECTRIC | Bed, Patient Electric | Hill-Rom
YES | YES |  |  |  | 099-00601 | 099-00601 | Hill-Rom Co Inc | Centrella Smart Plus |  | G097AD2903 | NE - 5 South West |  |  |  |  | 099-00601 | 099-00601 | Katy | Memorial Hermann Northeast Hospital | NE - 5 South West | SW534 | [5 empty] | Bed, Patient Electric | BEDPATIENTELECTRIC-Hill-Rom-Centrella Smart Plus | [12 empty] | BPE-A | [10 empty] | BEDPATIENTELECTRIC | Bed, Patient Electric | Hill-Rom
NO | YES |  |  |  | 099-00528 | 099-00528 | Hill-Rom Co Inc | Centrella Smart Plus |  | T225PF6606 | NE-5 South West |  |  |  |  | 099-00528 | 099-00528 | Katy | MHHS-Northeast | NE-5 South West | Sw 505 | [5 empty] | Bed, Patient Electric | BEDPATIENTELECTRIC-Hill-Rom-Centrella Smart Plus | [12 empty] | BPE-A | [10 empty] | BEDPATIENTELECTRIC | Bed, Patient Electric | Hill-Rom
NO | YES |  |  |  | 099-00604 | 099-00604 | Hill-Rom Co Inc | Centrella Smart Plus |  | T226PF6632 | NE-5 South West |  |  |  |  | 099-00604 | 099-00604 | Katy | MHHS-Northeast | NE-5 South West | SW533 North East - 5th floor storage | [5 empty] | Bed, Patient Electric | BEDPATIENTELECTRIC-Hill-Rom-Centrella Smart Plus | [12 empty] | BPE-A | [10 empty] | BEDPATIENTELECTRIC | Bed, Patient Electric | Hill-Rom
NO | YES |  |  |  | 099-00530 | 099-00530 | Hill-Rom Co Inc | Centrella Smart Plus |  | T229PF6831 | NE-5 South West |  |  |  |  | 099-00530 | 099-00530 | Katy | MHHS-Northeast | NE-5 South West | Sw 505 | [5 empty] | Bed, Patient Electric | BEDPATIENTELECTRIC-Hill-Rom-Centrella Smart Plus | [12 empty] | BPE-A | [10 empty] | BEDPATIENTELECTRIC | Bed, Patient Electric | Hill-Rom
NO | YES |  |  |  | 099-02306 | 099-02306 | Hill-Rom Co Inc | Centrella Smart Plus |  | T227PF6700 | Katy-Med/Surg 5th Floor |  |  |  |  | 099-02306 | 099-02306 | Katy | MHHS-Katy | Katy-Med/Surg 5th Floor | Room 532 | 2/1/20 |  |  |  |  | Bed, Patient Electric | BEDPATIENTELECTRIC-Hill-Rom-Centrella Smart Plus | [12 empty] | BPE-A | [10 empty] | BEDPATIENTELECTRIC | Bed, Patient Electric | Hill-Rom
NO | YES |  |  |  | 099-00606 | 099-00606 | Hill-Rom Co Inc | Centrella Smart Plus |  | T226PF6676 | NE-5 South West |  |  |  |  | 099-00606 | 099-00606 | Katy | MHHS-Northeast | NE-5 South West | SW531 | [5 empty] | Bed, Patient Electric | BEDPATIENTELECTRIC-Hill-Rom-Centrella Smart Plus | [12 empty] | BPE-A | [10 empty] | BEDPATIENTELECTRIC | Bed, Patient Electric | Hill-Rom
NO | YES |  |  |  | 099-00532 | 099-00532 | Hill-Rom Co Inc | Centrella Smart Plus |  | T229PF6837 | NE-5 South West |  |  |  |  | 099-00532 | 099-00532 | Katy | MHHS-Northeast | NE-5 South West | Sw 508 | [5 empty] | Bed, Patient Electric | BEDPATIENTELECTRIC-Hill-Rom-Centrella Smart Plus | [12 empty] | BPE-A | [10 empty] | BEDPATIENTELECTRIC | Bed, Patient Electric | Hill-Rom
NO | YES |  |  |  | 099-00627 | 099-00627 | Hill-Rom Co Inc | Centrella Smart Plus |  | T227PF6686 | NE-5 South West |  |  |  |  | 099-00627 | 099-00627 | Katy | MHHS-Northeast | NE-5 South West |  | 2/1/20 | 1/1/21 |  |  |  | Bed, Patient Electric | BEDPATIENTELECTRIC-Hill-Rom-Centrella Smart Plus | [12 empty] | BPE-A | [10 empty] | BEDPATIENTELECTRIC | Bed, Patient Electric | Hill-Rom
NO | YES |  |  |  | 099-00608 | 099-00608 | Hill-Rom Co Inc | Centrella Smart Plus |  | T226PF6668 | NE-5 South West |  |  |  |  | 099-00608 | 099-00608 | Katy | MHHS-Northeast | NE-5 South West | SW529 | [5 empty] | Bed, Patient Electric | BEDPATIENTELECTRIC-Hill-Rom-Centrella Smart Plus | [12 empty] | BPE-A | [10 empty] | BEDPATIENTELECTRIC | Bed, Patient Electric | Hill-Rom
YES | YES |  |  |  | 099-00496 | 099-00496 | Hill-Rom Co Inc | Centrella Smart Plus |  | G133AD5773 | South west |  |  |  |  | 099-00496 | 099-00496 | Katy | Memorial Hermann Northeast Hospital | South west | Sw 509 | [5 empty] | Bed, Patient Electric | BEDPATIENTELECTRIC-Hill-Rom-Centrella Smart Plus | [12 empty] | BPE-A | [10 empty] | BEDPATIENTELECTRIC | Bed, Patient Electric | Hill-Rom
NO | YES |  |  |  | 099-00535 | 099-00535 | Hill-Rom Co Inc | Centrella Smart Plus |  | T228PF6774 | NE-5 South West |  |  |  |  | 099-00535 | 099-00535 | Katy | MHHS-Northeast | NE-5 South West | SW528 | [5 empty] | Bed, Patient Electric | BEDPATIENTELECTRIC-Hill-Rom-Centrella Smart Plus | [12 empty] | BPE-A | [10 empty] | BEDPATIENTELECTRIC | Bed, Patient Electric | Hill-Rom
NO | YES | Serial Number T227PF6715 |  |  | 099-00964 | 099-00964 | Hill-Rom Co Inc | Centrella Smart Plus |  | T227PF6715 | [5 empty] | 099-00964 | 099-00964 | [7 empty] | No pm |  | Bed, Patient Electric | BEDPATIENTELECTRIC-Hill-Rom-Centrella Smart Plus | [12 empty] | BPE-A | [10 empty] | BEDPATIENTELECTRIC | Bed, Patient Electric | Hill-Rom
NO | YES |  |  |  | 099-00874 | 099-00874 | Hill-Rom Co Inc | Centrella Smart Plus |  | T226PF6634 | NE-Mother & Baby |  |  |  |  | 099-00874 | 099-00874 | Katy | MHHS-Northeast | NE-Mother & Baby | Room 2005 | [5 empty] | Bed, Patient Electric | BEDPATIENTELECTRIC-Hill-Rom-Centrella Smart Plus | [12 empty] | BPE-A | [10 empty] | BEDPATIENTELECTRIC | Bed, Patient Electric | Hill-Rom
NO | YES |  |  |  | 099-00879 | 099-00879 | Hill-Rom Co Inc | Centrella Smart Plus |  | T227PF6697 | NE-Mother & Baby |  |  |  |  | 099-00879 | 099-00879 | Katy | MHHS-Northeast | NE-Mother & Baby | Room 2006 | [5 empty] | Bed, Patient Electric | BEDPATIENTELECTRIC-Hill-Rom-Centrella Smart Plus | [12 empty] | BPE-A | [10 empty] | BEDPATIENTELECTRIC | Bed, Patient Electric | Hill-Rom
NO | YES |  |  |  | 099-00630 | 099-00630 | Hill-Rom Co Inc | Centrella Smart Plus |  | T227PF6709 | NE-Mother & Baby |  |  |  |  | 099-00630 | 099-00630 | Katy | MHHS-Northeast | NE-Mother & Baby | [6 empty] | Bed, Patient Electric | BEDPATIENTELECTRIC-Hill-Rom-Centrella Smart Plus | [12 empty] | BPE-A | [10 empty] | BEDPATIENTELECTRIC | Bed, Patient Electric | Hill-Rom
NO | YES |  |  |  | 099-00583 | 099-00583 | Hill-Rom Co Inc | Centrella Smart Plus |  | T228PF6795 | NE-Labor & Delivery |  |  |  |  | 099-00583 | 099-00583 | Katy | MHHS-Northeast | NE-Labor & Delivery | [6 empty] | Bed, Patient Electric | BEDPATIENTELECTRIC-Hill-Rom-Centrella Smart Plus | [12 empty] | BPE-A | [10 empty] | BEDPATIENTELECTRIC | Bed, Patient Electric | Hill-Rom
NO | YES |  |  |  | 099-00632 | 099-00632 | Hill-Rom Co Inc | Centrella Smart Plus |  | T225PF6559 | NE-Mother & Baby |  |  |  |  | 099-00632 | 099-00632 | Katy | MHHS-Northeast | NE-Mother & Baby | [6 empty] | Bed, Patient Electric | BEDPATIENTELECTRIC-Hill-Rom-Centrella Smart Plus | [12 empty] | BPE-A | [10 empty] | BEDPATIENTELECTRIC | Bed, Patient Electric | Hill-Rom
NO | YES |  |  |  | 099-00907 | 099-00907 | Hill-Rom Co Inc | Centrella Smart Plus |  | T229PF6813 | NE-Nursery |  |  |  |  | 099-00907 | 099-00907 | NorthEast | MHHS-Northeast | NE-Nursery |  |  |  |  | No pm |  | Bed, Patient Electric | BEDPATIENTELECTRIC-Hill-Rom-Centrella Smart Plus | [12 empty] | BPE-A | [10 empty] | BEDPATIENTELECTRIC | Bed, Patient Electric | Hill-Rom
NO | YES |  |  |  | 099-00883 | 099-00883 | Hill-Rom Co Inc | Centrella Smart Plus |  | T235PF7152 | NE-Labor & Delivery |  |  |  |  | 099-00883 | 099-00883 | Katy | MHHS-Northeast | NE-Labor & Delivery | Room 2017 | [5 empty] | Bed, Patient Electric | BEDPATIENTELECTRIC-Hill-Rom-Centrella Smart Plus | [12 empty] | BPE-A | [10 empty] | BEDPATIENTELECTRIC | Bed, Patient Electric | Hill-Rom
YES | YES |  |  |  | 099-00644 | 099-00644 | Hill-Rom Co Inc | Centrella Smart Plus |  | T239PF7451pp | NE - LABOR |  |  |  |  | 099-00644 | 099-00644 | Katy | Memorial Hermann Northeast Hospital | NE - LABOR | Recovery Room | [5 empty] | Bed, Patient Electric | BEDPATIENTELECTRIC-Hill-Rom-Centrella Smart Plus | [12 empty] | BPE-A | [10 empty] | BEDPATIENTELECTRIC | Bed, Patient Electric | Hill-Rom
NO | YES |  |  |  | 142-09107 | 142-09107 | Hill-Rom Co Inc | Centrella Smart Plus |  | U303PF8837 | 5 East MedSurg |  |  |  |  | 142-09107 | 142-09107 | Sugar Land | Memorial Hermann Sugar Land Hospital | 5 East MedSurg | E517 | [5 empty] | Bed, Patient Electric | BEDPATIENTELECTRIC-Hill-Rom-Centrella Smart Plus | [12 empty] | BPE-A | [10 empty] | BEDPATIENTELECTRIC | Bed, Patient Electric | Hill-Rom
NO | YES |  |  |  | 099-00931 | 099-00931 | Hill-Rom Co Inc | Centrella Smart Plus |  | U304PF8957 | SUGAR LAND - MED/SURG - EAST 5TH |  |  |  |  | 099-00931 | 099-00931 | Sugar Land |  | SUGAR LAND - MED/SURG - EAST 5TH |  |  |  |  | No pm |  | Bed, Patient Electric | BEDPATIENTELECTRIC-Hill-Rom-Centrella Smart Plus | [12 empty] | BPE-A | [10 empty] | BEDPATIENTELECTRIC | Bed, Patient Electric | Hill-Rom
YES | YES |  |  |  | 142-09109 | 142-09109 | Hill-Rom Co Inc | Centrella Smart Plus |  | U304PF8961 | 5 East MedSurg |  |  |  |  | 142-09109 | 142-09109 | Sugar Land | Memorial Hermann Sugar Land Hospital | 5 East MedSurg | E518 | [5 empty] | Bed, Patient Electric | BEDPATIENTELECTRIC-Hill-Rom-Centrella Smart Plus | [12 empty] | BPE-A | [10 empty] | BEDPATIENTELECTRIC | Bed, Patient Electric | Hill-Rom
NO | YES |  |  |  | 142-08930 | 142-08930 | Hill-Rom Co Inc | Centrella Smart Plus |  | U303PF8819 | SUGAR LAND - MED/SURG - EAST 5TH |  |  |  |  | 142-08930 | 142-08930 | Sugar Land |  | SUGAR LAND - MED/SURG - EAST 5TH |  |  |  |  | No pm |  | Bed, Patient Electric | BEDPATIENTELECTRIC-Hill-Rom-Centrella Smart Plus | [12 empty] | BPE-A | [10 empty] | BEDPATIENTELECTRIC | Bed, Patient Electric | Hill-Rom
NO | YES |  |  |  | 142-09111 | 142-09111 | Hill-Rom Co Inc | Centrella Smart Plus |  | U304PF8953 | 5 East MedSurg |  |  |  |  | 142-09111 | 142-09111 | Sugar Land | Memorial Hermann Sugar Land Hospital | 5 East MedSurg | E519 | [5 empty] | Bed, Patient Electric | BEDPATIENTELECTRIC-Hill-Rom-Centrella Smart Plus | [12 empty] | BPE-A | [10 empty] | BEDPATIENTELECTRIC | Bed, Patient Electric | Hill-Rom
NO | YES |  |  |  | 142-08932 | 142-08932 | Hill-Rom Co Inc | Centrella Smart Plus |  | U303PF8816 | SUGAR LAND - MED/SURG - EAST 5TH |  |  |  |  | 142-08932 | 142-08932 | Sugar Land |  | SUGAR LAND - MED/SURG - EAST 5TH |  |  |  |  | No pm |  | Bed, Patient Electric | BEDPATIENTELECTRIC-Hill-Rom-Centrella Smart Plus | [12 empty] | BPE-A | [10 empty] | BEDPATIENTELECTRIC | Bed, Patient Electric | Hill-Rom
NO | YES |  |  |  | 142-09113 | 142-09113 | Hill-Rom Co Inc | Centrella Smart Plus |  | U305PF8966 | 5 East MedSurg |  |  |  |  | 142-09113 | 142-09113 | Sugar Land | Memorial Hermann Sugar Land Hospital | 5 East MedSurg | E520 | [5 empty] | Bed, Patient Electric | BEDPATIENTELECTRIC-Hill-Rom-Centrella Smart Plus | [12 empty] | BPE-A | [10 empty] | BEDPATIENTELECTRIC | Bed, Patient Electric | Hill-Rom
NO | YES |  |  |  | 142-09115 | 142-09115 | Hill-Rom Co Inc | Centrella Smart Plus |  | U303PF8812 | 5 East MedSurg |  |  |  |  | 142-09115 | 142-09115 | Sugar Land | Memorial Hermann Sugar Land Hospital | 5 East MedSurg | E516 | [5 empty] | Bed, Patient Electric | BEDPATIENTELECTRIC-Hill-Rom-Centrella Smart Plus | [12 empty] | BPE-A | [10 empty] | BEDPATIENTELECTRIC | Bed, Patient Electric | Hill-Rom
NO | YES |  |  |  | 142-09117 | 142-09117 | Hill-Rom Co Inc | Centrella Smart Plus |  | U303PF8826 | 5 East MedSurg |  |  |  |  | 142-09117 | 142-09117 | Sugar Land | Memorial Hermann Sugar Land Hospital | 5 East MedSurg | E515 | [5 empty] | Bed, Patient Electric | BEDPATIENTELECTRIC-Hill-Rom-Centrella Smart Plus | [12 empty] | BPE-A | [10 empty] | BEDPATIENTELECTRIC | Bed, Patient Electric | Hill-Rom
NO | YES |  |  |  | 142-08935 | 142-08935 | Hill-Rom Co Inc | Centrella Smart Plus |  | U304PF8939 | Sugar Land-Telemetry |  |  |  |  | 142-08935 | 142-08935 | Sugar Land | MHHS-Sugarland | Sugar Land-Telemetry |  |  |  |  | No pm |  | Bed, Patient Electric | BEDPATIENTELECTRIC-Hill-Rom-Centrella Smart Plus | [12 empty] | BPE-A | [10 empty] | BEDPATIENTELECTRIC | Bed, Patient Electric | Hill-Rom
NO | YES |  |  |  | 142-09118 | 142-09118 | Hill-Rom Co Inc | Centrella Smart Plus |  | U303PF8817 | 5 East MedSurg |  |  |  |  | 142-09118 | 142-09118 | Sugar Land | Memorial Hermann Sugar Land Hospital | 5 East MedSurg | Storage | [5 empty] | Bed, Patient Electric | BEDPATIENTELECTRIC-Hill-Rom-Centrella Smart Plus | [12 empty] | BPE-A | [10 empty] | BEDPATIENTELECTRIC | Bed, Patient Electric | Hill-Rom
NO | YES |  |  |  | 142-09081 | 142-09081 | Hill-Rom Co Inc | Centrella Smart Plus |  | U303PF8825 | 5 East MedSurg |  |  |  |  | 142-09081 | 142-09081 | Sugar Land | Memorial Hermann Sugar Land Hospital | 5 East MedSurg | Storage | [5 empty] | Bed, Patient Electric | BEDPATIENTELECTRIC-Hill-Rom-Centrella Smart Plus | [12 empty] | BPE-A | [10 empty] | BEDPATIENTELECTRIC | Bed, Patient Electric | Hill-Rom
YES | YES |  |  |  | 142-09082 | 142-09082 | Hill-Rom Co Inc | Centrella Smart Plus |  | U303PF8823 | 5 East MedSurg |  |  |  |  | 142-09082 | 142-09082 | Sugar Land | Memorial Hermann Sugar Land Hospital | 5 East MedSurg | Storage | [5 empty] | Bed, Patient Electric | BEDPATIENTELECTRIC-Hill-Rom-Centrella Smart Plus | [12 empty] | BPE-A | [10 empty] | BEDPATIENTELECTRIC | Bed, Patient Electric | Hill-Rom
NO | YES |  |  |  | 142-08937 | 142-08937 | Hill-Rom Co Inc | Centrella Smart Plus |  | U304PF8926 | SUGAR LAND - MED/SURG - EAST 5TH |  |  |  |  | 142-08937 | 142-08937 | Sugar Land |  | SUGAR LAND - MED/SURG - EAST 5TH |  |  |  |  | No pm |  | Bed, Patient Electric | BEDPATIENTELECTRIC-Hill-Rom-Centrella Smart Plus | [12 empty] | BPE-A | [10 empty] | BEDPATIENTELECTRIC | Bed, Patient Electric | Hill-Rom
YES | YES |  |  |  | 142-08939 | 142-08939 | Hill-Rom Co Inc | Centrella Smart Plus |  | U304PF8960 | SUGAR LAND - MED/SURG - EAST 5TH |  |  |  |  | 142-08939 | 142-08939 | Sugar Land |  | SUGAR LAND - MED/SURG - EAST 5TH |  |  |  |  | No pm |  | Bed, Patient Electric | BEDPATIENTELECTRIC-Hill-Rom-Centrella Smart Plus | [12 empty] | BPE-A | [10 empty] | BEDPATIENTELECTRIC | Bed, Patient Electric | Hill-Rom
NO | YES |  |  |  | 142-09085 | 142-09085 | Hill-Rom Co Inc | Centrella Smart Plus |  | U305PF8968 | Sugar Land-Med/Surg-East 5th |  |  |  |  | 142-09085 | 142-09085 | Sugar Land | MHHS-Sugarland | Sugar Land-Med/Surg-East 5th | E521 | [5 empty] | Bed, Patient Electric | BEDPATIENTELECTRIC-Hill-Rom-Centrella Smart Plus | [12 empty] | BPE-A | [10 empty] | BEDPATIENTELECTRIC | Bed, Patient Electric | Hill-Rom
NO | YES |  |  |  | 142-09087 | 142-09087 | Hill-Rom Co Inc | Centrella Smart Plus |  | U303PF8839 | Sugar Land-Med/Surg-East 5th |  |  |  |  | 142-09087 | 142-09087 | Sugar Land | MHHS-Sugarland | Sugar Land-Med/Surg-East 5th | E509 | [5 empty] | Bed, Patient Electric | BEDPATIENTELECTRIC-Hill-Rom-Centrella Smart Plus | [12 empty] | BPE-A | [10 empty] | BEDPATIENTELECTRIC | Bed, Patient Electric | Hill-Rom
NO | YES |  |  |  | 142-09149 | 142-09149 | Hill-Rom Co Inc | Centrella Smart Plus |  | U304PF8951 | Cath Lab |  |  |  |  | 142-09149 | 142-09149 | Sugar Land | Memorial Hermann Sugar Land Hospital | Cath Lab | Cath Lab |  |  |  | No pm on bed |  | Bed, Patient Electric | BEDPATIENTELECTRIC-Hill-Rom-Centrella Smart Plus | [12 empty] | BPE-A | [10 empty] | BEDPATIENTELECTRIC | Bed, Patient Electric | Hill-Rom
YES | YES |  |  |  | 099-08150 | 099-08150 | Hill-Rom Co Inc | Centrella Smart Plus |  | U101PF7260 | 6 North |  |  |  |  | 099-08150 | 099-08150 | Central | Memorial Hermann Greater Heights Hospital | 6 North | Rm 629 | [6 empty] | BEDPATIENTELECTRIC-Hill-Rom-Centrella Smart Plus
YES | YES |  |  |  | 099-06856 | 099-06856 | Hill-Rom Co Inc | Centrella Smart Plus |  | U276PF7424 | Sarofim Pavilion |  |  |  |  | 099-06856 | 099-06856 | TMC | Memorial Hermann-Texas Medical Center | Sarofim Pavilion | Floor 5 | [6 empty] | BEDPATIENTELECTRIC-Hill-Rom-Centrella Smart Plus
YES | YES |  |  |  | 099-06407 | 099-06407 | Hill-Rom Co Inc | Centrella Smart Plus |  | U277PF7439 | Serafim 5 Med surge |  |  |  |  | 099-06407 | 099-06407 | TMC | Memorial Hermann Medical Group Texas Medical Center Internal Medicine | Serafim 5 Med surge | S504 | [6 empty] | BEDPATIENTELECTRIC-Hill-Rom-Centrella Smart Plus
YES | YES |  |  |  | 099-06854 | 099-06854 | Hill-Rom Co Inc | Centrella Smart Plus |  | pF7553 | Sarofim Pavilion |  |  |  |  | 099-06854 | 099-06854 | TMC | Memorial Hermann-Texas Medical Center | Sarofim Pavilion | Floor 5 | [6 empty] | BEDPATIENTELECTRIC-Hill-Rom-Centrella Smart Plus
YES | YES |  |  |  | 099-06925 | 099-06925 | Hill-Rom Co Inc | Centrella Smart Plus |  | U282PF7721 | TMC - SAROFIM 7 - ORTHO TRAUMA |  |  |  |  | 099-06925 | 099-06925 | TMC | Memorial Hermann-Texas Medical Center | TMC - SAROFIM 7 - ORTHO TRAUMA | S724 |  |  |  | No pm |  |  | BEDPATIENTELECTRIC-Hill-Rom-Centrella Smart Plus
YES | YES |  |  |  | 041-33369 | 041-33369 | Hill-Rom Co Inc | Centrella Smart Plus |  | U275PF7318 | Sarofim Pavilion - BURN UNIT |  |  |  |  | 041-33369 | 041-33369 | TMC | Memorial Hermann-Texas Medical Center | Sarofim Pavilion - BURN UNIT | [7 empty] | BEDPATIENTELECTRIC-Hill-Rom-Centrella Smart Plus
YES | YES |  |  |  | 099-06928 | 099-06928 | Hill-Rom Co Inc | Centrella Smart Plus |  | U277PF7434 | TMC - SAROFIM 7 - ORTHO TRAUMA |  |  |  |  | 099-06928 | 099-06928 | TMC | Memorial Hermann-Texas Medical Center | TMC - SAROFIM 7 - ORTHO TRAUMA | S725 |  |  |  | No pm |  |  | BEDPATIENTELECTRIC-Hill-Rom-Centrella Smart Plus
YES | YES |  |  |  | 041-33384 | 041-33384 | Hill-Rom Co Inc | Centrella Smart Plus |  | U280PF7550 | Sarofim Pavilion - BURN UNIT |  |  |  |  | 041-33384 | 041-33384 | TMC | Memorial Hermann-Texas Medical Center | Sarofim Pavilion - BURN UNIT | [7 empty] | BEDPATIENTELECTRIC-Hill-Rom-Centrella Smart Plus
YES | YES |  |  |  | 099-06931 | 099-06931 | Hill-Rom Co Inc | Centrella Smart Plus |  | U274PF7264 | TMC - SAROFIM 7 - ORTHO TRAUMA |  |  |  |  | 099-06931 | 099-06931 | TMC | Memorial Hermann-Texas Medical Center | TMC - SAROFIM 7 - ORTHO TRAUMA | S726 |  |  |  | No pm |  |  | BEDPATIENTELECTRIC-Hill-Rom-Centrella Smart Plus
YES | YES |  |  |  | 099-06935 | 099-06935 | Hill-Rom Co Inc | Centrella Smart Plus |  | U274PF7260 | TMC - SAROFIM 7 - ORTHO TRAUMA |  |  |  |  | 099-06935 | 099-06935 | TMC | Memorial Hermann-Texas Medical Center | TMC - SAROFIM 7 - ORTHO TRAUMA | S727 |  |  |  | No pm |  |  | BEDPATIENTELECTRIC-Hill-Rom-Centrella Smart Plus
YES | YES |  |  |  | 583-01539 | 583-01539 | Hill-Rom Co Inc | Centrella Smart Plus |  | U212PF2793 | Memorial Hermann GH |  |  |  |  | 583-01539 | 583-01539 | Central | Memorial Hermann Greater Heights Hospital | Memorial Hermann GH | Hallway next to Cath Lab |  |  |  | No pm sticker
YES | YES |  |  |  | 009-33256 | 009-33256 | Hill-Rom Co Inc | Centrella Smart Plus |  | U106PF7418 | GH - Bed Storage |  |  |  |  | 009-33256 | 009-33256 | Central | Memorial Hermann Greater Heights Hospital | GH - Bed Storage | GH - Bed Storage |  |  |  | No pm sticker
YES | YES | Serial Number Cnf |  |  | 133-06256 | 133-06256 | Hill-Rom Co Inc | Cnf |  | Cnf | KATY - MED/SURG 6TH FLOOR |  |  |  |  | 133-06256 | 133-06256 | Katy | Memorial Hermann Katy Hospital | KATY - MED/SURG 6TH FLOOR | Room 602 | [6 empty] | .needs class
YES | YES |  |  |  | 099-00430 | 099-00430 | Hill-Rom Co Inc | Cnf |  | 1864990YK12W7072055 | 1st floor |  |  |  |  | 099-00430 | 099-00430 | Katy | Katy | 1st floor | ER |  |  |  | No pm |  |  | .needs class
YES | YES |  |  |  | 099-00278 | 099-00278 | Hill-Rom Co Inc | Cnf |  | 11S43T1866YK1BW40170DD | NE - OR HOLDING |  |  |  |  | 099-00278 | 099-00278 | Southwest | Daysurgery | NE - OR HOLDING | OR HOLDING |  |  |  | No pm |  |  | .needs class
YES | YES |  |  |  | 099-01032 | 099-01032 | Hill-Rom Co Inc | CNF |  | 1864990YK12W831708V | NE - ER |  |  |  |  | 099-01032 | 099-01032 | Katy | Memorial Hermann Northeast Hospital | NE - ER | ER 15 | [6 empty] | .needs class
YES | YES | Serial Number Cnf |  |  | 099-11615 | 099-11615 | Hill-Rom Co Inc | CNF |  | CNF | 5 Jones acute care neuro science |  |  |  |  | 099-11615 | 099-11615 | TMC | Memorial Hermann-Texas Medical Center | 5 Jones acute care neuro science | Nurse station | [6 empty] | .needs class
YES | YES |  |  |  | 099-09672 | 099-09672 | Hill-Rom Co Inc | CNF |  | 5cff35c0996e | TMC - SAROFIM 3 - PACU |  |  |  |  | 099-09672 | 099-09672 | TMC | Memorial Hermann-Texas Medical Center | TMC - SAROFIM 3 - PACU | Hall way |  |  |  | No pm
YES | YES | Serial Number Cnf |  |  | 041-33250 | 041-33250 | Hill-Rom Co Inc | Cnf |  | Cnf | Memorial city - out patient surgery |  |  |  |  | 041-33250 | 041-33250 | West and memorial city | Memorial city - memorial herman hospital | Memorial city - out patient surgery | Recovery
YES | YES |  |  |  | 029-12254 | 029-12254 | Hill-Rom Co Inc | CPU |  | SGJ16221561SA | TIRR - WOODLANDS INPATIENT |  |  |  |  | 029-12254 | 029-12254 | Woodlands | Memorial Hermann Hospital Woodlands | TIRR - WOODLANDS INPATIENT | Joint Center
YES | YES |  |  |  | 099-11614 | 099-11614 | Hill-Rom Co Inc | Datanet |  |  | 5 Jones acute care neuro science |  |  |  |  | 099-11614 | 099-11614 | TMC | Memorial Hermann-Texas Medical Center | 5 Jones acute care neuro science | Nurse station |  |  |  | Please remove picture of nurse phone this unit is the PC
YES | YES |  |  |  | 129-31535 | 129-31535 | Hill-Rom Co Inc | Desktop Nurse Call |  |  | Biomed |  |  |  |  | 129-31535 | 129-31535 | Sugar Land | Memorial Hermann Sugar Land Hospital | Biomed | Biomed Shop
YES | YES |  |  |  | 099-04229 | 099-04229 | Hill-Rom Co Inc | Grs10 | [7 empty] | 099-04229 | 099-04229
YES | YES |  |  |  | 099-01255 | 099-01255 | Hill-Rom Co Inc | GRS10 |  | 1864990YK12W808506S | NE - ENDOSCOPY |  |  |  |  | 099-01255 | 099-01255 | Katy | Memorial Hermann Northeast Hospital | NE - ENDOSCOPY | Cardio Pulmonary
YES | YES |  |  |  | 009-34283 | 009-34283 | Hill-Rom Co Inc | Grs10 |  | 1864990YK12W808506W | SW - CARDIAC REHAB |  |  |  |  | 009-34283 | 009-34283 | Southwest | Memorial Hermann Southwest Hospital | SW - CARDIAC REHAB | Hallway
YES | YES |  |  |  | 005-11979 | 005-11979 | Hill-Rom Co Inc | GRS10 |  | 1864990YK12W713202M | ER |  |  |  |  | 005-11979 | 005-11979 | Southeast | Memorial Hermann Convenient Care Center in League City (League City CCC) | ER | Nurse Station | 2/1/20 |  | 2/1/21
YES | YES |  |  |  | 099-06541 | 099-06541 | Hill-Rom Co Inc | GRS10 |  | 1864990YK12W829105Y | OTEC |  |  |  |  | 099-06541 | 099-06541 | TMC | Memorial Hermann-Texas Medical Center | OTEC | Nures station |  |  |  | No pm
YES | YES |  |  |  | 099-09806 | 099-09806 | Hill-Rom Co Inc | GRS10 DSK |  | 1864990YK12W822103P | S2 PRE-OP |  |  |  |  | 099-09806 | 099-09806 | TMC | Children's Memorial Hermann Hospital | S2 PRE-OP
YES | YES |  |  |  | 041-33263 | 041-33263 | Hill-Rom Co Inc | GRS10 DSK |  | 11S1864990YK12W829105P | TMC - SAROFIM 7 - ORTHO TRAUMA |  |  |  |  | 041-33263 | 041-33263 | TMC | Memorial Hermann-Texas Medical Center | TMC - SAROFIM 7 - ORTHO TRAUMA | Nurses Station Across from RM 731
YES | YES |  |  |  | 133-09959 | 133-09959 | Hill-Rom Co Inc | Grs10dsk mnt |  | 1864990YK11W525000F | MEMORIAL CITY - General Surgery |  |  |  |  | 133-09959 | 133-09959 | West | Memorial Hermann Memorial City Medical Center | MEMORIAL CITY - General Surgery | MEMORIAL CITY - General Surgery Nurses station |  |  |  | No pm sticker
YES | YES |  |  |  | 029-13773 | 029-13773 | Hill-Rom Co Inc | Intellidrive |  |  | WOODLANDS - CVICU |  |  |  |  | 029-13773 | 029-13773 |  |  | WOODLANDS - CVICU | Room 631 |  |  | 1/1/21
YES | YES |  |  |  | 029-13774 | 029-13774 | Hill-Rom Co Inc | Intellidrive |  |  | WOODLANDS - RESPIRATORY |  |  |  |  | 029-13774 | 029-13774 |  |  | WOODLANDS - RESPIRATORY |  |  |  | 10/1/20
YES | YES |  |  |  | 029-13778 | 029-13778 | Hill-Rom Co Inc | Intellidrive |  |  | WOODLANDS - CENTRAL SUPPLY |  |  |  |  | 029-13778 | 029-13778 |  |  | WOODLANDS - CENTRAL SUPPLY | Room 635
YES | YES |  |  |  | 029-13832 | 029-13832 | Hill-Rom Co Inc | Intellidrive |  |  | WOODLANDS - CENTRAL SUPPLY |  |  |  |  | 029-13832 | 029-13832 |  |  | WOODLANDS - CENTRAL SUPPLY | Room 633
YES | YES |  |  |  | 029-13829 | 029-13829 | Hill-Rom Co Inc | Intellidrive |  |  | WOODLANDS - CVICU |  |  |  |  | 029-13829 | 029-13829 |  |  | WOODLANDS - CVICU | Room 632
YES | YES |  |  |  | 099-10561 | 099-10561 | Hill-Rom Co Inc | Intellidrive |  | M050P7500A0001315$ | SW - Beds |  |  |  |  | 099-10561 | 099-10561 | Southwest | Memorial Hermann Southwest Hospital | SW - Beds | Bed Storage Area
YES | YES |  |  |  | 099-12121 | 099-12121 | Hill-Rom Co Inc | Intellidrive |  | O260QM6626 | ICU |  |  |  |  | 099-12121 | 099-12121 | TMC | Memorial Hermann-Texas Medical Center | ICU |  | 3/1/20 |  | 3/1/21
YES | YES |  |  |  | 099-13930 | 099-13930 | Hill-Rom Co Inc | Intellidrive |  |  | TMC - RADIOLOGY - HVI PAVILION |  |  |  |  | 099-13930 | 099-13930 | TMC | Memorial Hermann-Texas Medical Center | TMC - RADIOLOGY - HVI PAVILION | CT room
NO | YES |  |  |  | 583-01531 | 583-01531 | Hill-Rom Co Inc | Intellidrive |  | R041AW0938 | MEMORIAL CITY - EAST TOWER - IMCU |  |  |  |  | 583-01531 | 583-01531 | West | Memorial Hermann Memorial City Medical Center | MEMORIAL CITY - EAST TOWER - IMCU | MEMORIAL CITY - EAST TOWER - IMCU E4 102 |  |  |  | No pm sticker found
NO | YES |  |  |  | 583-01532 | 583-01532 | Hill-Rom Co Inc | Intellidrive |  | Q027AW4632 | MEMORIAL CITY - EAST TOWER - IMCU |  |  |  |  | 583-01532 | 583-01532 | West | Memorial Hermann Memorial City Medical Center | MEMORIAL CITY - EAST TOWER - IMCU | MEMORIAL CITY - EAST TOWER - IMCU Room 442
YES | YES |  |  |  | 099-10365 | 099-10365 | Hill-Rom Co Inc | Likorall 250 |  |  | ICU |  |  |  |  | 099-10365 | 099-10365 | Southwest | Memorial Hermann Southwest Hospital | ICU | ICU41
YES | YES |  |  |  | 099-10436 | 099-10436 | Hill-Rom Co Inc | Likorall 250 |  |  | SW - 7th floor ICU |  |  |  |  | 099-10436 | 099-10436 | Southwest | Memorial Hermann Southwest Hospital | SW - 7th floor ICU | Rm 42
YES | YES |  |  |  | 099-10361 | 099-10361 | Hill-Rom Co Inc | Likorall 250 |  |  | ICU |  |  |  |  | 099-10361 | 099-10361 | Southwest | Memorial Hermann Southwest Hospital | ICU | ICU45
YES | YES |  |  |  | 099-10360 | 099-10360 | Hill-Rom Co Inc | Likorall 250 |  |  | ICU |  |  |  |  | 099-10360 | 099-10360 | Southwest | Memorial Hermann Southwest Hospital | ICU | ICU45
NO | YES |  |  |  | 099-10441 | 099-10441 | Hill-Rom Co Inc | Likorall 250 |  |  | SW-NICU |  |  |  |  | 099-10441 | 099-10441 | Southwest | MHHS-Southwest | SW-NICU | Hallway
YES | YES |  |  |  | 009-34274 | 009-34274 | Hill-Rom Co Inc | Likorall 250 |  |  | ICU B |  |  |  |  | 009-34274 | 009-34274 | Southwest | Memorial Hermann Southwest Hospital | ICU B | Rm 14
YES | YES |  |  |  | 009-34279 | 009-34279 | Hill-Rom Co Inc | Likorall 250 |  |  | ICU D |  |  |  |  | 009-34279 | 009-34279 | Southwest | Memorial Hermann Southwest Hospital | ICU D | Rm 32
YES | YES |  |  |  | 013-34064 | 013-34064 | Hill-Rom Co Inc | MetaNeb |  |  | SW |  |  |  |  | 013-34064 | 013-34064 | Southwest | Memorial Hermann Southwest Hospital | SW | 6th Lift/Transfer Equipment Room
YES | YES |  |  |  | 151-04175 | 151-04175 | Hill-Rom Co Inc | Metaneb |  | U049MN1681 | Biomed |  |  |  |  | 151-04175 | 151-04175 | Mem city | Memorial city - Memorial herman hospital | Biomed | Biomed shop |  |  |  | No pm sticker found
YES | YES |  |  |  | 099-09007 | 099-09007 | Hill-Rom Co Inc | MetaNeb 4.0 |  | U025MN1603 | CVICU |  |  |  |  | 099-09007 | 099-09007 | Southwest | Memorial Hermann Southwest Hospital | CVICU | Respiratory storage
NO | YES | Asset Tag 041-32096 |  |  | 041-32096 | 041-32096 | Hill-Rom Co Inc | N/A |  | N/A | 6E Cardiology |  |  |  |  | 041-32096 | 041-32096 | West | Memorial Hermann Memorial City Medical Center | 6E Cardiology | Memorial Hermann cardio 6E
YES | YES | Serial Number Cnf |  |  | 099-04549 | 099-04549 | Hill-Rom Co Inc | NaviCare |  | Cnf | Pearland |  |  |  |  | 099-04549 | 099-04549 | Pearland | Memorial Hermann Pearland Hospital | Pearland | ICU nurses station |  | 2/1/20
YES | YES | Serial Number Cnf |  |  | 099-04528 | 099-04528 | Hill-Rom Co Inc | NaviCare |  | Cnf | Pre-Op/PacU |  |  |  |  | 099-04528 | 099-04528 | Pearland | Memorial Hermann Pearland Hospital | Pre-Op/PacU | Nurses station pre-op/pacu |  | 2/1/20
YES | YES | Serial Number Cnf |  |  | 099-04414 | 099-04414 | Hill-Rom Co Inc | NaviCare |  | CNF | Mustispecialty |  |  |  |  | 099-04414 | 099-04414 | Pearland | Memorial Hermann Pearland Hospital | Mustispecialty | Multispecialty
YES | YES | Serial Number Cnf |  |  | 099-04670 | 099-04670 | Hill-Rom Co Inc | NaviCare |  | Cnf | X-Ray |  |  |  |  | 099-04670 | 099-04670 | Pearland | Pearland | X-Ray | Nurses station
YES | YES | Serial Number Cnf |  |  | 099-04368 | 099-04368 | Hill-Rom Co Inc | NaviCare |  | CNF | PEARLAND - EMERGENCY CENTER |  |  |  |  | 099-04368 | 099-04368 | Pearland | Memorial Hermann Pearland Hospital | PEARLAND - EMERGENCY CENTER | Nurse Station
YES | YES | Serial Number Cnf |  |  | 099-04384 | 099-04384 | Hill-Rom Co Inc | NaviCare |  | CNF | KATY - Cath Lab |  |  |  |  | 099-04384 | 099-04384 | Katy | Memorial Hermann Katy Hospital | KATY - Cath Lab | Recovery
YES | YES | Serial Number Cnf |  |  | 099-03869 | 099-03869 | Hill-Rom Co Inc | NaviCare |  | Cnf | ER |  |  |  |  | 099-03869 | 099-03869 | Katy | Memorial Hermann Northeast Hospital | ER | Nurses station
YES | YES |  |  |  | 099-03870 | 099-03870 | Hill-Rom Co Inc | NaviCare |  |  | NE - ER |  |  |  |  | 099-03870 | 099-03870 | Katy | Memorial Hermann Northeast Hospital | NE - ER | Nurses station
YES | YES |  |  |  | 099-01226 | 099-01226 | Hill-Rom Co Inc | NaviCare |  |  | NE - ER |  |  |  |  | 099-01226 | 099-01226 | NorthEast | Memorial Hermann Northeast Hospital | NE - ER | Nurses station
NO | YES |  |  |  | 099-00943 | 099-00943 | Hill-Rom Co Inc | NaviCare |  | 43T1866YK19W23561AA | [5 empty] | 099-00943 | 099-00943 | [7 empty] | No pm
YES | YES |  |  |  | 099-10770 | 099-10770 | Hill-Rom Co Inc | Nurse Call |  | 4714129WIS/000AE41B4FCC | SW - 8th Floor |  |  |  |  | 099-10770 | 099-10770 | Southwest | Memorial Hermann Southwest Hospital | SW - 8th Floor | Nurses Station |  |  |  | New Add
YES | YES |  |  |  | 013-34101 | 013-34101 | Hill-Rom Co Inc | Nurse Call |  | 11S1864990YK10W4329024 | 8th floor |  |  |  |  | 013-34101 | 013-34101 | Southwest | Memorial Hermann Southwest Hospital | 8th floor | B Wing staff only
YES | YES |  |  |  | 013-19607 | 013-19607 | Hill-Rom Co Inc | Nurse Call |  | 08110Z3WIS/001A6482D02F | SW - 8th Floor |  |  |  |  | 013-19607 | 013-19607 | Southwest | Memorial Hermann Southwest Hospital | SW - 8th Floor | Nurses Station | 9/1/19 |  | 9/1/20
YES | YES |  |  |  | 009-34236 | 009-34236 | Hill-Rom Co Inc | Nurse Call |  | 11S1864990YK12W819907V | Pre Admit |  |  |  |  | 009-34236 | 009-34236 | Southwest | Memorial Hermann Southwest Hospital | Pre Admit
YES | YES |  |  |  | 074-01069 | 074-01069 | Hill-Rom Co Inc | Nurse Call | [7 empty] | 074-01069 | 074-01069 | TMC | Memorial Hermann Heart |  | CVIMU Suite 1
YES | YES |  |  |  | 074-01059 | 074-01059 | Hill-Rom Co Inc | Nurse Call |  |  | TMC |  |  |  |  | 074-01059 | 074-01059 | TMC | Memorial Hermann Heart | TMC | CVIMU Suite 11
YES | YES |  |  |  | 074-01061 | 074-01061 | Hill-Rom Co Inc | Nurse Call |  |  | TMC |  |  |  |  | 074-01061 | 074-01061 | TMC | Memorial Hermann Heart | TMC | CVIMU Suite 9
YES | YES |  |  |  | 074-01028 | 074-01028 | Hill-Rom Co Inc | Nurse Call | [7 empty] | 074-01028 | 074-01028 | TMC | Memorial Hermann Heart |  | CVIMU 812
YES | YES |  |  |  | 069-26153 | 069-26153 | Hill-Rom Co Inc | Nurse Call |  |  | NSICU |  |  |  |  | 069-26153 | 069-26153 | TMC | Memorial Hermann-Texas Medical Center | NSICU | NSICU Nurses Station
YES | YES |  |  |  | 069-38814 | 069-38814 | Hill-Rom Co Inc | Nurse Call |  |  | NSICU |  |  |  |  | 069-38814 | 069-38814 | TMC | Memorial Hermann-Texas Medical Center | NSICU | NSICU Nurses Station
YES | YES |  |  |  | 099-11285 | 099-11285 | Hill-Rom Co Inc | Nurse call |  |  | TMC - JONES - TX TRAUMA (6J) |  |  |  |  | 099-11285 | 099-11285 | TMC | Memorial Hermann-Texas Medical Center | TMC - JONES - TX TRAUMA (6J) | Nurses Station
YES | YES |  |  |  | 099-09511 | 099-09511 | Hill-Rom Co Inc | Nurse call |  | 1864990yk12vv835401j | 9 sarofim |  |  |  |  | 099-09511 | 099-09511 | Tmc | Memorial Hermann-tmc | 9 sarofim | Nurse station |  |  |  | No PM Sticker
YES | YES |  |  |  | 099-09439 | 099-09439 | Hill-Rom Co Inc | Nurse Call |  |  | TMC - JONES - HYPERBARIC/WOUND CARE (JG) |  |  |  |  | 099-09439 | 099-09439 | TMC | Memorial Hermann-TMC | TMC - JONES - HYPERBARIC/WOUND CARE (JG) | Nurses Station
YES | YES |  |  |  | 099-09365 | 099-09365 | Hill-Rom Co Inc | Nurse Call |  | 11S1864990YK10W426502K | TMC - JONES - Gamma Knife (JB) |  |  |  |  | 099-09365 | 099-09365 | TMC | Memorial Hermann-Texas Medical Center | TMC - JONES - Gamma Knife (JB) | Hallway
YES | YES |  |  |  | 099-09446 | 099-09446 | Hill-Rom Co Inc | Nurse Call |  |  | TMC - PACU - ROBERTSON (2R) |  |  |  |  | 099-09446 | 099-09446 | TMC | Memorial Hermann-Texas Medical Center | TMC - PACU - ROBERTSON (2R) | Nurse Station
YES | YES |  |  |  | 099-07314 | 099-07314 | Hill-Rom Co Inc | Nurse call |  | 1864990YK12W822106T | SE - Pre-OP |  |  |  |  | 099-07314 | 099-07314 | Southeast | Memorial Hermann Southeast Hospital | SE - Pre-OP | Nurse station
YES | YES |  |  |  | 041-33462 | 041-33462 | Hill-Rom Co Inc | Nurse call |  | P2500A09 | MEMORIAL CITY - POSTPARTUM |  |  |  |  | 041-33462 | 041-33462 | West | Women?s Memorial Hermann Memorial City Hospital | MEMORIAL CITY - POSTPARTUM | Hallway |  |  |  | No pm
YES | YES |  |  |  | 029-06101 | 029-06101 | Hill-Rom Co Inc | Nurse call station |  |  | WOODLANDS - TERRAMONT ER (CLINIC) |  |  |  |  | 029-06101 | 029-06101 | Woodlands | Memorial Hermann 24-Hour Emergency Care | WOODLANDS - TERRAMONT ER (CLINIC) | Nurses Station | 9/1/19 |  | 9/1/20
YES | YES |  |  |  | 005-33072 | 005-33072 | Hill-Rom Co Inc | Nurse call station |  |  | WOODLANDS - ER |  |  |  |  | 005-33072 | 005-33072 | Woodlands | Memorial Hermann The Woodlands Medical Center | WOODLANDS - ER | Nurses Station |  |  |  | New add
YES | YES |  |  |  | 005-33192 | 005-33192 | Hill-Rom Co Inc | Nurse Call Station |  |  | WOODLANDS - L |  |  |  |  | 005-33192 | 005-33192 | Woodlands | Memorial Hermann The Woodlands Medical Center | WOODLANDS - L | Nurses Station 1 |  |  |  | New Add
YES | YES |  |  |  | 013-16644 | 013-16644 | Hill-Rom Co Inc | Nurse Call Station |  |  | SW - Women?Aos Health (5th Floor) |  |  |  |  | 013-16644 | 013-16644 | Southwest | Memorial Hermann Southwest Hospital | SW - Women?Aos Health (5th Floor) | Nurses Station |  |  |  | New Add
YES | YES |  |  |  | 099-08903 | 099-08903 | Hill-Rom Co Inc | Nurse Call Station |  | 191904CWIS/5CFF35C22F79 | TIRR - PCU 6 |  |  |  |  | 099-08903 | 099-08903 | TMC | TIRR Memorial Hermann | TIRR - PCU 6 | Nurses Station |  |  |  | New Add
YES | YES |  |  |  | 099-08906 | 099-08906 | Hill-Rom Co Inc | Nurse Call Station |  | 1919032WIS/5CFF35C22F4D | TIRR - PCU 6 |  |  |  |  | 099-08906 | 099-08906 | TMC | TIRR Memorial Hermann | TIRR - PCU 6 | Nurses Station |  |  |  | New Add
YES | YES |  |  |  | 099-08914 | 099-08914 | Hill-Rom Co Inc | Nurse Call Station |  |  | TIRR - PCU 5 |  |  |  |  | 099-08914 | 099-08914 | TMC | TIRR Memorial Hermann | TIRR - PCU 5 | Nurses Station |  |  |  | New Add
YES | YES |  |  |  | 099-08925 | 099-08925 | Hill-Rom Co Inc | Nurse Call Station |  | 241901EWIS/5CFF35C235A4 | TIRR - PCU 5 |  |  |  |  | 099-08925 | 099-08925 | TMC | TIRR Memorial Hermann | TIRR - PCU 5 | Room 509 |  |  |  | New Add
YES | YES |  |  |  | 099-08943 | 099-08943 | Hill-Rom Co Inc | Nurse Call Station |  | 271904EWIS/5CFF35C23FC9 | TIRR - PCU 4 |  |  |  |  | 099-08943 | 099-08943 | TMC | TIRR Memorial Hermann | TIRR - PCU 4 | Nurses Station |  |  |  | New Add
YES | YES |  |  |  | 099-08944 | 099-08944 | Hill-Rom Co Inc | Nurse Call Station |  |  | TIRR - PCU 4 |  |  |  |  | 099-08944 | 099-08944 | TMC | TIRR Memorial Hermann | TIRR - PCU 4 | Nurses Station |  |  |  | New Add
YES | YES |  |  |  | 099-08949 | 099-08949 | Hill-Rom Co Inc | Nurse Call Station |  |  | TIRR - Unit 3 |  |  |  |  | 099-08949 | 099-08949 | TMC | TIRR Memorial Hermann | TIRR - Unit 3 | Nurses Station |  |  |  | New Add
YES | YES |  |  |  | 099-08951 | 099-08951 | Hill-Rom Co Inc | Nurse Call Station |  |  | TIRR - Unit 3 |  |  |  |  | 099-08951 | 099-08951 | TMC | TIRR Memorial Hermann | TIRR - Unit 3 | Nurses Station |  |  |  | New Add
YES | YES |  |  |  | 241-04279 | 241-04279 | Hill-Rom Co Inc | Nurse Call Station |  |  | TIRR - 3C |  |  |  |  | 241-04279 | 241-04279 | TMC | TIRR Memorial Hermann | TIRR - 3C | Nurses Station |  |  | 3/1/20 | New Add
YES | YES |  |  |  | 241-04257 | 241-04257 | Hill-Rom Co Inc | Nurse Call Station |  |  | TIRR - PATIENT CARE UNIT 2-C - 2414368 |  |  |  |  | 241-04257 | 241-04257 | TMC | TIRR Memorial Hermann | TIRR - PATIENT CARE UNIT 2-C - 2414368 | Nurses Station |  |  | 3/1/20 | New Add
YES | YES |  |  |  | 099-14515 | 099-14515 | Hill-Rom Co Inc | Nursecall |  | 1864990yk12w819902b | TMC - HERMANN - ADULT ER (1HP) |  |  |  |  | 099-14515 | 099-14515 | TMC | Memorial Hermann-Texas Medical Center | TMC - HERMANN - ADULT ER (1HP) | Nurse station |  |  |  | No PM Sticker
NO | YES |  |  |  | 099-10126 | 099-10126 | Hill-Rom Co Inc | P1170B |  | HRP000360803 | SW-Med/Surg Floors |  |  |  |  | 099-10126 | 099-10126 | Southwest | MHHS-Southwest | SW-Med/Surg Floors | Rm 1036
NO | YES |  |  |  | 142-09121 | 142-09121 | Hill-Rom Co Inc | P1600 |  | B325AB1062 | [5 empty] | 142-09121 | 142-09121 |  |  |  | Bed storage | 3/1/20 |  | 3/1/20
NO | YES |  |  |  | 142-09125 | 142-09125 | Hill-Rom Co Inc | P1600 |  | B322AB0941 | L |  |  |  |  | 142-09125 | 142-09125 | Sugar Land | MH sugar lane hospital | L | Bed storage
NO | YES |  |  |  | 142-09129 | 142-09129 | Hill-Rom Co Inc | P1600 |  | B321AB0905 | Neo NNP |  |  |  |  | 142-09129 | 142-09129 | Sugar Land | MH sugar lane | Neo NNP | Suite 518 |  |  | 12/1/20
NO | YES |  |  |  | 142-09132 | 142-09132 | Hill-Rom Co Inc | P1600 |  | B325AB1066 | [5 empty] | 142-09132 | 142-09132 |  |  |  | Suite 510 |  |  | 8/1/20
NO | YES |  |  |  | 142-09136 | 142-09136 | Hill-Rom Co Inc | P1600 |  | E321AB4234 | Med surg |  |  |  |  | 142-09136 | 142-09136 |  |  | Med surg
NO | YES |  |  |  | 142-09137 | 142-09137 | Hill-Rom Co Inc | P1600 |  | B322AB1020 | Med surg |  |  |  |  | 142-09137 | 142-09137 |  |  | Med surg
NO | YES |  |  |  | 029-13573 | 029-13573 | Hill-Rom Co Inc | P1600 |  | F008AB7455 | TIRR - WOODLANDS INPATIENT |  |  |  |  | 029-13573 | 029-13573 |  |  | TIRR - WOODLANDS INPATIENT |  |  |  | 11/1/20
NO | YES |  |  |  | 099-12280 | 099-12280 | Hill-Rom Co Inc | P1600 |  | B354AB2177 | TMC-HVI-CIMU (4Hvi) |  |  |  |  | 099-12280 | 099-12280 | TMC | MHHS-TMC | TMC-HVI-CIMU (4Hvi) | CIMU 05 | 10/1/19 |  | 10/1/20
YES | YES |  |  |  | 041-33513 | 041-33513 | Hill-Rom Co Inc | P1600 |  | E343AB5582 | Memorial Hermann- Southeast |  |  |  |  | 041-33513 | 041-33513 |  | Memorial Hermann- Southeast | Memorial Hermann- Southeast | Bed repair shop | 3/1/19 |  | 3/1/20
NO | YES |  |  |  | 041-34842 | 041-34842 | Hill-Rom Co Inc | P1600 |  | E223AB5288 | Genaeral Surgery |  |  |  |  | 041-34842 | 041-34842 | Memorial City | Memorial City | Genaeral Surgery | Room 512
NO | YES |  |  |  | 583-01728 | 583-01728 | Hill-Rom Co Inc | P1600 |  | E219AB4807 | Genaeral Surgery |  |  |  |  | 583-01728 | 583-01728 | Memorial City | Memorial City | Genaeral Surgery | Room 505
NO | YES |  |  |  | 583-01675 | 583-01675 | Hill-Rom Co Inc | P1600 |  | E218AB4752 | Memorial city general surgery |  |  |  |  | 583-01675 | 583-01675 | West and Memorial city | Memorial Hermann Memorial city medical center | Memorial city general surgery | 5 floor general surgery
NO | YES |  |  |  | 583-01676 | 583-01676 | Hill-Rom Co Inc | P1600 |  | E218AB4732 | Memorial city general surgery |  |  |  |  | 583-01676 | 583-01676 | West and Memorial city | Memorial Hermann Memorial city medical center | Memorial city general surgery | 5 floor general surgery
NO | YES |  |  |  | 583-01726 | 583-01726 | Hill-Rom Co Inc | P1600 |  | E223AB5287 | Genaeral Surgery |  |  |  |  | 583-01726 | 583-01726 | Memorial City | Memorial City | Genaeral Surgery | Room 508
NO | YES |  |  |  | 583-01678 | 583-01678 | Hill-Rom Co Inc | P1600 |  | E219AB4755 | MedSurg |  |  |  |  | 583-01678 | 583-01678 | WEST AND MEMORIAL | WEST AND MEMORIAL | MedSurg | 7 EAST
NO | YES | Serial Number E224AB5327 |  |  | 583-01654 | 583-01654 | Hill-Rom Co Inc | P1600 |  | E224AB5327 | Med/Sug |  |  |  |  | 583-01654 | 583-01654 | West | West | Med/Sug | 7Med /Sug
NO | YES |  |  |  | 129-31666 | 129-31666 | Hill-Rom Co Inc | P1600A |  | B322AB1018 | 4 Eadt |  |  |  |  | 129-31666 | 129-31666 | Sugar Land | Memorial Hermann Sugar Land Hospital | 4 Eadt | 4 East
NO | YES |  |  |  | 099-14937 | 099-14937 | Hill-Rom Co Inc | P1600A |  | B202AB4572 | CULLEN 3 E |  |  |  |  | 099-14937 | 099-14937 | TMC | Memorial Hermann-Texas Medical Center | CULLEN 3 E | TMC CULLEN GENERAL MEDICAL
NO | YES |  |  |  | 099-11253 | 099-11253 | Hill-Rom Co Inc | P1600A |  | B202AB4601 | [5 empty] | 099-11253 | 099-11253
YES | YES |  |  |  | 041-33741 | 041-33741 | Hill-Rom Co Inc | P1600A |  | E223AB5222p | 6E Cardiology |  |  |  |  | 041-33741 | 041-33741 | West | Memorial Hermann Memorial City Medical Center | 6E Cardiology | Memorial Hermann cardio 6E
NO | YES |  |  |  | 041-33742 | 041-33742 | Hill-Rom Co Inc | P1600A |  | E219AB4773 | 6E Cardiology |  |  |  |  | 041-33742 | 041-33742 | West | Memorial Hermann Memorial City Medical Center | 6E Cardiology | Memorial Hermann cardio 6E
NO | YES |  |  |  | 041-33743 | 041-33743 | Hill-Rom Co Inc | P1600A |  | E218AB4743 | 6E Cardiology |  |  |  |  | 041-33743 | 041-33743 | West | Memorial Hermann Memorial City Medical Center | 6E Cardiology | Memorial Hermann cardio 6E
NO | YES |  |  |  | 041-33744 | 041-33744 | Hill-Rom Co Inc | P1600A |  | E219AB4805 | 6E Cardiology |  |  |  |  | 041-33744 | 041-33744 | West | Memorial Hermann Memorial City Medical Center | 6E Cardiology | Memorial Hermann cardio 6E
NO | YES | Serial Number E224AB5295 |  |  | 041-33745 | 041-33745 | Hill-Rom Co Inc | P1600A |  | E224AB5295 | 6E Cardiology |  |  |  |  | 041-33745 | 041-33745 | West | Memorial Hermann Memorial City Medical Center | 6E Cardiology | Memorial Hermann cardio 6E
NO | YES |  |  |  | 041-33746 | 041-33746 | Hill-Rom Co Inc | P1600A |  | E224AB5306 | 6E Cardiology |  |  |  |  | 041-33746 | 041-33746 | West | Memorial Hermann Memorial City Medical Center | 6E Cardiology | Memorial Hermann cardio 6E
NO | YES |  |  |  | 041-33748 | 041-33748 | Hill-Rom Co Inc | P1600A |  | E223AB5231 | 6E Cardiology |  |  |  |  | 041-33748 | 041-33748 | West | Memorial Hermann Memorial City Medical Center | 6E Cardiology | Memorial Hermann cardio 6E
NO | YES |  |  |  | 151-04119 | 151-04119 | Hill-Rom Co Inc | P1600b005348 |  | E223ab5260 | Memorial city - out patient surgery |  |  |  |  | 151-04119 | 151-04119 | West and memorial city | Memorial city - memorial herman hospital | Memorial city - out patient surgery | Recovery
NO | YES |  |  |  | 151-04120 | 151-04120 | Hill-Rom Co Inc | P1600b005348 |  | E223ab5286 | Memorial city - out patient surgery |  |  |  |  | 151-04120 | 151-04120 | West and memorial city | Memorial city - memorial herman hospital | Memorial city - out patient surgery | Recovery
NO | YES |  |  |  | 151-04121 | 151-04121 | Hill-Rom Co Inc | P1600b005348 |  | E223AB5229 | Memorial city - out patient surgery |  |  |  |  | 151-04121 | 151-04121 | West and memorial city | Memorial city - memorial herman hospital | Memorial city - out patient surgery | Recovery
NO | YES |  |  |  | 151-04122 | 151-04122 | Hill-Rom Co Inc | P1600b005348 |  | E218AB4728 | Memorial city - out patient surgery |  |  |  |  | 151-04122 | 151-04122 | West and memorial city | Memorial city - memorial herman hospital | Memorial city - out patient surgery | Recovery
NO | YES |  |  |  | 151-04123 | 151-04123 | Hill-Rom Co Inc | P1600b005348 |  | E223AB5237 | Memorial city - out patient surgery |  |  |  |  | 151-04123 | 151-04123 | West and memorial city | Memorial city - memorial herman hospital | Memorial city - out patient surgery | Recovery
NO | YES |  |  |  | 041-33245 | 041-33245 | Hill-Rom Co Inc | P1600b005348 |  | E218AB4724 | Memorial city - memorial herman hospital |  |  |  |  | 041-33245 | 041-33245 | West memorial city | Memorial city - memorial herman hospital | Memorial city - memorial herman hospital | Recovery
NO | YES |  |  |  | 041-33246 | 041-33246 | Hill-Rom Co Inc | P1600b005348 |  | E218AB4735 | Memorial city - memorial herman hospital |  |  |  |  | 041-33246 | 041-33246 | West memorial city | Memorial city - memorial herman hospital | Memorial city - memorial herman hospital | Recovery
NO | YES |  |  |  | 041-33821 | 041-33821 | Hill-Rom Co Inc | P1600B005348 |  | E218AB4739 | MEMORIAL CITY - NUCLEAR MEDICINE |  |  |  |  | 041-33821 | 041-33821 | West | Memorial city - cardiology dep. | MEMORIAL CITY - NUCLEAR MEDICINE | Pre admit testing
NO | YES |  |  |  | 041-33817 | 041-33817 | Hill-Rom Co Inc | P1600B005348 |  | E219AB4757 | [5 empty] | 041-33817 | 041-33817
NO | YES | Serial Number E224AB5317 |  |  | 041-33816 | 041-33816 | Hill-Rom Co Inc | P1600B005348 |  | E224AB5317 | Orthipedics |  |  |  |  | 041-33816 | 041-33816 | West and memorial city | Cardiolgy 7 east | Orthipedics | Hallway
NO | YES |  |  |  | 151-04914 | 151-04914 | Hill-Rom Co Inc | P1600B005348 |  | E218AB4750 | Orthopedics |  |  |  |  | 151-04914 | 151-04914 | West | Memorial Hermann - Memorial City | Orthopedics | East 6th Floor Room 101
NO | YES |  |  |  | 041-33815 | 041-33815 | Hill-Rom Co Inc | P1600b005348 |  | E218AB4748 | Orthipedicts |  |  |  |  | 041-33815 | 041-33815 | West Memorial city | Memorial herman - memorial city hospital | Orthipedicts | Hallway |  |  |  | (null) | (null)
NO | YES |  |  |  | 041-34831 | 041-34831 | Hill-Rom Co Inc | P1600B005348 |  | E223AB5235 | Orthopedics |  |  |  |  | 041-34831 | 041-34831 | West | Memorial Hermann - Memorial City | Orthopedics | East 6th Floor Room 108
NO | YES |  |  |  | 041-33814 | 041-33814 | Hill-Rom Co Inc | P1600B005348 |  | E223AB5285 | Orthipedicts |  |  |  |  | 041-33814 | 041-33814 | Memorial city - memorial herman hospital | Memorial city | Orthipedicts | Hallway
NO | YES |  |  |  | 151-04915 | 151-04915 | Hill-Rom Co Inc | P1600B005348 |  | E219AB4794 | Orthopedics |  |  |  |  | 151-04915 | 151-04915 | West | Memorial Hermann - Memorial City | Orthopedics | East 6th Floor Room 122
NO | YES |  |  |  | 151-04916 | 151-04916 | Hill-Rom Co Inc | P1600B005348 |  | E219AB4778 | Neuroscience Acute Care 6th Floor |  |  |  |  | 151-04916 | 151-04916 | West | Memorial Hermann - Memorial City | Neuroscience Acute Care 6th Floor | East 6th Floor Room 625
NO | YES |  |  |  | 041-33812 | 041-33812 | Hill-Rom Co Inc | P1600B005348 |  | E224AB5315 | Neural science |  |  |  |  | 041-33812 | 041-33812 | Memorial city - memorial herman hospital | Memorial city | Neural science | Patient room
NO | YES |  |  |  | 041-33811 | 041-33811 | Hill-Rom Co Inc | P1600B005348 |  | E219AB4772 | Neural science |  |  |  |  | 041-33811 | 041-33811 | Memorial city - memorial herman hospital | Memorial city | Neural science | Hallway
YES | YES |  |  |  | 099-08419 | 099-08419 | Hill-Rom Co Inc | P1700 |  | I200AH1230 | GH 5 north |  |  |  |  | 099-08419 | 099-08419 |  |  | GH 5 north | Room 522
NO | YES |  |  |  | 099-08554 | 099-08554 | Hill-Rom Co Inc | P1840 |  | L237AM0025 | GH-CV ICU |  |  |  |  | 099-08554 | 099-08554 | Central | MHHS-Greater Heights | GH-CV ICU | GH-CV ICU
NO | YES |  |  |  | 099-08555 | 099-08555 | Hill-Rom Co Inc | P1840 |  | R158AW2943 | GH-CV ICU |  |  |  |  | 099-08555 | 099-08555 | Central | MHHS-Greater Heights | GH-CV ICU | GH-CV ICU
NO | YES |  |  |  | 142-09123 | 142-09123 | Hill-Rom Co Inc | P1900 |  | H276AM7912 | L |  |  |  |  | 142-09123 | 142-09123 | Sugar Land | MH sugar lane hospital | L | Bed storage
NO | YES |  |  |  | 142-09124 | 142-09124 | Hill-Rom Co Inc | P1900 |  | H269AM7756 | L |  |  |  |  | 142-09124 | 142-09124 | Sugar Land | MH sugar lane hospital | L | Bed storage
NO | YES |  |  |  | 142-09157 | 142-09157 | Hill-Rom Co Inc | P1900 |  | H275AM7869 | 4 West |  |  |  |  | 142-09157 | 142-09157 | Sugar Land | Memorial Hermann Sugar Land Hospital | 4 West | 4 West
NO | YES |  |  |  | 029-13965 | 029-13965 | Hill-Rom Co Inc | P1900 |  | D340AM7376 | Woodlands-MICU |  |  |  |  | 029-13965 | 029-13965 | Woodland | MHHS-Woodlands | Woodlands-MICU
NO | YES |  |  |  | 009-34228 | 009-34228 | Hill-Rom Co Inc | P1900 |  | K258AM5205 | GH-CV ICU |  |  |  |  | 009-34228 | 009-34228 | Central | MHHS-Greater Heights | GH-CV ICU | GH-CV ICU
NO | YES |  |  |  | 099-08556 | 099-08556 | Hill-Rom Co Inc | P1900 |  | K257AM5179 | GH-CV ICU |  |  |  |  | 099-08556 | 099-08556 | Central | MHHS-Greater Heights | GH-CV ICU | GH-CV ICU
NO | YES |  |  |  | 099-10606 | 099-10606 | Hill-Rom Co Inc | P1900 |  | F335AM4346 | SW-HVI-CV ICU |  |  |  |  | 099-10606 | 099-10606 | Southwest | MHHS-Southwest | SW-HVI-CV ICU | CVICU
NO | YES |  |  |  | 099-14944 | 099-14944 | Hill-Rom Co Inc | P1900 |  | E223AM4282 | TMC-HVI-CVICU (8Hvi) |  |  |  |  | 099-14944 | 099-14944 | TMC | MHHS-TMC | TMC-HVI-CVICU (8Hvi) | TMC - HVI - CVIMU (8HVI)
NO | YES |  |  |  | 099-14948 | 099-14948 | Hill-Rom Co Inc | P1900 |  | K133AM3665 | TMC-HVI-CVICU (8Hvi) |  |  |  |  | 099-14948 | 099-14948 | TMC | MHHS-TMC | TMC-HVI-CVICU (8Hvi) | TMC - HVI - CVIMU (8HVI)
NO | YES |  |  |  | 099-12267 | 099-12267 | Hill-Rom Co Inc | P1900 |  | K138AM3745 | TMC-HVI-CVIMU (8Hvi) |  |  |  |  | 099-12267 | 099-12267 | TMC | MHHS-TMC | TMC-HVI-CVIMU (8Hvi) | Room 102 | 3/1/20 |  | 3/1/21
NO | YES |  |  |  | 099-14953 | 099-14953 | Hill-Rom Co Inc | P1900 |  | O260AM6635 | TMC-HVI-CVICU (8Hvi) |  |  |  |  | 099-14953 | 099-14953 | TMC | MHHS-TMC | TMC-HVI-CVICU (8Hvi) | TMC - HVI - CVIMU (8HVI)
YES | YES |  |  |  | 099-12262 | 099-12262 | Hill-Rom Co Inc | P1900 |  |  | HvI CVIMU |  |  |  |  | 099-12262 | 099-12262 | TCM | Memorial Hermann- Texas Medical Center | HvI CVIMU | Room 818 | 5/1/20 |  | 5/1/21
NO | YES |  |  |  | 099-12259 | 099-12259 | Hill-Rom Co Inc | P1900 |  | K138AM3735 | TMC-HVI-CIMU (4Hvi) |  |  |  |  | 099-12259 | 099-12259 | TMC | MHHS-TMC | TMC-HVI-CIMU (4Hvi) | CIMU 03 | 9/1/18 |  | 9/1/19
NO | YES |  |  |  | 099-14908 | 099-14908 | Hill-Rom Co Inc | P1900 |  | J221AM9012 | TMC-HVI-CIMU (4Hvi) |  |  |  |  | 099-14908 | 099-14908 | TMC | MHHS-TMC | TMC-HVI-CIMU (4Hvi) | TMC - HVI - CIMU (4HVI)
NO | YES |  |  |  | 099-12284 | 099-12284 | Hill-Rom Co Inc | P1900 |  | K173AM4156 | TMC-HVI-CIMU (4Hvi) |  |  |  |  | 099-12284 | 099-12284 | TMC | MHHS-TMC | TMC-HVI-CIMU (4Hvi) | CIMU 15 | 11/1/19 |  | 11/1/20
NO | YES |  |  |  | 099-14913 | 099-14913 | Hill-Rom Co Inc | P1900 |  | G273AM0414 | TMC-HVI-CIMU (4Hvi) |  |  |  |  | 099-14913 | 099-14913 | TMC | MHHS-TMC | TMC-HVI-CIMU (4Hvi) | TMC - HVI - CIMU (4HVI)
NO | YES |  |  |  | 099-12377 | 099-12377 | Hill-Rom Co Inc | P1900 |  | J238AM9363 | TMC-HVI-CIMU (4Hvi) |  |  |  |  | 099-12377 | 099-12377 | TMC | MHHS-TMC | TMC-HVI-CIMU (4Hvi) | CCU 13 | 1/1/20 |  | 1/1/21
YES | YES |  |  |  | 099-12390 | 099-12390 | Hill-Rom Co Inc | P1900 |  | B073AM9473 | TMC - HVI - CATH Lab |  |  |  |  | 099-12390 | 099-12390 | TMC | Memorial Hermann- Texas Medical Center | TMC - HVI - CATH Lab | Room 115 | 7/1/19 |  | 7/1/20
NO | YES |  |  |  | 099-13951 | 099-13951 | Hill-Rom Co Inc | P1900 |  | K139AM3751 | TMC-5Wast |  |  |  |  | 099-13951 | 099-13951 | TMC | TMC | TMC-5Wast | C5-50 |  |  | 3/1/20
NO | YES |  |  |  | 099-13954 | 099-13954 | Hill-Rom Co Inc | P1900 |  | I204AD4937 | Tmc-5West |  |  |  |  | 099-13954 | 099-13954 | Tmc | Tmc | Tmc-5West | C5-52
NO | YES |  |  |  | 099-13956 | 099-13956 | Hill-Rom Co Inc | P1900 |  | J262AD7439 | Tmc-5West |  |  |  |  | 099-13956 | 099-13956 | Tmc | Tmc | Tmc-5West | C5-56
NO | YES |  |  |  | 099-13958 | 099-13958 | Hill-Rom Co Inc | P1900 |  | Q056AD6728 | Tmc-5West |  |  |  |  | 099-13958 | 099-13958 | Tmc | Tmc | Tmc-5West | C5-60
NO | YES |  |  |  | 099-11247 | 099-11247 | Hill-Rom Co Inc | P1900 |  | J232AM9243 | TMC-Cullen-MICU (2C) |  |  |  |  | 099-11247 | 099-11247 | TMC | MHHS-TMC | TMC-Cullen-MICU (2C) | TMC - CULLEN - MICU (2C)
NO | YES |  |  |  | 099-13511 | 099-13511 | Hill-Rom Co Inc | P1900 |  | K162am4001 | TMC - CULLEN - MICU (2C) |  |  |  |  | 099-13511 | 099-13511 |  | Memorial Hermann-tmc | TMC - CULLEN - MICU (2C) | Room 7
NO | YES | Serial Number J238AM9364 |  |  | 099-11248 | 099-11248 | Hill-Rom Co Inc | P1900 |  | J238AM9364 | TMC-Hermann-STICU (3Hp) |  |  |  |  | 099-11248 | 099-11248 | TMC | MHHS-TMC | TMC-Hermann-STICU (3Hp) | TMC - HERMANN -STICU (3HP)
NO | YES |  |  |  | 099-11772 | 099-11772 | Hill-Rom Co Inc | P1900 |  | n082am9465 | 8j transitional care |  |  |  |  | 099-11772 | 099-11772 |  | Memorial Hermann-tmc | 8j transitional care | J9 51 |  |  | 6/1/20
YES | YES |  |  |  | 099-11261 | 099-11261 | Hill-Rom Co Inc | P1900 |  | 176AM4226 | TMC - JONES - NEURO ICU (7J) |  |  |  |  | 099-11261 | 099-11261 | TMC | Memorial Hermann-Texas Medical Center | TMC - JONES - NEURO ICU (7J) | TMC JONES NEURO ICU
YES | YES |  |  |  | 099-11098 | 099-11098 | Hill-Rom Co Inc | P1900 |  |  | NSICU |  |  |  |  | 099-11098 | 099-11098 | TMC | Memorial Hermann-Texas Medical Center | NSICU | NSICU 2
YES | YES |  |  |  | 099-11264 | 099-11264 | Hill-Rom Co Inc | P1900 |  | K293AD7292 | TMC - JONES - 6 |  |  |  |  | 099-11264 | 099-11264 | TMC | Memorial Hermann-Texas Medical Center | TMC - JONES - 6 | TMC - JONES - 6
NO | YES |  |  |  | 099-09371 | 099-09371 | Hill-Rom Co Inc | P1900 |  | G284AM0708 | Memorial Hermann- Texas Medical Center Ribinson |  |  |  |  | 099-09371 | 099-09371 |  | TMC | Memorial Hermann- Texas Medical Center Ribinson | CICU 01 | 3/1/20 |  |  | No PM Sticker
NO | YES |  |  |  | 041-33517 | 041-33517 | Hill-Rom Co Inc | P1900 |  | M202AM5305 | Memorial Hermann- Southeast |  |  |  |  | 041-33517 | 041-33517 |  | Memorial Hermann- Southeast | Memorial Hermann- Southeast | Bed repair shop | 4/1/20 |  |  | No PM Sticker
NO | YES |  |  |  | 041-33516 | 041-33516 | Hill-Rom Co Inc | P1900 |  | C351AM5798 | Memorial Hermann- Southeast |  |  |  |  | 041-33516 | 041-33516 |  | Memorial Hermann- Southeast | Memorial Hermann- Southeast | Bed repair shop | 4/1/20 |  |  | No PM Sticker
NO | YES |  |  |  | 041-33514 | 041-33514 | Hill-Rom Co Inc | P1900 |  | C193AM3364 | Memorial Hermann- Southeast |  |  |  |  | 041-33514 | 041-33514 |  | Memorial Hermann- Southeast | Memorial Hermann- Southeast | Bed repair shop | 1/1/19 |  | 1/1/20
NO | YES |  |  |  | 041-33509 | 041-33509 | Hill-Rom Co Inc | P1900 |  | F211AM1994 | Memorial Hermann- Southeast |  |  |  |  | 041-33509 | 041-33509 |  | Memorial Hermann- Southeast | Memorial Hermann- Southeast | Bed repair shop | 1/1/20 |  | 1/1/21
NO | YES |  |  |  | 041-33504 | 041-33504 | Hill-Rom Co Inc | P1900 |  | F037AM8678 | Memorial Hermann- Southeast |  |  |  |  | 041-33504 | 041-33504 |  | Memorial Hermann- Southeast | Memorial Hermann- Southeast | Bed repair shop | 4/1/20 |  |  | No PM Sticker
NO | YES |  |  |  | 041-33747 | 041-33747 | Hill-Rom Co Inc | P1900 |  | O259AM6608 | 6E Cardiology |  |  |  |  | 041-33747 | 041-33747 | West | Memorial Hermann Memorial City Medical Center | 6E Cardiology | Memorial Hermann cardio 6E
NO | YES | Serial Number H080AM4174 |  |  | 142-09591 | 142-09591 | Hill-Rom Co Inc | P1900 |  | H080AM4174 | NE- Storage |  |  |  |  | 142-09591 | 142-09591 | Memorial Hermann | Katy | NE- Storage | 5th Floor |  |  |  | No pm
NO | YES | Serial Number C192AM3319 |  |  | 142-09577 | 142-09577 | Hill-Rom Co Inc | P1900 |  | C192AM3319 | NE- Storage |  |  |  |  | 142-09577 | 142-09577 | Memorial Hermann | Katy | NE- Storage | 5th Floor |  |  |  | No pm
NO | YES | Serial Number I171AM2412 |  |  | 142-09578 | 142-09578 | Hill-Rom Co Inc | P1900 |  | I171AM2412 | NE- Storage |  |  |  |  | 142-09578 | 142-09578 | Memorial Hermann | Katy | NE- Storage | 5th Floor |  |  |  | No pm
YES | YES |  |  |  | 142-09579 | 142-09579 | Hill-Rom Co Inc | P1900 |  | F329AM4307 | NE- Storage |  |  |  |  | 142-09579 | 142-09579 | Memorial Hermann | Katy | NE- Storage | 5th Floor |  |  |  | No pm
YES | YES | Serial Number D338AM7282 |  |  | 142-09580 | 142-09580 | Hill-Rom Co Inc | P1900 |  | D338AM7282 | NE- Storage |  |  |  |  | 142-09580 | 142-09580 | Memorial Hermann | Katy | NE- Storage | 5th Floor |  |  |  | No pm
NO | YES |  |  |  | 041-33249 | 041-33249 | Hill-Rom Co Inc | P1900d003346-1 |  | C190AM3234 | Memorial city - out patient surgery |  |  |  |  | 041-33249 | 041-33249 | West and memorial city | Memorial city - memorial herman hospital | Memorial city - out patient surgery | Recovery
NO | YES |  |  |  | 041-33251 | 041-33251 | Hill-Rom Co Inc | P1900d003346-1 |  | M145AM4487 | Memorial city - out patient surgery |  |  |  |  | 041-33251 | 041-33251 | West and memorial city | Memorial city - memorial herman hospital | Memorial city - out patient surgery | Recovery
YES | YES |  |  |  | 099-10087 | 099-10087 | Hill-Rom Co Inc | P2500 |  | 1864990YK12W819907M | CVICU |  |  |  |  | 099-10087 | 099-10087 | Southwest | Memorial Hermann Southwest Hospital | CVICU | Nurse station
YES | YES |  |  |  | 099-09339 | 099-09339 | Hill-Rom Co Inc | P2500 |  | 1864990YK12W835401N | 8th med surge |  |  |  |  | 099-09339 | 099-09339 | TMC | Memorial Hermann Texas Medical Center | 8th med surge | Nurse station
YES | YES |  |  |  | 099-07021 | 099-07021 | Hill-Rom Co Inc | P2500 |  | Nsn | TMC - SAROFIM 3 - PACU |  |  |  |  | 099-07021 | 099-07021 |  | Memorial Hermann-tmc | TMC - SAROFIM 3 - PACU | Nurse station |  |  |  | No PM Sticker
YES | YES |  |  |  | 099-04137 | 099-04137 | Hill-Rom Co Inc | P25000NNC1B00 |  | 36155YWIS/000AE41C3357 | PEARLAND - 4N - MED/SURG |  |  |  |  | 099-04137 | 099-04137 | Pearland | Memorial Hermann Pearland Hospital | PEARLAND - 4N - MED/SURG | Nurses Station
YES | YES |  |  |  | 099-04139 | 099-04139 | Hill-Rom Co Inc | P25000NNC1B00 |  | 1864490YK11W5265040 | PEARLAND - 4N - ICU |  |  |  |  | 099-04139 | 099-04139 | Pearland | Memorial Hermann Pearland Hospital | PEARLAND - 4N - ICU | Nurses Station
YES | YES |  |  |  | 041-33689 | 041-33689 | Hill-Rom Co Inc | P2500809 |  | 1208061CEA | MEMORIAL CITY - LABOR |  |  |  |  | 041-33689 | 041-33689 | West | Women?s Memorial Hermann Memorial City Hospital | MEMORIAL CITY - LABOR | nurses station
YES | YES |  |  |  | 041-33708 | 041-33708 | Hill-Rom Co Inc | P2500809 |  | 1208054CEA | MEMORIAL CITY - LABOR |  |  |  |  | 041-33708 | 041-33708 | West | Women?s Memorial Hermann Memorial City Hospital | MEMORIAL CITY - LABOR | Nurses Station
YES | YES |  |  |  | 099-10407 | 099-10407 | Hill-Rom Co Inc | P2500A09 |  | 4208187CEA | Floor 4 |  |  |  |  | 099-10407 | 099-10407 | Southwest | Memorial Hermann Southwest Hospital | Floor 4 | Floor 4
YES | YES |  |  |  | 099-10413 | 099-10413 | Hill-Rom Co Inc | P2500A09 |  | 4208161CEA | Floor 4 |  |  |  |  | 099-10413 | 099-10413 | Southwest | Memorial Hermann Southwest Hospital | Floor 4 | Floor 4
YES | YES |  |  |  | 099-10455 | 099-10455 | Hill-Rom Co Inc | P2500A09 |  |  | Floor 4 |  |  |  |  | 099-10455 | 099-10455 | Southwest | Memorial Hermann Southwest Hospital | Floor 4 | Floor 4
YES | YES |  |  |  | 099-10462 | 099-10462 | Hill-Rom Co Inc | P2500A09 |  |  | Floor 4 |  |  |  |  | 099-10462 | 099-10462 | Southwest | Memorial Hermann Southwest Hospital | Floor 4 | Floor 4
YES | YES |  |  |  | 099-10466 | 099-10466 | Hill-Rom Co Inc | P2500A09 |  |  | Floor 4 |  |  |  |  | 099-10466 | 099-10466 | Southwest | Memorial Hermann Southwest Hospital | Floor 4 | Floor 4
YES | YES |  |  |  | 099-11874 | 099-11874 | Hill-Rom Co Inc | P2500a09 |  | Nsn | TMC - JONES - NEURO ACUTE CARE (5J) |  |  |  |  | 099-11874 | 099-11874 |  | Memorial Hermann-tmc | TMC - JONES - NEURO ACUTE CARE (5J) | 5J nurse station
YES | YES |  |  |  | 041-33109 | 041-33109 | Hill-Rom Co Inc | P2500A09 |  | 1208003CEA | MEMORIAL CITY - POSTPARTUM |  |  |  |  | 041-33109 | 041-33109 | West | Memorial Hermann Womens | MEMORIAL CITY - POSTPARTUM | Nurse Station
YES | YES |  |  |  | 041-33113 | 041-33113 | Hill-Rom Co Inc | P2500A09 |  | 1208086CEA | MEMORIAL CITY - LABOR |  |  |  |  | 041-33113 | 041-33113 | West | Womens Memorial Hermann | MEMORIAL CITY - LABOR | Nurse Station
YES | YES |  |  |  | 099-14516 | 099-14516 | Hill-Rom Co Inc | P2500nnc |  | 1864990yk12w81992t | TMC - HERMANN - ADULT ER (1HP) |  |  |  |  | 099-14516 | 099-14516 | TMC | Memorial Hermann-Texas Medical Center | TMC - HERMANN - ADULT ER (1HP) | Nurse station |  |  |  | No PM Sticker
YES | YES |  |  |  | 099-09496 | 099-09496 | Hill-Rom Co Inc | P2500nnc |  | 1864990yk12w822103s | TMC - SAROFIM 2 - ADULT PRE OP |  |  |  |  | 099-09496 | 099-09496 |  | Memorial Hermann-tmc | TMC - SAROFIM 2 - ADULT PRE OP | Nurse station |  |  |  | No PM Sticker
YES | YES |  |  |  | 099-06654 | 099-06654 | Hill-Rom Co Inc | P2500NNC |  | Nsn | Memorial Hermann- Dielesys |  |  |  |  | 099-06654 | 099-06654 |  | Memorial Hermann- Dielesys | Memorial Hermann- Dielesys | Diaelisys nurse station | 4/1/20 |  |  | No PM Sticker
YES | YES |  |  |  | 041-33376 | 041-33376 | Hill-Rom Co Inc | P2500NNC1800 |  | 1864990YK12W808505K | Sarofim Pavilion - BURN UNIT |  |  |  |  | 041-33376 | 041-33376 | TMC | Memorial Hermann-Texas Medical Center | Sarofim Pavilion - BURN UNIT | Nursing
YES | YES |  |  |  | 041-33375 | 041-33375 | Hill-Rom Co Inc | P2500NNC1800 |  |  | Sarofim Pavilion - BURN UNIT |  |  |  |  | 041-33375 | 041-33375 | TMC | Memorial Hermann-Texas Medical Center | Sarofim Pavilion - BURN UNIT | Nursing
YES | YES |  |  |  | 041-33374 | 041-33374 | Hill-Rom Co Inc | P2500NNC1800 |  | 1864990YK12W829105U | OTAC 8 |  |  |  |  | 041-33374 | 041-33374 | TMC | Memorial Hermann-Texas Medical Center | OTAC 8 | Nursing
NO | YES |  |  |  | 133-08359 | 133-08359 | Hill-Rom Co Inc | P2500NNC1B00 |  | 141612XWIS/000AE41D3DDC | Katy-Cath Lab | MHHS-Katy |  | System, Nurse Call |  | 133-08359 | 133-08359 | Katy | MHHS-Katy | Katy-Cath Lab | Cath lab |  | 2/1/20 |  | No pm | HOSPITAL COMMUNICATION SYSTEMS, NURSE CALL | System, Nurse Call | SYSNURSECALL-Hill-Rom-NaviCare | SYSNURSECALL | NaviCare |  |  |  | Hill-Rom | System, Nurse Call |  | SYSNURSECALL-Hill-Rom-NaviCare |  |  |  |  | Covered PM Repair - Biomedical | MHHS-Katy | [8 empty] | SYSNURSECALL | System, Nurse Call | Hill-Rom
NO | YES |  |  |  | 029-12525 | 029-12525 | Hill-Rom Co Inc | P2500NNC1B00 |  | 1864990YK12W831708Y | ICU | MHHS-Woodlands |  | System, Nurse Call |  | 029-12525 | 029-12525 | Woodlands | Memorial Hermann Hospital Woodlands | ICU | ICU Nurse Desk |  |  |  |  | HOSPITAL COMMUNICATION SYSTEMS, NURSE CALL | System, Nurse Call | SYSNURSECALL-Hill-Rom-NaviCare | SYSNURSECALL | NaviCare |  |  |  | Hill-Rom | System, Nurse Call |  | SYSNURSECALL-Hill-Rom-NaviCare |  | 3/15/15 |  |  | Covered PM Repair - Biomedical | MHHS-Woodlands | [8 empty] | SYSNURSECALL | System, Nurse Call | Hill-Rom
YES | YES |  |  |  | 099-04070 | 099-04070 | Hill-Rom Co Inc | P2500NNC1B00 |  |  | Pearland - Med/Ser |  |  |  |  | 099-04070 | 099-04070 | Pearland | Memorial Hermann Pearland Hospital | Pearland - Med/Ser | Nursing
YES | YES |  |  |  | 099-04102 | 099-04102 | Hill-Rom Co Inc | P2500NNC1B00 |  | 1864990yk12wis | PEARLAND - EMERGENCY CENTER |  |  |  |  | 099-04102 | 099-04102 | Pearland | Memorial Hermann Pearland Hospital | PEARLAND - EMERGENCY CENTER | Surgi center
YES | YES |  |  |  | 099-04635 | 099-04635 | Hill-Rom Co Inc | P2500NNC1B00 |  | 361556TWIS/000A41C3373 | PEARLAND - RADIOLOGY - NUC MED |  |  |  |  | 099-04635 | 099-04635 | Pearland | Memorial Hermann Pearland Hospital | PEARLAND - RADIOLOGY - NUC MED | Office
YES | YES |  |  |  | 099-04872 | 099-04872 | Hill-Rom Co Inc | P2500NNC1B00 |  | Aw41c33e1 | PEARLAND - CARDIAC CATH LAB |  |  |  |  | 099-04872 | 099-04872 | Pearland | Memorial Hermann Pearland Hospital | PEARLAND - CARDIAC CATH LAB | Prep
YES | YES |  |  |  | 583-00961 | 583-00961 | Hill-Rom Co Inc | P2500nnc1b00 |  |  | KT CCC - (KY) - EMERGENCY ROOM |  |  |  |  | 583-00961 | 583-00961 | Katy | Memorial Hermann Imaging Center - Convenient Care Center in Katy | KT CCC - (KY) - EMERGENCY ROOM | Nursing |  | 2/1/20
NO | YES |  |  |  | 133-08343 | 133-08343 | Hill-Rom Co Inc | P2500NNC1B00 |  | 1864990YK10W51630C8 | 2nd floor |  |  |  |  | 133-08343 | 133-08343 | Katy | Katy | 2nd floor | Ambulatory |  |  |  | No pm
YES | YES |  |  |  | 000-04516 | 000-04516 | Hill-Rom Co Inc | P2500NNC1B00 |  | 1864990YK12W8145034 | ER |  |  |  |  | 000-04516 | 000-04516 | Katy | Memorial Hermann Convenient Care Center in Kingwood (Kingwood CCC) | ER | Nurses station | 10/1/19 | 10/1/20 |  | Unsure if model is correct
NO | YES |  |  |  | 142-08226 | 142-08226 | Hill-Rom Co Inc | P2500NNC1B00 |  | 1864990YK12W8317082 | NE-ER |  |  |  |  | 142-08226 | 142-08226 | Katy | MHHS-Northeast | NE-ER | Nurses Station
YES | YES |  |  |  | 129-31332 | 129-31332 | Hill-Rom Co Inc | P2500NNC1B00 |  |  | East 5 |  |  |  |  | 129-31332 | 129-31332 | Sugar Land | Memorial Hermann Sugar Land Hospital | East 5 | Nurses Station
NO | YES | Asset Tag 129-06841 |  |  | 129-06841 | 129-06841 | Hill-Rom Co Inc | P2500nnc1b00 |  | 3615551wis/000ae41c3339 | Patient Pre Admitting Testing |  |  |  |  | 129-06841 | 129-06841 | Sugar Land | Mh sugarland hospital | Patient Pre Admitting Testing | Work room | 3/1/20
NO | YES |  |  |  | 029-32452 | 029-32452 | Hill-Rom Co Inc | P2500NNC1B00 |  | 11S1864990YK12W822105S | Woodlands-Neurology |  |  |  |  | 029-32452 | 029-32452 | Woodlands | MHHS-Woodlands | Woodlands-Neurology | Neuroscience spinal care nurse station
YES | YES |  |  |  | 029-13937 | 029-13937 | Hill-Rom Co Inc | P2500NNC1B00 |  | p1609240yk11w20790b8 | Out patient lab |  |  |  |  | 029-13937 | 029-13937 | Woodlands | Memorial Hermann Hospital Woodlands | Out patient lab | Out Patient Lab
YES | YES |  |  |  | 099-08617 | 099-08617 | Hill-Rom Co Inc | P2500NNC1B00 |  | 11S1864990YK12W8354041 | Observation |  |  |  |  | 099-08617 | 099-08617 | Sugar Land | Memorial Hermann Sugar Land Hospital | Observation | Nurse station
YES | YES |  |  |  | 099-13700 | 099-13700 | Hill-Rom Co Inc | P2500nnc1b00 |  | 1864990KY12822106V | ER |  |  |  |  | 099-13700 | 099-13700 | Southwest | Memorial Hermann Southwest Hospital Emergency Center | ER | Nurse Station
YES | YES |  |  |  | 099-08863 | 099-08863 | Hill-Rom Co Inc | P2500NNC1B00 |  | 1964990YK12W822107B | SW - ER |  |  |  |  | 099-08863 | 099-08863 | Southwest | Memorial Hermann Southwest Hospital Emergency Center | SW - ER | Pod B Nurses Station |  |  |  | New Add
YES | YES |  |  |  | 099-13684 | 099-13684 | Hill-Rom Co Inc | P2500nnc1b00 |  | 11S1864990YK12W822107E | Emergency Room |  |  |  |  | 099-13684 | 099-13684 | Southwest | Memorial Hermann Southwest Hospital Emergency Center | Emergency Room | POD C NURSES STATION
YES | YES |  |  |  | 099-13719 | 099-13719 | Hill-Rom Co Inc | P2500nnc1b00 |  | 1864990yk12w8500f | SW - Cardiac Rehab |  |  |  |  | 099-13719 | 099-13719 | Southwest | Memorial Hermann Southwest Hospital | SW - Cardiac Rehab | Cardiac Rehab Gym |  |  |  | No PM Sticker
YES | YES |  |  |  | 099-14875 | 099-14875 | Hill-Rom Co Inc | P2500nnc1b00 |  | 819902r | TMC - HERMANN - Ped ER |  |  |  |  | 099-14875 | 099-14875 | TMC | Memorial Hermann-Texas Medical Center | TMC - HERMANN - Ped ER | Nursing
YES | YES |  |  |  | 069-44654 | 069-44654 | Hill-Rom Co Inc | P2500NNC1B00 |  | 1864990YK12W835401K | TMC - SEROFIM - MICU |  |  |  |  | 069-44654 | 069-44654 | TMC | Memorial Hermann-Texas Medical Center | TMC - SEROFIM - MICU | Nurses Station
YES | YES |  |  |  | 069-44765 | 069-44765 | Hill-Rom Co Inc | P2500NNC1B00 |  |  | Memorial Hermann- Texas Medical - Robertson Pavilion - Patient room |  |  |  |  | 069-44765 | 069-44765 |  | TMC | Memorial Hermann- Texas Medical - Robertson Pavilion - Patient room | Hyperbarics 04 | 4/1/20 |  | 4/1/20 | No PM Sticker.
YES | YES |  |  |  | 069-44619 | 069-44619 | Hill-Rom Co Inc | P2500NNC1B00 |  | 1864990YK12W822103R | TMC - SAROFIM 2 - ADULT PACU |  |  |  |  | 069-44619 | 069-44619 | TMC | Memorial Hermann-Texas Medical Center | TMC - SAROFIM 2 - ADULT PACU | Central Station
YES | YES |  |  |  | 099-09051 | 099-09051 | Hill-Rom Co Inc | P2500NNC1B00 |  | 808507L | TMC - SAROFIM 3 - PACU |  |  |  |  | 099-09051 | 099-09051 | TMC | Memorial Hermann-Texas Medical Center | TMC - SAROFIM 3 - PACU | PACU
YES | YES |  |  |  | 099-07579 | 099-07579 | Hill-Rom Co Inc | P2500NNC1B00 |  | 1864990KY12W808507Y | TMC - SAROFIM 3 - PRE OP |  |  |  |  | 099-07579 | 099-07579 | TMC | Memorial Hermann-Texas Medical Center | TMC - SAROFIM 3 - PRE OP | Nurses Station
YES | YES |  |  |  | 005-12085 | 005-12085 | Hill-Rom Co Inc | P2500NNC1B00 |  | 52180AL | CDU |  |  |  |  | 005-12085 | 005-12085 | Southeast | Memorial Hermann Southeast Hospital | CDU | CDU
YES | YES |  |  |  | 099-07699 | 099-07699 | Hill-Rom Co Inc | P2500NNC1B00 |  | 1864990YK12W8221064 | SE - OR - PACU |  |  |  |  | 099-07699 | 099-07699 | Southeast | Memorial Hermann Southeast Hospital | SE - OR - PACU | Nurses Station
YES | YES |  |  |  | 099-06652 | 099-06652 | Hill-Rom Co Inc | P2500NNC1B00 |  | 1864990YK12W8085054R | TMC - SAROFIM 5 - SILVER |  |  |  |  | 099-06652 | 099-06652 | TMC | Memorial Hermann-Texas Medical Center | TMC - SAROFIM 5 - SILVER | Nurses Station
YES | YES |  |  |  | 099-06653 | 099-06653 | Hill-Rom Co Inc | P2500NNC1B00 |  | 1864990YK12W808505P | TMC - SAROFIM 5 - SILVER |  |  |  |  | 099-06653 | 099-06653 | TMC | Memorial Hermann-Texas Medical Center | TMC - SAROFIM 5 - SILVER | Nurses Station
YES | YES |  |  |  | 099-06977 | 099-06977 | Hill-Rom Co Inc | P2500NNC1B00 |  | 1864990YK12W808508C | TMC - SAROFIM 5 - SILVER |  |  |  |  | 099-06977 | 099-06977 | TMC | Memorial Hermann-Texas Medical Center | TMC - SAROFIM 5 - SILVER | Nurses Station
YES | YES |  |  |  |  | 142-02114 | Hill-Rom Co Inc | P2519A00 |  | 150600JSLR | [6 empty] | 142-02114 | NorthEast | Memorial Hermann Northeast Hospital |  | 5th floor storage | 2/1/20
NO | YES |  |  |  | 142-01982 | 142-01982 | Hill-Rom Co Inc | P2519A05 |  | 2508172CEA | NE-5 South West |  |  |  |  | 142-01982 | 142-01982 | NorthEast | MHHS-Northeast | NE-5 South West | Room Hallway
NO | YES |  |  |  |  | 142-01983 | Hill-Rom Co Inc | P2519A05 |  | 2508169CEA | Katy-Med/Surg 5th Floor | [5 empty] | 142-01983 | Katy | MHHS-Katy | Katy-Med/Surg 5th Floor | Room Hallway
YES | YES |  |  |  | 099-00312 | 099-00312 | Hill-Rom Co Inc | P2519A05 |  | 4907105CEA | Biomed Shop |  |  |  |  | 099-00312 | 099-00312 | West | Memorial Hermann Memorial City Medical Center | Biomed Shop | Repair Shop MH5411
YES | YES | Serial Number Cnf |  |  | 041-16806 | 041-16806 | Hill-Rom Co Inc | P2519A05 |  | CNF | Biomed Shop |  |  |  |  | 041-16806 | 041-16806 | West | Memorial Hermann Memorial City Medical Center | Biomed Shop | Repair Shop MH5411
YES | YES |  |  |  | 099-01538 | 099-01538 | Hill-Rom Co Inc | P2519B09 |  | 13081561FTS | 5th floor storage |  |  |  |  | 099-01538 | 099-01538 | Katy | Memorial Hermann Northeast Hospital | 5th floor storage | Room Hallway | 2/1/20
YES | YES |  |  |  | 099-01536 | 099-01536 | Hill-Rom Co Inc | P2519B09 |  | 2110074FTS | [5 empty] | 099-01536 | 099-01536 | Katy | Memorial Hermann Northeast Hospital |  | 5th floor storage | 2/1/20
YES | YES |  |  |  | 099-01537 | 099-01537 | Hill-Rom Co Inc | P2519B09 |  | 2104042 FWN | [5 empty] | 099-01537 | 099-01537 | Katy | Memorial Hermann Northeast Hospital |  | 5th floor storage
YES | YES |  |  |  | 099-01535 | 099-01535 | Hill-Rom Co Inc | P2519B09 |  | 2104 017 FWN | [5 empty] | 099-01535 | 099-01535 | Katy | Memorial Hermann Northeast Hospital |  | 5th floor storage | 2/1/20
YES | YES |  |  |  | 099-01530 | 099-01530 | Hill-Rom Co Inc | P2519B09 |  | 1110017FTS | [5 empty] | 099-01530 | 099-01530 | Katy | Memorial Hermann Northeast Hospital |  | 5th floor storage | 2/1/20
YES | YES |  |  |  | 041-11937 | 041-11937 | Hill-Rom Co Inc | P2519B09 |  | 43010111FOS | Biomed Shop |  |  |  |  | 041-11937 | 041-11937 | West | Memorial Hermann Memorial City Medical Center | Biomed Shop | Repair Shop MH5411
YES | YES |  |  |  |  | 005-07993 | Hill-Rom Co Inc | P2519C23 |  | 4409020CEA | SE - Biomed | [5 empty] | 005-07993 | Southeast | Memorial Hermann Southeast Hospital | SE - Biomed | Biomed
YES | YES |  |  |  | 013-19961 | 013-19961 | Hill-Rom Co Inc | P2519NNC2A24 |  | 18644990YK12W8155805M | Labor |  |  |  |  | 013-19961 | 013-19961 | Southwest | Memorial Hermann Southwest Hospital | Labor | Nurses Station
YES | YES |  |  |  | 099-11455 | 099-11455 | Hill-Rom Co Inc | P2519NNC2A24 |  |  | Bay 3 |  |  |  |  | 099-11455 | 099-11455 |  | Memorial Hermann-Texas Medical Center | Bay 3 | West Cullen TMC |  |  |  | No PM Sticker
YES | YES |  |  |  | 099-11453 | 099-11453 | Hill-Rom Co Inc | P2519NNC2A24 |  |  | J951 |  |  |  |  | 099-11453 | 099-11453 |  | Memorial Hermann-Texas Medical Center | J951 | 9Johns TMC |  |  |  | No PM Sticker
YES | YES |  |  |  | 099-11090 | 099-11090 | Hill-Rom Co Inc | P2519NNC2A24 |  |  | TMC - DIALYSIS - ADULT (9J) |  |  |  |  | 099-11090 | 099-11090 | TMC | J9 | TMC - DIALYSIS - ADULT (9J) | Nurses Station
YES | YES |  |  |  |  | 005-06262 | Hill-Rom Co Inc | P2523A |  |  | SE - NICU | [5 empty] | 005-06262 | Southeast | Memorial Hermann Southeast Hospital | SE - NICU | Nursing
YES | YES | Serial Number Cnf |  |  | 041-33714 | 041-33714 | Hill-Rom Co Inc | P2523A1803 |  | Cnf | MEMORIAL CITY - LABOR |  |  |  |  | 041-33714 | 041-33714 | West | Women?s Memorial Hermann Memorial City Hospital | MEMORIAL CITY - LABOR | OB ER Office
NO | YES |  |  |  | 151-05214 | 151-05214 | Hill-Rom Co Inc | P3200 |  | S020AD8848 | CY-Labor & Delivery |  |  |  |  | 151-05214 | 151-05214 | Cypress | MHHS-Cypress | CY-Labor & Delivery
NO | YES |  |  |  | 151-03808 | 151-03808 | Hill-Rom Co Inc | P3200 |  | S020AD8851 | CY-Post Partum |  |  |  |  | 151-03808 | 151-03808 | Northwest | MHHS-Cypress | CY-Post Partum | 434 room |  | 2/1/20
NO | YES |  |  |  | 151-03804 | 151-03804 | Hill-Rom Co Inc | P3200 |  | S020AD8854 | [5 empty] | 151-03804 | 151-03804 | Northwest | Memorial Hermann Cypress Hospital |  | S407
NO | YES |  |  |  | 151-03812 | 151-03812 | Hill-Rom Co Inc | P3200 |  | S020AD8860 | CY-Medsurg |  |  |  |  | 151-03812 | 151-03812 | Northwest | MHHS-Cypress | CY-Medsurg | S406 |  | 2/1/20
NO | YES |  |  |  | 151-03814 | 151-03814 | Hill-Rom Co Inc | P3200 |  | S018AD8734 | CY-Medsurg |  |  |  |  | 151-03814 | 151-03814 | Northwest | MHHS-Cypress | CY-Medsurg | S405
NO | YES |  |  |  | 151-03826 | 151-03826 | Hill-Rom Co Inc | P3200 |  | S019AD8791 | [5 empty] | 151-03826 | 151-03826 | Northwest | Memorial Hermann Cypress Hospital |  | COU
NO | YES |  |  |  | 099-04533 | 099-04533 | Hill-Rom Co Inc | P3200 |  | R043AD3383 | Pearland-4N-Med/Surg |  |  |  |  | 099-04533 | 099-04533 | Pearland | MHHS-Pearland Hospital | Pearland-4N-Med/Surg | N420
NO | YES |  |  |  | 099-04538 | 099-04538 | Hill-Rom Co Inc | P3200 |  | R043AD3397 | Pearland-4N-Med/Surg |  |  |  |  | 099-04538 | 099-04538 | Pearland | MHHS-Pearland Hospital | Pearland-4N-Med/Surg | N419 |  | 2/1/20
NO | YES |  |  |  | 099-04581 | 099-04581 | Hill-Rom Co Inc | P3200 |  | r041ad3260 | Pearland-Telemetry |  |  |  |  | 099-04581 | 099-04581 | Pearland | MHHS-Pearland Hospital | Pearland-Telemetry | RM 417
NO | YES |  |  |  | 099-04583 | 099-04583 | Hill-Rom Co Inc | P3200 |  | R033AD2744 | Pearland-4N-Med/Surg |  |  |  |  | 099-04583 | 099-04583 | Pearland | MHHS-Pearland Hospital | Pearland-4N-Med/Surg | RM 416
NO | YES |  |  |  | 099-04543 | 099-04543 | Hill-Rom Co Inc | P3200 |  | R035ad2951 | Pearland-4N-Med/Surg |  |  |  |  | 099-04543 | 099-04543 | Pearland | MHHS-Pearland Hospital | Pearland-4N-Med/Surg |  | 2/1/20 | 2/1/20
NO | YES |  |  |  | 099-04413 | 099-04413 | Hill-Rom Co Inc | P3200 |  | R043AD3388 | MH MG-(PL)-Pearland Multi-Specialty (Mp 2) |  |  |  |  | 099-04413 | 099-04413 | Pearland | MHHS-MG | MH MG-(PL)-Pearland Multi-Specialty (Mp 2) | Multispecialty
NO | YES |  |  |  | 099-04668 | 099-04668 | Hill-Rom Co Inc | P3200 |  | r041ad3266 | Pearland-3N-Med/Surg |  |  |  |  | 099-04668 | 099-04668 | Pearland | MHHS-Pearland Hospital | Pearland-3N-Med/Surg | Rm328 | 2/1/20 | 2/1/20
NO | YES | Serial Number N234AD7220 |  |  | 099-04579 | 099-04579 | Hill-Rom Co Inc | P3200 |  | N234AD7220 | Katy-PACU |  |  |  |  | 099-04579 | 099-04579 | Katy | MHHS-Katy | Katy-PACU | PacU11 |  | 2/1/20
YES | YES |  |  |  | 099-04986 | 099-04986 | Hill-Rom Co Inc | P3200 |  | M097AD7821 | KATY - MED/SURG 5TH FLOOR |  |  |  |  | 099-04986 | 099-04986 | Katy | Memorial Hermann Katy Hospital | KATY - MED/SURG 5TH FLOOR | Room 526 |  | 2/1/20
YES | YES |  |  |  | 099-04893 | 099-04893 | Hill-Rom Co Inc | P3200 |  | K078AD8471 | KATY - MED/SURG 5TH FLOOR |  |  |  |  | 099-04893 | 099-04893 | Katy | Memorial Hermann Katy Hospital | KATY - MED/SURG 5TH FLOOR | Room 527
NO | YES |  |  |  | 099-04888 | 099-04888 | Hill-Rom Co Inc | P3200 |  | Q307AD8341 | Katy-Ob Special Observation-3E |  |  |  |  | 099-04888 | 099-04888 | Katy | MHHS-Katy | Katy-Ob Special Observation-3E | Post Partum rm307 |  | 2/1/20
NO | YES |  |  |  | 099-04889 | 099-04889 | Hill-Rom Co Inc | P3200 |  | H312AD3295 | Katy-Ob Special Observation-3E |  |  |  |  | 099-04889 | 099-04889 | Katy | MHHS-Katy | Katy-Ob Special Observation-3E | Post Partum rm310
NO | YES |  |  |  | 099-04974 | 099-04974 | Hill-Rom Co Inc | P3200 |  | Q303AD8221 | Katy-ICU |  |  |  |  | 099-04974 | 099-04974 | Katy | MHHS-Katy | Katy-ICU | ICU16 |  | 2/1/20
NO | YES |  |  |  | 099-01480 | 099-01480 | Hill-Rom Co Inc | P3200 |  | K322AD8579 | 5th floor |  |  |  |  | 099-01480 | 099-01480 | North east | NE 5 floor storage | 5th floor | 5th floor Storage
YES | YES |  |  |  | 099-01481 | 099-01481 | Hill-Rom Co Inc | P3200 |  | H109AD3696 | 5th floor |  |  |  |  | 099-01481 | 099-01481 |  |  | 5th floor | Storage |  |  |  | No pm
NO | YES |  |  |  | 099-01482 | 099-01482 | Hill-Rom Co Inc | P3200 |  | K322AD8589 | 5th floor |  |  |  |  | 099-01482 | 099-01482 | Katy | 5th floor storage | 5th floor | Storage
NO | YES |  |  |  | 099-01483 | 099-01483 | Hill-Rom Co Inc | P3200 |  | L036AD1749 | 5th floor |  |  |  |  | 099-01483 | 099-01483 | Katy | Memorial Hermann Cancer Center - Northeast | 5th floor | Storage North East - 5th floor storage |  |  |  | No pm
YES | YES |  |  |  | 099-01484 | 099-01484 | Hill-Rom Co Inc | P3200 |  | G132AD5739 | 5th floor |  |  |  |  | 099-01484 | 099-01484 |  |  | 5th floor | Storage |  |  |  | No pm
NO | YES | Serial Number K321AD8560 |  |  | 099-01488 | 099-01488 | Hill-Rom Co Inc | P3200 |  | K321AD8560 | NE-Clinical Decision Unit |  |  |  |  | 099-01488 | 099-01488 | NorthEast | MHHS-Northeast | NE-Clinical Decision Unit |  |  |  |  | No pm
NO | YES |  |  |  | 099-01490 | 099-01490 | Hill-Rom Co Inc | P3200 |  | T235PF7143 | NE-Telemetry |  |  |  |  | 099-01490 | 099-01490 | NorthEast | MHHS-Northeast | NE-Telemetry |  |  |  |  | No pm
NO | YES |  |  |  | 099-01702 | 099-01702 | Hill-Rom Co Inc | P3200 |  | T225PF6610 | NE-Hemodialysis |  |  |  |  | 099-01702 | 099-01702 | NorthEast | MHHS-Northeast | NE-Hemodialysis | North East - 5th floor storage |  |  |  | No pm
YES | YES |  |  |  | 099-01696 | 099-01696 | Hill-Rom Co Inc | P3200 |  | H114AD4207 | NE - HEMODIALYSIS |  |  |  |  | 099-01696 | 099-01696 | NorthEast |  | NE - HEMODIALYSIS |  |  |  |  | No pm
NO | YES |  |  |  | 142-08910 | 142-08910 | Hill-Rom Co Inc | P3200 |  | R216AD0932 | SUGAR LAND - MED/SURG - EAST 5TH |  |  |  |  | 142-08910 | 142-08910 | Sugar Land |  | SUGAR LAND - MED/SURG - EAST 5TH |  |  |  |  | No pm
NO | YES |  |  |  | 142-09064 | 142-09064 | Hill-Rom Co Inc | P3200 |  | J268AD8011 | SUGAR LAND - RESPIRATORY |  |  |  |  | 142-09064 | 142-09064 | Sugar Land |  | SUGAR LAND - RESPIRATORY |  |  |  |  | No pm
NO | YES |  |  |  | 142-09071 | 142-09071 | Hill-Rom Co Inc | P3200 |  | J231AD4142 | Sugar Land-Telemetry |  |  |  |  | 142-09071 | 142-09071 | Sugar Land | MHHS-Sugarland | Sugar Land-Telemetry |  |  |  |  | No pm
NO | YES |  |  |  | 005-33099 | 005-33099 | Hill-Rom Co Inc | P3200 |  | R216AD0916 | Family life unit |  |  |  |  | 005-33099 | 005-33099 | Sugar Land | Memorial Hermann Sugar Land Hospital | Family life unit | Family life unit
NO | YES |  |  |  | 005-33103 | 005-33103 | Hill-Rom Co Inc | P3200 |  | R216AD0924 | Family life unit |  |  |  |  | 005-33103 | 005-33103 | Sugar Land | Memorial Hermann Sugar Land Hospital | Family life unit | Family life unit
YES | YES |  |  |  | 142-09131 | 142-09131 | Hill-Rom Co Inc | p3200 | [7 empty] | 142-09131 | 142-09131 |  |  |  | Suite 504
NO | YES |  |  |  | 142-09188 | 142-09188 | Hill-Rom Co Inc | P3200 |  | H293AD2044 | Family Life Unit |  |  |  |  | 142-09188 | 142-09188 | Sugar Land | Memorial Hermann Sugar Land Hospital | Family Life Unit | Suite 503 |  | 2/1/17
NO | YES |  |  |  | 005-33110 | 005-33110 | Hill-Rom Co Inc | P3200 |  | J259AD7069 | 4 West |  |  |  |  | 005-33110 | 005-33110 | Sugar Land | Memorial Hermann Sugar Land Hospital | 4 West | 4 West
NO | YES |  |  |  | 142-09158 | 142-09158 | Hill-Rom Co Inc | P3200 |  | P205AD4041 | 4 West |  |  |  |  | 142-09158 | 142-09158 | Sugar Land | Memorial Hermann Sugar Land Hospital | 4 West | 4 West
NO | YES |  |  |  | 142-09160 | 142-09160 | Hill-Rom Co Inc | P3200 |  | R216AD0955 | 4 West |  |  |  |  | 142-09160 | 142-09160 | Sugar Land | Memorial Hermann Sugar Land Hospital | 4 West | 4 West
NO | YES |  |  |  | 142-09161 | 142-09161 | Hill-Rom Co Inc | P3200 |  | R216AD0957 | 4 West |  |  |  |  | 142-09161 | 142-09161 | Sugar Land | Memorial Hermann Sugar Land Hospital | 4 West | 4 West
NO | YES |  |  |  | 142-09164 | 142-09164 | Hill-Rom Co Inc | P3200 |  | J267AD7941 | 4 West |  |  |  |  | 142-09164 | 142-09164 | Sugar Land | Memorial Hermann Sugar Land Hospital | 4 West | 4 West
NO | YES |  |  |  | 142-09165 | 142-09165 | Hill-Rom Co Inc | P3200 |  | R216AD0942 | 4 West |  |  |  |  | 142-09165 | 142-09165 | Sugar Land | Memorial Hermann Sugar Land Hospital | 4 West | 4 West
YES | YES |  |  |  | 029-13446 | 029-13446 | Hill-Rom Co Inc | P3200 |  | U106AD2318 | Neuroscience |  |  |  |  | 029-13446 | 029-13446 | Woodlands | Memomorial Herman Hospital Woodland | Neuroscience | E463 | 3/1/20
YES | YES |  |  |  | 074-06431 | 074-06431 | Hill-Rom Co Inc | P3200 |  |  | Neuroscience |  |  |  |  | 074-06431 | 074-06431 | Woodlands | MEMORIAL HERMAN HOSPITAL Woodland | Neuroscience | E446
YES | YES |  |  |  | 074-06430 | 074-06430 | Hill-Rom Co Inc | P3200 |  |  | Neuroscience |  |  |  |  | 074-06430 | 074-06430 | Woodlands | MEMORIAL HERMAN HOSPITAL Woodland | Neuroscience | E446
YES | YES |  |  |  |  | 074-06429 | Hill-Rom Co Inc | P3200 |  |  | Neuroscience | [5 empty] | 074-06429 | Woodlands | MEMORIAL HERMAN HOSPITAL Woodland | Neuroscience | E446
NO | YES |  |  |  |  | 029-13935 ty | Hill-Rom Co Inc | P3200 |  | Q211AD3020 | GH-ER | [5 empty] | 029-13935 ty | Central | MHHS-Greater Heights | GH-ER
NO | YES |  |  |  | 009-34189 | 009-34189 | Hill-Rom Co Inc | P3200 |  | L345AD9501 | GH-Neuro 5N |  |  |  |  | 009-34189 | 009-34189 | Central | MHHS-Greater Heights | GH-Neuro 5N | PCU 5 N
NO | YES |  |  |  | 009-34190 | 009-34190 | Hill-Rom Co Inc | P3200 |  | HRP000420376 | GH-Neuro 5N |  |  |  |  | 009-34190 | 009-34190 | Central | MHHS-Greater Heights | GH-Neuro 5N | PCU 5 N
NO | YES |  |  |  | 009-34191 | 009-34191 | Hill-Rom Co Inc | P3200 |  | J126AP0498 | GH-Neuro 5N |  |  |  |  | 009-34191 | 009-34191 | Central | MHHS-Greater Heights | GH-Neuro 5N | PCU 5 N
NO | YES |  |  |  | 009-34192 | 009-34192 | Hill-Rom Co Inc | P3200 |  | L345AD9507 | GH-Neuro 5N |  |  |  |  | 009-34192 | 009-34192 | Central | MHHS-Greater Heights | GH-Neuro 5N | PCU 5 N
NO | YES |  |  |  | 009-34212 | 009-34212 | Hill-Rom Co Inc | P3200 |  | Q259AD5677 | GH-Neuro 5N |  |  |  |  | 009-34212 | 009-34212 | Central | MHHS-Greater Heights | GH-Neuro 5N | PCU 5 N
NO | YES |  |  |  | 099-10564 | 099-10564 | Hill-Rom Co Inc | P3200 |  | F126AD2160 | SW-Beds |  |  |  |  | 099-10564 | 099-10564 | Southwest | MHHS-Southwest | SW-Beds | Bed Storage Area | 2/1/20 |  | 2/1/21
NO | YES |  |  |  | 099-10593 | 099-10593 | Hill-Rom Co Inc | P3200 |  | I197AD4109 | SW-HVI-Telemetry |  |  |  |  | 099-10593 | 099-10593 | Southwest | MHHS-Southwest | SW-HVI-Telemetry | CVA 28 | 1/1/20 |  | 1/1/21
NO | YES |  |  |  | 099-10641 | 099-10641 | Hill-Rom Co Inc | P3200 |  | L341AD8958 | SW-Med/Surg Floors |  |  |  |  | 099-10641 | 099-10641 | Southwest | MHHS-Southwest | SW-Med/Surg Floors | Room 1017 | 2/1/19 |  | 2/1/20
NO | YES |  |  |  | 099-10724 | 099-10724 | Hill-Rom Co Inc | P3200 |  | R225AD1496 | SW-Med/Surg Floors |  |  |  |  | 099-10724 | 099-10724 | Southwest | MHHS-Southwest | SW-Med/Surg Floors | Room 1039 |  |  |  | New Add
NO | YES |  |  |  | 099-10732 | 099-10732 | Hill-Rom Co Inc | P3200 |  | I197AD4121 | SW-Med/Surg Floors |  |  |  |  | 099-10732 | 099-10732 | Southwest | MHHS-Southwest | SW-Med/Surg Floors | Room 1067 | 9/1/18 |  |  | New Add
NO | YES |  |  |  | 099-10741 | 099-10741 | Hill-Rom Co Inc | P3200 |  | L313AD7448 | SW-Med/Surg Floors |  |  |  |  | 099-10741 | 099-10741 | Southwest | MHHS-Southwest | SW-Med/Surg Floors | Room 1058 |  |  | 9/1/20
NO | YES |  |  |  | 099-10758 | 099-10758 | Hill-Rom Co Inc | P3200 |  | J003AD6493 | SW-Med/Surg Floors |  |  |  |  | 099-10758 | 099-10758 | Southwest | MHHS-Southwest | SW-Med/Surg Floors | 9th Floor |  |  | 4/1/21 | New Add
NO | YES |  |  |  | 099-10764 | 099-10764 | Hill-Rom Co Inc | P3200 |  | L027AD1196 | SW-Med/Surg Floors |  |  |  |  | 099-10764 | 099-10764 | Southwest | MHHS-Southwest | SW-Med/Surg Floors | Room 967 | 12/1/19 |  | 12/1/20 | New Add
NO | YES |  |  |  | 099-10769 | 099-10769 | Hill-Rom Co Inc | P3200 |  | L341AD8969 | SW-Rehab |  |  |  |  | 099-10769 | 099-10769 | Southwest | MHHS-Southwest | SW-Rehab | Room 824 | 3/1/19 |  | 3/1/20 | New Add
NO | YES |  |  |  | 099-10784 | 099-10784 | Hill-Rom Co Inc | P3200 |  | M220AD5744 | SW-Med/Surg 6 |  |  |  |  | 099-10784 | 099-10784 | Southwest | MHHS-Southwest | SW-Med/Surg 6 | Room 629 |  |  | 8/1/20 | New Add
NO | YES |  |  |  | 099-10842 | 099-10842 | Hill-Rom Co Inc | P3200 |  | L313AD7469 | SW-Neuorology |  |  |  |  | 099-10842 | 099-10842 | Southwest | MHHS-Southwest | SW-Neuorology | Room 762 |  |  | 1/1/20 | New Add
NO | YES |  |  |  | 099-10870 | 099-10870 | Hill-Rom Co Inc | P3200 |  | H271AD0263 | SW-Telemetry |  |  |  |  | 099-10870 | 099-10870 | Southwest | MHHS-Southwest | SW-Telemetry | Room 482 |  |  | 3/1/20 | New Add
NO | YES |  |  |  | 099-10873 | 099-10873 | Hill-Rom Co Inc | P3200 |  | J016AD7315 | SW-Telemetry |  |  |  |  | 099-10873 | 099-10873 | Southwest | MHHS-Southwest | SW-Telemetry | Room 494 | 4/1/19 |  | 4/1/20
NO | YES |  |  |  | 099-10881 | 099-10881 | Hill-Rom Co Inc | P3200 |  | J016AD7362 | SW-Telemetry |  |  |  |  | 099-10881 | 099-10881 | Southwest | MHHS-Southwest | SW-Telemetry | Room 447 | 11/1/20 |  | 11/1/21 | New Add
NO | YES |  |  |  | 099-10883 | 099-10883 | Hill-Rom Co Inc | P3200 |  | J016AD7321 | SW-Telemetry |  |  |  |  | 099-10883 | 099-10883 | Southwest | MHHS-Southwest | SW-Telemetry | Room 445 | 4/1/19 |  | 4/1/20 | New Add
NO | YES |  |  |  | 099-10887 | 099-10887 | Hill-Rom Co Inc | P3200 |  | P134AD1511 | SW-Telemetry |  |  |  |  | 099-10887 | 099-10887 | Southwest | MHHS-Southwest | SW-Telemetry | Room 464 | 2/1/19 |  | 2/1/20 | New Add
NO | YES |  |  |  | 099-08897 | 099-08897 | Hill-Rom Co Inc | P3200 |  | I121AD7475 | 6th Floor |  |  |  |  | 099-08897 | 099-08897 | TMC | TIRR Memorial Hermann | 6th Floor | Room 601 |  |  | 2/1/21 | New Add
NO | YES |  |  |  | 099-08898 | 099-08898 | Hill-Rom Co Inc | P3200 |  | I108AD6354 | 6th Floor |  |  |  |  | 099-08898 | 099-08898 | TMC | TIRR Memorial Hermann | 6th Floor | Room 601 |  |  | 12/1/21 | New Add
NO | YES |  |  |  | 099-08848 | 099-08848 | Hill-Rom Co Inc | P3200 |  | L075AD4107 | TIRR - |  |  |  |  | 099-08848 | 099-08848 | TMC | TIRR Memorial Hermann | TIRR - | TIRR MEMORIIAL HERMANN
NO | YES |  |  |  | 099-08849 | 099-08849 | Hill-Rom Co Inc | P3200 |  | I121AD7462 | TIRR - |  |  |  |  | 099-08849 | 099-08849 | TMC | TIRR Memorial Hermann | TIRR - | TIRR MEMORIIAL HERMANN
NO | YES |  |  |  | 099-08856 | 099-08856 | Hill-Rom Co Inc | P3200 |  | M038AD3364 | TIRR-Patient Care Unit 5-2414376 |  |  |  |  | 099-08856 | 099-08856 | TMC | MHHS-Others | TIRR-Patient Care Unit 5-2414376 | TIRR - PCU 5
YES | YES |  |  |  | 099-08919 | 099-08919 | Hill-Rom Co Inc | P3200 |  | S343AD1194 | TIRR - PCU 5 |  |  |  |  | 099-08919 | 099-08919 | TMC | TIRR Memorial Hermann | TIRR - PCU 5 | Room 511 |  |  |  | New Add
YES | YES |  |  |  | 099-08920 | 099-08920 | Hill-Rom Co Inc | P3200 |  |  | TIRR - PCU 5 |  |  |  |  | 099-08920 | 099-08920 | TMC | TIRR Memorial Hermann | TIRR - PCU 5 | Room 511 |  |  |  | New Add - patient in room
NO | YES |  |  |  | 099-08921 | 099-08921 | Hill-Rom Co Inc | P3200 |  | M035AD3352 | TIRR-PCU 5 |  |  |  |  | 099-08921 | 099-08921 | TMC | MHHS-Others | TIRR-PCU 5 |  |  |  |  | New Add
YES | YES |  |  |  | 099-08953 | 099-08953 | Hill-Rom Co Inc | P3200 |  | S343AD1195 | TIRR - PCU 5 |  |  |  |  | 099-08953 | 099-08953 | TMC | TIRR Memorial Hermann | TIRR - PCU 5 | TIRR - PCU 5
NO | YES |  |  |  | 099-08923 | 099-08923 | Hill-Rom Co Inc | P3200 |  | I121AD7469 | TIRR-PCU 5 |  |  |  |  | 099-08923 | 099-08923 | TMC | MHHS-Others | TIRR-PCU 5 | Room 509 |  |  |  | New Add
YES | YES |  |  |  | 099-08924 | 099-08924 | Hill-Rom Co Inc | P3200 |  | S343AD1200 | TIRR - PCU 5 |  |  |  |  | 099-08924 | 099-08924 | TMC | TIRR Memorial Hermann | TIRR - PCU 5 | Room 509 |  |  | 3/1/20 | New Add
YES | YES |  |  |  | 099-08926 | 099-08926 | Hill-Rom Co Inc | P3200 |  | N104AD0522 | 4th Floor |  |  |  |  | 099-08926 | 099-08926 | TMC | TIRR Memorial Hermann | 4th Floor |  |  |  |  | New Add
NO | YES |  |  |  | 099-08928 | 099-08928 | Hill-Rom Co Inc | P3200 |  | M038AD3366 | TIRR-PCU 4 |  |  |  |  | 099-08928 | 099-08928 | TMC | MHHS-Others | TIRR-PCU 4 | Room 414 |  |  |  | New Add
YES | YES |  |  |  | 099-08955 | 099-08955 | Hill-Rom Co Inc | P3200 |  | R169AD8982 | TIRR - PATIENT CARE UNIT 4 - 2414374 |  |  |  |  | 099-08955 | 099-08955 | TMC | TIRR Memorial Hermann | TIRR - PATIENT CARE UNIT 4 - 2414374 | TIRR - PCU 4
NO | YES |  |  |  | 099-08933 | 099-08933 | Hill-Rom Co Inc | P3200 |  | I121AD7439 | TIRR-PCU 4 |  |  |  |  | 099-08933 | 099-08933 | TMC | MHHS-Others | TIRR-PCU 4 | Room 412 |  |  |  | New Add
NO | YES |  |  |  | 099-08937 | 099-08937 | Hill-Rom Co Inc | P3200 |  | I121AD7474 | TIRR-PCU 4 |  |  |  |  | 099-08937 | 099-08937 | TMC | MHHS-Others | TIRR-PCU 4 | Room 410 |  |  | 9/1/19 | New Add
NO | YES |  |  |  | 099-08957 | 099-08957 | Hill-Rom Co Inc | P3200 |  | I108AD6362 | TIRR-Patient Care Unit 4-2414374 |  |  |  |  | 099-08957 | 099-08957 | TMC | MHHS-Others | TIRR-Patient Care Unit 4-2414374 | TIRR - PCU 4
YES | YES |  |  |  | 099-08939 | 099-08939 | Hill-Rom Co Inc | P3200 |  |  | TIRR - PCU 4 |  |  |  |  | 099-08939 | 099-08939 | TMC | TIRR Memorial Hermann | TIRR - PCU 4 | Room 409 |  |  |  | Patient in Bed
YES | YES |  |  |  | 099-13269 | 099-13269 | Hill-Rom Co Inc | P3200 |  | U011AD0075 | Adult medicine |  |  |  |  | 099-13269 | 099-13269 | Southwest | Memorial Hermann Southwest Hospital | Adult medicine | 10 floor |  | 3/1/20 |  | No PM sticker
YES | YES |  |  |  | 099-13271 | 099-13271 | Hill-Rom Co Inc | P3200 |  | I197AE0894 | Audult medicine |  |  |  |  | 099-13271 | 099-13271 | Southwest | Memorial Hermann Southwest Hospital | Audult medicine | 10 floor | 7/1/20 |  |  | No next PM
NO | YES |  |  |  | 099-13273 | 099-13273 | Hill-Rom Co Inc | P3200 |  | P134AD1492 | Adulth medicine |  |  |  |  | 099-13273 | 099-13273 | Southwest | Memorial Hermann Southwest Hospital | Adulth medicine |  | 7/1/19 |  |  | Nonext Pm
NO | YES |  |  |  | 099-14307 | 099-14307 | Hill-Rom Co Inc | P3200 |  | R225AD1498 | SW-Med/Surg 9 Joint Camp |  |  |  |  | 099-14307 | 099-14307 | Southwest | MHHS-Southwest | SW-Med/Surg 9 Joint Camp |  |  |  |  | No pm required
NO | YES |  |  |  | 099-13276 | 099-13276 | Hill-Rom Co Inc | P3200 |  | J016AD7345 | SW-Med/Surg 9 Joint Camp |  |  |  |  | 099-13276 | 099-13276 | Southwest | MHHS-Southwest | SW-Med/Surg 9 Joint Camp | 9th
YES | YES |  |  |  | 099-14301 | 099-14301 | Hill-Rom Co Inc | P3200 |  | S177AD4888 | SW - Rehab 8th floor |  |  |  |  | 099-14301 | 099-14301 | Southwest | Memorial Hermann Southwest Hospital | SW - Rehab 8th floor |  |  |  |  | No pm required
NO | YES |  |  |  | 099-14176 | 099-14176 | Hill-Rom Co Inc | P3200 |  | J016AD7360 | SW-Rehab |  |  |  |  | 099-14176 | 099-14176 | Southwest | MHHS-Southwest | SW-Rehab |  |  |  |  | No pm required
YES | YES |  |  |  | 099-08967 | 099-08967 | Hill-Rom Co Inc | P3200 |  | S343AD1197 | TIRR - PCU 3 |  |  |  |  | 099-08967 | 099-08967 | TMC | TIRR Memorial Hermann | TIRR - PCU 3 | TIRR - PCU 3
NO | YES |  |  |  | 099-08948 | 099-08948 | Hill-Rom Co Inc | P3200 |  | I121AD7450 | TIRR-PCU 3C |  |  |  |  | 099-08948 | 099-08948 | TMC | MHHS-Others | TIRR-PCU 3C | Room 314 |  |  | 2/1/21 | New Add
YES | YES |  |  |  | S129AD3235 | S129AD3235 | Hill-Rom Co Inc | P3200 |  | S129AD3235 | TIRR - PCU 3 |  |  |  |  | S129AD3235 | S129AD3235 | TMC | TIRR Memorial Hermann | TIRR - PCU 3 | TIRR - PCU 3
NO | YES |  |  |  | 099-08952 | 099-08952 | Hill-Rom Co Inc | P3200 |  | I121AD7472 | TIRR - Unit 3 |  |  |  |  | 099-08952 | 099-08952 | TMC | TIRR Memorial Hermann | TIRR - Unit 3 | NBU Room 313 |  |  |  | New Add
YES | YES |  |  |  | 241-04265 | 241-04265 | Hill-Rom Co Inc | P3200 |  |  | TIRR - Unit 3 |  |  |  |  | 241-04265 | 241-04265 | TMC | TIRR Memorial Hermann | TIRR - Unit 3 | NBU Room 313 |  |  |  | New Add - Patient in Bed
NO | YES |  |  |  | 241-04213 | 241-04213 | Hill-Rom Co Inc | P3200 |  | M038AD3362 | TIRR-PCU 3 |  |  |  |  | 241-04213 | 241-04213 | TMC | MHHS-Others | TIRR-PCU 3 | TIRR - PCU 3
NO | YES |  |  |  | 241-04214 | 241-04214 | Hill-Rom Co Inc | P3200 |  | L075AD4077 | TIRR-PCU 3 |  |  |  |  | 241-04214 | 241-04214 | TMC | MHHS-Others | TIRR-PCU 3 | TIRR - PCU 3
YES | YES |  |  |  | 241-04268 | 241-04268 | Hill-Rom Co Inc | P3200 |  | R169AD8985 | TIRR - 3C |  |  |  |  | 241-04268 | 241-04268 | TMC | TIRR Memorial Hermann | TIRR - 3C | Room 326 |  |  |  | New Add
NO | YES |  |  |  | 241-04269 | 241-04269 | Hill-Rom Co Inc | P3200 |  | M035AD3350 | TIRR-PCU 3C |  |  |  |  | 241-04269 | 241-04269 | TMC | MHHS-Others | TIRR-PCU 3C | Room 326 |  |  | 9/1/20 | New Add
NO | YES |  |  |  | 241-04270 | 241-04270 | Hill-Rom Co Inc | P3200 |  | L179AD9501 | TIRR-PCU 3C |  |  |  |  | 241-04270 | 241-04270 | TMC | MHHS-Others | TIRR-PCU 3C | Room 327 |  |  |  | New Add
YES | YES |  |  |  | 241-04274 | 241-04274 | Hill-Rom Co Inc | P3200 |  | S342AD1184 | TIRR - 3C |  |  |  |  | 241-04274 | 241-04274 | TMC | TIRR Memorial Hermann | TIRR - 3C | Room 328 |  |  |  | New Add
NO | YES |  |  |  | 241-04277 | 241-04277 | Hill-Rom Co Inc | P3200 |  | L075AD4108 | TIRR-PCU 3C |  |  |  |  | 241-04277 | 241-04277 | TMC | MHHS-Others | TIRR-PCU 3C | Room 332 |  |  | 2/1/21 | New Add
YES | YES |  |  |  | 099-14179 | 099-14179 | Hill-Rom Co Inc | P3200 |  | U014AD0092 | 6th floor |  |  |  |  | 099-14179 | 099-14179 | Southwest | Memorial Hermann Southwest Hospital | 6th floor | Room 604 |  |  |  | No pm required
YES | YES |  |  |  | 099-14428 | 099-14428 | Hill-Rom Co Inc | P3200 |  | S130AD3331 | SW - 6 |  |  |  |  | 099-14428 | 099-14428 | Southwest | Memorial Hermann Southwest Hospital | SW - 6 |  |  |  |  | No PM Sticker
NO | YES |  |  |  | 241-04221 | 241-04221 | Hill-Rom Co Inc | P3200 |  | I108AD6350 | TIRR-Sleep Lab |  |  |  |  | 241-04221 | 241-04221 | TMC | MHHS-Others | TIRR-Sleep Lab | TIRR - SLEEP LAB
YES | YES |  |  |  | 241-04248 | 241-04248 | Hill-Rom Co Inc | P3200 |  | N103AD0513 | TIRR - Dunn Tower 2nd Floor |  |  |  |  | 241-04248 | 241-04248 | TMC | TIRR Memorial Hermann Neurological Sleep Medicine Center 2nd Floor | TIRR - Dunn Tower 2nd Floor | Hallway |  |  |  | New Add
NO | YES |  |  |  | 241-04222 | 241-04222 | Hill-Rom Co Inc | P3200 |  | I121AD7435 | TIRR-Sleep Lab |  |  |  |  | 241-04222 | 241-04222 | TMC | MHHS-Others | TIRR-Sleep Lab | TIRR - SLEEP LAB
NO | YES |  |  |  | 241-04250 | 241-04250 | Hill-Rom Co Inc | P3200 |  | I121AD7456 | TIRR - Dunn Tower 2nd Floor |  |  |  |  | 241-04250 | 241-04250 | TMC | TIRR Memorial Hermann Neurological Sleep Medicine Center 2nd Floor | TIRR - Dunn Tower 2nd Floor | Hallway |  |  | 9/1/19 | New Add - ?Aubroken?Au note taped to foot of bed
NO | YES |  |  |  | 241-04223 | 241-04223 | Hill-Rom Co Inc | P3200 |  | I121AD7428 | TIRR-Sleep Lab |  |  |  |  | 241-04223 | 241-04223 | TMC | MHHS-Others | TIRR-Sleep Lab | TIRR - SLEEP LAB
NO | YES |  |  |  | 241-04251 | 241-04251 | Hill-Rom Co Inc | P3200 |  | I121AD7464 | TIRR - Dunn Tower 2nd Floor |  |  |  |  | 241-04251 | 241-04251 | TMC | TIRR Memorial Hermann Neurological Sleep Medicine Center 2nd Floor | TIRR - Dunn Tower 2nd Floor | Hallway |  |  | 2/1/21 | New Add
YES | YES |  |  |  | 241-04252 | 241-04252 | Hill-Rom Co Inc | P3200 |  | S129AD3240 | TIRR - Dunn Tower 2nd Floor |  |  |  |  | 241-04252 | 241-04252 | TMC | TIRR Memorial Hermann Neurological Sleep Medicine Center 2nd Floor | TIRR - Dunn Tower 2nd Floor | Hallway |  |  |  | New Add
NO | YES |  |  |  | 099-13423 | 099-13423 | Hill-Rom Co Inc | P3200 |  | R127AD7075 | Biomed Shop |  |  |  |  | 099-13423 | 099-13423 | TMC | Memorial Hermann-Texas Medical Center | Biomed Shop | Biomed Shop |  |  |  | New Add
NO | YES | Serial Number K259AM5233 |  |  | 099-13424 | 099-13424 | Hill-Rom Co Inc | P3200 |  | K259AM5233 | Biomed Shop |  |  |  |  | 099-13424 | 099-13424 | TMC | Memorial Hermann-Texas Medical Center | Biomed Shop | Biomed Shop |  |  |  | New Add
NO | YES |  |  |  | 099-13286 | 099-13286 | Hill-Rom Co Inc | P3200 |  | P042AD8514 | Biomed Shop |  |  |  |  | 099-13286 | 099-13286 | TMC | Memorial Hermann-Texas Medical Center | Biomed Shop | Biomed Shop |  |  |  | No PM Sticker
NO | YES |  |  |  | 099-14483 | 099-14483 | Hill-Rom Co Inc | P3200 |  | G278AM0547 | Biomed Shop |  |  |  |  | 099-14483 | 099-14483 | TMC | Memorial Hermann-Texas Medical Center | Biomed Shop | Biomed Shop | 8/1/20 |  | 3/1/20
NO | YES |  |  |  | 099-13756 | 099-13756 | Hill-Rom Co Inc | P3200 |  | I204AD4958 | TMC-HVI-CVIMU (8Hvi) |  |  |  |  | 099-13756 | 099-13756 | TMC | MHHS-TMC | TMC-HVI-CVIMU (8Hvi) | Room 24 | 2/1/20 |  | 2/1/21
NO | YES |  |  |  | 099-12286 | 099-12286 | Hill-Rom Co Inc | P3200 |  | P078AD9876 | TMC-HVI-CIMU (4Hvi) |  |  |  |  | 099-12286 | 099-12286 | TMC | MHHS-TMC | TMC-HVI-CIMU (4Hvi) | IMU 21 | 3/1/19 |  | 3/1/20
NO | YES |  |  |  | 098-12349 | 099-12349 | Hill-Rom Co Inc | P3200 |  | I204AD4914 | TMC-HVI-Heart Failure ICU (5Hvi) |  |  |  |  | 098-12349 | 099-12349 | TMC | MHHS-TMC | TMC-HVI-Heart Failure ICU (5Hvi)
NO | YES |  |  |  | 099-12346 | 099-12346 | Hill-Rom Co Inc | P3200 |  | O143AD9420 | TMC-HVI-Heart Failure ICU (5Hvi) |  |  |  |  | 099-12346 | 099-12346 | TMC | MHHS-TMC | TMC-HVI-Heart Failure ICU (5Hvi)
NO | YES |  |  |  | 099-12291 | 099-12291 | Hill-Rom Co Inc | P3200 |  | G097AD2943 | TMC-HVI-CIMU (4Hvi) |  |  |  |  | 099-12291 | 099-12291 | TMC | MHHS-TMC | TMC-HVI-CIMU (4Hvi) | IMU 21 | 4/1/19 |  | 3/1/21
NO | YES |  |  |  | 099-12293 | 099-12293 | Hill-Rom Co Inc | P3200 |  | Q056AD6753 | TMC-HVI-CIMU (4Hvi) |  |  |  |  | 099-12293 | 099-12293 | TMC | MHHS-TMC | TMC-HVI-CIMU (4Hvi) | IMU 26 |  |  |  | No PM Sticker
NO | YES |  |  |  | 099-12382 | 099-12382 | Hill-Rom Co Inc | P3200 |  | J261AD7320 | TMC-OR-CVOR (7Hvi) |  |  |  |  | 099-12382 | 099-12382 | TMC | MHHS-TMC | TMC-OR-CVOR (7Hvi) | Room 122 |  |  |  | No PM Sticker
NO | YES |  |  |  | 099-12384 | 099-12384 | Hill-Rom Co Inc | P3200 |  | O142AD9409 | TMC-OR-CVOR (7Hvi) |  |  |  |  | 099-12384 | 099-12384 | TMC | MHHS-TMC | TMC-OR-CVOR (7Hvi) | Room 120 | 11/1/19 |  | 11/1/20
NO | YES |  |  |  | 099-12387 | 099-12387 | Hill-Rom Co Inc | P3200 |  | I204AD4931 | TMC-OR-CVOR (7Hvi) |  |  |  |  | 099-12387 | 099-12387 | TMC | MHHS-TMC | TMC-OR-CVOR (7Hvi) | Room 117 | 2/1/19 |  | 2/1/20
NO | YES |  |  |  | 099-12562 | 099-12562 | Hill-Rom Co Inc | P3200 |  | H139AD6534 | TMC-HVI-CVIMU (8Hvi) |  |  |  |  | 099-12562 | 099-12562 | TMC | MHHS-TMC | TMC-HVI-CVIMU (8Hvi) | Suite 20 | 9/1/18 |  | 9/1/19
YES | YES |  |  |  | 099-11422 | 099-11422 | Hill-Rom Co Inc | P3200 |  |  | TMC - Oncology |  |  |  |  | 099-11422 | 099-11422 | TMC | Memorial Hermann- Texas Medical Center | TMC - Oncology | Central Monitoring | 2/1/19
YES | YES |  |  |  | 099-11421 | 099-11421 | Hill-Rom Co Inc | P3200 |  | H095AE9118 | TMC - Oncology |  |  |  |  | 099-11421 | 099-11421 | TMC | Memorial Hermann- Texas Medical Center | TMC - Oncology | Central Monitoring | 12/1/18 |  | 3/1/20
YES | YES |  |  |  | 099-11416 | 099-11416 | Hill-Rom Co Inc | P3200 |  | O162AE5203 | TMC - Oncology |  |  |  |  | 099-11416 | 099-11416 | TMC | Memorial Hermann- Texas Medical Center | TMC - Oncology | Central Monitoring | 4/1/18
NO | YES |  |  |  | 099-11414 | 099-11414 | Hill-Rom Co Inc | P3200 |  | N059AD8305 | TMC - Oncology |  |  |  |  | 099-11414 | 099-11414 | TMC | Memorial Hermann- Texas Medical Center | TMC - Oncology | Central Monitoring | 6/1/19 |  | 3/1/20
YES | YES |  |  |  | 099-11314 | 099-11314 | Hill-Rom Co Inc | P3200 |  | 1204ad4944 | Ace |  |  |  |  | 099-11314 | 099-11314 | TMC | Memorial Hermann-Texas Medical Center | Ace
YES | YES |  |  |  | 099-11412 | 099-11412 | Hill-Rom Co Inc | P3200 |  | H342AE3077 | General Medicine |  |  |  |  | 099-11412 | 099-11412 | TMC | Memorial Hermann- Texas Medical Center | General Medicine | Hall way | 11/1/19 |  | 11/1/20
NO | YES |  |  |  | 099-11335 | 099-11335 | Hill-Rom Co Inc | P3200 |  | N076AD9442 | TMC-Cullen-IMU (3C) |  |  |  |  | 099-11335 | 099-11335 | TMC | MHHS-TMC | TMC-Cullen-IMU (3C)
YES | YES |  |  |  | 099-11410 | 099-11410 | Hill-Rom Co Inc | P3200 |  | O296AE0691 | General Medicine |  |  |  |  | 099-11410 | 099-11410 | TMC | Memorial Hermann- Texas Medical Center | General Medicine | Hall way | 1/1/19 |  | 1/1/20
NO | YES |  |  |  | 099-11406 | 099-11406 | Hill-Rom Co Inc | P3200 |  | I355AD6417 | General Medicine |  |  |  |  | 099-11406 | 099-11406 | TMC | Memorial Hermann- Texas Medical Center | General Medicine | C364 | 9/1/17 |  | 9/1/18
NO | YES |  |  |  | 099-12822 | 099-12822 | Hill-Rom Co Inc | P3200 |  | O078AD6963 | [5 empty] | 099-12822 | 099-12822
NO | YES |  |  |  | 099-11237 | 099-11237 | Hill-Rom Co Inc | P3200 |  | P077AD9799 | TMC-Cullen-IMU (3C) |  |  |  |  | 099-11237 | 099-11237 | TM | MHHS-TMC | TMC-Cullen-IMU (3C) | TMC - CULLEN - GENERAL MED
NO | YES |  |  |  | 099-11444 | 099-11444 | Hill-Rom Co Inc | P3200 |  | N060AD8391 | 5 West Cullen |  |  |  |  | 099-11444 | 099-11444 | TMC | Memorial Hermann-Texas Medical Center | 5 West Cullen | C505 | 9/1/19 |  | 9/1/20
NO | YES | Serial Number P078AD9882 |  |  | 099-12948 | 099-12948 | Hill-Rom Co Inc | P3200 |  | P078AD9882 | Cullen 5 West |  |  |  |  | 099-12948 | 099-12948 | TMC | Memorial Hermann-Texas Medical Center | Cullen 5 West | Room 502
NO | YES |  |  |  | 099-11238 | 099-11238 | Hill-Rom Co Inc | P3200 |  | H109AD3784 | TMC-MHTMC-Central Supply |  |  |  |  | 099-11238 | 099-11238 | TMC | MHHS-TMC | TMC-MHTMC-Central Supply | TMC - MHTMC - 5 WEST
NO | YES |  |  |  | 099-11447 | 099-11447 | Hill-Rom Co Inc | P3200 |  | Q056AD6734 | 5 West Cullen |  |  |  |  | 099-11447 | 099-11447 | TMC | Memorial Hermann-Texas Medical Center | 5 West Cullen | C504 |  |  |  | No PM Sticker
NO | YES |  |  |  | 099-11382 | 099-11382 | Hill-Rom Co Inc | P3200 |  | H109AD3755 | Cullen-floor 5 |  |  |  |  | 099-11382 | 099-11382 | TMC | Memorial Hermann-Texas Medical Center | Cullen-floor 5 |  | 11/1/19
NO | YES |  |  |  | 099-12868 | 099-12868 | Hill-Rom Co Inc | P3200 |  | N059AD8310 | TMC - OR - HERMANN (2HP) |  |  |  |  | 099-12868 | 099-12868 |  | Memorial Hermann- | TMC - OR - HERMANN (2HP) | C547 | 3/1/20 |  | 4/1/18 | PM Past Due
NO | YES |  |  |  | 099-11392 | 099-11392 | Hill-Rom Co Inc | P3200 |  | R127AD7100 | Cullen 5 |  |  |  |  | 099-11392 | 099-11392 | TMC | Memorial Hermann-Texas Medical Center | Cullen 5 | Room 537
NO | YES |  |  |  | 099-11245 | 099-11245 | Hill-Rom Co Inc | P3200 |  | J003AD6446 | [5 empty] | 099-11245 | 099-11245
NO | YES |  |  |  | 099-11375 | 099-11375 | Hill-Rom Co Inc | P3200 |  | H125AD5220 | Cullen-floor 2 |  |  |  |  | 099-11375 | 099-11375 | TMC | Memorial Hermann-Texas Medical Center | Cullen-floor 2 | Micu 5 | 2/1/19
YES | YES |  |  |  | 099-11452 | 099-11452 | Hill-Rom Co Inc | P3200 |  | O162AE5273 | J951 |  |  |  |  | 099-11452 | 099-11452 |  | Memorial Hermann-Texas Medical Center | J951 | West Cullen TMC | 8/1/19 |  | 8/1/20
NO | YES |  |  |  | 099-11251 | 099-11251 | Hill-Rom Co Inc | P3200 |  | H139AD6527 | TMC-Jones-Bariatrics (9Ej) |  |  |  |  | 099-11251 | 099-11251 | TMC | MHHS-TMC | TMC-Jones-Bariatrics (9Ej) | TMC - JONES - BARIATRICS (9EJ)
YES | YES | Serial Number Cnf |  |  | 099-11693 | 099-11693 | Hill-Rom Co Inc | P3200 |  | Cnf | TMC - 9J |  |  |  |  | 099-11693 | 099-11693 | TMC | Memorial Hermann-Texas Medical Center | TMC - 9J | J909 | 2/1/20
NO | YES |  |  |  | 099-13944 | 099-13944 | Hill-Rom Co Inc | P3200 |  | J261AD7314 | TMC - 9J |  |  |  |  | 099-13944 | 099-13944 | TMC | Memorial Hermann-Texas Medical Center | TMC - 9J | J905 | 2/1/17
NO | YES |  |  |  | 099-11558 | 099-11558 | Hill-Rom Co Inc | P3200 |  | J261AD7265 | J92037 |  |  |  |  | 099-11558 | 099-11558 |  | Memorial Hermann-Texas Medical Center | J92037 | 9Johns TMC | 2/1/20 |  | 2/1/21
NO | YES |  |  |  | 099-11559 | 099-11559 | Hill-Rom Co Inc | P3200 |  | H349AD6371 | J92029 |  |  |  |  | 099-11559 | 099-11559 |  | Memorial Hermann-Texas Medical Center | J92029 | 9Johns TMC | 3/1/19 |  | 3/1/20
NO | YES |  |  |  | 099-11255 | 099-11255 | Hill-Rom Co Inc | P3200 |  | H109AD3759 | 9 JONES |  |  |  |  | 099-11255 | 099-11255 | TMC | Memorial Hermann-Texas Medical Center | 9 JONES | 9JONES
NO | YES |  |  |  | 099-11257 | 099-11257 | Hill-Rom Co Inc | P3200 |  | N060AD8407 | TMC-PACU-Adult (2Hp) |  |  |  |  | 099-11257 | 099-11257 | TMC | MHHS-TMC | TMC-PACU-Adult (2Hp) | TMC - PACU - ADULT (2HP)
YES | YES |  |  |  | 099-11355 | 099-11355 | Hill-Rom Co Inc | P3200 |  |  | Transitional Care Unit |  |  |  |  | 099-11355 | 099-11355 | TMC | Memorial Hermann-Texas Medical Center | Transitional Care Unit | Room 62
NO | YES |  |  |  | 099-11703 | 099-11703 | Hill-Rom Co Inc | P3200 |  | J262AD7437 | TMC-Jones-Silver Trauma/Tcu (8J) |  |  |  |  | 099-11703 | 099-11703 | TMC | MHHS-TMC | TMC-Jones-Silver Trauma/Tcu (8J) |  |  |  | 9/1/19
YES | YES | Serial Number M050P7500A00018252 |  |  | 099-11565 | 099-11565 | Hill-Rom Co Inc | P3200 |  | M050P7500A00018252 | J804 |  |  |  |  | 099-11565 | 099-11565 |  | Memorial Hermann-Texas Medical Center | J804 | 8Johns TMC |  |  |  | No PM Sticker
NO | YES |  |  |  | 099-11259 | 099-11259 | Hill-Rom Co Inc | P3200 |  | P042AD8501 | TMC-PACU-Adult (2Hp) |  |  |  |  | 099-11259 | 099-11259 | TMC | MHHS-TMC | TMC-PACU-Adult (2Hp) | TMC - PACU - ADULT (2HP)
NO | YES |  |  |  | 099-11721 | 099-11721 | Hill-Rom Co Inc | P3200 |  | J262AD7448 | TMC-Jones-Silver Trauma/Tcu (8J) |  |  |  |  | 099-11721 | 099-11721 | TMC | MHHS-TMC | TMC-Jones-Silver Trauma/Tcu (8J)
YES | YES |  |  |  | 099-11095 | 099-11095 | Hill-Rom Co Inc | P3200 |  |  | TMC - DIALYSIS - ADULT (9J) |  |  |  |  | 099-11095 | 099-11095 | TMC | Memorial Hermann-Texas Medical Center | TMC - DIALYSIS - ADULT (9J) | J8/49
NO | YES |  |  |  | 099-11698 | 099-11698 | Hill-Rom Co Inc | P3200 |  | Q056AD6766 | TMC-Jones-Silver Trauma/Tcu (8J) |  |  |  |  | 099-11698 | 099-11698 | TMC | MHHS-TMC | TMC-Jones-Silver Trauma/Tcu (8J) |  |  |  | 12/1/17
YES | YES |  |  |  | 099-11523 | 099-11523 | Hill-Rom Co Inc | P3200 |  | Nsn | [5 empty] | 099-11523 | 099-11523 |  | TMC |  | TMC - Johns - NICu | 3/1/20 |  |  | No PM Sticker
NO | YES |  |  |  | 099-11535 | 099-11535 | Hill-Rom Co Inc | P3200 |  | I204AD4964 | J632 |  |  |  |  | 099-11535 | 099-11535 |  | TMC | J632 | TMC - 5Johns | 3/1/20 |  | 3/1/21
NO | YES |  |  |  | 099-11877 | 099-11877 | Hill-Rom Co Inc | P3200 |  | G087AD1845 | TMC - JONES - 5J |  |  |  |  | 099-11877 | 099-11877 |  | Memorial Hermann-tmc | TMC - JONES - 5J | 5J 561
YES | YES |  |  |  | 099-11534 | 099-11534 | Hill-Rom Co Inc | P3200 |  | O296AE0720 | J553 |  |  |  |  | 099-11534 | 099-11534 |  | TMC | J553 | TMC - 5Johns | 1/1/19 |  | 1/1/20
NO | YES |  |  |  | 099-11265 | 099-11265 | Hill-Rom Co Inc | P3200 |  | G104AD3543 | TMC-Jones-Neuro Acute Care (5J) |  |  |  |  | 099-11265 | 099-11265 | TMC | MHHS-TMC | TMC-Jones-Neuro Acute Care (5J) | TMC - JONES - 5
NO | YES |  |  |  | 099-11531 | 099-11531 | Hill-Rom Co Inc | P3200 |  | G097AD2951 | J546 |  |  |  |  | 099-11531 | 099-11531 |  | TMC | J546 | TMC - 5Johns | 3/1/19 |  | 3/1/20
YES | YES |  |  |  | 099-11525 | 099-11525 | Hill-Rom Co Inc | P3200 |  | Nsn | J537 |  |  |  |  | 099-11525 | 099-11525 |  | TMC | J537 | TMC - 5Johns | 3/1/20 |  |  | In use on patient
NO | YES |  |  |  | 099-11903 | 099-11903 | Hill-Rom Co Inc | P3200 |  | G104AD3576 | J5 |  |  |  |  | 099-11903 | 099-11903 | TMC | Memorial Hermann-Texas Medical Center | J5 | J518
NO | YES |  |  |  | 099-11267 | 099-11267 | Hill-Rom Co Inc | P3200 |  | O142AD9418 | TMC-Jones-Neuro Acute Care (5J) |  |  |  |  | 099-11267 | 099-11267 | TMC | MHHS-TMC | TMC-Jones-Neuro Acute Care (5J) | TMC - JONES - NEURO ACUTE CARS 5
NO | YES |  |  |  | 099-11555 | 099-11555 | Hill-Rom Co Inc | P3200 |  | I108AD6352 | J504 |  |  |  |  | 099-11555 | 099-11555 |  | TMC | J504 | TMC - 5Johns | 4/1/18 |  | 4/1/19
NO | YES |  |  |  | 099-11268 | 099-11268 | Hill-Rom Co Inc | P3200 |  | N060AD8410 | TMC-Jones-Silver Trauma/Tcu (8J) |  |  |  |  | 099-11268 | 099-11268 | TMC | MHHS-TMC | TMC-Jones-Silver Trauma/Tcu (8J) | TMC - JONES -SILVER TRAUMA CARE 4
YES | YES | Serial Number Cnf |  |  | 099-11892 | 099-11892 | Hill-Rom Co Inc | P3200 |  | Cnf | J4 |  |  |  |  | 099-11892 | 099-11892 | TMC | Memorial Hermann-Texas Medical Center | J4 | J406 |  |  | 6/1/21 | Patient blocking serial number
NO | YES |  |  |  | 099-11270 | 099-11270 | Hill-Rom Co Inc | P3200 |  | G097AD2946 | TMC-Jones-Silver Trauma/Tcu (8J) |  |  |  |  | 099-11270 | 099-11270 | TMC | MHHS-TMC | TMC-Jones-Silver Trauma/Tcu (8J) | TMC - JONES -SILVER TRAUMA CARE 4
NO | YES |  |  |  | 099-11880 | 099-11880 | Hill-Rom Co Inc | P3200 |  | J256AD6799 | J4 |  |  |  |  | 099-11880 | 099-11880 | TMC | Memorial Hermann-Texas Medical Center | J4 | Stroke 2 |  |  | 3/1/17
NO | YES |  |  |  | 099-11290 | 099-11290 | Hill-Rom Co Inc | P3200 |  | Q056AD6745 | TMC-Jones-Silver Trauma/Tcu (8J) |  |  |  |  | 099-11290 | 099-11290 | TMC | MHHS-TMC | TMC-Jones-Silver Trauma/Tcu (8J) | TMC - JONES -SILVER TRAUMA CARE 4
NO | YES |  |  |  | 099-11623 | 099-11623 | Hill-Rom Co Inc | P3200 |  | G103AD3439 | TMC-Jones-Stroke (4J) |  |  |  |  | 099-11623 | 099-11623 | TMC | MHHS-TMC | TMC-Jones-Stroke (4J) | Room J4 16
YES | YES |  |  |  | 099-11957 | 099-11957 | Hill-Rom Co Inc | P3200 |  |  | Epilepsy PEDI HD1012 |  |  |  |  | 099-11957 | 099-11957 |  | Memorial Hermann- Texas Medica Center | Epilepsy PEDI HD1012 | Childrens Epilepsy PEDI | 10/1/19 |  | 10/1/20
NO | YES |  |  |  | 099-05056 | 099-05056 | Hill-Rom Co Inc | P3200 |  | N076AD9439 | H8101 |  |  |  |  | 099-05056 | 099-05056 |  | TMC | H8101 | Memorial Hermann- texas medical center | 4/1/18 |  | 4/1/19
YES | YES |  |  |  | 099-05053 | 099-05053 | Hill-Rom Co Inc | P3200 |  | Nsn | H8107 |  |  |  |  | 099-05053 | 099-05053 |  | TMC | H8107 | Memorial Hermann- texas medical center | 3/1/20 |  |  | No PM Sticker In use on patient
YES | YES |  |  |  | 099-05075 | 099-05075 | Hill-Rom Co Inc | P3200 |  | H138AE2172 | H8 storage |  |  |  |  | 099-05075 | 099-05075 |  | TMC | H8 storage | Memorial Hermann- 8 floor | 3/1/20 |  | 3/1/21
YES | YES |  |  |  | 099-05722 | 099-05722 | Hill-Rom Co Inc | P3200 |  | O162AE5214 | Memorial Hermann- Texas Medical center |  |  |  |  | 099-05722 | 099-05722 |  | TMC | Memorial Hermann- Texas Medical center | HP631 | 3/1/19 |  | 3/1/20
NO | YES |  |  |  | 099-05921 | 099-05921 | Hill-Rom Co Inc | P3200 |  | I204AD4946 | Memorial Hermann- Texas Medical center |  |  |  |  | 099-05921 | 099-05921 |  | TMC | Memorial Hermann- Texas Medical center | HP634 | 9/1/18 |  | 9/1/19
YES | YES |  |  |  | 099-05923 | 099-05923 | Hill-Rom Co Inc | P3200 |  | O288AE0285 | Memorial Hermann- Texas Medical center |  |  |  |  | 099-05923 | 099-05923 |  | TMC | Memorial Hermann- Texas Medical center | HP636 | 1/1/19 |  | 1/1/20
YES | YES |  |  |  | 099-05922 | 099-05922 | Hill-Rom Co Inc | P3200 |  | Q054AE6802 | [5 empty] | 099-05922 | 099-05922 |  |  |  |  | 3/1/20 |  |  | No PM Sticker
YES | YES | Serial Number Q054AE6820 |  |  | 099-05926 | 099-05926 | Hill-Rom Co Inc | P3200 |  | Q054AE6820 | TMC 6 Floor |  |  |  |  | 099-05926 | 099-05926 |  | TMC | TMC 6 Floor | HP67- | 8/1/18 |  | 8/1/19
NO | YES |  |  |  | 099-05927 | 099-05927 | Hill-Rom Co Inc | P3200 |  | N060AD8380 | TMC 6 Floor |  |  |  |  | 099-05927 | 099-05927 |  | TMC | TMC 6 Floor | HP67- | 3/1/18 |  | 3/1/19
YES | YES |  |  |  | 099-05723 | 099-05723 | Hill-Rom Co Inc | P3200 |  | O162AE5165 | TMC childrens 5 Floor |  |  |  |  | 099-05723 | 099-05723 |  | TMC | TMC childrens 5 Floor | H593 | 6/1/20 |  | 6/1/21
NO | YES |  |  |  | 099-11947 | 099-11947 | Hill-Rom Co Inc | P3200 |  | O077AD6930 | [5 empty] | 099-11947 | 099-11947 | TMC | Children?Aos Memorial Hermann TMC |  | J583 | 3/1/20
YES | YES |  |  |  | 099-05725 | 099-05725 | Hill-Rom Co Inc | P3200 |  | H138AE2233 | TMC childrens 5 Floor |  |  |  |  | 099-05725 | 099-05725 |  | TMC | TMC childrens 5 Floor | H584 | 3/1/19 |  | 3/1/20
NO | YES |  |  |  | 099-11948 | 099-11948 | Hill-Rom Co Inc | P3200 |  | O077AD6941 | TMC-Children's-L&D (5Hp) |  |  |  |  | 099-11948 | 099-11948 | TMC | MHHS-TMC | TMC-Children's-L&D (5Hp) | J581
YES | YES |  |  |  | 099-05727 | 099-05727 | Hill-Rom Co Inc | P3200 |  | Q027AE4448 | TMC childrens 5 Floor |  |  |  |  | 099-05727 | 099-05727 |  | TMC | TMC childrens 5 Floor | H582 | 3/1/20 |  | 3/1/20 | No PM Sticker
NO | YES |  |  |  | 099-11950 | 099-11950 | Hill-Rom Co Inc | P3200 |  | P042AD8508 | TMC-Children's-L&D (5Hp) |  |  |  |  | 099-11950 | 099-11950 | TMC | MHHS-TMC | TMC-Children's-L&D (5Hp) | J591
NO | YES |  |  |  | 099-11952 | 099-11952 | Hill-Rom Co Inc | P3200 |  | O291AD5515 | TMC-Children's-L&D (5Hp) |  |  |  |  | 099-11952 | 099-11952 | TMC | MHHS-TMC | TMC-Children's-L&D (5Hp) | J592
NO | YES |  |  |  | 099-05735 | 099-05735 | Hill-Rom Co Inc | P3200 |  | N082AM9455 | [5 empty] | 099-05735 | 099-05735 |  |  |  |  | 3/1/20 |  |  | No PM Sticker
NO | YES |  |  |  | 099-05643 | 099-05643 | Hill-Rom Co Inc | P3200 |  | J003AD6452 | TMC-Hermann-COU (1R) |  |  |  |  | 099-05643 | 099-05643 | TMC | MHHS-TMC | TMC-Hermann-COU (1R) | TMC - HERMANN - COU (1R)
NO | YES |  |  |  | 099-05965 | 099-05965 | Hill-Rom Co Inc | P3200 |  | I204AD4955 | TMC-Radiology-Nuc Med |  |  |  |  | 099-05965 | 099-05965 | TMC | MHHS-TMC | TMC-Radiology-Nuc Med | Nuclear Medicine
YES | YES |  |  |  | 069-44676 | 069-44676 | Hill-Rom Co Inc | P3200 |  | U276AW5921 | TMC - SAROFIM 8 - HVI ICU |  |  |  |  | 069-44676 | 069-44676 | TMC | Memorial Hermann-Texas Medical Center | TMC - SAROFIM 8 - HVI ICU
YES | YES |  |  |  | 069-44682 | 069-44682 | Hill-Rom Co Inc | P3200 |  | U276AW5917 | TMC - SAROFIM 8 - HVI ICU |  |  |  |  | 069-44682 | 069-44682 | TMC | Memorial Hermann-Texas Medical Center | TMC - SAROFIM 8 - HVI ICU
NO | YES |  |  |  | 099-09818 | 099-09818 | Hill-Rom Co Inc | P3200 |  | H349AD6375 | TMC-Jones-Gamma Knife (Jb) |  |  |  |  | 099-09818 | 099-09818 | TMC | MHHS-TMC | TMC-Jones-Gamma Knife (Jb) | TMC - JONES - NEUROPHY GAMMA KNIFE
NO | YES |  |  |  | 099-07407 | 099-07407 | Hill-Rom Co Inc | P3200 |  | Q091AD8660 | SE - Pacu |  |  |  |  | 099-07407 | 099-07407 | Southeast | Memorial Hermann Southeast Hospital | SE - Pacu | hallway | 4/1/20
YES | YES |  |  |  | 099-07395 | 099-07395 | Hill-Rom Co Inc | P3200 |  | Q090AD8633 | SE - Pacu |  |  |  |  | 099-07395 | 099-07395 | Southeast | Memorial Hermann Southeast Hospital | SE - Pacu | hallway
NO | YES |  |  |  | 099-06682 | 099-06682 | Hill-Rom Co Inc | P3200 |  | J261AD7257 | SE-Labor and delivery |  |  |  |  | 099-06682 | 099-06682 | Southeast | Memorial Hermann Southeast Hospital | SE-Labor and delivery |  |  |  | 4/1/20
NO | YES |  |  |  | 099-07651 | 099-07651 | Hill-Rom Co Inc | P3200 |  | K343AD9531 | SE-Labor |  |  |  |  | 099-07651 | 099-07651 | Southeast | Memorial Hermann Southeast Hospital | SE-Labor
NO | YES |  |  |  | 099-06759 | 099-06759 | Hill-Rom Co Inc | P3200 |  | L293AD6357 | SE-Labor |  |  |  |  | 099-06759 | 099-06759 | Southeast | Memorial Hermann Southeast Hospital | SE-Labor
NO | YES |  |  |  | 099-06747 | 099-06747 | Hill-Rom Co Inc | P3200 |  | K343AD9566 | SE-Labor & Delivery |  |  |  |  | 099-06747 | 099-06747 | Southeast | MHHS-Southeast | SE-Labor & Delivery
NO | YES |  |  |  | 099-06745 | 099-06745 | Hill-Rom Co Inc | P3200 |  | L201AD0242 | SE-Labor & Delivery |  |  |  |  | 099-06745 | 099-06745 | Southeast | MHHS-Southeast | SE-Labor & Delivery
NO | YES |  |  |  | 041-33126 | 041-33126 | Hill-Rom Co Inc | P3200 |  | J289AD9962 | Memorial City-Postpartum |  |  |  |  | 041-33126 | 041-33126 | West | MHHS-Mem City | Memorial City-Postpartum | MH2 102 | 4/1/21 |  | 4/1/20
NO | YES |  |  |  | 041-33131 | 041-33131 | Hill-Rom Co Inc | P3200 |  | J291AD0068 | Memorial City-Postpartum |  |  |  |  | 041-33131 | 041-33131 | West | MHHS-Mem City | Memorial City-Postpartum | MH2 103
NO | YES |  |  |  | 041-33134 | 041-33134 | Hill-Rom Co Inc | P3200 |  | J289AD9964 | Memorial City-Postpartum |  |  |  |  | 041-33134 | 041-33134 | West | MHHS-Mem City | Memorial City-Postpartum | MH2 109 | 12/1/20
NO | YES |  |  |  | 041-33139 | 041-33139 | Hill-Rom Co Inc | P3200 |  | K022AD6472 | Memorial City-Postpartum |  |  |  |  | 041-33139 | 041-33139 | West | MHHS-Mem City | Memorial City-Postpartum | MH2 103
YES | YES | Serial Number Cnf |  |  | 041-33865 | 041-33865 | Hill-Rom Co Inc | P3200 |  | CNF | Post Pardam |  |  |  |  | 041-33865 | 041-33865 | West | Women?s Memorial Hermann Memorial City Hospital | Post Pardam | MH2 104
NO | YES |  |  |  | 041-33186 | 041-33186 | Hill-Rom Co Inc | P3200 |  | G200AD0380 | Memorial City-Postpartum-Nursery |  |  |  |  | 041-33186 | 041-33186 | West | MHHS-Mem City | Memorial City-Postpartum-Nursery | 2M02
NO | YES |  |  |  | 041-33869 | 041-33869 | Hill-Rom Co Inc | P3200 |  | J284AD9594 | Memorial City-Postpartum |  |  |  |  | 041-33869 | 041-33869 | West | MHHS-Mem City | Memorial City-Postpartum | MH209
YES | YES |  |  |  | 041-33519 | 041-33519 | Hill-Rom Co Inc | P3200 |  | Q090AD8634 | Memorial Hermann- Southeast |  |  |  |  | 041-33519 | 041-33519 |  | Memorial Hermann- Southeast | Memorial Hermann- Southeast | Bed repair shop | 4/1/20 |  |  | No PM Sticker
NO | YES |  |  |  | 041-33511 | 041-33511 | Hill-Rom Co Inc | P3200 |  | G298AD8646 | Memorial Hermann- Southeast |  |  |  |  | 041-33511 | 041-33511 |  | Memorial Hermann- Southeast | Memorial Hermann- Southeast | Bed repair shop | 4/1/20 |  |  | No PM Sticker
NO | YES |  |  |  | 041-33510 | 041-33510 | Hill-Rom Co Inc | P3200 |  | J261AD7311 | Memorial Hermann- Southeast |  |  |  |  | 041-33510 | 041-33510 |  | Memorial Hermann- Southeast | Memorial Hermann- Southeast | Bed repair shop | 7/1/19 |  | 7/1/20
NO | YES | Asset Tag 041-33508 |  |  | 041-33508 | 041-33508 | Hill-Rom Co Inc | P3200 |  | J039AD9202 | Memorial Hermann- Southeast |  |  |  |  | 041-33508 | 041-33508 |  | Memorial Hermann- Southeast | Memorial Hermann- Southeast | Bed repair shop | 6/1/19 |  | 6/1/20
NO | YES |  |  |  | 041-33507 | 041-33507 | Hill-Rom Co Inc | P3200 |  | J028AD8131 | Memorial Hermann- Southeast |  |  |  |  | 041-33507 | 041-33507 |  | Memorial Hermann- Southeast | Memorial Hermann- Southeast | Bed repair shop | 10/1/17 |  | 10/1/18
NO | YES |  |  |  | 041-33505 | 041-33505 | Hill-Rom Co Inc | P3200 |  | Q022AD4634 | Memorial Hermann- Southeast |  |  |  |  | 041-33505 | 041-33505 |  | Memorial Hermann- Southeast | Memorial Hermann- Southeast | Bed repair shop | 9/1/19 |  | 9/1/20
NO | YES |  |  |  | 151-04189 | 151-04189 | Hill-Rom Co Inc | P3200 |  | J284ad9600 | Orthapidics |  |  |  |  | 151-04189 | 151-04189 | Mem city | Memorial city - Memorial herman hospital | Orthapidics | Patient room 5m28
NO | YES |  |  |  | 151-04186 | 151-04186 | Hill-Rom Co Inc | P3200 |  | G227ad2431 | Orthapidics |  |  |  |  | 151-04186 | 151-04186 | Mem city | Memorial city - Memorial herman hospital | Orthapidics | Patient room 5m38
NO | YES |  |  |  | 041-33739 | 041-33739 | Hill-Rom Co Inc | P3200 |  | J290AD0052 | 7E Cardiology |  |  |  |  | 041-33739 | 041-33739 | West | Memorial Hermann Memorial City Medical Center | 7E Cardiology | Memorial Hermann cardio 7E
NO | YES |  |  |  | 041-32522 | 041-32522 | Hill-Rom Co Inc | P3200 |  | Q272AD6671 | MEMORIAL CITY - MHT JHC FLOOR 8 |  |  |  |  | 041-32522 | 041-32522 | West | Memorial Hermann Memorial City Medical Center | MEMORIAL CITY - MHT JHC FLOOR 8 | MEMORIAL CITY - MHT - JHC FLOOR 8
NO | YES |  |  |  | 041-32523 | 041-32523 | Hill-Rom Co Inc | P3200 |  | J297AD0588 | MEMORIAL CITY - MHT JHC FLOOR 8 |  |  |  |  | 041-32523 | 041-32523 | West | Memorial Hermann Memorial City Medical Center | MEMORIAL CITY - MHT JHC FLOOR 8 | MEMORIAL CITY - MHT - JHC FLOOR 8
NO | YES |  |  |  | 041-32524 | 041-32524 | Hill-Rom Co Inc | P3200 |  | Q229AD3855 | MEMORIAL CITY |  |  |  |  | 041-32524 | 041-32524 | West | Memorial Hermann Memorial City Medical Center | MEMORIAL CITY | MEMORIAL CITY
NO | YES |  |  |  | 041-32525 | 041-32525 | Hill-Rom Co Inc | P3200 |  | Q272AD6669 | MEMORIAL CITY |  |  |  |  | 041-32525 | 041-32525 | West | Memorial Hermann Memorial City Medical Center | MEMORIAL CITY | MEMORIAL CITY
NO | YES |  |  |  | 041-32526 | 041-32526 | Hill-Rom Co Inc | P3200 |  | Q230AD3929 | MEMORIAL CITY |  |  |  |  | 041-32526 | 041-32526 | West | Memorial Hermann Memorial City Medical Center | MEMORIAL CITY | MEMORIAL CITY
YES | YES |  |  |  | 041-32527 | 041-32527 | Hill-Rom Co Inc | P3200 |  | Q264AD5989p | MEMORIAL CITY |  |  |  |  | 041-32527 | 041-32527 | West | Memorial Hermann Memorial City Medical Center | MEMORIAL CITY | MEMORIAL CITY
NO | YES |  |  |  | 151-04909 | 151-04909 | Hill-Rom Co Inc | P3200 |  | K021AD6450 | MEMORIAL CITY - MHT -JHC INPATIENT UNIT |  |  |  |  | 151-04909 | 151-04909 | West | Memorial Hermann - Memorial City | MEMORIAL CITY - MHT -JHC INPATIENT UNIT | MH8 115 Room 8M26
NO | YES |  |  |  | 041-32528 | 041-32528 | Hill-Rom Co Inc | P3200 |  | Q264AD5987 | MEMORIAL CITY |  |  |  |  | 041-32528 | 041-32528 | West | Memorial Hermann Memorial City Medical Center | MEMORIAL CITY | MEMORIAL CITY MH6
NO | YES |  |  |  | 041-32529 | 041-32529a | Hill-Rom Co Inc | P3200 |  | G200AD0405 | MEMORIAL CITY |  |  |  |  | 041-32529 | 041-32529a | West | Memorial Hermann Memorial City Medical Center | MEMORIAL CITY | MEMORIAL CITY MH6
NO | YES |  |  |  | 041-32530 | 041-32530 | Hill-Rom Co Inc | P3200 |  | J290AD0051 | MEMORIAL CITY - PEDS - NURSERY |  |  |  |  | 041-32530 | 041-32530 | West | Memorial Hermann Memorial City Medical Center | MEMORIAL CITY - PEDS - NURSERY | MEMORIAL CITY PEDS
NO | YES |  |  |  | 041-32531 | 041-32531 | Hill-Rom Co Inc | P3200 |  | K022AD6528 | MEMORIAL CITY - PEDS - NURSERY |  |  |  |  | 041-32531 | 041-32531 | West | Memorial Hermann Memorial City Medical Center | MEMORIAL CITY - PEDS - NURSERY | MEMORIAL CITY PEDS
NO | YES |  |  |  | 041-32532 | 041-32532 | Hill-Rom Co Inc | P3200 |  | J330AD3603 | MEMORIAL CITY - PEDS - NURSERY |  |  |  |  | 041-32532 | 041-32532 | West | Memorial Hermann Memorial City Medical Center | MEMORIAL CITY - PEDS - NURSERY | MEMORIAL CITY PEDS
NO | YES |  |  |  | 041-33749 | 041-33749 | Hill-Rom Co Inc | P3200 |  | G224AD2428 | MEMORIAL CITY - PEDS - NURSERY |  |  |  |  | 041-33749 | 041-33749 | West | Memorial Hermann Memorial City Medical Center | MEMORIAL CITY - PEDS - NURSERY | MEMORIAL CITY PEDS
NO | YES |  |  |  | 583-01656 | 583-01656 | Hill-Rom Co Inc | P3200 |  | J291AD0140 | Med/Sug |  |  |  |  | 583-01656 | 583-01656 | West | West | Med/Sug | 7Med /Sug Room704
NO | YES |  |  |  | 583-01620 | 583-01620 | Hill-Rom Co Inc | P3200 |  | J291AD0160 | [5 empty] | 583-01620 | 583-01620 | Med surge | Memorial hermann |  | 7th floor |  |  |  | No pm
NO | YES | Serial Number O071AD6552 |  |  | 099-03016 | 099-03016 | Hill-Rom Co Inc | P3200 |  | O071AD6552 | KATY - OB SPECIAL OBSERVATION - 3E |  |  |  |  | 099-03016 | 099-03016 | Katy | MHHS-Katy | KATY - OB SPECIAL OBSERVATION - 3E | 3E:211 AP 7
NO | YES | Serial Number Q043AD5997 |  |  | 583-01684 | 583-01684 | Hill-Rom Co Inc | P3200 |  | Q043AD5997 | GH - CATH LAB |  |  |  |  | 583-01684 | 583-01684 | Central | GH CATH LAB | GH - CATH LAB | GH CATH LAN
NO | YES | Serial Number Q041AD5817 |  |  | 583-01547 | 583-01547 | Hill-Rom Co Inc | P3200 |  | Q041AD5817 | Memorial Hermann Greater Heights Hospital CDU |  |  |  |  | 583-01547 | 583-01547 | Central | Memorial Hermann Greater Heights Hospital | Memorial Hermann Greater Heights Hospital CDU | CDU 4th floor room cdu 24
YES | YES |  |  |  | 009-33054 | 009-33054 | Hill-Rom Co Inc | P3200 |  | N221AD6526 | GH - BED SHOP |  |  |  |  | 009-33054 | 009-33054 | Central | Greater Heights | GH - BED SHOP | GJ-BED SHOP |  |  |  | No pm
NO | YES | Serial Number G089AD2123 |  |  | 009-33055 | 009-33055 | Hill-Rom Co Inc | P3200 |  | G089AD2123 | GH - BED SHOP |  |  |  |  | 009-33055 | 009-33055 | Central | Greater Heights | GH - BED SHOP | GJ-BED SHOP
NO | YES | Serial Number G277AD6847 |  |  | 009-33254 | 009-33254 | Hill-Rom Co Inc | P3200 |  | G277AD6847 | GH - Bed Storage |  |  |  |  | 009-33254 | 009-33254 | Central | Memorial Hermann Greater Heights Hospital | GH - Bed Storage | GH - Bed Storage
NO | YES | Serial Number G089AD2104 |  |  | 009-33056 | 009-33056 | Hill-Rom Co Inc | P3200 |  | G089AD2104 | GH - BED SHOP |  |  |  |  | 009-33056 | 009-33056 | Central | Greater Heights | GH - BED SHOP | GJ-BED SHOP
NO | YES | Serial Number N220AD6486 |  |  | 009-33224 | 009-33224 | Hill-Rom Co Inc | P3200 |  | N220AD6486 | Beds |  |  |  |  | 009-33224 | 009-33224 | Central | Memorial Hermann Greater Heights Hospital | Beds | Bed storage
NO | YES | Serial Number K019AD6190 |  |  | 009-33057 | 009-33057 | Hill-Rom Co Inc | P3200 |  | K019AD6190 | GH - BED SHOP |  |  |  |  | 009-33057 | 009-33057 | Central | Greater Heights | GH - BED SHOP | GJ-BED SHOP
NO | YES | Serial Number Q259AD5675 |  |  | 009-33058 | 009-33058 | Hill-Rom Co Inc | P3200 |  | Q259AD5675 | GH - BED SHOP |  |  |  |  | 009-33058 | 009-33058 | Central | Greater Heights | GH - BED SHOP | GJ-BED SHOP
YES | YES |  |  |  | 142-09581 | 142-09581 | Hill-Rom Co Inc | P3200 |  | G132AD5737 | NE- Storage |  |  |  |  | 142-09581 | 142-09581 | Memorial Hermann | Katy | NE- Storage | 5th Floor |  |  |  | No pm
NO | YES |  |  |  | 151-04439 | 151-04439 | Hill-Rom Co Inc | P3200B000019 |  | G227AD2481 | Ortho. Floor. 5th Floor |  |  |  |  | 151-04439 | 151-04439 | West | Memorial Hermann - Memorial City | Ortho. Floor. 5th Floor | MH Room 5M29
NO | YES |  |  |  | 151-04432 | 151-04432 | Hill-Rom Co Inc | P3200G00060 |  | J290AD0036 | Respiratory Departmet |  |  |  |  | 151-04432 | 151-04432 | West | Memorial Hermann - Memorial City | Respiratory Departmet | MH Room 5M22
NO | YES |  |  |  | 151-04911 | 151-04911 | Hill-Rom Co Inc | P3200K000567 |  | Q264AD5995 | MEMORIAL CITY - MHT -JHC INPATIENT UNIT |  |  |  |  | 151-04911 | 151-04911 | West | Memorial Hermann - Memorial City | MEMORIAL CITY - MHT -JHC INPATIENT UNIT | MH 8 110 Room 8M31
NO | YES |  |  |  | 151-04910 | 151-04910 | Hill-Rom Co Inc | P3200K000567 |  | Q272AD6667 | MEMORIAL CITY - MHT -JHC INPATIENT UNIT |  |  |  |  | 151-04910 | 151-04910 | West | Memorial Hermann - Memorial City | MEMORIAL CITY - MHT -JHC INPATIENT UNIT | MH8 114 Room 8M27
NO | YES |  |  |  | 151-04437 | 151-04437 | Hill-Rom Co Inc | P3300G000060 |  | J289AD9980 | Ortho. Floor. 5th Floor |  |  |  |  | 151-04437 | 151-04437 | West | Memorial Hermann - Memorial City | Ortho. Floor. 5th Floor | MH Room 5M39
NO | YES |  |  |  | 151-05187 | 151-05187 | Hill-Rom Co Inc | P3700 |  | S023AA0071 | [5 empty] | 151-05187 | 151-05187 | Northwest | Memorial Hermann Cypress Hospital |  | L |  | 2/1/20
NO | YES |  |  |  | 151-05190 | 151-05190 | Hill-Rom Co Inc | P3700 |  | S026AA0099 | CY-Labor & Delivery |  |  |  |  | 151-05190 | 151-05190 | Northwest | MHHS-Cypress | CY-Labor & Delivery |  |  | 2/1/20
NO | YES |  |  |  | 129-01144 | 129-01144 | Hill-Rom Co Inc | P3700 |  | C088AA1445 | [5 empty] | 129-01144 | 129-01144 |  |  |  | Bed storage
NO | YES |  |  |  | 099-06671 | 099-06671 | Hill-Rom Co Inc | P3700 |  | I156AA6323 | SE-L |  |  |  |  | 099-06671 | 099-06671 |  | Memorial Hermann- SE- L | SE-L |  | 4/1/20 |  | 4/1/20 | No PM Sticker
NO | YES |  |  |  | 099-06881 | 099-06881 | Hill-Rom Co Inc | P3700 |  | R046AA7336 | SE-L |  |  |  |  | 099-06881 | 099-06881 |  | Memorial Hermann- SE- L | SE-L |  |  |  |  | No PM Sticker
NO | YES | Serial Number I221AA6765 |  |  | 009-33051 | 009-33051 | Hill-Rom Co Inc | P3700 |  | I221AA6765 | GH - LABOR |  |  |  |  | 009-33051 | 009-33051 | Central | Greater Heights | GH - LABOR | GJ-LABOR
NO | YES | Serial Number O231AA0621 |  |  | 009-33052 | 009-33052 | Hill-Rom Co Inc | P3700 |  | O231AA0621 | GH - LABOR |  |  |  |  | 009-33052 | 009-33052 | Central | Greater Heights | GH - LABOR | GJ-LABOR
NO | YES | Serial Number I222AA6768 |  |  | 009-33040 | 009-33040 | Hill-Rom Co Inc | P3700 |  | I222AA6768 | GH - LABOR |  |  |  |  | 009-33040 | 009-33040 | Central | Greater Heights | GH - LABOR | GJ-LABOR |  |  |  | No pm
NO | YES | Serial Number I221AA6757 |  |  | 009-33038 | 009-33038 | Hill-Rom Co Inc | P3700 |  | I221AA6757 | GH - LABOR |  |  |  |  | 009-33038 | 009-33038 | Central | Greater Heights | GH - LABOR | GJ-LABOR |  |  |  | No pm
NO | YES | Serial Number J235AA9817 |  |  | 009-33036 | 009-33036 | Hill-Rom Co Inc | P3700 |  | J235AA9817 | GH - LABOR |  |  |  |  | 009-33036 | 009-33036 | Central | Greater Heights | GH - LABOR | GJ-LABOR |  |  |  | No pm
NO | YES | Serial Number I221AA6761 |  |  | 009-33087 | 009-33087 | Hill-Rom Co Inc | P3700 |  | I221AA6761 | GH -Labor |  |  |  |  | 009-33087 | 009-33087 | Central | GH-Labor | GH -Labor | Hallway
NO | YES | Serial Number O232AA0632 |  |  | 009-33035 | 009-33035 | Hill-Rom Co Inc | P3700 |  | O232AA0632 | GH - LABOR |  |  |  |  | 009-33035 | 009-33035 | Central | Greater Heights | GH - LABOR | GJ-LABOR |  |  |  | No pm
YES | YES |  |  |  | 009-33089 | 009-33089 | Hill-Rom Co Inc | P3700 |  | C04AA1123 | GH - Labor |  |  |  |  | 009-33089 | 009-33089 | Central | GH | GH - Labor
NO | YES | Serial Number I171AA6443 |  |  | 009-33100 | 009-33100 | Hill-Rom Co Inc | P3700 |  | I171AA6443 | GH - LABOR |  |  |  |  | 009-33100 | 009-33100 | Central | GH-Labor | GH - LABOR
NO | YES | Serial Number I172AA6453 |  |  | 009-33059 | 009-33059 | Hill-Rom Co Inc | P3700 |  | I172AA6453 | GH - BED SHOP |  |  |  |  | 009-33059 | 009-33059 | Central | Greater Heights | GH - BED SHOP | GJ-BED SHOP |  |  |  | No pm
NO | YES | Serial Number O231AA0630 |  |  | 009-33094 | 009-33094 | Hill-Rom Co Inc | P3700 |  | O231AA0630 | GH-Labor |  |  |  |  | 009-33094 | 009-33094 | GH-Labor | GH-Labor | GH-Labor | Birthing Suite 2 LD2
NO | YES | Serial Number I074AA5520 |  |  | 099-13195 | 099-13195 | Hill-Rom Co Inc | P3700B000016 |  | I074AA5520 | SW-Labor & Delivery |  |  |  |  | 099-13195 | 099-13195 | Southwest | MHHS-Southwest | SW-Labor & Delivery | LDR 4 | 3/1/20
YES | YES |  |  |  | 099-09338 | 099-09338 | Hill-Rom Co Inc | P500 |  | 1864990YK12W835401P | Serfan 8th floor med surge |  |  |  |  | 099-09338 | 099-09338 | TMC | Memorial Hermman Texas Medical Center | Serfan 8th floor med surge | Nurse station
YES | YES |  |  |  | 041-33515 | 041-33515 | Hill-Rom Co Inc | P6100 |  | EX1484 | Memorial Hermann- Southeast |  |  |  |  | 041-33515 | 041-33515 |  | Memorial Hermann- Southeast | Memorial Hermann- Southeast | Bed repair shop | 4/1/20 |  |  | No PM Sticker
YES | YES |  |  |  | 041-33512 | 041-33512 | Hill-Rom Co Inc | P6100 |  | EX2234 | Memorial Hermann- Southeast |  |  |  |  | 041-33512 | 041-33512 |  | Memorial Hermann- Southeast | Memorial Hermann- Southeast | Bed repair shop | 4/1/20 |  | 4/1/20 | No PM Sticker
YES | YES |  |  |  | 074-06334 | 074-06334 | Hill-Rom Co Inc | P7500 |  |  | WOODLANDS - MICU |  |  |  |  | 074-06334 | 074-06334 |  |  | WOODLANDS - MICU | Room 110
YES | YES |  |  |  | 099-10828 | 099-10828 | Hill-Rom Co Inc | P7500 |  | U175AW3513 | Floor 7 |  |  |  |  | 099-10828 | 099-10828 | Southwest | Memorial Hermann Southwest Hospital | Floor 7 | Floor 7
YES | YES |  |  |  | 099-09387 | 099-09387 | Hill-Rom Co Inc | P7500 |  | Nsn | Memorial Hermann- Texas Medica Center Robertson Serafine |  |  |  |  | 099-09387 | 099-09387 |  | TCM | Memorial Hermann- Texas Medica Center Robertson Serafine | Floor 834 | 3/1/20 |  |  | No PM Sticker In use on patient
NO | YES |  |  |  | 583-01677 | 583-01677 | Hill-Rom Co Inc | P7500 |  | R041AW0941 | MEMORIAL CITY - EAST TOWER - IMCU |  |  |  |  | 583-01677 | 583-01677 | West | Memorial city | MEMORIAL CITY - EAST TOWER - IMCU | MEMORIAL CITY MICU
NO | YES |  |  |  | 099-04147 | 099-04147 | Hill-Rom Co Inc | P7500A000131 |  | Q279AW9318 | Pearland-ICU/IMCU |  |  |  |  | 099-04147 | 099-04147 | Pearland | MHHS-Pearland Hospital | Pearland-ICU/IMCU | ICU 5
NO | YES |  |  |  | 099-04149 | 099-04149 | Hill-Rom Co Inc | P7500A000131 |  | R046AW1020 | Pearland-ICU/IMCU |  |  |  |  | 099-04149 | 099-04149 | Pearland | MHHS-Pearland Hospital | Pearland-ICU/IMCU | ICU 2
NO | YES |  |  |  | 099-04151 | 099-04151 | Hill-Rom Co Inc | P7500A000131 |  | Q281AW9343 | Pearland-ICU/IMCU |  |  |  |  | 099-04151 | 099-04151 | Pearland | MHHS-Pearland Hospital | Pearland-ICU/IMCU | ICU 4
YES | YES |  |  |  | 099-14299 | 099-14299 | Hill-Rom Co Inc | P7500A000131 |  | U193AW3794 | Neuroscience-7th floor |  |  |  |  | 099-14299 | 099-14299 | Southwest | Memorial Hermann Southwest Hospital | Neuroscience-7th floor | ICU 43 |  | 3/1/20 |  | No pm required
YES | YES |  |  |  | 099-06564 | 099-06564 | Hill-Rom Co Inc | P7900 |  | U281PF7612 | Floo 5 Sarefin |  |  |  |  | 099-06564 | 099-06564 |  | Memorial Hermann- Texas Medical Center - 5floor | Floo 5 Sarefin |  | 4/1/20 |  |  | No PM Sticker
YES | YES |  |  |  | 099-06569 | 099-06569 | Hill-Rom Co Inc | P7900 |  | U281PF7618 | Floo 5 Sarefin |  |  |  |  | 099-06569 | 099-06569 |  | Memorial Hermann- Texas Medical Center - 5floor | Floo 5 Sarefin |  |  |  |  | In use on patient
YES | YES |  |  |  | 099-06575 | 099-06575 | Hill-Rom Co Inc | P7900 |  |  | Floo 5 Sarefin |  |  |  |  | 099-06575 | 099-06575 |  | Memorial Hermann- Texas Medical Center - 5floor | Floo 5 Sarefin |  |  |  |  | In use on patient
YES | YES |  |  |  | 099-06997 | 099-06997 | Hill-Rom Co Inc | P7900 |  | U280PF7522 | Floo 5 Sarefin |  |  |  |  | 099-06997 | 099-06997 |  | Memorial Hermann- Texas Medical Center - 5floor | Floo 5 Sarefin |  |  |  |  | In use on patient
YES | YES |  |  |  | 583-01685 | 583-01685 | Hill-Rom Co Inc | P7900 |  | U254PF5743 | GH - CATH LAB |  |  |  |  | 583-01685 | 583-01685 | Central | GH CATH LAB | GH - CATH LAB | GH CATH LAN
YES | YES |  |  |  | 151-05228 | 151-05228 | Hill-Rom Co Inc | P7900B |  | U127PF8447 | CY- 3 South |  |  |  |  | 151-05228 | 151-05228 | Northwest | Memorial Hermann Cypress Hospital | CY- 3 South | S305 |  | 2/1/20
YES | YES |  |  |  | 142-09184 | 142-09184 | Hill-Rom Co Inc | P7900B |  | U211PF2776 | Family Life Unit |  |  |  |  | 142-09184 | 142-09184 | Sugar Land | Memorial Hermann Sugar Land Hospital | Family Life Unit | Suite 515
YES | YES |  |  |  | 583-01727 | 583-01727 | Hill-Rom Co Inc | P7900B |  | V045PF3945 | Genaeral Surgery |  |  |  |  | 583-01727 | 583-01727 | Memorial City | Memorial City | Genaeral Surgery | Room 543
YES | YES |  |  |  | 005-33181 | 005-33181 | Hill-Rom Co Inc | P7900B000010 |  | U211PF2686 | [5 empty] | 005-33181 | 005-33181 | Sugar Land | Memorial Hermann Sugar Land Hospital |  | PEDI IMU
YES | YES |  |  |  | 099-08417 | 099-08417 | Hill-Rom Co Inc | P7900B000010 |  | U101PF7222 | GH 5 north |  |  |  |  | 099-08417 | 099-08417 |  |  | GH 5 north | Room 027
YES | YES |  |  |  | 099-08383 | 099-08383 | Hill-Rom Co Inc | P7900B000010 |  | U101PF7203 | GH 5 north |  |  |  |  | 099-08383 | 099-08383 |  |  | GH 5 north | Room 520
YES | YES |  |  |  | 099-08384 | 099-08384 | Hill-Rom Co Inc | P7900B000010 |  | U100PF7161 | GH 5 north |  |  |  |  | 099-08384 | 099-08384 |  |  | GH 5 north | Room 518A
YES | YES |  |  |  | 099-08394 | 099-08394 | Hill-Rom Co Inc | P7900B000010 |  | U255PF5830 | GH - CDU |  |  |  |  | 099-08394 | 099-08394 | Central | Memorial Hermann Greater Heights Hospital | GH - CDU | GH Bay CDU 10 |  |  |  | No pm sticker
YES | YES |  |  |  | 009-34215 | 009-34215 | Hill-Rom Co Inc | P7900B000010 |  | U255PF5828 | GH - CENTRAL SUPPLY |  |  |  |  | 009-34215 | 009-34215 | Central | Memorial Hermann Greater Heights Hospital | GH - CENTRAL SUPPLY | PUC 3 N
NO | YES |  |  |  | 099-08396 | 099-08396 | Hill-Rom Co Inc | P7900B000010 |  | T194PF5613 | GH - 3 north |  |  |  |  | 099-08396 | 099-08396 |  |  | GH - 3 north
YES | YES |  |  |  | 099-08398 | 099-08398 | Hill-Rom Co Inc | P7900B000010 |  | U101PF7210 | GH - 3 north |  |  |  |  | 099-08398 | 099-08398 |  |  | GH - 3 north | 318A
YES | YES |  |  |  | 099-08400 | 099-08400 | Hill-Rom Co Inc | P7900B000010 |  | U100PF7157 | GH - 3 north |  |  |  |  | 099-08400 | 099-08400 |  |  | GH - 3 north | Room 316A
YES | YES |  |  |  | 009-34042 | 009-34042 | Hill-Rom Co Inc | P7900B000010 |  | U102PF7269 | GH - 3 north |  |  |  |  | 009-34042 | 009-34042 |  |  | GH - 3 north
YES | YES |  |  |  | 009-34044 | 009-34044 | Hill-Rom Co Inc | P7900B000010 |  | U101PF7204 | GH - 3 north |  |  |  |  | 009-34044 | 009-34044 |  |  | GH - 3 north
YES | YES |  |  |  | 009-34045 | 009-34045 | Hill-Rom Co Inc | P7900B000010 |  | U100PF7169 | GH - 3 north |  |  |  |  | 009-34045 | 009-34045 |  |  | GH - 3 north
YES | YES |  |  |  | 009-34047 | 009-34047 | Hill-Rom Co Inc | P7900B000010 |  | U255PF5823 | GH - IMU |  |  |  |  | 009-34047 | 009-34047 |  |  | GH - IMU
YES | YES |  |  |  | 009-34220 | 009-34220 | Hill-Rom Co Inc | P7900B000010 |  | U249PF5477 | GH - IMU |  |  |  |  | 009-34220 | 009-34220 | Central | Memorial Hermann Greater Heights Hospital | GH - IMU | IMU
YES | YES |  |  |  | 041-33280 | 041-33280 | Hill-Rom Co Inc | P7900B000010 |  | U274PF7266 | OTAC |  |  |  |  | 041-33280 | 041-33280 | TMC | Memorial Hermann-Texas Medical Center | OTAC | S7 01
YES | YES |  |  |  | 041-33096 | 041-33096 | Hill-Rom Co Inc | P7900B000010 |  | U281PF7661 | Sarofim 7th fl |  |  |  |  | 041-33096 | 041-33096 | TMC | Memorial Hermann Texas Medical Center | Sarofim 7th fl | S717
YES | YES |  |  |  | 041-33099 | 041-33099 | Hill-Rom Co Inc | P7900B000010 |  | U275PF7272 | Sarofim 7th fl |  |  |  |  | 041-33099 | 041-33099 | TMC | Memorial Hermann Texas Medical Center | Sarofim 7th fl | S716
YES | YES |  |  |  | 041-33284 | 041-33284 | Hill-Rom Co Inc | P7900B000010 |  | U283PF7788 | OTAC |  |  |  |  | 041-33284 | 041-33284 | TMC | Memorial Hermann-Texas Medical Center | OTAC | S7 03
YES | YES |  |  |  | 041-33329 | 041-33329 | Hill-Rom Co Inc | P7900B000010 |  | U277PF7443 | Sarofim 7th fl |  |  |  |  | 041-33329 | 041-33329 | TMC | Memorial Hermann Texas Medical Center | Sarofim 7th fl | S715
YES | YES |  |  |  | 041-33287 | 041-33287 | Hill-Rom Co Inc | P7900B000010 |  | U276PF7430 | OTAC |  |  |  |  | 041-33287 | 041-33287 | TMC | Memorial Hermann-Texas Medical Center | OTAC | S7 04
YES | YES |  |  |  | 099-06922 | 099-06922 | Hill-Rom Co Inc | P7900B000010 |  | U274PF7249 | TMC - SAROFIM 7 - ORTHO TRAUMA |  |  |  |  | 099-06922 | 099-06922 | TMC | Memorial Hermann-Texas Medical Center | TMC - SAROFIM 7 - ORTHO TRAUMA | S723 |  |  |  | No pm
YES | YES |  |  |  | 041-33326 | 041-33326 | Hill-Rom Co Inc | P7900B000010 |  | U275PF7324 | TMC - SAROFIM 7 - ORTHO TRAUMA |  |  |  |  | 041-33326 | 041-33326 | TMC | Memorial Hermann Texas Medical Center | TMC - SAROFIM 7 - ORTHO TRAUMA | S714
YES | YES |  |  |  | 041-33323 | 041-33323 | Hill-Rom Co Inc | P7900B000010 |  | U277PF7467 | TMC - SAROFIM 7 - ORTHO TRAUMA |  |  |  |  | 041-33323 | 041-33323 | TMC | Memorial Hermann Texas Medical Center | TMC - SAROFIM 7 - ORTHO TRAUMA | S714
YES | YES |  |  |  | 041-33320 | 041-33320 | Hill-Rom Co Inc | P7900B000010 |  | U281PF7603 | TMC - SAROFIM 7 - ORTHO TRAUMA |  |  |  |  | 041-33320 | 041-33320 | TMC | Memorial Hermann Texas Medical Center | TMC - SAROFIM 7 - ORTHO TRAUMA | S712
YES | YES |  |  |  | 041-33289 | 041-33289 | Hill-Rom Co Inc | P7900B000010 |  | U280PF7546 | OTAC |  |  |  |  | 041-33289 | 041-33289 | TMC | Memorial Hermann-Texas Medical Center | OTAC | S7 06
YES | YES |  |  |  | 041-33316 | 041-33316 | Hill-Rom Co Inc | P7900B000010 |  | U282PF7722 | TMC - SAROFIM 7 - ORTHO TRAUMA |  |  |  |  | 041-33316 | 041-33316 | TMC | Memorial Hermann Texas Medical Center | TMC - SAROFIM 7 - ORTHO TRAUMA | S712
YES | YES |  |  |  | 041-33255 | 041-33255 | Hill-Rom Co Inc | P7900B000010 |  | U280PF7558 | OTAC |  |  |  |  | 041-33255 | 041-33255 | TMC | Memorial Hermann-Texas Medical Center | OTAC | S7 07
YES | YES |  |  |  | 041-33257 | 041-33257 | Hill-Rom Co Inc | P7900B000010 |  | U280PF7556 | OTAC |  |  |  |  | 041-33257 | 041-33257 | TMC | Memorial Hermann-Texas Medical Center | OTAC | S7 05
YES | YES |  |  |  | 041-33332 | 041-33332 | Hill-Rom Co Inc | P7900B000010 |  | U281PF7595 | TMC - SAROFIM 7 - ORTHO TRAUMA |  |  |  |  | 041-33332 | 041-33332 | TMC | Memorial Hermann Texas Medical Center | TMC - SAROFIM 7 - ORTHO TRAUMA | S710
YES | YES |  |  |  | 041-33260 | 041-33260 | Hill-Rom Co Inc | P7900B000010 |  | U282PF7716 | OTAC |  |  |  |  | 041-33260 | 041-33260 | TMC | Memorial Hermann-Texas Medical Center | OTAC | S7 08
YES | YES |  |  |  | 041-33334 | 041-33334 | Hill-Rom Co Inc | P7900B000010 |  | U281PF7637 | TMC - SAROFIM 7 - ORTHO TRAUMA |  |  |  |  | 041-33334 | 041-33334 | TMC | Memorial Hermann Texas Medical Center | TMC - SAROFIM 7 - ORTHO TRAUMA | S710
YES | YES |  |  |  | 041-33813 | 041-33813 | Hill-Rom Co Inc | P7900b000011 |  | T277pf9889 | Neural science |  |  |  |  | 041-33813 | 041-33813 | Memorial city - memorial herman hospital | Memorial city | Neural science | Patient room
YES | YES |  |  |  | 069-44728 | 069-44728 | Hill-Rom Co Inc | Pg844g01 |  | N080AE8032 | TMC - EPILEPSY - NEUROPHYSIOLOGY (JB) |  |  |  |  | 069-44728 | 069-44728 | TMC | Memorial Hermann-Texas Medical Center | TMC - EPILEPSY - NEUROPHYSIOLOGY (JB) |  |  |  |  | No pm
YES | YES |  |  |  | 099-10619 | 099-10619 | Hill-Rom Co Inc | PR2500A09 |  | 4914622CEA | Floor 7 |  |  |  |  | 099-10619 | 099-10619 | Southwest | Memorial Hermann Southwest | Floor 7 | Floor 7
YES | YES |  |  |  | 099-10816 | 099-10816 | Hill-Rom Co Inc | PR2500A09 |  | 4208180CEA | Floor 7 |  |  |  |  | 099-10816 | 099-10816 | Southwest | Memorial Hermann Southwest | Floor 7 | Floor 7
NO | YES |  |  |  | 151-05047 | 151-05047 | Hill-Rom Co Inc | Progressa |  | R336AW6281 | CY-Central Supply |  |  |  |  | 151-05047 | 151-05047 | Northwest | MHHS-Cypress | CY-Central Supply | ICU 20
YES | YES |  |  |  | 151-05049 | 151-05049 | Hill-Rom Co Inc | Progressa |  | T285AW8477 | CY - CENTRAL SUPPLY |  |  |  |  | 151-05049 | 151-05049 | Northwest | Memorial Hermann Cypress Hospital | CY - CENTRAL SUPPLY | ICU 18
NO | YES |  |  |  | 151-05052 | 151-05052 | Hill-Rom Co Inc | Progressa |  | S009AW6772 | CY-ICU |  |  |  |  | 151-05052 | 151-05052 | Northwest | MHHS-Cypress | CY-ICU | ICU 16
NO | YES |  |  |  | 151-05027 | 151-05027 | Hill-Rom Co Inc | Progressa |  | R335AW6258 | CY-ICU |  |  |  |  | 151-05027 | 151-05027 | Northwest | MHHS-Cypress | CY-ICU | ICU 14
NO | YES |  |  |  | 151-05030 | 151-05030 | Hill-Rom Co Inc | Progressa |  | R344AW6432 | CY-ICU |  |  |  |  | 151-05030 | 151-05030 | Northwest | MHHS-Cypress | CY-ICU | ICU 11
YES | YES |  |  |  | 151-05032 | 151-05032 | Hill-Rom Co Inc | Progressa |  | T302AW8776 | Icu |  |  |  |  | 151-05032 | 151-05032 | Northwest | Memorial Hermann Cypress Hospital | Icu | Icu 10
YES | YES |  |  |  | 151-05034 | 151-05034 | Hill-Rom Co Inc | Progressa |  | T285AW8475 | Icu |  |  |  |  | 151-05034 | 151-05034 | Northwest | Memorial Hermann Cypress Hospital | Icu | Icu 7
NO | YES |  |  |  | 151-05035 | 151-05035 | Hill-Rom Co Inc | Progressa |  | R344AW6431 | CY-ICU |  |  |  |  | 151-05035 | 151-05035 | Northwest | MHHS-Cypress | CY-ICU | Icu 5
NO | YES |  |  |  | 151-04675 | 151-04675 | Hill-Rom Co Inc | Progressa |  | R335AW6277 | CY-ICU |  |  |  |  | 151-04675 | 151-04675 | Northwest | MHHS-Cypress | CY-ICU | Icu 4
NO | YES |  |  |  | 151-04678 | 151-04678 | Hill-Rom Co Inc | Progressa |  | S009AW6773 | CY-ICU |  |  |  |  | 151-04678 | 151-04678 | Northwest | MHHS-Cypress | CY-ICU | ICU 1
NO | YES |  |  |  | 151-04677 | 151-04677 | Hill-Rom Co Inc | Progressa |  | R335AW6262 | CY-ICU |  |  |  |  | 151-04677 | 151-04677 | Northwest | MHHS-Cypress | CY-ICU | ICU 3
NO | YES |  |  |  | 151-04683 | 151-04683 | Hill-Rom Co Inc | Progressa |  | R336AW6292 | CY-ICU |  |  |  |  | 151-04683 | 151-04683 | Northwest | MHHS-Cypress | CY-ICU | Icu 6
NO | YES |  |  |  | 151-04684 | 151-04684 | Hill-Rom Co Inc | Progressa |  | T284AW8473 | CY-ICU |  |  |  |  | 151-04684 | 151-04684 | Northwest | MHHS-Cypress | CY-ICU | Icu 8
NO | YES |  |  |  | 151-04685 | 151-04685 | Hill-Rom Co Inc | Progressa |  | R335AW6272 | CY-ICU |  |  |  |  | 151-04685 | 151-04685 | Northwest | MHHS-Cypress | CY-ICU | ICU 9
NO | YES |  |  |  | 151-04674 | 151-04674 | Hill-Rom Co Inc | Progressa |  | R347AW6457 | CY-ICU |  |  |  |  | 151-04674 | 151-04674 | Northwest | MHHS-Cypress | CY-ICU | ICU 13
NO | YES |  |  |  | 151-04671 | 151-04671 | Hill-Rom Co Inc | Progressa |  | T284AW8474 | CY-ICU |  |  |  |  | 151-04671 | 151-04671 | Northwest | MHHS-Cypress | CY-ICU | Icu 15
NO | YES |  |  |  | 151-04672 | 151-04672 | Hill-Rom Co Inc | Progressa |  | T285AW8476 | CY-ICU |  |  |  |  | 151-04672 | 151-04672 | Northwest | MHHS-Cypress | CY-ICU | CY -ICU 17
NO | YES |  |  |  | 099-04444 | 099-04444 | Hill-Rom Co Inc | Progressa |  | R209AW3886 | Pearland-4N-Med/Surg |  |  |  |  | 099-04444 | 099-04444 | Pearland | MHHS-Pearland Hospital | Pearland-4N-Med/Surg | Icu 10
NO | YES |  |  |  | 099-04304 | 099-04304 | Hill-Rom Co Inc | Progressa |  | R046AW1019 | Pearland-Respiratory Therapy |  |  |  |  | 099-04304 | 099-04304 | Pearland | MHHS-Pearland Hospital | Pearland-Respiratory Therapy | ICU 9 | 2/1/20
NO | YES |  |  |  | 099-04302 | 099-04302 | Hill-Rom Co Inc | Progressa |  | R211AW3957 | Pearland-ICU/IMCU |  |  |  |  | 099-04302 | 099-04302 | Pearland | MHHS-Pearland Hospital | Pearland-ICU/IMCU | ICU 7
NO | YES |  |  |  | 099-04301 | 099-04301 | Hill-Rom Co Inc | Progressa |  | R046AW1010 | Pearland-ICU/IMCU |  |  |  |  | 099-04301 | 099-04301 | Pearland | MHHS-Pearland Hospital | Pearland-ICU/IMCU | ICU 6
NO | YES |  |  |  | 099-04438 | 099-04438 | Hill-Rom Co Inc | Progressa |  | R046AW1023 | Pearland-ICU/IMCU |  |  |  |  | 099-04438 | 099-04438 | Pearland | MHHS-Pearland Hospital | Pearland-ICU/IMCU | Icu 3
NO | YES |  |  |  | 099-04298 | 099-04298 | Hill-Rom Co Inc | Progressa |  | R046AW1016 | Pearland-ICU/IMCU |  |  |  |  | 099-04298 | 099-04298 | Pearland | MHHS-Pearland Hospital | Pearland-ICU/IMCU | Icu 1
NO | YES |  |  |  | 099-04853 | 099-04853 | Hill-Rom Co Inc | Progressa |  | R046AW1012 | Pearland-ICU/IMCU |  |  |  |  | 099-04853 | 099-04853 | Pearland | MHHS-Pearland Hospital | Pearland-ICU/IMCU | 2nd shell floor | 2/1/20
YES | YES | Serial Number P7500A000269 |  |  | KCU0102 | 099-03011 | Hill-Rom Co Inc | Progressa |  | P7500A000269 | KATY - NEW TOWER |  |  |  |  | KCU0102 | 099-03011 | Katy | Memorial Hermann Katy Hospital | KATY - NEW TOWER | 4th Floor Bed Storage
NO | YES | Serial Number Q316AW9816 |  |  | 099-02062 | 099-02062 | Hill-Rom Co Inc | Progressa |  | Q316AW9816 | Katy-ICU |  |  |  |  | 099-02062 | 099-02062 | Katy | MHHS-Katy | Katy-ICU | ICU 1
NO | YES |  |  |  | 099-02064 | 099-02064 | Hill-Rom Co Inc | Progressa |  | Q315AW9805 | Katy-ICU |  |  |  |  | 099-02064 | 099-02064 | Katy | MHHS-Katy | Katy-ICU | ICU 2
NO | YES |  |  |  | 099-02066 | 099-02066 | Hill-Rom Co Inc | Progressa |  | P028AW1199 | Katy-ICU |  |  |  |  | 099-02066 | 099-02066 | Katy | MHHS-Katy | Katy-ICU | ICU 5
YES | YES |  |  |  | 099-02563 | 099-02563 | Hill-Rom Co Inc | Progressa |  | M050P7500A00026958 | KATY - ICU |  |  |  |  | 099-02563 | 099-02563 | Katy | Memorial Hermann Katy Hospital | KATY - ICU | ICU 4
NO | YES |  |  |  | 099-02997 | 099-02997 | Hill-Rom Co Inc | Progressa |  | Q316AW9821 | Katy-ICU |  |  |  |  | 099-02997 | 099-02997 | Katy | MHHS-Katy | Katy-ICU | ICU 20
NO | YES |  |  |  | 099-02566 | 099-02566 | Hill-Rom Co Inc | Progressa |  | Q315AW9808 | Katy-ICU |  |  |  |  | 099-02566 | 099-02566 | Katy | MHHS-Katy | Katy-ICU | ICU 8
YES | YES | Serial Number P7500A000269 |  |  | 099-02998 | 099-02998 | Hill-Rom Co Inc | Progressa |  | P7500A000269 | KATY - ICU |  |  |  |  | 099-02998 | 099-02998 | Katy | Memorial Hermann Katy Hospital | KATY - ICU | ICU 15
NO | YES |  |  |  | 099-03000 | 099-03000 | Hill-Rom Co Inc | Progressa |  | Q315AW9810 | Katy-ICU |  |  |  |  | 099-03000 | 099-03000 | Katy | MHHS-Katy | Katy-ICU | ICU 3
NO | YES |  |  |  | 099-02572 | 099-02572 | Hill-Rom Co Inc | Progressa |  | P028AW1200 | Katy-ICU |  |  |  |  | 099-02572 | 099-02572 | Katy | MHHS-Katy | Katy-ICU | ICU 9
NO | YES |  |  |  | 099-01210 | 099-01210 | Hill-Rom Co Inc | Progressa |  | R216AW4073 | Sugar Land-IMU |  |  |  |  | 099-01210 | 099-01210 | Sugar Land | MHHS-Sugarland | Sugar Land-IMU | E320
NO | YES |  |  |  | 142-09379 | 142-09379 | Hill-Rom Co Inc | Progressa |  | R124AW2326 | SUGAR LAND - TELEMETRY |  |  |  |  | 142-09379 | 142-09379 | Sugar Land | Sugar Land | SUGAR LAND - TELEMETRY |  |  |  |  | No pm
NO | YES |  |  |  | 129-31586 | 129-31586 | Hill-Rom Co Inc | Progressa |  | R216AW4068 | Sugar Land-IMU |  |  |  |  | 129-31586 | 129-31586 | Sugar Land | MHHS-Sugarland | Sugar Land-IMU | E316
YES | YES |  |  |  | 099-08140 | 099-08140 | Hill-Rom Co Inc | Progressa |  |  | CVICU |  |  |  |  | 099-08140 | 099-08140 | Central | Memorial Hermann Greater Heights Hospital | CVICU | Rm 1
YES | YES |  |  |  | 099-10848 | 099-10848 | Hill-Rom Co Inc | Progressa |  | U193AW3799 | SW - ICU - NEURO |  |  |  |  | 099-10848 | 099-10848 | Southwest | Memorial Hermann Southwest Hospital | SW - ICU - NEURO | Room H7 - ICU 47 |  |  |  | New Add
YES | YES |  |  |  | 099-10862 | 099-10862 | Hill-Rom Co Inc | Progressa |  | U175AW3516 | SW - ICU 7th |  |  |  |  | 099-10862 | 099-10862 | Southwest | Memorial Hermann Southwest Hospital | SW - ICU 7th | Room H7 - ICU49 |  |  |  | New Add
YES | YES |  |  |  | 099-14851 | 099-14851 | Hill-Rom Co Inc | Progressa |  |  | Biomed |  |  |  |  | 099-14851 | 099-14851 | TMC | Memorial Hermann-Texas Medical Center | Biomed | Biomed
NO | YES |  |  |  | 099-12148 | 099-12148 | Hill-Rom Co Inc | Progressa |  | P251AW3178 | Biomed |  |  |  |  | 099-12148 | 099-12148 | TMC | Memorial Hermann-Texas Medical Center | Biomed | Biomed | 3/1/20
NO | YES |  |  |  | 099-11840 | 099-11840 | Hill-Rom Co Inc | Progressa |  | P196AW2601 | TMC - JONES - 6j |  |  |  |  | 099-11840 | 099-11840 |  | Memorial Hermann-tmc | TMC - JONES - 6j | 6j 68.1
YES | YES |  |  |  | 069-44789 | 069-44789 | Hill-Rom Co Inc | Progressa |  | U274AW5834 | Sarafim |  |  |  |  | 069-44789 | 069-44789 | TMC | Memorial Hermann-Texas Medical Center | Sarafim | S8-31
YES | YES | Serial Number P7500A000269 |  |  | 099-02080 | 099-02080 | Hill-Rom Co Inc | Progressa P7500 |  | P7500A000269 | KATY - MED/SURG 5TH FLOOR |  |  |  |  | 099-02080 | 099-02080 | Katy | Memorial Hermann Katy Hospital | KATY - MED/SURG 5TH FLOOR | Bed shop |  |  |  | No pm
NO | YES |  |  |  | 129-31670 | 129-31670 | Hill-Rom Co Inc | Progressa P7500 |  | R216AW4065 | iCU |  |  |  |  | 129-31670 | 129-31670 | Sugar Land | Memorial Hermann Sugar Land Hospital | iCU | ICU
NO | YES |  |  |  | 129-31674 | 129-31674 | Hill-Rom Co Inc | Progressa P7500 |  | R216AW4063 | ICU |  |  |  |  | 129-31674 | 129-31674 | Sugar Land | Memorial Hermann Sugar Land Hospital | ICU | ICU
NO | YES |  |  |  | 029-13687 | 029-13687 | Hill-Rom Co Inc | Progressa P7500 |  | Q282AW9362 | Woodlands-CVICU |  |  |  |  | 029-13687 | 029-13687 | Woodlands | MHHS-Woodlands | Woodlands-CVICU | CVICU
NO | YES |  |  |  | 029-13691 | 029-13691 | Hill-Rom Co Inc | Progressa P7500 |  | Q282AW9370 | Woodlands-CVICU |  |  |  |  | 029-13691 | 029-13691 | Woodlands | MHHS-Woodlands | Woodlands-CVICU | CVICU
NO | YES |  |  |  | 029-13696 | 029-13696 | Hill-Rom Co Inc | Progressa P7500 |  | R091AW1798 | Woodlands-CVICU |  |  |  |  | 029-13696 | 029-13696 | Woodlands | MHHS-Woodlands | Woodlands-CVICU | CVICU
NO | YES |  |  |  | 029-13700 | 029-13700 | Hill-Rom Co Inc | Progressa P7500 |  | T190AW6326 | Woodlands-CVICU |  |  |  |  | 029-13700 | 029-13700 | Woodlands | MHHS-Woodlands | Woodlands-CVICU | CVICU
NO | YES |  |  |  | 029-13798 | 029-13798 | Hill-Rom Co Inc | Progressa P7500 |  | R091AW1800 | Woodlands-Central Supply |  |  |  |  | 029-13798 | 029-13798 | Woodlands | MHHS-Woodlands | Woodlands-Central Supply | CVICU
NO | YES |  |  |  | 074-06400 | 074-06400 | Hill-Rom Co Inc | Progressa P7500 |  | Q282AW9360 | Woodlands-Neurology |  |  |  |  | 074-06400 | 074-06400 | Woodlands | MHHS-Woodlands | Woodlands-Neurology | E446
YES | YES |  |  |  | 074-06489 | 074-06489 | Hill-Rom Co Inc | Progressa P7500 |  | U133AW2400 | ICU |  |  |  |  | 074-06489 | 074-06489 | Woodlands | Memorial Hermann Hospital Woodlands | ICU | ICU E445
YES | YES |  |  |  | 074-06313 | 074-06313 | Hill-Rom Co Inc | Progressa P7500 |  |  | WOODLANDS - SICU |  |  |  |  | 074-06313 | 074-06313 |  |  | WOODLANDS - SICU | Room 8
NO | YES |  |  |  | 074-06491 | 074-06491 | Hill-Rom Co Inc | Progressa P7500 |  | R097AW1882 | ICU |  |  |  |  | 074-06491 | 074-06491 | Woodlands | Memorial Hermann Hospital Woodlands | ICU | ICU E434
YES | YES |  |  |  | 074-06315 | 074-06315 | Hill-Rom Co Inc | Progressa P7500 |  |  | WOODLANDS - SICU |  |  |  |  | 074-06315 | 074-06315 |  |  | WOODLANDS - SICU | Room 6
NO | YES |  |  |  | 029-13297 | 029-13297 | Hill-Rom Co Inc | Progressa P7500 |  | R091AW1801 | ICU 4 |  |  |  |  | 029-13297 | 029-13297 | Woodlands | Memorial Hermann The Woodlands Medical Center | ICU 4 | ICU 4
YES | YES |  |  |  | 074-06317 | 074-06317 | Hill-Rom Co Inc | Progressa P7500 |  |  | WOODLANDS - SICU |  |  |  |  | 074-06317 | 074-06317 |  |  | WOODLANDS - SICU | Room 3
NO | YES |  |  |  | 074-06409 | 074-06409 | Hill-Rom Co Inc | Progressa P7500 |  | T190AW6321 | Woodlands-Neurology |  |  |  |  | 074-06409 | 074-06409 | Woodlands | MHHS-Woodlands | Woodlands-Neurology | Neuroscience 436
YES | YES |  |  |  | 074-06282 | 074-06282 | Hill-Rom Co Inc | Progressa P7500 |  |  | WOODLANDS - SICU |  |  |  |  | 074-06282 | 074-06282 |  |  | WOODLANDS - SICU | Room 1
NO | YES |  |  |  | 074-06496 | 074-06496 | Hill-Rom Co Inc | Progressa P7500 |  | R091AW1802 | ICU |  |  |  |  | 074-06496 | 074-06496 | Woodlands | Memorial Hermann Hospital Woodlands | ICU | ICU E433
YES | YES |  |  |  | 029-13934 | 029-13934 | Hill-Rom Co Inc | Progressa P7500 |  | U115AW2024 | Neuroscience |  |  |  |  | 029-13934 | 029-13934 | Woodlands | Memorial Hermann Hospital Woodlands | Neuroscience | Neuroscience E431
NO | YES |  |  |  | 099-08331 | 099-08331 | Hill-Rom Co Inc | Progressa P7500 |  | S152AW9055 | GH-CV ICU |  |  |  |  | 099-08331 | 099-08331 | Central | MHHS-Greater Heights | GH-CV ICU | CVICU2
YES | YES |  |  |  | 099-08210 | 099-08210 | Hill-Rom Co Inc | Progressa P7500 |  |  | CVICU |  |  |  |  | 099-08210 | 099-08210 | Central | Memorial Hermann Hospital greater heights | CVICU | Recovery Room 4
YES | YES |  |  |  | 099-10169 | 099-10169 | Hill-Rom Co Inc | Progressa P7500 |  | R294AW5658 | Floor 8 |  |  |  |  | 099-10169 | 099-10169 | Southwest | Memorial Hermann Southwest Hospital | Floor 8 | Floor 8
YES | YES |  |  |  | 099-10396 | 099-10396 | Hill-Rom Co Inc | Progressa P7500 |  | R294AW5661 | SW - 7th floor ICU |  |  |  |  | 099-10396 | 099-10396 | Southwest | Memorial Hermann Southwest Hospital | SW - 7th floor ICU | Rm 741
YES | YES |  |  |  | 099-10437 | 099-10437 | Hill-Rom Co Inc | Progressa P7500 |  | R295AW5674 | SW - 7th floor ICU |  |  |  |  | 099-10437 | 099-10437 | Southwest | Memorial Hermann Southwest Hospital | SW - 7th floor ICU | Rm 42
NO | YES |  |  |  | 099-10443 | 099-1QQ3 | Hill-Rom Co Inc | Progressa P7500 |  | P296AW3660 | ICU 7th floor |  |  |  |  | 099-10443 | 099-1QQ3 | Southwest | Memorial Hermann Southwest Hospital | ICU 7th floor | Rm 54
NO | YES |  |  |  | 099-10444 | 099-10444 | Hill-Rom Co Inc | Progressa P7500 |  | P195AW2596 | ICU 7th floor |  |  |  |  | 099-10444 | 099-10444 | Southwest | Memorial Hermann Southwest Hospital | ICU 7th floor | Rm 52
NO | YES |  |  |  | 099-12142 | 099-12142 | Hill-Rom Co Inc | Progressa P7500 |  | P195AW2597 | TMC-HVI-Heart Failure ICU (5Hvi) |  |  |  |  | 099-12142 | 099-12142 | TMC | MHHS-TMC | TMC-HVI-Heart Failure ICU (5Hvi)
NO | YES |  |  |  | 099-12324 | 099-12324 | Hill-Rom Co Inc | Progressa P7500 |  | P245AW3110 | TMC-HVI-CIMU (4Hvi) |  |  |  |  | 099-12324 | 099-12324 | TMC | MHHS-TMC | TMC-HVI-CIMU (4Hvi) |  |  |  |  | No PM Sticker
NO | YES |  |  |  | 099-13929 | 099-13929 | Hill-Rom Co Inc | Progressa P7500 |  | R127AW2394 | TMC-Radiology-Hvi Pavilion |  |  |  |  | 099-13929 | 099-13929 | TMC | MHHS-TMC | TMC-Radiology-Hvi Pavilion | CT room
NO | YES |  |  |  | 099-11770 | 099-11770 | Hill-Rom Co Inc | Progressa P7500 |  | P251AW3179 | 7j |  |  |  |  | 099-11770 | 099-11770 |  | Memorial Hermann-tmc | 7j | J7 04
YES | YES |  |  |  | 099-11086 | 099-11086 | Hill-Rom Co Inc | Progressa P7500 |  |  | TWC- Acute Care |  |  |  |  | 099-11086 | 099-11086 | TMC | Memorial Hermann-Texas Medical Center | TWC- Acute Care | J544
YES | YES | Serial Number M050P7500A00018252 |  |  | 099-11540 | 099-11540 | Hill-Rom Co Inc | Progressa P7500 |  | M050P7500A00018252 | Neuro Elective Unit 29 |  |  |  |  | 099-11540 | 099-11540 |  | TMC | Neuro Elective Unit 29 | TMC 4Johns |  |  |  | No PM Sticker
YES | YES |  |  |  | 099-09447 | 099-09447 | Hill-Rom Co Inc | Progressa P7500 |  | U274AW5826 | MICU |  |  |  |  | 099-09447 | 099-09447 | TMC | Memorial Hermann-TMC | MICU | S8/35
YES | YES |  |  |  | 099-09532 | 099-09532 | Hill-Rom Co Inc | Progressa P7500 |  | U274AW5827 | TMC - HERMANN - ADULT ER (1HP) |  |  |  |  | 099-09532 | 099-09532 | TMC | Memorial Hermann-Texas Medical Center | TMC - HERMANN - ADULT ER (1HP) | TMC - HERMANN - ADULT ER (1HP)
YES | YES |  |  |  | 069-44653 | 069-44653 | Hill-Rom Co Inc | Progressa P7500 |  | U276AW5919 | TMC - SEROFIM - MEDSURG |  |  |  |  | 069-44653 | 069-44653 | TMC | Memorial Hermann-Texas Medical Center | TMC - SEROFIM - MEDSURG | S805
YES | YES |  |  |  | 099-09707 | 099-09707 | Hill-Rom Co Inc | Progressa P7500 |  | V276aw5911 | 8 floor Medical ICU |  |  |  |  | 099-09707 | 099-09707 | TMC | Memorial Hermann-Texas Medical Center | 8 floor Medical ICU | S807
YES | YES |  |  |  | 099-09276 | 099-09276 | Hill-Rom Co Inc | Progressa P7500 |  | U282AW6027 | 8th Floor Medical ICU |  |  |  |  | 099-09276 | 099-09276 | TMC | Memorial Hermann-Texas Medical Center | 8th Floor Medical ICU | S801
YES | YES |  |  |  | 099-06649 | 099-06649 | Hill-Rom Co Inc | Progressa P7500 |  | U270AW5755 | TMC - SAROFIM 5 - SILVER |  |  |  |  | 099-06649 | 099-06649 | TMC | Memorial Hermann-Texas Medical Center | TMC - SAROFIM 5 - SILVER | S505
YES | YES |  |  |  | 099-06981 | 099-06981 | Hill-Rom Co Inc | Progressa P7500 |  | U281PF7617 | TMC - SAROFIM 5 - SILVER |  |  |  |  | 099-06981 | 099-06981 | TMC | Memorial Hermann-Texas Medical Center | TMC - SAROFIM 5 - SILVER | S532
YES | YES |  |  |  | 099-06987 | 099-06987 | Hill-Rom Co Inc | Progressa P7500 |  | U280PF7565 | TMC - SAROFIM 5 - SILVER |  |  |  |  | 099-06987 | 099-06987 | TMC | Memorial Hermann-Texas Medical Center | TMC - SAROFIM 5 - SILVER | S535
YES | YES |  |  |  | 099-06994 | 099-06994 | Hill-Rom Co Inc | Progressa P7500 |  | U276PF7429 | TMC - SAROFIM 5 - SILVER |  |  |  |  | 099-06994 | 099-06994 | TMC | Memorial Hermann-Texas Medical Center | TMC - SAROFIM 5 - SILVER | S536
NO | YES |  |  |  | 583-01592 | 583-01592 | Hill-Rom Co Inc | Progressa P7500 |  | R041AW0923 | Intermediate Care |  |  |  |  | 583-01592 | 583-01592 | West | Memorial Hermann Memorial city medical center emergency center | Intermediate Care | Room 423
NO | YES |  |  |  | 583-01595 |  | Hill-Rom Co Inc | Progressa P7500 |  | R049AW1109 | Intermediate Care |  |  |  |  | 583-01595 |  | West | Memorial Hermann Memorial city medical center emergency center | Intermediate Care | Room 424 |  |  |  | No p.m.
NO | YES |  |  |  | 142-09120 | 142-09120 | Hill-Rom Co Inc | Progressa pulmonary |  | R223AW4236 | [5 empty] | 142-09120 | 142-09120 | Sugar Land | MH sugar lane hospital |  | Bed storage
YES | YES |  |  |  | 133-01448 | 133-01448 | Hill-Rom Co Inc | PTM78-3 |  | PS17857 | Biomed Dept |  |  |  |  | 133-01448 | 133-01448 | West | Memorial Hermann - Memorial City | Biomed Dept | Biomed MH5411 Repair Shop
YES | YES |  |  |  | 142-00913 | 142-00913 | Hill-Rom Co Inc | The Vest 205 |  | 51-00827 | Cardiopulmonary-NE |  |  |  |  | 142-00913 | 142-00913 | NE-Cardiopulmonary | NE-Cardiopulmonary | Cardiopulmonary-NE
YES | YES |  |  |  | 142-01338 | 142-01338 | Hill-Rom Co Inc | The Vest 205 |  | 51-00764 | Cardiopulmonary-NE |  |  |  |  | 142-01338 | 142-01338 | NE-Cardiopulmonary | NE-Cardiopulmonary | Cardiopulmonary-NE
YES | YES |  |  |  | 099-01600 | H076AM4108 | Hill-Rom Co Inc | TotalCare |  |  | NE-2 |  |  |  |  | 099-01600 | H076AM4108 | Katy | Memorial Hermann Northeast Hospital | NE-2 | West 5th |  | 2/1/20
YES | YES |  |  |  | 099-01599 | 099-01599 | Hill-Rom Co Inc | TotalCare |  | 0892J | NE-2 |  |  |  |  | 099-01599 | 099-01599 | Katy | Memorial Hermann Northeast Hospital | NE-2 | West 5th
NO | YES |  |  |  | 099-01598 | 099-01598 | Hill-Rom Co Inc | TotalCare |  | G168AM8000 | NE-2 West Tower |  |  |  |  | 099-01598 | 099-01598 | Katy | MHHS-Northeast | NE-2 West Tower | West 5th
NO | YES |  |  |  | 099-01597 | 099-01597 | Hill-Rom Co Inc | TotalCare |  | D339AM7306 | NE-2 West Tower |  |  |  |  | 099-01597 | 099-01597 | Katy | MHHS-Northeast | NE-2 West Tower | West 5th
NO | YES |  |  |  | 099-10551 | 099-10551 | Hill-Rom Co Inc | TotalCare |  | C261AM3195 | SW-Beds |  |  |  |  | 099-10551 | 099-10551 | Southwest | MHHS-Southwest | SW-Beds | Bed Storage Area | 1/1/20 |  | 1/1/21
NO | YES |  |  |  | 099-10552 | 099-10552 | Hill-Rom Co Inc | TotalCare |  | C248AM2822 | SW-Beds |  |  |  |  | 099-10552 | 099-10552 | Southwest | MHHS-Southwest | SW-Beds | Bed Storage Area | 2/1/20 |  | 2/1/21
NO | YES |  |  |  | 099-10553 | 099-10553 | Hill-Rom Co Inc | TotalCare |  | C050AM0406 | SW-Beds |  |  |  |  | 099-10553 | 099-10553 | Southwest | MHHS-Southwest | SW-Beds | Bed Storage Area |  |  | 6/1/21
NO | YES |  |  |  | 099-10554 | 099-10554 | Hill-Rom Co Inc | TotalCare |  | C047AM0377 | SW-Beds |  |  |  |  | 099-10554 | 099-10554 | Southwest | MHHS-Southwest | SW-Beds | Bed Storage Area | 2/1/20 |  | 2/1/21
NO | YES |  |  |  | 099-10557 | 099-10557 | Hill-Rom Co Inc | TotalCare |  | B346AM8730 | SW-Beds |  |  |  |  | 099-10557 | 099-10557 | Southwest | MHHS-Southwest | SW-Beds | Bed Storage Area | 1/1/20 |  | 1/1/21
NO | YES |  |  |  | 099-10558 | 099-10558 | Hill-Rom Co Inc | TotalCare |  | C261AM3193 | SW-Beds |  |  |  |  | 099-10558 | 099-10558 | Southwest | MHHS-Southwest | SW-Beds | Bed Storage Area | 4/1/19 |  | 4/1/20
NO | YES |  |  |  | 099-10562 | 099-10562 | Hill-Rom Co Inc | TotalCare |  | B182AM4768 | SW-Beds |  |  |  |  | 099-10562 | 099-10562 | Southwest | MHHS-Southwest | SW-Beds | Bed Storage Area | 6/1/18 |  | 6/1/19
NO | YES |  |  |  | 099-12154 | 099-12154 | Hill-Rom Co Inc | Totalcare |  | D050AM7652 | Biomed |  |  |  |  | 099-12154 | 099-12154 | TMC | Memorial Hermann-Texas Medical Center | Biomed | Biomed | 2/1/20
NO | YES |  |  |  | 099-12150 | 099-12150 | Hill-Rom Co Inc | Totalcare |  | P245AW3105 | Biomed |  |  |  |  | 099-12150 | 099-12150 | TMC | Memorial Hermann-Texas Medical Center | Biomed | Biomed
NO | YES |  |  |  | 041-03706 | 041-03706 | Hill-Rom Co Inc | TotalCare |  | C190AM3238 | Memorial City - 10 Floor Storage |  |  |  |  | 041-03706 | 041-03706 | West | Memorial Hermann Memorial City Medical Center | Memorial City - 10 Floor Storage | Memorial City - 10 Floor Storage
NO | YES |  |  |  | 099-01612 | 099-01612 | Hill-Rom Co Inc | TotalCare Bariatric |  | F328AM4295 | NE-2 West Tower |  |  |  |  | 099-01612 | 099-01612 | Katy | MHHS-Northeast | NE-2 West Tower | West 5th
NO | YES |  |  |  | 099-04856 | 099-04856 | Hill-Rom Co Inc | TotalCare P1900 |  | E325AM6772 | Pearland-Med/Surg |  |  |  |  | 099-04856 | 099-04856 | Pearland | MHHS-Pearland Hospital | Pearland-Med/Surg | 2nd shell floor
NO | YES | Serial Number I171AM2412 |  |  | 099-01754 | 099-01754 | Hill-Rom Co Inc | TotalCare P1900 |  | I171AM2412 | NE-5 South West |  |  |  |  | 099-01754 | 099-01754 | Katy | MHHS-Northeast | NE-5 South West | Bed Storage | 2/1/19 | 2/1/20
YES | YES | Serial Number D338AM7282 |  |  | 099-01755 | 099-01755 | Hill-Rom Co Inc | TotalCare P1900 |  | D338AM7282 | NE - 5 West Tower |  |  |  |  | 099-01755 | 099-01755 | Katy | Memorial Hermann Northeast Hospital | NE - 5 West Tower | Bed Storage | 8/1/17 | 8/1/18
NO | YES | Serial Number C192AM3319 |  |  | 099-01756 | 099-01756 | Hill-Rom Co Inc | TotalCare P1900 |  | C192AM3319 | NE-5 South West |  |  |  |  | 099-01756 | 099-01756 | Katy | MHHS-Northeast | NE-5 South West | Bed Storage | 8/1/19 | 8/1/20
NO | YES | Serial Number H080AM4174 |  |  | 099-01757 | 099-01757 | Hill-Rom Co Inc | TotalCare P1900 |  | H080AM4174 | NE-5 South West |  |  |  |  | 099-01757 | 099-01757 | NorthEast | MHHS-Northeast | NE-5 South West | Bed Storage
YES | YES |  |  |  | 099-01758 | 099-01758 | Hill-Rom Co Inc | TotalCare P1900 |  | F329AM4311 | NE - 5 West Tower |  |  |  |  | 099-01758 | 099-01758 | Katy | Memorial Hermann Northeast Hospital | NE - 5 West Tower | Bed Storage
NO | YES |  |  |  | 099-10549 | 099-10549 | Hill-Rom Co Inc | TotalCare P1900 |  | I200AM2778 | SW-Beds |  |  |  |  | 099-10549 | 099-10549 | Southwest | MHHS-Southwest | SW-Beds | Bed Storage Area |  |  | 2/1/21
NO | YES |  |  |  | 099-10550 | 099-10550 | Hill-Rom Co Inc | TotalCare P1900 |  | F337AM4392 | SW-Beds |  |  |  |  | 099-10550 | 099-10550 | Southwest | MHHS-Southwest | SW-Beds | Bed Storage Area | 1/1/20 |  | 1/1/21
NO | YES |  |  |  | 099-10555 | 099-10555 | Hill-Rom Co Inc | TotalCare P1900 |  | F335AM4349 | SW-Beds |  |  |  |  | 099-10555 | 099-10555 | Southwest | MHHS-Southwest | SW-Beds | Bed Storage Area | 3/1/20 |  | 3/1/21
NO | YES |  |  |  | 099-10556 | 099-10556 | Hill-Rom Co Inc | TotalCare P1900 |  | F334AM4335 | SW-Beds |  |  |  |  | 099-10556 | 099-10556 | Southwest | MHHS-Southwest | SW-Beds | Bed Storage Area | 3/1/20 |  | 3/1/21
NO | YES |  |  |  | 099-10559 | 099-10559 | Hill-Rom Co Inc | TotalCare P1900 |  | F338AM4409 | SW-Beds |  |  |  |  | 099-10559 | 099-10559 | Southwest | MHHS-Southwest | SW-Beds | Bed Storage Area | 2/1/19 |  | 2/1/20
NO | YES |  |  |  | 099-10560 | 099-10560 | Hill-Rom Co Inc | TotalCare P1900 |  | F329AM4315 | SW-Beds |  |  |  |  | 099-10560 | 099-10560 | Southwest | MHHS-Southwest | SW-Beds | Bed Storage Area | 4/1/19 |  | 4/1/20
NO | YES |  |  |  | 099-10563 | 099-10563 | Hill-Rom Co Inc | TotalCare P1900 |  | F335AM4351 | SW-Beds |  |  |  |  | 099-10563 | 099-10563 | Southwest | MHHS-Southwest | SW-Beds | Bed Storage Area | 2/1/20 |  | 2/1/21
NO | YES |  |  |  | 099-10566 | 099-10566 | Hill-Rom Co Inc | TotalCare P1900 |  | F335AM4345 | SW-Beds |  |  |  |  | 099-10566 | 099-10566 | Southwest | MHHS-Southwest | SW-Beds | Bed Storage Area | 1/1/20 |  | 1/1/21
YES | YES |  |  |  | 099-13134 | 099-13134 | Hill-Rom Co Inc | TotalCare P1900 |  |  | TMC |  |  |  |  | 099-13134 | 099-13134 | TMC | Memorial Hermann-Texas Medical Center | TMC | Biomed Shop
NO | YES |  |  |  | 099-14486 | 099-14486 | Hill-Rom Co Inc | TotalCare P1900 |  | B182AM4770 | Tmc |  |  |  |  | 099-14486 | 099-14486 | TMC | Memorial Hermann-Texas Medical Center | Tmc | Biomed Shop |  |  | 3/1/21
NO | YES |  |  |  | 099-13135 | 099-13135 | Hill-Rom Co Inc | TotalCare P1900 |  | G172AM8042 | TMC |  |  |  |  | 099-13135 | 099-13135 | TMC | Memorial Hermann-Texas Medical Center | TMC | Biomed Shop
NO | YES |  |  |  | 099-13285 | 099-13285 | Hill-Rom Co Inc | TotalCare P1900 |  | C137AM2199 | Biomed Shop |  |  |  |  | 099-13285 | 099-13285 | TMC | Memorial Hermann-Texas Medical Center | Biomed Shop | Biomed Shop | 3/1/20 |  |  | No PM Sticker
NO | YES |  |  |  | 099-12237 | 099-12237 | Hill-Rom Co Inc | TotalCare P1900 |  | C137AM2203 | TMC |  |  |  |  | 099-12237 | 099-12237 | TMC | Memorial Hermann Heart | TMC | CVIMU Suite 1
NO | YES |  |  |  | 099-13493 | 099-13493 | Hill-Rom Co Inc | TotalCare P1900 |  | K259AM5227 | ICU |  |  |  |  | 099-13493 | 099-13493 | TMC | Memorial Hermann-Texas Medical Center | ICU
NO | YES |  |  |  | 099-14660 | 099-14660 | Hill-Rom Co Inc | TotalCare P1900 |  | K259AM5220 | TMC-HVI-CVICU (8Hvi) |  |  |  |  | 099-14660 | 099-14660 | TMC | MHHS-TMC | TMC-HVI-CVICU (8Hvi) | CVIMU (8HVI) |  |  | 2/1/20
NO | YES |  |  |  | 099-12251 | 099-12251 | Hill-Rom Co Inc | TotalCare P1900 |  | K259AM5221 | TMC-HVI-CVICU (8Hvi) |  |  |  |  | 099-12251 | 099-12251 | TMC | MHHS-TMC | TMC-HVI-CVICU (8Hvi) |  |  |  | 6/1/20
NO | YES |  |  |  | 099-13989 | 099-13989 | Hill-Rom Co Inc | TotalCare P1900 |  | J176AM8316 | ICU |  |  |  |  | 099-13989 | 099-13989 | TMC | Memorial Hermann-Texas Medical Center | ICU | Suite 528
NO | YES |  |  |  | 099-14705 | 099-14705 | Hill-Rom Co Inc | TotalCare P1900 |  | K254AM5129 | TMC-HVI-CVICU (8Hvi) |  |  |  |  | 099-14705 | 099-14705 | TMC | MHHS-TMC | TMC-HVI-CVICU (8Hvi) | CVIMU (8HVI)
NO | YES |  |  |  | 099-14226 | 099-14226 | Hill-Rom Co Inc | TotalCare P1900 |  | N083AM9491 | TMC-HVI-Heart Failure ICU (5Hvi) |  |  |  |  | 099-14226 | 099-14226 | TMC | MHHS-TMC | TMC-HVI-Heart Failure ICU (5Hvi) |  |  |  | 5/1/21
NO | YES |  |  |  | 099-13992 | 099-13992 | Hill-Rom Co Inc | TotalCare P1900 |  | K246AM4996 | ICU |  |  |  |  | 099-13992 | 099-13992 | TMC | Memorial Hermann-Texas Medical Center | ICU | Suite 533 | 7/1/19
YES | YES |  |  |  | 099-14696 | 099-14696 | Hill-Rom Co Inc | TotalCare P1900 |  |  | TMC - HVI - CVIMU (8HVI) |  |  |  |  | 099-14696 | 099-14696 | TMC | Memorial Hermann-Texas Medical Center | TMC - HVI - CVIMU (8HVI) | CVIMU (8HVI) |  |  | 5/1/19
YES | YES |  |  |  | 099-13043 | 099-13043 | Hill-Rom Co Inc | TotalCare P1900 | [7 empty] | 099-13043 | 099-13043 | TMC | Memorial Hermann Heart |  | CVIMU 810 | 5/1/20 |  | 5/1/21
NO | YES |  |  |  | 099-12138 | 099-12138 | Hill-Rom Co Inc | TotalCare P1900 |  | N083AM9489 | TMC-HVI-Heart Failure ICU (5Hvi) |  |  |  |  | 099-12138 | 099-12138 | TMC | MHHS-TMC | TMC-HVI-Heart Failure ICU (5Hvi) |  | 2/1/20
NO | YES |  |  |  | 099-14023 | 099-14023 | Hill-Rom Co Inc | TotalCare P1900 |  | K176AM4212 | TMC-HVI-Heart Failure ICU (5Hvi) |  |  |  |  | 099-14023 | 099-14023 | TMC | MHHS-TMC | TMC-HVI-Heart Failure ICU (5Hvi) |  |  |  | 3/1/20
NO | YES |  |  |  | 099-13593 | 099-13593 | Hill-Rom Co Inc | TotalCare P1900 |  | K255AM5141 | TMC-HVI-Heart Failure ICU (5Hvi) |  |  |  |  | 099-13593 | 099-13593 | TMC | MHHS-TMC | TMC-HVI-Heart Failure ICU (5Hvi)
NO | YES |  |  |  | 099-12135 | 099-12135 | Hill-Rom Co Inc | TotalCare P1900 |  | K257AM5170 | TMC-HVI-Heart Failure ICU (5Hvi) |  |  |  |  | 099-12135 | 099-12135 | TMC | MHHS-TMC | TMC-HVI-Heart Failure ICU (5Hvi) |  | 4/1/20
YES | YES |  |  |  | 099-14780 | 099-14780 | Hill-Rom Co Inc | TotalCare P1900 |  |  | TMC - HVI - CVICU (8HVI) |  |  |  |  | 099-14780 | 099-14780 | TMC | Memorial Hermann-Texas Medical Center | TMC - HVI - CVICU (8HVI) | CVIMU (8HVI)
NO | YES |  |  |  | 099-13600 | 099-13600 | Hill-Rom Co Inc | TotalCare P1900 |  | N083AM9497 | TMC - ICU |  |  |  |  | 099-13600 | 099-13600 | TMC | Memorial Hermann-Texas Medical Center | TMC - ICU
NO | YES |  |  |  | 099-14776 | 099-14776 | Hill-Rom Co Inc | TotalCare P1900 |  | K251AM5043 | TMC-HVI-CVICU (8Hvi) |  |  |  |  | 099-14776 | 099-14776 | TMC | MHHS-TMC | TMC-HVI-CVICU (8Hvi) | CVIMU (8HVI)
YES | YES |  |  |  | 099-13556 | 099-13556 | Hill-Rom Co Inc | TotalCare P1900 |  | K*53AM3850 | TMC - HVI - HEART FAILURE ICU (5HVI) |  |  |  |  | 099-13556 | 099-13556 | TMC | Memorial Hermann-Texas Medical Center | TMC - HVI - HEART FAILURE ICU (5HVI)
NO | YES |  |  |  | 099-12357 | 099-12357 | Hill-Rom Co Inc | TotalCare P1900 |  | K246AM4997 | TMC-HVI-Heart Failure ICU (5Hvi) |  |  |  |  | 099-12357 | 099-12357 | TMC | MHHS-TMC | TMC-HVI-Heart Failure ICU (5Hvi)
NO | YES | Serial Number K259AM5233 |  |  | 099-14009 | 099-14009 | Hill-Rom Co Inc | TotalCare P1900 |  | K259AM5233 | TMC-HVI-Heart Failure ICU (5Hvi) |  |  |  |  | 099-14009 | 099-14009 | TMC | MHHS-TMC | TMC-HVI-Heart Failure ICU (5Hvi) |  |  |  | 4/1/21
NO | YES |  |  |  | 099-13986 | 099-13986 | Hill-Rom Co Inc | TotalCare P1900 |  | J234AM9316 | IICU |  |  |  |  | 099-13986 | 099-13986 | TMC | Memorial Hermann-Texas Medical Center | IICU |  |  |  | 2/1/21
NO | YES |  |  |  | 099-14733 | 099-14733 | Hill-Rom Co Inc | TotalCare P1900 |  | K255AM5132 | TMC-HVI-Heart Failure ICU (5Hvi) |  |  |  |  | 099-14733 | 099-14733 | TMC | MHHS-TMC | TMC-HVI-Heart Failure ICU (5Hvi) | CVICU (5HVI)
NO | YES |  |  |  | 099-12344 | 099-12344 | Hill-Rom Co Inc | TotalCare P1900 |  | K211AM4549 | TMC-HVI-Heart Failure ICU (5Hvi) |  |  |  |  | 099-12344 | 099-12344 | TMC | MHHS-TMC | TMC-HVI-Heart Failure ICU (5Hvi)
NO | YES |  |  |  | 099-13569 | 099-13569 | Hill-Rom Co Inc | TotalCare P1900 |  | K244AM4923 | ICU |  |  |  |  | 099-13569 | 099-13569 | TMC | Memorial Hermann-Texas Medical Center | ICU
YES | YES | Serial Number Cnf |  |  | 099-13982 | 099-13982 | Hill-Rom Co Inc | TotalCare P1900 |  | CNF | IICU |  |  |  |  | 099-13982 | 099-13982 | TMC | Memorial Hermann-Texas Medical Center | IICU
NO | YES |  |  |  | 099-14724 | 099-14724 | Hill-Rom Co Inc | TotalCare P1900 |  | K251AM5034 | TMC-HVI-Heart Failure ICU (5Hvi) |  |  |  |  | 099-14724 | 099-14724 | TMC | MHHS-TMC | TMC-HVI-Heart Failure ICU (5Hvi) | CVICU (5HVI) |  |  | 4/1/19
NO | YES |  |  |  | 099-14718 | 099-14718 | Hill-Rom Co Inc | TotalCare P1900 |  | K138AM3748 | TMC-HVI-Heart Failure ICU (5Hvi) |  |  |  |  | 099-14718 | 099-14718 | TMC | MHHS-TMC | TMC-HVI-Heart Failure ICU (5Hvi) | CVICU (5HVI)
NO | YES |  |  |  | 099-13626 | 099-13626 | Hill-Rom Co Inc | TotalCare P1900 |  | K255AM5136 | TMC-HVI-Heart Failure ICU (5Hvi) |  |  |  |  | 099-13626 | 099-13626 | TMC | MHHS-TMC | TMC-HVI-Heart Failure ICU (5Hvi)
NO | YES |  |  |  | 099-13336 | 099-13336 | Hill-Rom Co Inc | TotalCare P1900 |  | O256AM6580 | TMC-HVI-Heart Failure ICU (5Hvi) |  |  |  |  | 099-13336 | 099-13336 | TMC | MHHS-TMC | TMC-HVI-Heart Failure ICU (5Hvi)
NO | YES |  |  |  | 099-13971 | 099-13971 | Hill-Rom Co Inc | TotalCare P1900 |  | K259AM5223 | ICU |  |  |  |  | 099-13971 | 099-13971 | TMC | Memorial Hermann-Texas Medical Center | ICU |  |  |  | 3/1/20
NO | YES |  |  |  | 099-12362 | 099-12362 | Hill-Rom Co Inc | TotalCare P1900 |  | D297AM6001 | TMC-HVI-CIMU (4Hvi) |  |  |  |  | 099-12362 | 099-12362 | TMC | MHHS-TMC | TMC-HVI-CIMU (4Hvi) |  | 7/1/19 |  | 7/1/20
NO | YES |  |  |  | 099-13031 | 099-13031 | Hill-Rom Co Inc | TotalCare P1900 |  | J207AM8734 | [5 empty] | 099-13031 | 099-13031 | TMC | Memorial Hermann Heart |  | CCU-03 | 6/1/19 |  | 6/1/20
NO | YES |  |  |  | 099-14716 | 099-14716 | Hill-Rom Co Inc | TotalCare P1900 |  | K173AM4160 | TMC-HVI-CCU (4Hvi) |  |  |  |  | 099-14716 | 099-14716 | TMC | MHHS-TMC | TMC-HVI-CCU (4Hvi) | CCU (4HVI) |  |  | 9/1/18
NO | YES |  |  |  | 099-14713 | 099-14713 | Hill-Rom Co Inc | TotalCare P1900 |  | K244AM4931 | TMC-Cath Lab-Holding (2Hvi) |  |  |  |  | 099-14713 | 099-14713 | TMC | MHHS-TMC | TMC-Cath Lab-Holding (2Hvi) | HOLDING (2HVI) |  |  | 3/1/20
NO | YES |  |  |  | 099-14711 | 099-14711 | Hill-Rom Co Inc | TotalCare P1900 |  | J238AM9361 | TMC-Cath Lab-Holding (2Hvi) |  |  |  |  | 099-14711 | 099-14711 | TMC | MHHS-TMC | TMC-Cath Lab-Holding (2Hvi) | HOLDING (2HVI) |  |  | 6/1/20
YES | YES |  |  |  | 099-13617 | 099-13617 | Hill-Rom Co Inc | TotalCare P1900 |  | P1900N006970 | TMC - HVI - CARDIOLOGY (3HVI) |  |  |  |  | 099-13617 | 099-13617 | TMC | Memorial Hermann-Texas Medical Center | TMC - HVI - CARDIOLOGY (3HVI) | Hall
NO | YES |  |  |  | 099-13618 | 099-13618 | Hill-Rom Co Inc | TotalCare P1900 |  | P246AM9018 | TMC - MHTMC - RAPID RESPONSE |  |  |  |  | 099-13618 | 099-13618 | TMC | Memorial Hermann-Texas Medical Center | TMC - MHTMC - RAPID RESPONSE | 2nd Floor HVI
NO | YES |  |  |  | 099-12584 | 099-12584 | Hill-Rom Co Inc | TotalCare P1900 |  | k160am3945 | TMC-OR-Hermann (2Hp) |  |  |  |  | 099-12584 | 099-12584 | TMC | MHHS-TMC | TMC-OR-Hermann (2Hp) | Equipment room |  |  | 3/1/20
NO | YES |  |  |  | 099-12602 | 099-12602 | Hill-Rom Co Inc | TotalCare P1900 |  | K251AM5045 | HIV-floor 8 |  |  |  |  | 099-12602 | 099-12602 | TMC | Memorial Hermann-Texas Medical Center | HIV-floor 8 | Room 109
NO | YES |  |  |  | 099-12723 | 099-12723 | Hill-Rom Co Inc | TotalCare P1900 |  | N083AM9483 | TWC |  |  |  |  | 099-12723 | 099-12723 | TMC | Memorial Hermann Heart | TWC | CVIMU Suite 15 | 3/1/20 |  | 3/1/21
NO | YES |  |  |  | 099-12765 | 099-12765 | Hill-Rom Co Inc | TotalCare P1900 |  | J235AM9320 | TMC-HVI-CVICU (8Hvi) |  |  |  |  | 099-12765 | 099-12765 | TMC | MHHS-TMC | TMC-HVI-CVICU (8Hvi) | CVICU (8HVI) | 3/1/20 |  | 9/1/20
NO | YES |  |  |  | 099-12801 | 099-12801 | Hill-Rom Co Inc | TotalCare P1900 |  | K251AM5041 | TMC-HVI-CVICU (8Hvi) |  |  |  |  | 099-12801 | 099-12801 | TMC | MHHS-TMC | TMC-HVI-CVICU (8Hvi) |  | 2/1/20 |  | 2/1/21
NO | YES |  |  |  | 099-12927 | 099-12927 | Hill-Rom Co Inc | TotalCare P1900 |  | K135AM3719 | TMC-Cullen-Oncology/Hematology (4C) |  |  |  |  | 099-12927 | 099-12927 | TMC | MHHS-TMC | TMC-Cullen-Oncology/Hematology (4C)
YES | YES |  |  |  | 099-11165 | 099-11165 | Hill-Rom Co Inc | TotalCare P1900 |  | 2am4009 | TMC - CULLEN - GENERAL MEDICINE (3C) |  |  |  |  | 099-11165 | 099-11165 | TMC | Memorial Hermann-Texas Medical Center | TMC - CULLEN - GENERAL MEDICINE (3C) | Cullen (3E)
YES | YES |  |  |  | 099-11386 | 099-11386 | Hill-Rom Co Inc | TotalCare P1900 | [7 empty] | 099-11386 | 099-11386 | TMC | Memorial Hermann-Texas Medical Center |  | C3/01
NO | YES |  |  |  | 099-12935 | 099-12935 | Hill-Rom Co Inc | TotalCare P1900 |  | O257AM6591 | General Med |  |  |  |  | 099-12935 | 099-12935 | TMC | Memorial Hermann-Texas Medical Center | General Med
NO | YES | Serial Number J238AM9364 |  |  | 099-12965 | 099-12965 | Hill-Rom Co Inc | TotalCare P1900 |  | J238AM9364 | TMC-MHTMC-Clinical Engineering |  |  |  |  | 099-12965 | 099-12965 | TMC | MHHS-TMC | TMC-MHTMC-Clinical Engineering |  |  |  | 8/1/20
YES | YES |  |  |  | 099-12963 | 099-12963 | Hill-Rom Co Inc | TotalCare P1900 |  | Nsn | Gen med |  |  |  |  | 099-12963 | 099-12963 | Memorial Hermann- | Tmc | Gen med
YES | YES |  |  |  | 099-11220 | 099-11220 | Hill-Rom Co Inc | TotalCare P1900 |  | 162am4008 | TMC - 5 west cullen |  |  |  |  | 099-11220 | 099-11220 | TMC | Memorial Hermann-Texas Medical Center | TMC - 5 west cullen | CW5 |  |  | 3/1/21
NO | YES |  |  |  | 099-11368 | 099-11368 | Hill-Rom Co Inc | TotalCare P1900 |  | K257AM5173 | Cullen-floor 2 |  |  |  |  | 099-11368 | 099-11368 | TMC | Memorial Hermann-Texas Medical Center | Cullen-floor 2 | Micu 16
NO | YES |  |  |  | 099-11516 | 099-11516 | Hill-Rom Co Inc | TotalCare P1900 |  | K257AM5166 | TMC-Cullen-MICU (2C) |  |  |  |  | 099-11516 | 099-11516 | TMC | MHHS-TMC | TMC-Cullen-MICU (2C) | MICU
YES | YES |  |  |  | 099-11514 | 099-11514 | Hill-Rom Co Inc | TotalCare P1900 |  | 12AM4007 | TMC - MICU |  |  |  |  | 099-11514 | 099-11514 | TMC | Memorial Hermann-Texas Medical Center | TMC - MICU | MICU
YES | YES |  |  |  | 099-12654 | 099-12654 | Hill-Rom Co Inc | TotalCare P1900 |  | J*19AM8933 | TMC - JONES - NEURO IMU (3J) |  |  |  |  | 099-12654 | 099-12654 | TMC | Memorial Hermann-Texas Medical Center | TMC - JONES - NEURO IMU (3J)
NO | YES |  |  |  | 099-11397 | 099-11397 | Hill-Rom Co Inc | TotalCare P1900 |  | J205AM8695 | Cullen 2 MICU |  |  |  |  | 099-11397 | 099-11397 | TMC | Memorial Hermann-Texas Medical Center | Cullen 2 MICU | Room 8
NO | YES |  |  |  | 099-11371 | 099-11371 | Hill-Rom Co Inc | TotalCare P1900 |  | E216AM4032 | Cullen-floor 2 |  |  |  |  | 099-11371 | 099-11371 | TMC | Memorial Hermann-Texas Medical Center | Cullen-floor 2 | Micu 15
YES | YES |  |  |  | 099-11513 | 099-11513 | Hill-Rom Co Inc | TotalCare P1900 |  | 081am9425 | TMC - MICU |  |  |  |  | 099-11513 | 099-11513 | TMC | Memorial Hermann-Texas Medical Center | TMC - MICU | MICU |  |  | 9/1/20
NO | YES |  |  |  | 099-12656 | 099-12656 | Hill-Rom Co Inc | TotalCare P1900 |  | I081AM0732 | TMC-Jones-Neuro IMU (3J) |  |  |  |  | 099-12656 | 099-12656 | TMC | MHHS-TMC | TMC-Jones-Neuro IMU (3J) |  | 2/1/19 |  | 2/1/20
YES | YES |  |  |  | 099-11510 | 099-11510 | Hill-Rom Co Inc | TotalCare P1900 |  | 2AM3991 | TMC - MICU |  |  |  |  | 099-11510 | 099-11510 | TMC | Memorial Hermann-Texas Medical Center | TMC - MICU | MICU
NO | YES |  |  |  | 099-11401 | 099-11401 | Hill-Rom Co Inc | TotalCare P1900 |  | J228AM9161 | Cullen 2 MICU |  |  |  |  | 099-11401 | 099-11401 | TMC | Memorial Hermann-Texas Medical Center | Cullen 2 MICU | Room 4
NO | YES |  |  |  | 099-11508 | 099-11508 | Hill-Rom Co Inc | TotalCare P1900 |  | G172AM8054 | TMC-Cullen-MIMU (2C) |  |  |  |  | 099-11508 | 099-11508 | TMC | MHHS-TMC | TMC-Cullen-MIMU (2C) | MIMU
NO | YES |  |  |  | 099-11458 | 099-11458 | Hill-Rom Co Inc | TotalCare P1900 |  | K254AM5123 | Dialesys |  |  |  |  | 099-11458 | 099-11458 |  | Memorial Hermann-Texas Medical Center | Dialesys | West Cullen TMC |  |  |  | No PM Sticker
YES | YES |  |  |  | 099-11726 | 099-11726 | Hill-Rom Co Inc | TotalCare P1900 |  | E209AM3781 | TMC - 9J |  |  |  |  | 099-11726 | 099-11726 | TMC | Memorial Hermann-Texas Medical Center | TMC - 9J | J921
NO | YES |  |  |  | 099-11074 | 099-11074 | Hill-Rom Co Inc | TotalCare P1900 |  | G172AM8050 | TMC JONES 9 TCU |  |  |  |  | 099-11074 | 099-11074 | TMC | Memorial Hermann-Texas Medical Center | TMC JONES 9 TCU | J869 | 6/1/19 |  | 6/1/20
YES | YES |  |  |  | 099-11563 | 099-11563 | Hill-Rom Co Inc | TotalCare P1900 |  |  | J70 |  |  |  |  | 099-11563 | 099-11563 |  | Memorial Hermann-Texas Medical Center | J70 | 8Johns TMC | 8/1/19 |  | 8/1/20
NO | YES |  |  |  | 099-11487 | 099-11487 | Hill-Rom Co Inc | TotalCare P1900 |  | D021AB1861 | TMC - Transional care unit (8) |  |  |  |  | 099-11487 | 099-11487 | TMC | Memorial Hermann-Texas Medical Center | TMC - Transional care unit (8) | TCU8 | 3/1/20
NO | YES |  |  |  | 099-11477 | 099-11477 | Hill-Rom Co Inc | TotalCare P1900 |  | K251AM5049 | TMC - Transional care unit (8) |  |  |  |  | 099-11477 | 099-11477 | TMC | Memorial Hermann-Texas Medical Center | TMC - Transional care unit (8) | TCU8
NO | YES |  |  |  | 099-11709 | 099-11709 | Hill-Rom Co Inc | TotalCare P1900 |  | K254AM5127 | TMC-Jones-Neuro ICU (7J) |  |  |  |  | 099-11709 | 099-11709 | TMC | MHHS-TMC | TMC-Jones-Neuro ICU (7J)
YES | YES |  |  |  | 099-12686 | 099-12686 | Hill-Rom Co Inc | TotalCare P1900 |  | K259AM5232 moo | Nuro ICU |  |  |  |  | 099-12686 | 099-12686 | TMC | Memorial Hermann-Texas Medical Center | Nuro ICU | NSICU7 |  |  | 2/1/21
NO | YES |  |  |  | 099-11474 | 099-11474 | Hill-Rom Co Inc | TotalCare P1900 |  | K259AM5216 | TMC - neuroscience |  |  |  |  | 099-11474 | 099-11474 | TMC | Memorial Hermann-Texas Medical Center | TMC - neuroscience | neuroscience
NO | YES |  |  |  | 099-12687 | 099-12687 | Hill-Rom Co Inc | TotalCare P1900 |  | N082AM9459 | Nuro ICU |  |  |  |  | 099-12687 | 099-12687 | TMC | Memorial Hermann-Texas Medical Center | Nuro ICU | By NSICU7 |  |  | 3/1/21
NO | YES |  |  |  | 099-11780 | 099-11780 | Hill-Rom Co Inc | TotalCare P1900 |  | K251AM5044 | TMC - JONES - NEURO ICU (7J) |  |  |  |  | 099-11780 | 099-11780 |  | Memorial Hermann-tmc | TMC - JONES - NEURO ICU (7J) | J7 14 |  |  |  | In use on patient
NO | YES |  |  |  | 099-11736 | 099-11736 | Hill-Rom Co Inc | TotalCare P1900 |  | K254AM5128 | NSICU |  |  |  |  | 099-11736 | 099-11736 | TMC | Memorial Hermann-Texas Medical Center | NSICU |  | 2/1/19 |  | 2/1/20
NO | YES |  |  |  | 099-11470 | 099-11470 | Hill-Rom Co Inc | TotalCare P1900 |  | K233AM4772 | TMC - neuroscience |  |  |  |  | 099-11470 | 099-11470 | TMC | Memorial Hermann-Texas Medical Center | TMC - neuroscience | neuroscience
NO | YES |  |  |  | 099-11765 | 099-11765 | Hill-Rom Co Inc | TotalCare P1900 |  | k161am3966 | TMC - JONES - NEURO ICU (7J) |  |  |  |  | 099-11765 | 099-11765 |  | Memorial Hermann-tmc | TMC - JONES - NEURO ICU (7J) | J7 23
NO | YES |  |  |  | 099-11712 | 099-11712 | Hill-Rom Co Inc | TotalCare P1900 |  | K257AM5164 | TMC-Jones-Neuro ICU (7J) |  |  |  |  | 099-11712 | 099-11712 | TMC | MHHS-TMC | TMC-Jones-Neuro ICU (7J)
NO | YES |  |  |  | 099-11466 | 099-11466 | Hill-Rom Co Inc | TotalCare P1900 |  | E210AM3832 | TMC - neuroscience |  |  |  |  | 099-11466 | 099-11466 | TMC | Memorial Hermann-Texas Medical Center | TMC - neuroscience | neuroscience
NO | YES |  |  |  | J04301 | J04301 | Hill-Rom Co Inc | TotalCare P1900 |  | 08P1311999 | NSICU |  |  |  |  | J04301 | J04301 | TMC | Memorial Hermann-Texas Medical Center | NSICU |  | 3/1/18 |  | 3/1/19
NO | YES |  |  |  | 099-11717 | 099-11717 | Hill-Rom Co Inc | TotalCare P1900 |  | K254AM5130 | TMC-Jones-Neuro ICU (7J) |  |  |  |  | 099-11717 | 099-11717 | TMC | MHHS-TMC | TMC-Jones-Neuro ICU (7J)
NO | YES |  |  |  | 099-11830 | 099-11830 | Hill-Rom Co Inc | TotalCare P1900 |  | k163am4014 | TMC - JONES - 6j |  |  |  |  | 099-11830 | 099-11830 |  | Memorial Hermann-tmc | TMC - JONES - 6j | 6j 68.1
YES | YES |  |  |  | 099-11213 | 099-11213 | Hill-Rom Co Inc | TotalCare P1900 |  |  | Tmc - J6 |  |  |  |  | 099-11213 | 099-11213 | TMC | Memorial Hermann-Texas Medical Center | Tmc - J6 | J6
NO | YES |  |  |  | 099-11524 | 099-11524 | Hill-Rom Co Inc | TotalCare P1900 |  | C120AM1795 | J632 |  |  |  |  | 099-11524 | 099-11524 |  | TMC | J632 | TMC - 6Johns | 1/1/19 |  | 1/1/20
NO | YES |  |  |  | 099-12692 | 099-12692 | Hill-Rom Co Inc | TotalCare P1900 |  | G178AM8186 | 6 Jones |  |  |  |  | 099-12692 | 099-12692 | TMC | Memorial Hermann-Texas Medical Center | 6 Jones | J636.1 |  |  | 9/1/20
NO | YES |  |  |  | 099-11868 | 099-11868 | Hill-Rom Co Inc | TotalCare P1900 |  | J235AM9318 | TMC - JONES - STROKE (4J) |  |  |  |  | 099-11868 | 099-11868 |  | Memorial Hermann-tmc | TMC - JONES - STROKE (4J) | Stroke 12 4J |  |  | 3/1/21
NO | YES |  |  |  | 099-11885 | 099-11885 | Hill-Rom Co Inc | TotalCare P1900 |  | K246AM4990 | J4 |  |  |  |  | 099-11885 | 099-11885 | TMC | Memorial Hermann-Texas Medical Center | J4 | J427
NO | YES |  |  |  | 099-11863 | 099-11863 | Hill-Rom Co Inc | TotalCare P1900 |  | K259AM5219 | TMC - JONES - NEURO ELECTIVE (4J) |  |  |  |  | 099-11863 | 099-11863 |  | Memorial Hermann-tmc | TMC - JONES - NEURO ELECTIVE (4J) | J425 |  |  | 5/1/21
NO | YES |  |  |  | 099-11127 | 099-11127 | Hill-Rom Co Inc | TotalCare P1900 |  | P251AM9061 | Inpatient Rehab |  |  |  |  | 099-11127 | 099-11127 | TMC | Mischer Neuroscience Institute | Inpatient Rehab | J428 |  |  | 1/1/20
YES | YES |  |  |  | 099-11187 | 099-11187 | Hill-Rom Co Inc | TotalCare P1900 |  |  | TMC - JONES - NEURO ELECTIVE (4J) |  |  |  |  | 099-11187 | 099-11187 | TMC | Childrens ER - Texas Medical Center | TMC - JONES - NEURO ELECTIVE (4J) | NVIC
NO | YES |  |  |  | 099-11131 | 099-11131 | Hill-Rom Co Inc | TotalCare P1900 |  | G178AM8194 | Inpatient Rehab |  |  |  |  | 099-11131 | 099-11131 | TMC | Mischer Neuroscience Institute | Inpatient Rehab | By J417 |  |  | 4/1/19
NO | YES |  |  |  | 099-05418 | 099-05418 | Hill-Rom Co Inc | TotalCare P1900 |  | K257AM5171 | [5 empty] | 099-05418 | 099-05418 |  |  |  | H8/086
NO | YES |  |  |  | 099-05847 | 099-05847 | Hill-Rom Co Inc | TotalCare P1900 |  | K167AM4061 | L |  |  |  |  | 099-05847 | 099-05847 |  | Memorial Hermann-TMC | L | H5/62
NO | YES |  |  |  | 099-05841 | 099-05841 | Hill-Rom Co Inc | TotalCare P1900 |  | N084AM9507 | [5 empty] | 099-05841 | 099-05841 |  | Memorial Hermann-TWC |  | STICU 22
YES | YES |  |  |  | 099-14617 | 099-14617 | Hill-Rom Co Inc | TotalCare P1900 |  | Nsn | Tsicu |  |  |  |  | 099-14617 | 099-14617 | TMC | Memorial Hermann-Texas Medical Center | Tsicu
YES | YES |  |  |  | 099-05631 | 099-05631 | Hill-Rom Co Inc | TotalCare P1900 |  |  | TMC - Children (3) |  |  |  |  | 099-05631 | 099-05631 | TMC | Memorial Hermann-Texas Medical Center | TMC - Children (3) | Children (3) | 3/1/20 |  | 5/1/21
YES | YES |  |  |  | 099-05632 | 099-05632 | Hill-Rom Co Inc | TotalCare P1900 |  |  | TMC - Children (3) |  |  |  |  | 099-05632 | 099-05632 | TMC | Memorial Hermann-Texas Medical Center | TMC - Children (3) | Children (3) |  |  | 1/1/21
NO | YES |  |  |  | 099-05854 | 099-05854 | Hill-Rom Co Inc | TotalCare P1900 |  | J238AM9365 | [5 empty] | 099-05854 | 099-05854 |  | Memorial Hermann-TWC |  | STICU 22
NO | YES |  |  |  | 099-05633 | 099-05633 | Hill-Rom Co Inc | TotalCare P1900 |  | G283AM0669 | TMC-Cullen-General Medicine (3C) |  |  |  |  | 099-05633 | 099-05633 | TMC | MHHS-TMC | TMC-Cullen-General Medicine (3C) | Children (3) |  |  | 7/1/20
YES | YES |  |  |  | 099-09455 | 099-09455 | Hill-Rom Co Inc | TotalCare P1900 |  |  | TMC - HERMANN - COU (1R) |  |  |  |  | 099-09455 | 099-09455 |  | Memorial Hermann-TMC | TMC - HERMANN - COU (1R) | COU-12 |  |  |  | In use on patient
NO | YES |  |  |  | 099-09476 | 099-09476 | Hill-Rom Co Inc | TotalCare P1900 |  | K259AM5217 | TMC-Hermann-COU (1R) |  |  |  |  | 099-09476 | 099-09476 | TMC | MHHS-TMC | TMC-Hermann-COU (1R) |  | 3/1/20
YES | YES |  |  |  | 099-09393 | 099-09393 | Hill-Rom Co Inc | TotalCare P1900 |  | E217AM4080 | TMC - HERMANN - COU (1R) |  |  |  |  | 099-09393 | 099-09393 | TMC | Memorial Hermann-Texas Medical Center | TMC - HERMANN - COU (1R)
NO | YES |  |  |  | 099-07396 | 099-07396 | Hill-Rom Co Inc | TotalCare P1900 |  | E323AM6652 | SE - Pacu |  |  |  |  | 099-07396 | 099-07396 | Southeast | Memorial Hermann Southeast Hospital | SE - Pacu | hallway
NO | YES |  |  |  | 041-33588 | 041-33588 | Hill-Rom Co Inc | TotalCare P1900 |  | N083AM9475 | Infusion |  |  |  |  | 041-33588 | 041-33588 | TMC | Memorial Hermann Cancer Center - Texas Medical Center (#2900) | Infusion | Bay 10
NO | YES |  |  |  | 041-33408 | 041-33408 | Hill-Rom Co Inc | TotalCare P1900 |  | D309AM6388 | SE-Clinical Engineering |  |  |  |  | 041-33408 | 041-33408 | Southeast | MHHS-Southeast | SE-Clinical Engineering | Bed Repair Shop
NO | YES |  |  |  | 041-33530 | 041-33530 | Hill-Rom Co Inc | TotalCare P1900 |  | M208AM5403 | SE-Beds |  |  |  |  | 041-33530 | 041-33530 | Southeast | MHHS-Southeast | SE-Beds | Bed Repair Shop
YES | YES |  |  |  | 041-33414 | 041-33414 | Hill-Rom Co Inc | TotalCare P1900 |  | E324AM6708 | Biomed |  |  |  |  | 041-33414 | 041-33414 | Southeast | Memorial Hermann Southeast Hospital | Biomed | Bed Repair Shop
NO | YES |  |  |  | 041-33415 | 041-33415 | Hill-Rom Co Inc | TotalCare P1900 |  | F023AM8285 | SE-Clinical Engineering |  |  |  |  | 041-33415 | 041-33415 | Southeast | MHHS-Southeast | SE-Clinical Engineering | Bed Repair Shop
YES | YES |  |  |  | 041-33533 | 041-33533 | Hill-Rom Co Inc | TotalCare P1900 |  | C351AM5797 | SE - Bed Repair Shop |  |  |  |  | 041-33533 | 041-33533 | Southeast | Memorial Hermann Southeast Hospital | SE - Bed Repair Shop | Bed Repair Shop
NO | YES |  |  |  | 041-33535 | 041-33535 | Hill-Rom Co Inc | TotalCare P1900 |  | D309AM6390 | SE-Beds |  |  |  |  | 041-33535 | 041-33535 | Southeast | MHHS-Southeast | SE-Beds | Bed Repair Shop |  |  | 3/1/21
NO | YES |  |  |  | 041-33419 | 041-33419 | Hill-Rom Co Inc | TotalCare P1900 |  | C193AM3365 | SE-Clinical Engineering |  |  |  |  | 041-33419 | 041-33419 | Southeast | MHHS-Southeast | SE-Clinical Engineering | Bed Repair Shop | 10/1/19 |  | 10/1/20
NO | YES |  |  |  | 041-33420 | 041-33420 | Hill-Rom Co Inc | TotalCare P1900 |  | E324AM6716 | SE-Clinical Engineering |  |  |  |  | 041-33420 | 041-33420 | Southeast | MHHS-Southeast | SE-Clinical Engineering | Bed Repair Shop | 3/1/20 |  | 3/1/21
NO | YES |  |  |  | 041-33421 | 041-33421 | Hill-Rom Co Inc | TotalCare P1900 |  | F211AM1997 | SE-Clinical Engineering |  |  |  |  | 041-33421 | 041-33421 | Southeast | MHHS-Southeast | SE-Clinical Engineering | Bed Repair Shop | 7/1/19 |  | 7/1/20
NO | YES |  |  |  | 041-33538 | 041-33538 | Hill-Rom Co Inc | TotalCare P1900 |  | G298AD8575 | SE-Beds |  |  |  |  | 041-33538 | 041-33538 | Southeast | MHHS-Southeast | SE-Beds | Bed Repair Shop |  |  | 7/1/20
NO | YES |  |  |  | 041-33422 | 041-33422 | Hill-Rom Co Inc | TotalCare P1900 |  | F211AM1992 | SE-Clinical Engineering |  |  |  |  | 041-33422 | 041-33422 | Southeast | MHHS-Southeast | SE-Clinical Engineering | Bed Repair Shop | 1/1/20 |  | 1/1/21
NO | YES |  |  |  | 041-33425 | 041-33425 | Hill-Rom Co Inc | TotalCare P1900 |  | F022AM8238 | SE-Clinical Engineering |  |  |  |  | 041-33425 | 041-33425 | Southeast | MHHS-Southeast | SE-Clinical Engineering | Bed Repair Shop | 12/1/19 |  | 12/1/20
NO | YES |  |  |  | 041-33427 | 041-33427 | Hill-Rom Co Inc | TotalCare P1900 |  | D309AM6394 | SE-Clinical Engineering |  |  |  |  | 041-33427 | 041-33427 | Southeast | MHHS-Southeast | SE-Clinical Engineering | Bed Repair Shop | 2/1/20 |  | 1/1/21
YES | YES |  |  |  | 041-33428 | 041-33428 | Hill-Rom Co Inc | TotalCare P1900 |  | G070AM5877 | Biomed |  |  |  |  | 041-33428 | 041-33428 | Southeast | Memorial Hermann Southeast Hospital | Biomed | Bed Repair Shop
YES | YES |  |  |  | 041-33429 | 041-33429 | Hill-Rom Co Inc | TotalCare P1900 |  | G063AM5725 | Biomed |  |  |  |  | 041-33429 | 041-33429 | Southeast | Memorial Hermann Southeast Hospital | Biomed | Bed Repair Shop
NO | YES | Serial Number K160AM3943 |  |  | 009-33223 | 009-33223 | Hill-Rom Co Inc | TotalCare P1900 |  | K160AM3943 | Beds |  |  |  |  | 009-33223 | 009-33223 | Central | Memorial Hermann Greater Heights Hospital | Beds | Bed storage
NO | YES |  |  |  | 099-09392 | 099-09392 | Hill-Rom Co Inc | TotalCare P3200 |  | J255AD6751 | TMC-Hermann-COU (1R) |  |  |  |  | 099-09392 | 099-09392 | TMC | MHHS-TMC | TMC-Hermann-COU (1R) |  |  |  | 6/1/19
NO | YES |  |  |  | 099-00611 | 099-00611 | Hill-Rom Co Inc | TotalCare SpO2RT P1900 |  | F328AM4293 | Katy-Beds |  |  |  |  | 099-00611 | 099-00611 | Katy | MHHS-Katy | Katy-Beds |  | 2/1/20 | 6/1/20
NO | YES |  |  |  | 099-00518 | 099-00518 | Hill-Rom Co Inc | TotalCare SpO2RT P1900 |  | H076AM4106 | Katy-Beds |  |  |  |  | 099-00518 | 099-00518 | Katy | MHHS-Katy | Katy-Beds | Bed shop | 11/1/19 | 11/1/20
YES | YES |  |  |  | 142-09092 | 142-09092 | Hill-Rom Co Inc | TotalCare SpO2RT P1900 |  | H276AM | 4th |  |  |  |  | 142-09092 | 142-09092 | Sugar Land | Memorial Hermann Sugar Land Hospital | 4th | E420 |  | 11/1/18
NO | YES |  |  |  | 129-31743 | 129-31743 | Hill-Rom Co Inc | TotalCare SpO2RT P1900 |  | H292AM8193 | Sugar Land-IMU |  |  |  |  | 129-31743 | 129-31743 | Sugar Land | MHHS-Sugarland | Sugar Land-IMU | E330
NO | YES |  |  |  | 099-09010 | 099-09010 | Hill-Rom Co Inc | TotalCare SpO2RT P1900 |  | H272AM7831 | SW-Respiratory |  |  |  |  | 099-09010 | 099-09010 | Southwest | MHHS-Southwest | SW-Respiratory | Bed Storage
NO | YES |  |  |  | 099-10629 | 099-10629 | Hill-Rom Co Inc | TotalCare SpO2RT P1900 |  | H272AM7830 | SW-HVI-CV ICU |  |  |  |  | 099-10629 | 099-10629 | Southwest | MHHS-Southwest | SW-HVI-CV ICU | Room 2 | 2/1/20 |  | 2/1/21
NO | YES |  |  |  | 009-34276 | 009-34276 | Hill-Rom Co Inc | TotalCare SpO2RT P1900 |  | H272AM7838 | ICU D |  |  |  |  | 009-34276 | 009-34276 | Southwest | Memorial Hermann Southwest Hospital | ICU D | Rm 32
YES | YES |  |  |  | 099-12149 | 099-12149 | Hill-Rom Co Inc | TotalCare SpO2RT P1900 |  | K103AM4017 | Biomed |  |  |  |  | 099-12149 | 099-12149 | TMC | Memorial Hermann-Texas Medical Center | Biomed | Biomed
NO | YES |  |  |  | 099-12155 | 099-12155 | Hill-Rom Co Inc | TotalCare SpO2RT P1900 |  | N083AM9479 | Biomed |  |  |  |  | 099-12155 | 099-12155 | TMC | Memorial Hermann-Texas Medical Center | Biomed | Biomed
NO | YES |  |  |  | 041-33618 | 041-33618 | Hill-Rom Co Inc | TotalCare SpO2RT P1900 |  | C193AM3366 | SE-Clinical Engineering |  |  |  |  | 041-33618 | 041-33618 | Southeast | MHHS-Southeast | SE-Clinical Engineering | Bed repair shop |  |  | 9/1/19
YES | YES |  |  |  | 041-33619 | 041-33619 | Hill-Rom Co Inc | TotalCare SpO2RT P1900 |  | C351AM5794 | Biomed |  |  |  |  | 041-33619 | 041-33619 | Southeast | Memorial Hermann Southeast Hospital | Biomed | Bed repair shop |  |  | 9/1/17
NO | YES |  |  |  | 041-33624 | 041-33624 | Hill-Rom Co Inc | TotalCare SpO2RT P1900 |  | C351AM5796 | SE-Clinical Engineering |  |  |  |  | 041-33624 | 041-33624 | Southeast | MHHS-Southeast | SE-Clinical Engineering | Bed repair shop |  |  | 10/1/20
YES | YES |  |  |  | 142-09134 | 142-09134 | Hill-Rom Co Inc | Versa care |  |  | Med surge |  |  |  |  | 142-09134 | 142-09134 |  |  | Med surge |  |  |  | 2/1/21
YES | YES |  |  |  | 142-09135 | 142-09135 | Hill-Rom Co Inc | Versa care |  | R215AE0575 | Med surg |  |  |  |  | 142-09135 | 142-09135 |  |  | Med surg
YES | YES |  |  |  | 029-13570 | 029-13570 | Hill-Rom Co Inc | Versa care |  |  | TIRR - WOODLANDS INPATIENT |  |  |  |  | 029-13570 | 029-13570 |  |  | TIRR - WOODLANDS INPATIENT | Room 752
YES | YES |  |  |  | 029-13571 | 029-13571 | Hill-Rom Co Inc | Versa care |  | R154AE7448 | TIRR - WOODLANDS INPATIENT |  |  |  |  | 029-13571 | 029-13571 |  |  | TIRR - WOODLANDS INPATIENT | Room 752
YES | YES |  |  |  | 029-13574 | 029-13574 | Hill-Rom Co Inc | Versa care |  | 0162AE525 | TIRR - WOODLANDS INPATIENT |  |  |  |  | 029-13574 | 029-13574 |  |  | TIRR - WOODLANDS INPATIENT | Room 761
YES | YES |  |  |  | 029-13576 | 029-13576 | Hill-Rom Co Inc | Versa care |  | P021AE2887 | TIRR - WOODLANDS INPATIENT |  |  |  |  | 029-13576 | 029-13576 |  |  | TIRR - WOODLANDS INPATIENT | Room 763
YES | YES |  |  |  | 029-13578 | 029-13578 | Hill-Rom Co Inc | Versa care |  | Q197AE1549 | TIRR - WOODLANDS INPATIENT |  |  |  |  | 029-13578 | 029-13578 |  |  | TIRR - WOODLANDS INPATIENT | Room 765 |  |  | 10/1/20
YES | YES |  |  |  | 029-13579 | 029-13579 | Hill-Rom Co Inc | Versa care |  | K075AE5636 | TIRR - WOODLANDS INPATIENT |  |  |  |  | 029-13579 | 029-13579 |  |  | TIRR - WOODLANDS INPATIENT | Room 712
YES | YES |  |  |  | 029-13580 | 029-13580 | Hill-Rom Co Inc | Versa care |  | J318AE9570 | TIRR - WOODLANDS INPATIENT |  |  |  |  | 029-13580 | 029-13580 |  |  | TIRR - WOODLANDS INPATIENT | Room 712 |  |  | 4/1/21
YES | YES |  |  |  | 029-13784 | 029-13784 | Hill-Rom Co Inc | Versa care |  | U123AE6667 | TIRR - WOODLANDS INPATIENT |  |  |  |  | 029-13784 | 029-13784 |  |  | TIRR - WOODLANDS INPATIENT | Room 711
YES | YES |  |  |  | 029-13785 | 029-13785 | Hill-Rom Co Inc | Versa care |  | M346AE9525 | TIRR - WOODLANDS INPATIENT |  |  |  |  | 029-13785 | 029-13785 |  |  | TIRR - WOODLANDS INPATIENT | Room 734
YES | YES |  |  |  | 029-13787 | 029-13787 | Hill-Rom Co Inc | Versa care |  | R070AE3899 | TIRR - WOODLANDS INPATIENT |  |  |  |  | 029-13787 | 029-13787 |  |  | TIRR - WOODLANDS INPATIENT | Room 735 |  |  | 12/1/20
NO | YES |  |  |  | 029-13792 | 029-13792 | Hill-Rom Co Inc | Versa care |  | R118AD6620 | East tower |  |  |  |  | 029-13792 | 029-13792 |  |  | East tower
NO | YES |  |  |  | 029-13793 | 029-13793 | Hill-Rom Co Inc | Versa care |  | R118AD6622 | East tower |  |  |  |  | 029-13793 | 029-13793 |  |  | East tower
NO | YES |  |  |  | 029-13794 | 029-13794 | Hill-Rom Co Inc | Versa care |  | R117AD6549 | WOODLANDS - ORTHO |  |  |  |  | 029-13794 | 029-13794 |  |  | WOODLANDS - ORTHO | Room 653 |  |  | 1/1/21
YES | YES |  |  |  | 029-13795 | 029-13795 | Hill-Rom Co Inc | Versa care |  | R070AE3909 | WOODLANDS - ORTHO |  |  |  |  | 029-13795 | 029-13795 |  |  | WOODLANDS - ORTHO | Room 655
YES | YES |  |  |  | 029-13796 | 029-13796 | Hill-Rom Co Inc | Versa care |  | G277AE5045 | TIRR - WOODLANDS INPATIENT |  |  |  |  | 029-13796 | 029-13796 |  |  | TIRR - WOODLANDS INPATIENT | Room 656
YES | YES |  |  |  | 029-13797 | 029-13797 | Hill-Rom Co Inc | Versa care |  | R070AE3887 | TIRR - WOODLANDS INPATIENT |  |  |  |  | 029-13797 | 029-13797 |  |  | TIRR - WOODLANDS INPATIENT | Hallway
YES | YES |  |  |  | 029-13760 | 029-13760 | Hill-Rom Co Inc | Versa care |  | O162AE5242 | TIRR - WOODLANDS INPATIENT |  |  |  |  | 029-13760 | 029-13760 |  |  | TIRR - WOODLANDS INPATIENT | Room 661
YES | YES |  |  |  | 029-13761 | 029-13761 | Hill-Rom Co Inc | Versa care |  | R070AE3888 | TIRR - WOODLANDS INPATIENT |  |  |  |  | 029-13761 | 029-13761 |  |  | TIRR - WOODLANDS INPATIENT | Room 662
YES | YES |  |  |  | 029-13762 | 029-13762 | Hill-Rom Co Inc | Versa care |  | R070AE3872 | TIRR - WOODLANDS INPATIENT |  |  |  |  | 029-13762 | 029-13762 |  |  | TIRR - WOODLANDS INPATIENT | Room 663
YES | YES |  |  |  | 029-13763 | 029-13763 | Hill-Rom Co Inc | Versa care |  | R070AE3874 | TIRR - WOODLANDS INPATIENT |  |  |  |  | 029-13763 | 029-13763 |  |  | TIRR - WOODLANDS INPATIENT | Room 664
YES | YES |  |  |  | 029-13764 | 029-13764 | Hill-Rom Co Inc | Versa care |  | R070AE3884 | TIRR - WOODLANDS INPATIENT |  |  |  |  | 029-13764 | 029-13764 |  |  | TIRR - WOODLANDS INPATIENT | Room 665
YES | YES |  |  |  | 029-13765 | 029-13765 | Hill-Rom Co Inc | Versa care |  | J289AE6841 | TIRR - WOODLANDS INPATIENT |  |  |  |  | 029-13765 | 029-13765 |  |  | TIRR - WOODLANDS INPATIENT | Room 667
YES | YES |  |  |  | 029-13766 | 029-13766 | Hill-Rom Co Inc | Versa care |  | Q175AE0633 | TIRR - WOODLANDS INPATIENT |  |  |  |  | 029-13766 | 029-13766 |  |  | TIRR - WOODLANDS INPATIENT | Hallway
YES | YES |  |  |  | 029-13767 | 029-13767 | Hill-Rom Co Inc | Versa care |  | Q175AE0631 | TIRR - WOODLANDS INPATIENT |  |  |  |  | 029-13767 | 029-13767 |  |  | TIRR - WOODLANDS INPATIENT | Room 611
YES | YES |  |  |  | 029-13768 | 029-13768 | Hill-Rom Co Inc | Versa care |  | J289AE6847 | TIRR - WOODLANDS INPATIENT |  |  |  |  | 029-13768 | 029-13768 |  |  | TIRR - WOODLANDS INPATIENT | Room 612 |  |  | 2/1/21
YES | YES |  |  |  | 029-13769 | 029-13769 | Hill-Rom Co Inc | Versa care |  | U107AE6445 | WOODLANDS - ORTHO |  |  |  |  | 029-13769 | 029-13769 |  |  | WOODLANDS - ORTHO | Room 613
NO | YES |  |  |  | 151-04733 | 151-04733 | Hill-Rom Co Inc | Versacare |  | S018AD8732 | CY-Labor & Delivery |  |  |  |  | 151-04733 | 151-04733 | Northwest | MHHS-Cypress | CY-Labor & Delivery | LDR 5 |  |  |  | Cnf pm
YES | YES |  |  |  | 151-05022 | 151-05022 | Hill-Rom Co Inc | Versacare |  |  | CY - COU |  |  |  |  | 151-05022 | 151-05022 | Northwest | Memorial Hermann Cypress Hospital | CY - COU | COU-4
YES | YES |  |  |  | 151-05023 | 151-05023 | Hill-Rom Co Inc | Versacare |  |  | CY - COU |  |  |  |  | 151-05023 | 151-05023 | Northwest | Memorial Hermann Cypress Hospital | CY - COU | COU-5
NO | YES |  |  |  | 151-04973 | 151-04973 | Hill-Rom Co Inc | Versacare |  | S020AD8862 | CY-Labor & Delivery |  |  |  |  | 151-04973 | 151-04973 | Northwest | MHHS-Cypress | CY-Labor & Delivery | APU1
NO | YES |  |  |  | 151-04974 | 151-04974 | Hill-Rom Co Inc | Versacare |  | S019AD8787 | CY-Labor & Delivery |  |  |  |  | 151-04974 | 151-04974 | Northwest | MHHS-Cypress | CY-Labor & Delivery | APU2 | 7/1/19 | 7/1/20
NO | YES |  |  |  | 151-04975 | 151-04975 | Hill-Rom Co Inc | Versacare |  | S019AD8797 | Antepartum |  |  |  |  | 151-04975 | 151-04975 | Northwest | Memorial Hermann Cypress Hospital | Antepartum | APU3
YES | YES | Serial Number P3200K000500 |  |  | 151-03659 | 151-03659 | Hill-Rom Co Inc | Versacare |  | P3200K000500 | CY - POST PARTUM |  |  |  |  | 151-03659 | 151-03659 | Northwest | Antepartum | CY - POST PARTUM | APU 5 |  |  |  | Cnf pm
NO | YES |  |  |  | 151-04976 | 151-04976 | Hill-Rom Co Inc | Versacare |  | S018AD8744 | CY-Post Partum |  |  |  |  | 151-04976 | 151-04976 | Northwest | MHHS-Cypress | CY-Post Partum | S426 | 2/1/20 | 2/1/21
NO | YES |  |  |  | 151-03660 | 151-03660 | Hill-Rom Co Inc | Versacare |  | S018AD8739 | CY - CENTRAL SUPPLY |  |  |  |  | 151-03660 | 151-03660 | Northwest | Cypress | CY - CENTRAL SUPPLY | Room S428
NO | YES |  |  |  | 151-04977 | 151-04977 | Hill-Rom Co Inc | Versacare |  | S019AD8795 | CY-Post Partum |  |  |  |  | 151-04977 | 151-04977 | Northwest | MHHS-Cypress | CY-Post Partum | S425
YES | YES | Serial Number Cnf |  |  | 151-03661 | 151-03661 | Hill-Rom Co Inc | Versacare |  | Cnf | CY - CENTRAL SUPPLY |  |  |  |  | 151-03661 | 151-03661 | Northwest | Cypress | CY - CENTRAL SUPPLY | Room S430 | 11/1/19 | 11/1/20
NO | YES |  |  |  | 151-04978 | 151-04978 | Hill-Rom Co Inc | Versacare |  | S018AD8742 | CY-Post Partum |  |  |  |  | 151-04978 | 151-04978 | Northwest | MHHS-Cypress | CY-Post Partum | S424 | 1/1/20 | 1/1/21
NO | YES |  |  |  | 151-03687 | 151-03687 | Hill-Rom Co Inc | Versacare |  | S019AD8789 | CY-Post Partum |  |  |  |  | 151-03687 | 151-03687 | Northwest | MHHS-Cypress | CY-Post Partum | S424 | 11/1/19 | 11/1/20
YES | YES | Serial Number Cnf |  |  | 151-03662 | 151-03662 | Hill-Rom Co Inc | Versacare |  | Cnf | CY - CENTRAL SUPPLY |  |  |  |  | 151-03662 | 151-03662 | Northwest | Cypress | CY - CENTRAL SUPPLY | Room S438
NO | YES |  |  |  | 151-04679 | 151-04679 | Hill-Rom Co Inc | Versacare |  | S018AD8753 | CY-ICU |  |  |  |  | 151-04679 | 151-04679 | Northwest | MHHS-Cypress | CY-ICU | ICU 2
NO | YES |  |  |  | 151-03689 | 151-03689 | Hill-Rom Co Inc | Versacare |  | S018AD8730 | CY-Post Partum |  |  |  |  | 151-03689 | 151-03689 | Northwest | MHHS-Cypress | CY-Post Partum | S422 | 1/1/20 | 1/1/21
NO | YES |  |  |  | 151-03663 | 151-03663 | Hill-Rom Co Inc | Versacare |  | S020AD8865 | CY-Central Supply |  |  |  |  | 151-03663 | 151-03663 | cypress | MHHS-Cypress | CY-Central Supply | Room S439 | 11/1/19 | 11/1/20
NO | YES |  |  |  | 151-03665 | 151-03665 | Hill-Rom Co Inc | Versacare |  | S020AD8853 | CY - CENTRAL SUPPLY |  |  |  |  | 151-03665 | 151-03665 | Northwest | Cypress | CY - CENTRAL SUPPLY | Room S440 | 1/1/21 | 1/1/22
NO | YES |  |  |  | 151-03666 | 151-03666 | Hill-Rom Co Inc | Versacare |  | R238AD2219 | CY - POST PARTUM |  |  |  |  | 151-03666 | 151-03666 | Northwest | Cypress | CY - POST PARTUM | Room 437 | 1/1/20 | 1/1/21
NO | YES |  |  |  | 151-03691 | 151-03691 | Hill-Rom Co Inc | Versacare |  | S020AD8855 | CY-Medsurg |  |  |  |  | 151-03691 | 151-03691 | Northwest | MHHS-Cypress | CY-Medsurg | S420 | 12/1/19 | 12/1/20
NO | YES |  |  |  | 151-03667 | 151-03667 | Hill-Rom Co Inc | Versacare |  | S018AD8736 | CY - POST PARTUM |  |  |  |  | 151-03667 | 151-03667 | Northeest | Cypress | CY - POST PARTUM | Room 433 | 11/1/19 | 11/1/21
NO | YES |  |  |  | 151-03694 | 151-03694 | Hill-Rom Co Inc | Versacare |  | S020AD8866 | CY-Medsurg |  |  |  |  | 151-03694 | 151-03694 | Northwest | MHHS-Cypress | CY-Medsurg | S417 | 2/1/20
NO | YES |  |  |  | 151-03709 | 151-03709 | Hill-Rom Co Inc | Versacare |  | S020AD8863 | Medsurg |  |  |  |  | 151-03709 | 151-03709 | Northwest | Cypress | Medsurg | Room S401 |  |  |  | Cnf pm
NO | YES |  |  |  | 151-03699 | 151-03699 | Hill-Rom Co Inc | Versacare |  | S020AD8850 | CY-Medsurg |  |  |  |  | 151-03699 | 151-03699 | Northwest | MHHS-Cypress | CY-Medsurg | S413
NO | YES |  |  |  | 151-03710 | 151-03710 | Hill-Rom Co Inc | Versacare |  | S018AD8747 | Medsurg |  |  |  |  | 151-03710 | 151-03710 | Northwest | Cypress | Medsurg | Room 402 |  |  |  | Cnf pm
NO | YES |  |  |  | 151-03713 | 151-03713 | Hill-Rom Co Inc | Versacare |  | S020AD8857 | Medsurg |  |  |  |  | 151-03713 | 151-03713 | Northwest | Cypress | Medsurg | Room 403 | 12/1/19 | 12/1/20
NO | YES |  |  |  | 151-03702 | 151-03702 | Hill-Rom Co Inc | Versacare |  | S018AD8738 | CY-Medsurg |  |  |  |  | 151-03702 | 151-03702 | cypress | MHHS-Cypress | CY-Medsurg | S409 | 12/1/19 | 12/1/20
NO | YES |  |  |  | 151-03715 | 151-03715 | Hill-Rom Co Inc | Versacare |  | S018AD8711 | Medsurg |  |  |  |  | 151-03715 | 151-03715 | Northwest | Cypress | Medsurg | Room S404 | 12/1/19 | 2/1/20
YES | YES | Serial Number Cnf |  |  | 151-03704 | 151-03704 | Hill-Rom Co Inc | Versacare |  | CNF | CY - CENTRAL SUPPLY |  |  |  |  | 151-03704 | 151-03704 | Northwest | Memorial Hermann Cypress Hospital | CY - CENTRAL SUPPLY | S408 | 2/1/20 | 2/1/21
YES | YES |  |  |  | 151-03771 | 151-03771 | Hill-Rom Co Inc | Versacare |  | U121PF8173 | CY - MEDSURG |  |  |  |  | 151-03771 | 151-03771 | Northwest | Memorial Hermann Cypress Hospital | CY - MEDSURG | S301
NO | YES |  |  |  | 099-04124 | 099-04124 | Hill-Rom Co Inc | Versacare |  | R035AD2949 | Pearland-4N-Med/Surg |  |  |  |  | 099-04124 | 099-04124 | Pearland | MHHS-Pearland Hospital | Pearland-4N-Med/Surg | Rooom 404
NO | YES |  |  |  | 099-04468 | 099-04468 | Hill-Rom Co Inc | Versacare |  | R034AD2809 | Pearland-4N-Med/Surg |  |  |  |  | 099-04468 | 099-04468 | Pearland | MHHS-Pearland Hospital | Pearland-4N-Med/Surg | Room n403
NO | YES |  |  |  | 099-04126 | 099-04126 | Hill-Rom Co Inc | Versacare |  | R015AD1799 | Pearland-4N-Med/Surg |  |  |  |  | 099-04126 | 099-04126 | Pearland | MHHS-Pearland Hospital | Pearland-4N-Med/Surg | Rooom N407
NO | YES |  |  |  | 099-04128 | 099-04128 | Hill-Rom Co Inc | Versacare |  | R015AD1807 | Pearland-4N-Med/Surg |  |  |  |  | 099-04128 | 099-04128 | Pearland | MHHS-Pearland Hospital | Pearland-4N-Med/Surg | Rooom N409
NO | YES |  |  |  | 099-04131 | 099-04131 | Hill-Rom Co Inc | Versacare |  | R043AD3391 | Pearland-4N-Med/Surg |  |  |  |  | 099-04131 | 099-04131 | Pearland | MHHS-Pearland Hospital | Pearland-4N-Med/Surg | Rooom N410
NO | YES |  |  |  | 099-04309 | 099-04309 | Hill-Rom Co Inc | Versacare |  | R043AD3393 | Pearland-4N-Med/Surg |  |  |  |  | 099-04309 | 099-04309 | Pearland | MHHS-Pearland Hospital | Pearland-4N-Med/Surg | 4 north
NO | YES |  |  |  | 099-04134 | 099-04134 | Hill-Rom Co Inc | Versacare |  | R043AD3373 | Pearland-4N-Med/Surg |  |  |  |  | 099-04134 | 099-04134 | Pearland | MHHS-Pearland Hospital | Pearland-4N-Med/Surg | Rooom N412
NO | YES |  |  |  | 099-04308 | 099-04308 | Hill-Rom Co Inc | Versacare |  | R033ad2740 | Pearland-4N-Med/Surg |  |  |  |  | 099-04308 | 099-04308 | Pearland | MHHS-Pearland Hospital | Pearland-4N-Med/Surg | 4 north
NO | YES |  |  |  | 099-04136 | 099-04136 | Hill-Rom Co Inc | Versacare |  | R033AD2746 | Pearland-4N-Med/Surg |  |  |  |  | 099-04136 | 099-04136 | Pearland | MHHS-Pearland Hospital | Pearland-4N-Med/Surg | Rooom N415
NO | YES |  |  |  | 099-04307 | 099-04307 | Hill-Rom Co Inc | Versacare |  | R041ad3268 | Pearland-4N-Med/Surg |  |  |  |  | 099-04307 | 099-04307 | Pearland | MHHS-Pearland Hospital | Pearland-4N-Med/Surg | 4 north
NO | YES |  |  |  | 099-04306 | 099-04306 | Hill-Rom Co Inc | Versacare |  | R015AD1801 | Pearland-4N-Med/Surg |  |  |  |  | 099-04306 | 099-04306 | Pearland | MHHS-Pearland Hospital | Pearland-4N-Med/Surg | 4 north 401
NO | YES |  |  |  | 099-04305 | 099-04305 | Hill-Rom Co Inc | Versacare |  | R043AD3400 | Pearland-4N-Med/Surg |  |  |  |  | 099-04305 | 099-04305 | Pearland | MHHS-Pearland Hospital | Pearland-4N-Med/Surg | 4 north 424
YES | YES |  |  |  | 099-04445 | 099-04445 | Hill-Rom Co Inc | Versacare |  | Nsn | PEARLAND - 4N - MED/SURG |  |  |  |  | 099-04445 | 099-04445 | Pearland | Memorial Hermann Pearland Hospital | PEARLAND - 4N - MED/SURG | N432
NO | YES |  |  |  | 099-04435 | 099-04435 | Hill-Rom Co Inc | Versacare |  | R043AD3386 | Pearland-ICU/IMCU |  |  |  |  | 099-04435 | 099-04435 | Pearland | MHHS-Pearland Hospital | Pearland-ICU/IMCU | Icu 8
YES | YES |  |  |  | 099-04328 | 099-04328 | Hill-Rom Co Inc | Versacare |  | U135AD2564 | 3N med surg |  |  |  |  | 099-04328 | 099-04328 | Pearland | Memorial Hermann Pearland Hospital | 3N med surg |  | 2/1/20
YES | YES |  |  |  | 099-04153 | 099-04153 | Hill-Rom Co Inc | Versacare |  | U135AD2565 | 3 South Med Surg |  |  |  |  | 099-04153 | 099-04153 | Pearland | Pearland Hospital | 3 South Med Surg | N305
YES | YES |  |  |  | 099-04156 | 099-04156 | Hill-Rom Co Inc | Versacare |  | I134AD2554 | 3 South Med Surg |  |  |  |  | 099-04156 | 099-04156 | Pearland | Pearland Hospital | 3 South Med Surg | N306
NO | YES |  |  |  | 099-04329 | 099-04329 | Hill-Rom Co Inc | Versacare |  | R035AD2927 | Pearland-3N-Med/Surg |  |  |  |  | 099-04329 | 099-04329 | Pearland | MHHS-Pearland Hospital | Pearland-3N-Med/Surg
YES | YES |  |  |  | 099-04330 | 099-04330 | Hill-Rom Co Inc | Versacare |  | R043ad2389 | 3north |  |  |  |  | 099-04330 | 099-04330 | Pearland | Memorial Hermann Pearland Hospital | 3north |  | 2/1/20
YES | YES |  |  |  | 099-04331 | 099-04331 | Hill-Rom Co Inc | Versacare |  | U34AD2555 | 3north |  |  |  |  | 099-04331 | 099-04331 | Pearland | Memorial Hermann Pearland Hospital | 3north
NO | YES |  |  |  | 099-04637 | 099-04637 | Hill-Rom Co Inc | Versacare |  | R043AD3396 | Pearland-3N-Med/Surg |  |  |  |  | 099-04637 | 099-04637 | Pearland | MHHS-Pearland Hospital | Pearland-3N-Med/Surg | N311
NO | YES |  |  |  | 099-04348 | 099-04348 | Hill-Rom Co Inc | Versacare |  | R035AD2953 | Pearland-3N-Med/Surg |  |  |  |  | 099-04348 | 099-04348 | Pearland | MHHS-Pearland Hospital | Pearland-3N-Med/Surg
YES | YES |  |  |  | 099-04638 | 099-04638 | Hill-Rom Co Inc | Versacare |  | U134AD2551 | PEARLAND - 3N - MED/SURG |  |  |  |  | 099-04638 | 099-04638 | Pearland | Memorial Hermann Pearland Hospital | PEARLAND - 3N - MED/SURG | N313
YES | YES |  |  |  | 099-04347 | 099-04347 | Hill-Rom Co Inc | Versacare |  | U134AD2540 | PEARLAND - 3N - MED/SURG |  |  |  |  | 099-04347 | 099-04347 | Pearland | Memorial Hermann Pearland Hospital | PEARLAND - 3N - MED/SURG |  | 2/1/20
NO | YES |  |  |  | 099-04641 | 099-04641 | Hill-Rom Co Inc | Versacare |  | R043AD3402 | Pearland-3N-Med/Surg |  |  |  |  | 099-04641 | 099-04641 | Pearland | MHHS-Pearland Hospital | Pearland-3N-Med/Surg | N316 | 2/1/20
NO | YES |  |  |  | 099-04346 | 099-04346 | Hill-Rom Co Inc | Versacare |  | R034AD2805 | Pearland-3N-Med/Surg |  |  |  |  | 099-04346 | 099-04346 | Pearland | MHHS-Pearland Hospital | Pearland-3N-Med/Surg |  | 2/1/20
NO | YES |  |  |  | 099-04642 | 099-04642 | Hill-Rom Co Inc | Versacare |  | R041AD3256 | Pearland-3N-Med/Surg |  |  |  |  | 099-04642 | 099-04642 | Pearland | MHHS-Pearland Hospital | Pearland-3N-Med/Surg | N317
NO | YES |  |  |  | 099-04345 | 099-04345 | Hill-Rom Co Inc | Versacare |  | R015AD1805 | Pearland-3N-Med/Surg |  |  |  |  | 099-04345 | 099-04345 | Pearland | MHHS-Pearland Hospital | Pearland-3N-Med/Surg |  | 2/1/20
NO | YES |  |  |  | 099-04344 | 099-04344 | Hill-Rom Co Inc | Versacare |  | R036AD2959 | Pearland-3N-Med/Surg |  |  |  |  | 099-04344 | 099-04344 | Pearland | MHHS-Pearland Hospital | Pearland-3N-Med/Surg |  | 2/1/20
NO | YES |  |  |  | 099-04646 | 099-04646 | Hill-Rom Co Inc | Versacare |  | R033AD2742 | Pearland-3N-Med/Surg |  |  |  |  | 099-04646 | 099-04646 | Pearland | MHHS-Pearland Hospital | Pearland-3N-Med/Surg | N321
YES | YES | Serial Number Cnf |  |  | 099-04415 | 099-04415 | Hill-Rom Co Inc | Versacare |  | CNF | Mustispecialty |  |  |  |  | 099-04415 | 099-04415 | Pearland | Memorial Hermann Pearland Hospital | Mustispecialty | Multispecialty
NO | YES |  |  |  | 099-04343 | 099-04343 | Hill-Rom Co Inc | Versacare |  | R034AD2803 | Pearland-3N-Med/Surg |  |  |  |  | 099-04343 | 099-04343 | Pearland | MHHS-Pearland Hospital | Pearland-3N-Med/Surg
NO | YES |  |  |  | 099-04649 | 099-04649 | Hill-Rom Co Inc | Versacare |  | R043AD3390 | Pearland-3N-Med/Surg |  |  |  |  | 099-04649 | 099-04649 | Pearland | MHHS-Pearland Hospital | Pearland-3N-Med/Surg | N322
NO | YES |  |  |  | 099-04341 | 099-04341 | Hill-Rom Co Inc | Versacare |  | R036AD2957 | Pearland-3N-Med/Surg |  |  |  |  | 099-04341 | 099-04341 | Pearland | MHHS-Pearland Hospital | Pearland-3N-Med/Surg |  | 2/1/20
NO | YES |  |  |  | 099-04653 | 099-04653 | Hill-Rom Co Inc | Versacare |  | R043AD3384 | Pearland-3N-Med/Surg |  |  |  |  | 099-04653 | 099-04653 | Pearland | MHHS-Pearland Hospital | Pearland-3N-Med/Surg | N327
NO | YES |  |  |  | 099-04339 | 099-04339 | Hill-Rom Co Inc | Versacare |  | R043AD3399 | Pearland-3N-Med/Surg |  |  |  |  | 099-04339 | 099-04339 | Pearland | MHHS-Pearland Hospital | Pearland-3N-Med/Surg
YES | YES |  |  |  | 099-04418 | 099-04418 | Hill-Rom Co Inc | Versacare |  |  | Mustispecialty |  |  |  |  | 099-04418 | 099-04418 | Pearland | Memorial Hermann Pearland Hospital | Mustispecialty | Multispecialty
NO | YES |  |  |  | 099-04336 | 099-04336 | Hill-Rom Co Inc | Versacare |  | R043AD3392 | Pearland-3N-Med/Surg |  |  |  |  | 099-04336 | 099-04336 | Pearland | MHHS-Pearland Hospital | Pearland-3N-Med/Surg |  | 2/1/20
YES | YES |  |  |  | 099-04455 | 099-04455 | Hill-Rom Co Inc | Versacare |  |  | PEARLAND - 4th |  |  |  |  | 099-04455 | 099-04455 | Pearland | Memorial Hermann Pearland Hospital | PEARLAND - 4th | 4th - 431
NO | YES |  |  |  | 099-04854 | 099-04854 | Hill-Rom Co Inc | Versacare |  | R032AD2673 | Pearland-Med/Surg |  |  |  |  | 099-04854 | 099-04854 | Pearland | MHHS-Pearland Hospital | Pearland-Med/Surg | 2nd shell floor
NO | YES |  |  |  | 099-04855 | 099-04855 | Hill-Rom Co Inc | Versacare |  | R015AD1803 | Pearland-Med/Surg |  |  |  |  | 099-04855 | 099-04855 | Pearland | MHHS-Pearland Hospital | Pearland-Med/Surg | 2nd shell floor
NO | YES |  |  |  | 099-04857 | 099-04857 | Hill-Rom Co Inc | Versacare |  | R033AD2738 | Pearland-Med/Surg |  |  |  |  | 099-04857 | 099-04857 | Pearland | MHHS-Pearland Hospital | Pearland-Med/Surg | 2nd shell floor
YES | YES |  |  |  | 099-04858 | 099-04858 | Hill-Rom Co Inc | Versacare |  | U134AD2559 | Med surg |  |  |  |  | 099-04858 | 099-04858 | Pearland | Memorial Hermann Pearland Hospital | Med surg | 2nd shell floor
NO | YES |  |  |  | 099-03990 | 099-03990 | Hill-Rom Co Inc | Versacare |  | Q307AD8337 | Katy-Med/Surg 5th Floor |  |  |  |  | 099-03990 | 099-03990 | Katy | MHHS-Katy | Katy-Med/Surg 5th Floor | Room 501 | 12/1/19 | 12/1/20
YES | YES |  |  |  | KTY0284 | 099-03061 | Hill-Rom Co Inc | Versacare |  |  | Katy - med/ser |  |  |  |  | KTY0284 | 099-03061 | Katy | Memorial Hermann Katy Hospital | Katy - med/ser
NO | YES |  |  |  | 151-04403 | 151-04403 | Hill-Rom Co Inc | Versacare |  | O071AD6532 | Katy-Med/Surg 5th Floor |  |  |  |  | 151-04403 | 151-04403 | Katy | MHHS-Katy | Katy-Med/Surg 5th Floor | Room 502
YES | YES |  |  |  | KTY0278 | 099-03063 | Hill-Rom Co Inc | Versacare |  | O030AE7933 | Katy - med/ser |  |  |  |  | KTY0278 | 099-03063 | Katy | Memorial Hermann Katy Hospital | Katy - med/ser
YES | YES |  |  |  | KTY0236 | 099-03064 | Hill-Rom Co Inc | Versacare |  | O030AE7927 | Katy - med/ser |  |  |  |  | KTY0236 | 099-03064 | Katy | Memorial Hermann Katy Hospital | Katy - med/ser
YES | YES |  |  |  | KTY0201 | 099-03066 | Hill-Rom Co Inc | Versacare |  |  | Katy - med/ser |  |  |  |  | KTY0201 | 099-03066 | Katy | Memorial Hermann Katy Hospital | Katy - med/ser |  |  |  |  | 4 s/n C pic
NO | YES |  |  |  | KTY0180 | 099-03069 | Hill-Rom Co Inc | Versacare |  | K303AD7722 | Katy-Med/Surg 5th Floor |  |  |  |  | KTY0180 | 099-03069 | Katy | MHHS-Katy | Katy-Med/Surg 5th Floor
NO | YES |  |  |  | 099-03309 | 099-03309 | Hill-Rom Co Inc | Versacare |  | O072AD6617 | Katy-Ob Special Observation-3E |  |  |  |  | 099-03309 | 099-03309 | Katy | MHHS-Katy | Katy-Ob Special Observation-3E |  | 2/1/20
NO | YES |  |  |  | 099-04174 | 099-04174 | Hill-Rom Co Inc | Versacare |  | Q307AD8371 | Katy-Med/Surg 5th Floor |  |  |  |  | 099-04174 | 099-04174 | Katy | MHHS-Katy | Katy-Med/Surg 5th Floor | Room 511 | 12/1/19 | 12/1/20
YES | YES |  |  |  | KTY0246 | 099-03072 | Hill-Rom Co Inc | Versacare |  |  | Katy - med/ser |  |  |  |  | KTY0246 | 099-03072 | Katy | Memorial Hermann Katy Hospital | Katy - med/ser
NO | YES |  |  |  | 099-03311 | 099-03311 | Hill-Rom Co Inc | Versacare |  | O072AD6611 | Katy-Med/Surg 5th Floor |  |  |  |  | 099-03311 | 099-03311 | Katy | MHHS-Katy | Katy-Med/Surg 5th Floor
NO | YES |  |  |  | 099-04176 | 099-04176 | Hill-Rom Co Inc | Versacare |  | Q307AD8309 | Katy-Med/Surg 5th Floor |  |  |  |  | 099-04176 | 099-04176 | Katy | MHHS-Katy | Katy-Med/Surg 5th Floor | Room 516
YES | YES |  |  |  | 099-03073 | 099-03073 | Hill-Rom Co Inc | Versacare |  | Q337AE8582 | Katy - med/ser |  |  |  |  | 099-03073 | 099-03073 | Katy | Memorial Hermann Katy Hospital | Katy - med/ser
NO | YES |  |  |  | 099-03312 | 099-03312 | Hill-Rom Co Inc | Versacare |  | H285AD1491 | Katy-Med/Surg 5th Floor |  |  |  |  | 099-03312 | 099-03312 | Katy | MHHS-Katy | Katy-Med/Surg 5th Floor
NO | YES |  |  |  | 099-02192 | 099-02192 | Hill-Rom Co Inc | Versacare |  | G026AD6970 | Katy-Med/Surg 5th Floor |  |  |  |  | 099-02192 | 099-02192 | Katy | MHHS-Katy | Katy-Med/Surg 5th Floor | 5th flor |  |  |  | No pm
YES | YES |  |  |  | KTY0179 | 099-03076 | Hill-Rom Co Inc | Versacare |  |  | Katy - med/ser |  |  |  |  | KTY0179 | 099-03076 | Katy | Memorial Hermann Katy Hospital | Katy - med/ser
NO | YES |  |  |  | 099-04179 | 099-04179 | Hill-Rom Co Inc | Versacare |  | P279AD7607 | Katy-Med/Surg 5th Floor |  |  |  |  | 099-04179 | 099-04179 | Katy | MHHS-Katy | Katy-Med/Surg 5th Floor | Room 522
YES | YES |  |  |  | KTY0293 | 099-03078 | Hill-Rom Co Inc | Versacare |  |  | Katy - med/ser |  |  |  |  | KTY0293 | 099-03078 | Katy | Memorial Hermann Katy Hospital | Katy - med/ser
NO | YES |  |  |  | 099-03314 | 099-03314 | Hill-Rom Co Inc | Versacare |  | H285AD1451 | Katy-Med/Surg 6th Floor |  |  |  |  | 099-03314 | 099-03314 | Katy | MHHS-Katy | Katy-Med/Surg 6th Floor |  | 2/1/20 | 2/1/21
NO | YES |  |  |  | 099-03134 | 099-03134 | Hill-Rom Co Inc | Versacare |  | Q307AD8325 | Katy-Med/Surg 6th Floor |  |  |  |  | 099-03134 | 099-03134 | Katy | MHHS-Katy | Katy-Med/Surg 6th Floor |  |  | 2/1/21
NO | YES |  |  |  | 099-02194 | 099-02194 | Hill-Rom Co Inc | Versacare |  | K303AD7741 | Katy-Med/Surg 6th Floor |  |  |  |  | 099-02194 | 099-02194 | Katy | MHHS-Katy | Katy-Med/Surg 6th Floor |  |  |  |  | No pm
NO | YES |  |  |  | KTY0230 | 099-03132 | Hill-Rom Co Inc | Versacare |  | P178AD3223 | Katy-Med/Surg 6th Floor |  |  |  |  | KTY0230 | 099-03132 | Katy | MHHS-Katy | Katy-Med/Surg 6th Floor
YES | YES |  |  |  | 133-03516 | 133-03516 | Hill-Rom Co Inc | Versacare |  |  | Katy - med/ser |  |  |  |  | 133-03516 | 133-03516 | Katy | Memorial Hermann Katy Hospital | Katy - med/ser
NO | YES |  |  |  | 099-03317 | 099-03317 | Hill-Rom Co Inc | Versacare |  | Q293AD7569 | Katy-Med/Surg 6th Floor |  |  |  |  | 099-03317 | 099-03317 | Katy | MHHS-Katy | Katy-Med/Surg 6th Floor
NO | YES |  |  |  | 099-03996 | 099-03996 | Hill-Rom Co Inc | Versacare |  | P178AD3224 | Katy-Med/Surg 6th Floor |  |  |  |  | 099-03996 | 099-03996 | Katy | MHHS-Katy | Katy-Med/Surg 6th Floor | Room 605
YES | YES |  |  |  | 099-03129 | 099-03129 | Hill-Rom Co Inc | Versacare |  |  | Katy - med/ser |  |  |  |  | 099-03129 | 099-03129 | Katy | Memorial Hermann Katy Hospital | Katy - med/ser
NO | YES |  |  |  | KTY0229 | 099-03128 | Hill-Rom Co Inc | Versacare |  | O072AD6594 | Katy-Med/Surg 6th Floor |  |  |  |  | KTY0229 | 099-03128 | Katy | MHHS-Katy | Katy-Med/Surg 6th Floor
NO | YES |  |  |  | 099-03318 | 099-03318 | Hill-Rom Co Inc | Versacare |  | O072AD6573 | Katy-Med/Surg 6th Floor |  |  |  |  | 099-03318 | 099-03318 | Katy | MHHS-Katy | Katy-Med/Surg 6th Floor
NO | YES |  |  |  | 099-02197 | 099-02197 | Hill-Rom Co Inc | Versacare |  | Q293AD7575 | Katy-Med/Surg 6th Floor |  |  |  |  | 099-02197 | 099-02197 | Katy | MHHS-Katy | Katy-Med/Surg 6th Floor |  | 2/1/20 |  |  | No pm
NO | YES |  |  |  | 099-03997 | 099-03997 | Hill-Rom Co Inc | Versacare |  | O071AD6541 | Katy-Med/Surg 6th Floor |  |  |  |  | 099-03997 | 099-03997 | Katy | MHHS-Katy | Katy-Med/Surg 6th Floor | Room 614
NO | YES |  |  |  | 099-03319 | 099-03319 | Hill-Rom Co Inc | Versacare |  | O071AD6526 | Katy-Med/Surg 6th Floor |  |  |  |  | 099-03319 | 099-03319 | Katy | MHHS-Katy | Katy-Med/Surg 6th Floor
YES | YES |  |  |  | KTY0224 | 099-03124 | Hill-Rom Co Inc | Versacare |  |  | Katy - med ser |  |  |  |  | KTY0224 | 099-03124 | Katy | Memorial Hermann Katy Hospital | Katy - med ser |  |  | 1/1/21
YES | YES |  |  |  | 099-04000 | 099-04000 | Hill-Rom Co Inc | Versacare |  | O071AD6583 | KATY - MED/SURG 6TH FLOOR |  |  |  |  | 099-04000 | 099-04000 | Katy | Memorial Hermann Katy Hospital | KATY - MED/SURG 6TH FLOOR | Room 620
NO | YES |  |  |  | 099-03323 | 099-03323 | Hill-Rom Co Inc | Versacare |  | H285AD1441 | Katy-Med/Surg 6th Floor |  |  |  |  | 099-03323 | 099-03323 | Katy | MHHS-Katy | Katy-Med/Surg 6th Floor |  | 3/1/19 | 3/1/20
NO | YES |  |  |  | KTY0244 | 099-03121 | Hill-Rom Co Inc | Versacare |  | H285AD1487 | Katy-Med/Surg 6th Floor |  |  |  |  | KTY0244 | 099-03121 | Katy | MHHS-Katy | Katy-Med/Surg 6th Floor |  |  | 4/1/17
NO | YES |  |  |  | 099-04002 | 099-04002 | Hill-Rom Co Inc | Versacare |  | O072AD6620 | Katy-Med/Surg 6th Floor |  |  |  |  | 099-04002 | 099-04002 | Katy | MHHS-Katy | Katy-Med/Surg 6th Floor | Room 625
NO | YES |  |  |  | KTY0265 | 099-03120 | Hill-Rom Co Inc | Versacare |  | Q005AD3270 | Katy-Med/Surg 5th Floor |  |  |  |  | KTY0265 | 099-03120 | Katy | MHHS-Katy | Katy-Med/Surg 5th Floor
NO | YES |  |  |  | 099-03661 | 099-03661 | Hill-Rom Co Inc | Versacare |  | K303AD7737 | Katy-Med/Surg 6th Floor |  |  |  |  | 099-03661 | 099-03661 | Katy | MHHS-Katy | Katy-Med/Surg 6th Floor
NO | YES |  |  |  | 099-04004 | 099-04004 | Hill-Rom Co Inc | Versacare |  | O072AD6629 | Katy-Med/Surg 7th Floor |  |  |  |  | 099-04004 | 099-04004 | Katy | MHHS-Katy | Katy-Med/Surg 7th Floor | Room 702
NO | YES |  |  |  | 099-02202 | 099-02202 | Hill-Rom Co Inc | Versacare |  | H285AD1461 | Katy-Med/Surg 7th Floor |  |  |  |  | 099-02202 | 099-02202 | Katy | MHHS-Katy | Katy-Med/Surg 7th Floor |  | 2/1/20 |  |  | No pm
NO | YES |  |  |  | 099-03276 | 099-03276 | Hill-Rom Co Inc | Versacare |  | Q006AD3278 | Katy-Med/Surg 7th Floor |  |  |  |  | 099-03276 | 099-03276 | Katy | MHHS-Katy | Katy-Med/Surg 7th Floor |  | 1/1/20 | 1/1/21
NO | YES |  |  |  | 099-04006 | 099-04006 | Hill-Rom Co Inc | Versacare |  | P178AD3250 | Katy-Med/Surg 7th Floor |  |  |  |  | 099-04006 | 099-04006 | Katy | MHHS-Katy | Katy-Med/Surg 7th Floor | Room 7007
NO | YES |  |  |  | 099-03136 | 099-03136 | Hill-Rom Co Inc | Versacare |  | R013AD1594 | Katy-Med/Surg 7th Floor |  |  |  |  | 099-03136 | 099-03136 | Katy | MHHS-Katy | Katy-Med/Surg 7th Floor
NO | YES |  |  |  | 099-03277 | 099-03277 | Hill-Rom Co Inc | Versacare |  | Q293AD7572 | Katy-Med/Surg 7th Floor |  |  |  |  | 099-03277 | 099-03277 | Katy | MHHS-Katy | Katy-Med/Surg 7th Floor
YES | YES | Serial Number Cnf |  |  | 099-03659 | 099-03659 | Hill-Rom Co Inc | Versacare |  | CNF | KATY - POSTPARTUM - 2W |  |  |  |  | 099-03659 | 099-03659 | Katy | Memorial Hermann Katy Hospital | KATY - POSTPARTUM - 2W
NO | YES |  |  |  | 099-03138 | 099-03138 | Hill-Rom Co Inc | Versacare |  | K303AD7728 | Katy-Med/Surg 7th Floor |  |  |  |  | 099-03138 | 099-03138 | Katy | MHHS-Katy | Katy-Med/Surg 7th Floor
NO | YES |  |  |  | 099-02223 | 099-02223 | Hill-Rom Co Inc | Versacare |  | O072AD6602 | Katy-Med/Surg 7th Floor |  |  |  |  | 099-02223 | 099-02223 | Katy | MHHS-Katy | Katy-Med/Surg 7th Floor |  | 2/1/20 |  |  | No pm
NO | YES |  |  |  | 099-04009 | 099-04009 | Hill-Rom Co Inc | Versacare |  | O071AD6529 | Katy-Med/Surg 7th Floor |  |  |  |  | 099-04009 | 099-04009 | Katy | MHHS-Katy | Katy-Med/Surg 7th Floor | Room 710
NO | YES |  |  |  | 099-03140 | 099-03140 | Hill-Rom Co Inc | Versacare |  | r033ad2752 | Katy-Med/Surg 7th Floor |  |  |  |  | 099-03140 | 099-03140 | Katy | MHHS-Katy | Katy-Med/Surg 7th Floor
NO | YES |  |  |  | 099-03281 | 099-03281 | Hill-Rom Co Inc | Versacare |  | R013AD1592 | Katy-Med/Surg 7th Floor |  |  |  |  | 099-03281 | 099-03281 | Katy | MHHS-Katy | Katy-Med/Surg 7th Floor
YES | YES |  |  |  | 133-03485 | 133-03485 | Hill-Rom Co Inc | Versacare |  | GFFK21163 | 7th floor |  |  |  |  | 133-03485 | 133-03485 | Katy | Katy | 7th floor |  | 2/1/20 |  |  | No pm
NO | YES |  |  |  | 099-02221 | 099-02221 | Hill-Rom Co Inc | Versacare |  | O071AD6546 | Katy-Med/Surg 7th Floor |  |  |  |  | 099-02221 | 099-02221 | Katy | MHHS-Katy | Katy-Med/Surg 7th Floor
NO | YES |  |  |  | 099-03652 | 099-03652 | Hill-Rom Co Inc | Versacare |  | Q303AD8218 | Katy-Respiratory |  |  |  |  | 099-03652 | 099-03652 | Katy | MHHS-Katy | Katy-Respiratory
NO | YES |  |  |  | 099-04183 | 099-04183 | Hill-Rom Co Inc | Versacare |  | N234AD7226 | Katy-Biomedical Services |  |  |  |  | 099-04183 | 099-04183 | Katy | MHHS-Katy | Katy-Biomedical Services | Room 717
NO | YES |  |  |  | 099-03284 | 099-03284 | Hill-Rom Co Inc | Versacare |  | H312AD3286 | Katy-Med/Surg 7th Floor |  |  |  |  | 099-03284 | 099-03284 | Katy | MHHS-Katy | Katy-Med/Surg 7th Floor |  | 10/1/19 | 10/1/20
NO | YES |  |  |  | 099-04184 | 099-04184 | Hill-Rom Co Inc | Versacare |  | H285AD1469 | Katy-Biomedical Services |  |  |  |  | 099-04184 | 099-04184 | Katy | MHHS-Katy | Katy-Biomedical Services | Room 722 | 7/1/19 | 7/1/20
NO | YES |  |  |  | 099-03142 | 099-03142 | Hill-Rom Co Inc | Versacare |  | P280AD7658 | Katy-Med/Surg 7th Floor |  |  |  |  | 099-03142 | 099-03142 | Katy | MHHS-Katy | Katy-Med/Surg 7th Floor
NO | YES |  |  |  | 099-02218 | 099-02218 | Hill-Rom Co Inc | Versacare |  | O072AD6580 | Katy-Med/Surg 7th Floor |  |  |  |  | 099-02218 | 099-02218 | Katy | MHHS-Katy | Katy-Med/Surg 7th Floor |  | 2/1/20 |  |  | No pm
NO | YES |  |  |  | 099-03285 | 099-03285 | Hill-Rom Co Inc | Versacare |  | Q062AD7174 | Katy-Med/Surg 7th Floor |  |  |  |  | 099-03285 | 099-03285 | Katy | MHHS-Katy | Katy-Med/Surg 7th Floor
NO | YES |  |  |  | 099-04187 | 099-04187 | Hill-Rom Co Inc | Versacare |  | R013AD1599 | Katy-Biomedical Services |  |  |  |  | 099-04187 | 099-04187 | Katy | MHHS-Katy | Katy-Biomedical Services | Room 727 | 2/1/20 | 2/1/21
NO | YES |  |  |  | 099-03145 | 099-03145 | Hill-Rom Co Inc | Versacare |  | O071AD6524 | Katy-Med/Surg 7th Floor |  |  |  |  | 099-03145 | 099-03145 | Katy | MHHS-Katy | Katy-Med/Surg 7th Floor
NO | YES |  |  |  | 099-03654 | 099-03654 | Hill-Rom Co Inc | Versacare |  | H285AD1457 | Katy-Med/Surg 7th Floor |  |  |  |  | 099-03654 | 099-03654 | Katy | MHHS-Katy | Katy-Med/Surg 7th Floor
NO | YES |  |  |  | 099-03287 | 099-03287 | Hill-Rom Co Inc | Versacare |  | Q006AD3272 | Katy-Med/Surg 7th Floor |  |  |  |  | 099-03287 | 099-03287 | Katy | MHHS-Katy | Katy-Med/Surg 7th Floor
YES | YES | Serial Number Cnf |  |  | 099-03059 | 099-03059 | Hill-Rom Co Inc | Versacare |  | Cnf | KATY - MED/SURG 7TH FLOOR |  |  |  |  | 099-03059 | 099-03059 | Katy | Memorial Hermann Katy Hospital | KATY - MED/SURG 7TH FLOOR
NO | YES |  |  |  | 099-04190 | 099-04190 | Hill-Rom Co Inc | Versacare |  | Q062AD7169 | Katy-Ob Special Observation-3E |  |  |  |  | 099-04190 | 099-04190 | Katy | MHHS-Katy | Katy-Ob Special Observation-3E | Room 320
NO | YES |  |  |  | 099-02107 | 099-02107 | Hill-Rom Co Inc | Versacare |  | P178AD3251 | Katy-Med/Surg 7th Floor |  |  |  |  | 099-02107 | 099-02107 | Katy | MHHS-Katy | Katy-Med/Surg 7th Floor |  | 2/1/20 |  |  | No pm
NO | YES |  |  |  | 099-03149 | 099-03149 | Hill-Rom Co Inc | Versacare |  | Q307AD8356 | Katy-Rapid Admit |  |  |  |  | 099-03149 | 099-03149 | Katy | MHHS-Katy | Katy-Rapid Admit | Rau room 4
NO | YES |  |  |  | 099-03043 | 099-03043 | Hill-Rom Co Inc | Versacare |  | P280AD7656 | Katy-Rapid Admit |  |  |  |  | 099-03043 | 099-03043 | Katy | MHHS-Katy | Katy-Rapid Admit | RAU 1
NO | YES |  |  |  | 099-04192 | 099-04192 | Hill-Rom Co Inc | Versacare |  | Q307AD8313 | Katy-Ob Special Observation-3E |  |  |  |  | 099-04192 | 099-04192 | Katy | MHHS-Katy | Katy-Ob Special Observation-3E | Room 301
NO | YES |  |  |  | 099-04193 | 099-04193 | Hill-Rom Co Inc | Versacare |  | Q006AD3276 | Katy-Ob Special Observation-3E |  |  |  |  | 099-04193 | 099-04193 | Katy | MHHS-Katy | Katy-Ob Special Observation-3E | Room 302
NO | YES |  |  |  | 099-03151 | 099-03151 | Hill-Rom Co Inc | Versacare |  | Q006AD3296 | Katy-Rapid Admit |  |  |  |  | 099-03151 | 099-03151 | Katy | MHHS-Katy | Katy-Rapid Admit | Rau room 12
YES | YES |  |  |  | 099-04194 | 099-04194 | Hill-Rom Co Inc | Versacare |  | M285AD1455 | KATY - L |  |  |  |  | 099-04194 | 099-04194 | Katy | Memorial Hermann Katy Hospital | KATY - L | Room 303 | 7/1/19 | 7/1/20
NO | YES |  |  |  | 099-03046 | 099-03046 | Hill-Rom Co Inc | Versacare |  | R013AD1597 | Katy-Rapid Admit |  |  |  |  | 099-03046 | 099-03046 | Katy | MHHS-Katy | Katy-Rapid Admit | RAU 11
NO | YES |  |  |  | 099-03152 | 099-03152 | Hill-Rom Co Inc | Versacare |  | H285AD1464 | Katy-Rapid Admit |  |  |  |  | 099-03152 | 099-03152 | Katy | MHHS-Katy | Katy-Rapid Admit | Rau room 12
NO | YES |  |  |  | 099-03656 | 099-03656 | Hill-Rom Co Inc | Versacare |  | O072AD6614 | KATY - MED/SURG 4TH FLOOR |  |  |  |  | 099-03656 | 099-03656 | Katy | Memorial Hermann Katy Hospital | KATY - MED/SURG 4TH FLOOR
NO | YES |  |  |  | 099-04195 | 099-04195 | Hill-Rom Co Inc | Versacare |  | P178AD3249 | Katy-Ob Special Observation-3E |  |  |  |  | 099-04195 | 099-04195 | Katy | MHHS-Katy | Katy-Ob Special Observation-3E | Room 305
NO | YES |  |  |  | 099-04196 | 099-04196 | Hill-Rom Co Inc | Versacare |  | Q006AD3282 | Katy-Ob Special Observation-3E |  |  |  |  | 099-04196 | 099-04196 | Katy | MHHS-Katy | Katy-Ob Special Observation-3E | Room 306
YES | YES |  |  |  | 099-03173 | 099-03173 | Hill-Rom Co Inc | Versacare |  | 099-03173 | KATY - RAPID ADMIT |  |  |  |  | 099-03173 | 099-03173 | Katy | Memorial Hermann Katy Hospital | KATY - RAPID ADMIT | Rau room 9
NO | YES |  |  |  | 099-04197 | 099-04197 | Hill-Rom Co Inc | Versacare |  | K303AD7731 | Katy-Ob Special Observation-3E |  |  |  |  | 099-04197 | 099-04197 | Katy | MHHS-Katy | Katy-Ob Special Observation-3E | Room 308
NO | YES |  |  |  | 099-02103 | 099-02103 | Hill-Rom Co Inc | Versacare |  | R033AD2769 | Katy-IMU |  |  |  |  | 099-02103 | 099-02103 | Katy | MHHS-Katy | Katy-IMU | 4th floor | 2/1/20 |  |  | No pm
YES | YES | Serial Number Cnf |  |  | 099-03047 | 099-03047 | Hill-Rom Co Inc | Versacare |  | CNF | KATY - RAPID ADMIT |  |  |  |  | 099-03047 | 099-03047 | Katy | Memorial Hermann Katy Hospital | KATY - RAPID ADMIT | RAU 5
YES | YES |  |  |  | 099-02102 | 099-02102 | Hill-Rom Co Inc | Versacare |  | H312AE9688 | Bed shop |  |  |  |  | 099-02102 | 099-02102 | Katy | Katy | Bed shop | 4th floor | 2/1/20 |  |  | No pm
NO | YES |  |  |  | 099-04198 | 099-04198 | Hill-Rom Co Inc | Versacare |  | Q320AD9111 | Katy-Ob Special Observation-3E |  |  |  |  | 099-04198 | 099-04198 | Katy | MHHS-Katy | Katy-Ob Special Observation-3E | Room 309
NO | YES |  |  |  | 099-03657 | 099-03657 | Hill-Rom Co Inc | Versacare |  | H312AD3289 | KATY - MED/SURG 4TH FLOOR |  |  |  |  | 099-03657 | 099-03657 | Katy | Memorial Hermann Katy Hospital | KATY - MED/SURG 4TH FLOOR
NO | YES |  |  |  | 099-03171 | 099-03171 | Hill-Rom Co Inc | Versacare |  | Q006AD3286 | Katy-Rapid Admit |  |  |  |  | 099-03171 | 099-03171 | Katy | MHHS-Katy | Katy-Rapid Admit | Rau room 6 |  | 11/1/18
NO | YES |  |  |  | 099-02101 | 099-02101 | Hill-Rom Co Inc | Versacare |  | H285AD1483 | Katy-IMU |  |  |  |  | 099-02101 | 099-02101 | Katy | MHHS-Katy | Katy-IMU | Bed shop | 2/1/20 |  |  | No pm
NO | YES |  |  |  | 099-03048 | 099-03048 | Hill-Rom Co Inc | Versacare |  | N234AD7224 | Katy-Beds |  |  |  |  | 099-03048 | 099-03048 | Katy | MHHS-Katy | Katy-Beds | Bed Shop
YES | YES |  |  |  | 099-02100 | 099-02100 | Hill-Rom Co Inc | Versacare |  | Q033AE4932 | 4th floor |  |  |  |  | 099-02100 | 099-02100 | Katy | Katy | 4th floor | Bed shop |  |  |  | No pm
NO | YES |  |  |  | 099-02099 | 099-02099 | Hill-Rom Co Inc | Versacare |  | H284AD1423 | Katy-IMU |  |  |  |  | 099-02099 | 099-02099 | Katy | MHHS-Katy | Katy-IMU | Bed shop | 2/1/20 |  |  | No pm
NO | YES |  |  |  | 099-03049 | 099-03049 | Hill-Rom Co Inc | Versacare |  | Q303AD8219 | Katy-Beds |  |  |  |  | 099-03049 | 099-03049 | Katy | MHHS-Katy | Katy-Beds | Bed Shop
NO | YES |  |  |  | 099-04199 | 099-04199 | Hill-Rom Co Inc | Versacare |  | Q062AD7171 | Katy-Ob Special Observation-3E |  |  |  |  | 099-04199 | 099-04199 | Katy | MHHS-Katy | Katy-Ob Special Observation-3E | Room 311
NO | YES |  |  |  | 099-02098 | 099-02098 | Hill-Rom Co Inc | Versacare |  | P178AD3226 | Katy-IMU |  |  |  |  | 099-02098 | 099-02098 | Katy | MHHS-Katy | Katy-IMU | Bed shop | 2/1/20 |  |  | No pm
YES | YES |  |  |  | 099-03012 | 099-03012 | Hill-Rom Co Inc | Versacare |  | L166AD8650 | KATY - NEW TOWER |  |  |  |  | 099-03012 | 099-03012 | Katy | Memorial Hermann Katy Hospital | KATY - NEW TOWER | 4th Floor Bed Storage
NO | YES |  |  |  | 099-04200 | 099-04200 | Hill-Rom Co Inc | Versacare |  | Q006AD3288 | Katy-Ob Special Observation-3E |  |  |  |  | 099-04200 | 099-04200 | Katy | MHHS-Katy | Katy-Ob Special Observation-3E | Room 312
NO | YES |  |  |  | 099-04203 | 099-04203 | Hill-Rom Co Inc | Versacare |  | O072AD6588 | Katy-Postpartum-2W |  |  |  |  | 099-04203 | 099-04203 | Katy | MHHS-Katy | Katy-Postpartum-2W | Room 313
NO | YES |  |  |  | 099-04204 | 099-04204 | Hill-Rom Co Inc | Versacare |  | Q006AD3301 | Katy-Postpartum-2W |  |  |  |  | 099-04204 | 099-04204 | Katy | MHHS-Katy | Katy-Postpartum-2W | Room 314
NO | YES |  |  |  | 099-04205 | 099-04205 | Hill-Rom Co Inc | Versacare |  | P178AD3252 | Katy-Postpartum-2W |  |  |  |  | 099-04205 | 099-04205 | Katy | MHHS-Katy | Katy-Postpartum-2W | Room 315
NO | YES |  |  |  | 099-04206 | 099-04206 | Hill-Rom Co Inc | Versacare |  | R033AD2767 | Katy-Postpartum-2W |  |  |  |  | 099-04206 | 099-04206 | Katy | MHHS-Katy | Katy-Postpartum-2W | Room 316
NO | YES |  |  |  | 099-04207 | 099-04207 | Hill-Rom Co Inc | Versacare |  | Q062AD7176 | Katy-Postpartum-2W |  |  |  |  | 099-04207 | 099-04207 | Katy | MHHS-Katy | Katy-Postpartum-2W | Room 317
NO | YES |  |  |  | 099-04208 | 099-04208 | Hill-Rom Co Inc | Versacare |  | Q307AD8321 | Katy-Postpartum-2W |  |  |  |  | 099-04208 | 099-04208 | Katy | MHHS-Katy | Katy-Postpartum-2W | Room 318
NO | YES |  |  |  | 099-02095 | 099-02095 | Hill-Rom Co Inc | Versacare |  | H285AD1506 | [5 empty] | 099-02095 | 099-02095 | Katy | Katy |  | Suite 322 | 2/1/20 |  |  | No pm
NO | YES |  |  |  | 099-03170 | 099-03170 | Hill-Rom Co Inc | Versacare |  | O072AD6626 | Katy-Nursery |  |  |  |  | 099-03170 | 099-03170 | Katy | MHHS-Katy | Katy-Nursery | L
NO | YES |  |  |  | KTY0263 | 099-03169 | Hill-Rom Co Inc | Versacare |  | H285AD1445 | Katy-Nursery |  |  |  |  | KTY0263 | 099-03169 | Katy | MHHS-Katy | Katy-Nursery | L
NO | YES |  |  |  | 099-02217 | 099-02217 | Hill-Rom Co Inc | Versacare |  | N192AA8703 | L |  |  |  |  | 099-02217 | 099-02217 | Katy | Kathy | L | L | 2/1/20 |  |  | No pm
YES | YES |  |  |  | 099-02216 | 099-02216 | Hill-Rom Co Inc | Versacare |  | H312AE9698 | L |  |  |  |  | 099-02216 | 099-02216 | Katy | Katy | L | L |  |  |  | No pm
NO | YES |  |  |  | 099-02215 | 099-02215 | Hill-Rom Co Inc | Versacare |  | O071AD6535 | L |  |  |  |  | 099-02215 | 099-02215 | Katy | Katy | L | L | 2/1/20 |  |  | No pm
YES | YES |  |  |  | 099-03167 | 099-03167 | Hill-Rom Co Inc | Versacare |  |  | KATY - L |  |  |  |  | 099-03167 | 099-03167 | Katy | Memorial Hermann Katy Hospital | KATY - L | Ldr 9
NO | YES | Serial Number R013AD1629 |  |  | 099-02232 | 099-02232 | Hill-Rom Co Inc | Versacare |  | R013AD1629 | Katy-Cath Lab |  |  |  |  | 099-02232 | 099-02232 | Katy | MHHS-Katy | Katy-Cath Lab | Cath lab 1 |  |  |  | No pm
NO | YES |  |  |  | 099-02228 | 099-02228 | Hill-Rom Co Inc | Versacare |  | Q307AD8372 | Katy-Cath Lab |  |  |  |  | 099-02228 | 099-02228 | Katy | MHHS-Katy | Katy-Cath Lab | Cath lab 1 |  |  |  | No pm
YES | YES |  |  |  | 099-02227 | 099-02227 | Hill-Rom Co Inc | Versacare |  | P3200H000076 | KATY - CATH LAB |  |  |  |  | 099-02227 | 099-02227 | Katy | Katy | KATY - CATH LAB | Cath lab 1 |  |  |  | No pm
YES | YES |  |  |  | 099-02541 | 099-02541 | Hill-Rom Co Inc | Versacare |  | K042AD6975 | KATY - IMU |  |  |  |  | 099-02541 | 099-02541 | Katy | Memorial Hermann Katy Hospital | KATY - IMU | Room 20
NO | YES |  |  |  | 099-02544 | 099-02544 | Hill-Rom Co Inc | Versacare |  | Q307AD8368 | Katy-IMU |  |  |  |  | 099-02544 | 099-02544 | Katy | MHHS-Katy | Katy-IMU | Room 19
NO | YES |  |  |  | 099-03819 | 099-03819 | Hill-Rom Co Inc | Versacare |  | Q006AD3280 | Katy-IMU |  |  |  |  | 099-03819 | 099-03819 | Katy | MHHS-Katy | Katy-IMU | Room 1
NO | YES |  |  |  | 099-02432 | 099-02432 | Hill-Rom Co Inc | Versacare |  | Q062AD7175 | Katy-IMU |  |  |  |  | 099-02432 | 099-02432 | Katy | MHHS-Katy | Katy-IMU | IMU |  |  |  | No pm
NO | YES |  |  |  | 099-02545 | 099-02545 | Hill-Rom Co Inc | Versacare |  | H285AD1446 | Katy-IMU |  |  |  |  | 099-02545 | 099-02545 | Katy | MHHS-Katy | Katy-IMU | Room 17 | 4/1/19 | 4/1/20
NO | YES |  |  |  | 099-03818 | 099-03818 | Hill-Rom Co Inc | Versacare |  | Q307AD8375 | Katy-IMU |  |  |  |  | 099-03818 | 099-03818 | Katy | MHHS-Katy | Katy-IMU | Room 3 | 2/1/20
NO | YES |  |  |  | 099-02429 | 099-02429 | Hill-Rom Co Inc | Versacare |  | Q293AD7573 | Katy-IMU |  |  |  |  | 099-02429 | 099-02429 | Katy | MHHS-Katy | Katy-IMU | IMU |  |  |  | No pm
NO | YES |  |  |  | 099-02548 | 099-02548 | Hill-Rom Co Inc | Versacare |  | Q062AD7170 | Katy-IMU |  |  |  |  | 099-02548 | 099-02548 | Katy | MHHS-Katy | Katy-IMU | Room 16
NO | YES |  |  |  | 099-02549 | 099-02549 | Hill-Rom Co Inc | Versacare |  | P178AD3228 | Katy-IMU |  |  |  |  | 099-02549 | 099-02549 | Katy | MHHS-Katy | Katy-IMU | Room 15
NO | YES |  |  |  | 099-03813 | 099-03813 | Hill-Rom Co Inc | Versacare |  | K303AD7734 | Katy-IMU |  |  |  |  | 099-03813 | 099-03813 | Katy | MHHS-Katy | Katy-IMU | Room IMU 4 |  | 7/1/20
NO | YES |  |  |  | 099-02434 | 099-02434 | Hill-Rom Co Inc | Versacare |  | Q062AD7173 | Katy-IMU |  |  |  |  | 099-02434 | 099-02434 | Katy | MHHS-Katy | Katy-IMU | IMU |  |  |  | No pm
NO | YES |  |  |  | 099-02553 | 099-02553 | Hill-Rom Co Inc | Versacare |  | Q303AD8222 | Katy-IMU |  |  |  |  | 099-02553 | 099-02553 | Katy | MHHS-Katy | Katy-IMU | IMU 14
NO | YES |  |  |  | 099-03816 | 099-03816 | Hill-Rom Co Inc | Versacare |  | P280AD7662 | Katy-IMU |  |  |  |  | 099-03816 | 099-03816 | Katy | MHHS-Katy | Katy-IMU | Room IMU 7 | 2/1/20 | 2/1/21
NO | YES |  |  |  | 099-02555 | 099-02555 | Hill-Rom Co Inc | Versacare |  | H136AD6156 | IMU |  |  |  |  | 099-02555 | 099-02555 | Katy | Memorial Hermann Katy Hospital | IMU | IMU Room 12 | 4/1/19 | 4/1/20
YES | YES |  |  |  | 099-02070 | 099-02070 | Hill-Rom Co Inc | Versacare |  | R291AD4342 | Katy - ICU |  |  |  |  | 099-02070 | 099-02070 | Katy | Memorial Hermann Katy Hospital | Katy - ICU | ICU 18
NO | YES |  |  |  | 099-03227 | 099-03227 | Hill-Rom Co Inc | Versacare |  | O072AD6608 | Katy-IMU |  |  |  |  | 099-03227 | 099-03227 | Katy | MHHS-Katy | Katy-IMU | IMU |  |  |  | No pm
NO | YES |  |  |  | 099-02556 | 099-02556 | Hill-Rom Co Inc | Versacare |  | Q307AD8363 | IMU |  |  |  |  | 099-02556 | 099-02556 | Katy | Memorial Hermann Katy Hospital | IMU | IMU Room 19
NO | YES |  |  |  | 099-02558 | 099-02558 | Hill-Rom Co Inc | Versacare |  | N208AD5824 | IMU |  |  |  |  | 099-02558 | 099-02558 | Katy | Memorial Hermann Katy Hospital | IMU | IMU Room 13
NO | YES |  |  |  | 099-03225 | 099-03225 | Hill-Rom Co Inc | Versacare |  | Q006AD3284 | Katy-IMU |  |  |  |  | 099-03225 | 099-03225 | Katy | MHHS-Katy | Katy-IMU | IMU |  |  |  | No pm
NO | YES |  |  |  | 099-02560 | 099-02560 | Hill-Rom Co Inc | Versacare |  | Q062AD7172 | Katy-IMU |  |  |  |  | 099-02560 | 099-02560 | Katy | MHHS-Katy | Katy-IMU | IMU Room 9
NO | YES |  |  |  | 099-03633 | 099-03633 | Hill-Rom Co Inc | Versacare |  | O072AD6592 | Katy-IMU |  |  |  |  | 099-03633 | 099-03633 | Katy | MHHS-Katy | Katy-IMU | Room IMU 11
NO | YES | Serial Number Q316AW9816 |  |  | 099-03220 | 099-03220 | Hill-Rom Co Inc | Versacare |  | Q316AW9816 | Katy-ICU |  |  |  |  | 099-03220 | 099-03220 | Katy | MHHS-Katy | Katy-ICU | ICU | 2/1/20 |  |  | No pm
NO | YES |  |  |  | 099-03217 | 099-03217 | Hill-Rom Co Inc | Versacare |  | P028AW1203 | Katy-ICU |  |  |  |  | 099-03217 | 099-03217 | Katy | MHHS-Katy | Katy-ICU | ICU |  |  |  | No pm
NO | YES |  |  |  | 099-03611 | 099-03611 | Hill-Rom Co Inc | Versacare |  | P028AW1207 | Katy-ICU |  |  |  |  | 099-03611 | 099-03611 | Katy | MHHS-Katy | Katy-ICU | Room 6
NO | YES |  |  |  | 099-03215 | 099-03215 | Hill-Rom Co Inc | Versacare |  | P028AW1208 | Katy-ICU |  |  |  |  | 099-03215 | 099-03215 | Katy | MHHS-Katy | Katy-ICU | ICU |  |  |  | No pm
YES | YES |  |  |  | 099-03824 | 099-03824 | Hill-Rom Co Inc | Versacare |  | Q316AW9813 look | KATY - ICU |  |  |  |  | 099-03824 | 099-03824 | Katy | Memorial Hermann Katy Hospital | KATY - ICU | Room 10 | 2/1/20
NO | YES |  |  |  | 099-03781 | 099-03781 | Hill-Rom Co Inc | Versacare |  | P028AW1201 | Katy-ICU |  |  |  |  | 099-03781 | 099-03781 | Katy | MHHS-Katy | Katy-ICU | ICU |  |  |  | No pm
NO | YES |  |  |  | 099-02448 | 099-02448 | Hill-Rom Co Inc | Versacare |  | O071AD6558 | Katy-Central Supply |  |  |  |  | 099-02448 | 099-02448 | Katy | MHHS-Katy | Katy-Central Supply | Pediatrics |  |  |  | No pm
YES | YES |  |  |  | 099-02676 | 099-02676 | Hill-Rom Co Inc | Versacare |  | M083AD6860 | KATY - OB SPECIAL OBSERVATION - 3E |  |  |  |  | 099-02676 | 099-02676 | Katy | Memorial Hermann katy | KATY - OB SPECIAL OBSERVATION - 3E | AP 3 | 2/1/20
NO | YES |  |  |  | 099-02675 | 099-02675 | Hill-Rom Co Inc | Versacare |  | Q307AD8348 | Katy-Ob Special Observation-3E |  |  |  |  | 099-02675 | 099-02675 | Katy | MHHS-Katy | Katy-Ob Special Observation-3E | AP 11
YES | YES |  |  |  | 099-03775 | 099-03775 | Hill-Rom Co Inc | Versacare |  | H312AE9668 | 1st floor |  |  |  |  | 099-03775 | 099-03775 | Katy | Katy | 1st floor | ER |  |  |  | No pm
YES | YES |  |  |  | 099-03774 | 099-03774 | Hill-Rom Co Inc | Versacare |  | H312AE9714 | 1st floor |  |  |  |  | 099-03774 | 099-03774 | Katy | Katy | 1st floor | ER |  |  |  | No pm
YES | YES |  |  |  | 099-00195 | 099-00195 | Hill-Rom Co Inc | Versacare |  | H311AE9627 | 1st floor |  |  |  |  | 099-00195 | 099-00195 | Katy | Katy | 1st floor | ER | 2/1/20 |  |  | No pm
YES | YES | Serial Number Cnf |  |  | 099-00375 | 099-00375 | Hill-Rom Co Inc | Versacare |  | Cnf | KATY - ER |  |  |  |  | 099-00375 | 099-00375 | Katy | Memorial Hermann Katy Hospital | KATY - ER | EC 24 | 10/1/19 | 10/1/20
YES | YES |  |  |  | 099-01761 | 099-01761 | Hill-Rom Co Inc | Versacare |  | G096AD2886 | NE - 5 West Tower |  |  |  |  | 099-01761 | 099-01761 | Katy | Memorial Hermann Northeast Hospital | NE - 5 West Tower | Bed Storage | 9/1/19 | 9/1/20
NO | YES |  |  |  | 099-01762 | 099-01762 | Hill-Rom Co Inc | Versacare |  | L036AD1740 | NE-5 South West |  |  |  |  | 099-01762 | 099-01762 | Katy | MHHS-Northeast | NE-5 South West | Bed Storage North East - 5th floor storage
NO | YES |  |  |  | 099-01763 | 099-01763 | Hill-Rom Co Inc | Versacare |  | L036AD1719 | NE-5 South West |  |  |  |  | 099-01763 | 099-01763 | Katy | MHHS-Northeast | NE-5 South West | Bed Storage North East - 5th floor storage
NO | YES |  |  |  | 099-01764 | 099-01764 | Hill-Rom Co Inc | Versacare |  | L036AD1734 | NE-5 South West |  |  |  |  | 099-01764 | 099-01764 | Katy | MHHS-Northeast | NE-5 South West | Bed Storage North East - 5th floor storage
YES | YES |  |  |  | 099-01765 | 099-01765 | Hill-Rom Co Inc | Versacare |  | H132AD5834 | NE - 5 West Tower |  |  |  |  | 099-01765 | 099-01765 | Katy | Memorial Hermann Northeast Hospital | NE - 5 West Tower | Bed Storage | 7/1/19 | 7/1/20
YES | YES |  |  |  | 099-01767 | 099-01767 | Hill-Rom Co Inc | Versacare |  | H114AD4203 | NE - 5 West Tower |  |  |  |  | 099-01767 | 099-01767 | Katy | Memorial Hermann Northeast Hospital | NE - 5 West Tower | Bed Storage | 6/1/19 | 6/1/20
NO | YES |  |  |  | 099-01768 | 099-01768 | Hill-Rom Co Inc | Versacare |  | K321AD8564 | NE-5 South West |  |  |  |  | 099-01768 | 099-01768 | Katy | MHHS-Northeast | NE-5 South West | Bed Storage North East - 5th floor storage
YES | YES |  |  |  | 099-01769 | 099-01769 | Hill-Rom Co Inc | Versacare |  | H080AD1241 | NE - 5 West Tower |  |  |  |  | 099-01769 | 099-01769 | Katy | Memorial Hermann Northeast Hospital | NE - 5 West Tower | Bed Storage | 7/1/18 | 7/1/19
NO | YES |  |  |  | 099-01534 | 099-01534 | Hill-Rom Co Inc | Versacare |  | K322AD8569 | NE-Med/Surg |  |  |  |  | 099-01534 | 099-01534 | Katy | MHHS-Northeast | NE-Med/Surg | Room 216
YES | YES |  |  |  | 099-01785 | 099-01785 | Hill-Rom Co Inc | Versacare |  | G136AD5930 | NE - 2 |  |  |  |  | 099-01785 | 099-01785 | Katy | Memorial Hermann Northeast Hospital | NE - 2 |  | 7/1/20 | 2/1/20
YES | YES |  |  |  | 099-01770 | 099-01770 | Hill-Rom Co Inc | Versacare |  | H080AD1246 | NE - 2 |  |  |  |  | 099-01770 | 099-01770 | Katy | Memorial Hermann Northeast Hospital | NE - 2 |  |  | 6/1/20
YES | YES |  |  |  | 099-01773 | 099-01773 | Hill-Rom Co Inc | Versacare |  |  | NE - 2 |  |  |  |  | 099-01773 | 099-01773 | Katy | Memorial Hermann Northeast Hospital | NE - 2
NO | YES |  |  |  | 099-02854 | 099-02854 | Hill-Rom Co Inc | Versacare |  | K322AD8585 | NE-Med/Surg |  |  |  |  | 099-02854 | 099-02854 | Katy | MHHS-Northeast | NE-Med/Surg | Room 2
YES | YES |  |  |  | 099-00837 | 099-00837 | Hill-Rom Co Inc | Versacare |  | H114AD4206 | [5 empty] | 099-00837 | 099-00837 | Katy | Memorial Hermann Northeast Hospital |  | 3rd floor storage
NO | YES |  |  |  | 099-04281 | 099-04281 | Hill-Rom Co Inc | Versacare |  | K322AD8595 | NE-Med/Surg 3 |  |  |  |  | 099-04281 | 099-04281 | Katy | MHHS-Northeast | NE-Med/Surg 3 | 3rd floor storage
YES | YES |  |  |  | 099-00612 | 099-00612 | Hill-Rom Co Inc | Versacare |  | F352AD4696 | Bed Shop |  |  |  |  | 099-00612 | 099-00612 | Katy | Memorial Hermann Northeast Hospital | Bed Shop
NO | YES |  |  |  | 099-00613 | 099-00613 | Hill-Rom Co Inc | Versacare |  | L036AD1717 | Katy-Beds |  |  |  |  | 099-00613 | 099-00613 | Katy | MHHS-Katy | Katy-Beds |  | 2/1/20 | 12/1/20
YES | YES |  |  |  | 099-00615 | 099-00615 | Hill-Rom Co Inc | Versacare |  | L022AE2617 | Southwest 5 |  |  |  |  | 099-00615 | 099-00615 | northeast | Memorial Hermann Northeast Hospital | Southwest 5 | 5th floor storage
NO | YES |  |  |  | 099-00624 | 099-00624 | Hill-Rom Co Inc | Versacare |  | K322AD8597 | NE-5 South West |  |  |  |  | 099-00624 | 099-00624 | Katy | MHHS-Northeast | NE-5 South West |  | 2/1/20 | 6/1/20
YES | YES |  |  |  | 099-02389 | 099-02389 | Hill-Rom Co Inc | Versacare |  |  | NorthWest |  |  |  |  | 099-02389 | 099-02389 | Katy | Memorial Hermann Northeast Hospital | NorthWest | SW5 - 17
YES | YES |  |  |  | 099-04283 | 099-04283 | Hill-Rom Co Inc | Versacare |  | H132AD5816 | Med Surg 4th floor |  |  |  |  | 099-04283 | 099-04283 | Katy | Memorial Hermann Northeast Hospital | Med Surg 4th floor | Clean utility | 2/1/20
NO | YES |  |  |  | 099-02879 | 099-02879 | Hill-Rom Co Inc | Versacare |  | K322AD8601 | NE-IMU1 |  |  |  |  | 099-02879 | 099-02879 | Katy | MHHS-Northeast | NE-IMU1
NO | YES |  |  |  | 099-02883 | 099-02883 | Hill-Rom Co Inc | Versacare |  | K321AD8558 | NE-IMU1 |  |  |  |  | 099-02883 | 099-02883 | Katy | MHHS-Northeast | NE-IMU1
NO | YES | Serial Number K321AD8560 |  |  | 099-04287 | 099-04287 | Hill-Rom Co Inc | Versacare |  | K321AD8560 | NE-IMU1 |  |  |  |  | 099-04287 | 099-04287 | Katy | MHHS-Northeast | NE-IMU1 | Room 4015
YES | YES |  |  |  | 099-00542 | 099-00542 | Hill-Rom Co Inc | Versacare |  | G097AD2904 | NE - IMU1 |  |  |  |  | 099-00542 | 099-00542 | Katy | Memorial Hermann Northeast Hospital | NE - IMU1 |  | 10/1/19 | 10/1/20
YES | YES |  |  |  | 099-00656 | 099-00656 | Hill-Rom Co Inc | Versacare |  | G132AD5731 | NE - 4th IMCU |  |  |  |  | 099-00656 | 099-00656 | Katy | Memorial Hermann Northeast Hospital | NE - 4th IMCU | 4009 North East - 5th floor storage
NO | YES |  |  |  | 099-02314 | 099-02314 | Hill-Rom Co Inc | Versacare |  | K322AD8583 | NE-IMU1 |  |  |  |  | 099-02314 | 099-02314 | Katy | MHHS-Northeast | NE-IMU1 | Room 4014
YES | YES |  |  |  | 099-02371 | 099-02371 | Hill-Rom Co Inc | Versacare |  |  | NE - IMU1 |  |  |  |  | 099-02371 | 099-02371 | Katy | Memorial Hermann Northeast Hospital | NE - IMU1
YES | YES |  |  |  | 099-00659 | 099-00659 | Hill-Rom Co Inc | Versacare |  | G097AD2906 | NE - 4th IMCU |  |  |  |  | 099-00659 | 099-00659 | Katy | Memorial Hermann Northeast Hospital | NE - 4th IMCU |  | 2/1/20 | 8/1/20
YES | YES |  |  |  | 099-00559 | 099-00559 | Hill-Rom Co Inc | Versacare |  | G136AD5918 | NE - IMU2 |  |  |  |  | 099-00559 | 099-00559 | Katy | Memorial Hermann Northeast Hospital | NE - IMU2 |  | 11/1/18 | 11/1/19
YES | YES |  |  |  | 099-00841 | 099-00841 | Hill-Rom Co Inc | Versacare |  | G097AD2898 | NE - IMU2 |  |  |  |  | 099-00841 | 099-00841 | Katy | Memorial Hermann Northeast Hospital | NE - IMU2 | Room 4021
YES | YES |  |  |  | 099-00560 | 099-00560 | Hill-Rom Co Inc | Versacare |  | G132AD5741 | NE - ICU |  |  |  |  | 099-00560 | 099-00560 | Katy | Memorial Hermann Northeast Hospital | NE - ICU
YES | YES |  |  |  | 099-00570 | 099-00570 | Hill-Rom Co Inc | Versacare |  | G133AD5807 | NE - ICU |  |  |  |  | 099-00570 | 099-00570 | Katy | Memorial Hermann Northeast Hospital | NE - ICU |  | 8/1/19 | 8/1/20
NO | YES |  |  |  | 099-00972 | 099-00972 | Hill-Rom Co Inc | Versacare |  | K322AD8591 | NE-ICU |  |  |  |  | 099-00972 | 099-00972 | Katy | MHHS-Northeast | NE-ICU |  | 2/1/20 | 11/1/19
NO | YES |  |  |  | 099-00577 | 099-00577 | Hill-Rom Co Inc | Versacare |  | K322AD8609 | NE-ICU |  |  |  |  | 099-00577 | 099-00577 | Katy | MHHS-Northeast | NE-ICU |  | 10/1/19 | 10/1/20
YES | YES |  |  |  | 099-00629 | 099-00629 | Hill-Rom Co Inc | Versacare |  | G132AD5727 | 2nd Floor Mother and Baby |  |  |  |  | 099-00629 | 099-00629 | Katy | Memorial Hermann Northeast Hospital | 2nd Floor Mother and Baby |  | 2/1/20 | 5/1/20
YES | YES |  |  |  | 099-02359 | 099-02359 | Hill-Rom Co Inc | Versacare |  |  | NE - L |  |  |  |  | 099-02359 | 099-02359 | Katy | Memorial Hermann Northeast Hospital | NE - L
YES | YES |  |  |  | 099-00821 | 099-00821 | Hill-Rom Co Inc | Versacare |  | H131AD5683 | Mother Baby |  |  |  |  | 099-00821 | 099-00821 | Katy | Memorial Hermann Northeast Hospital | Mother Baby | Suite 2004
YES | YES |  |  |  | 099-00824 | 099-00824 | Hill-Rom Co Inc | Versacare |  | H109AD3700 | Mother Baby |  |  |  |  | 099-00824 | 099-00824 | Katy | Memorial Hermann Northeast Hospital | Mother Baby | Suite 2001
YES | YES |  |  |  | 099-00586 | 099-00586 | Hill-Rom Co Inc | Versacare |  | G132AD5729 | NE - LABOR |  |  |  |  | 099-00586 | 099-00586 | Katy | Memorial Hermann Northeast Hospital | NE - LABOR | Outside 232 | 2/1/20 | 2/1/21
YES | YES |  |  |  | 142-09272 | 142-09272 no | Hill-Rom Co Inc | Versacare |  | G136AD5927 | 4th SW IMCU |  |  |  |  | 142-09272 | 142-09272 no | Katy | Memorial Hermann Northeast Hospital | 4th SW IMCU |  | 2/1/20 | 11/1/19
YES | YES |  |  |  | 142-08874 | 142-08874 | Hill-Rom Co Inc | Versacare |  | G133AD5778 | IMU2 |  |  |  |  | 142-08874 | 142-08874 | Katy | Memorial Hermann Northeast Hospital | IMU2 | Wellness Center | 2/1/20
YES | YES |  |  |  | 142-09325 | 142-09325 | Hill-Rom Co Inc | Versacare |  | H132AD5806 | NE - ICU |  |  |  |  | 142-09325 | 142-09325 | Katy | Memorial Hermann Northeast Hospital | NE - ICU | Exam 4040
YES | YES | Serial Number Cnf |  |  | 142-09088 | 142-09088 | Hill-Rom Co Inc | Versacare |  | Cnf | SUGAR LAND - MED/SURG - EAST 4TH |  |  |  |  | 142-09088 | 142-09088 | Sugar Land | Memorial Hermann Sugar Land Hospital | SUGAR LAND - MED/SURG - EAST 4TH | E417
NO | YES |  |  |  | 142-09089 | 142-09089 | Hill-Rom Co Inc | Versacare |  | R216AD0961 | Sugar Land-Med/Surg-East 4th |  |  |  |  | 142-09089 | 142-09089 | Sugar Land | MHHS-Sugarland | Sugar Land-Med/Surg-East 4th | E418
NO | YES |  |  |  | 129-31606 | 129-31606 | Hill-Rom Co Inc | Versacare |  | P204AD4016 | SUGAR LAND - 5 East MedSurg |  |  |  |  | 129-31606 | 129-31606 | Sugar Land | Memorial Hermann Sugar Land Hospital | SUGAR LAND - 5 East MedSurg | E415 | 2/1/20
YES | YES |  |  |  | 142-09091 | 142-09091 | Hill-Rom Co Inc | Versacare |  |  | SUGAR LAND - MED/SURG - EAST 4TH |  |  |  |  | 142-09091 | 142-09091 | Sugar Land | Memorial Hermann Sugar Land Hospital | SUGAR LAND - MED/SURG - EAST 4TH | E427
NO | YES |  |  |  | 129-31555 | 129-31555 | Hill-Rom Co Inc | Versacare |  | R197AD9948 | 4th |  |  |  |  | 129-31555 | 129-31555 | Sugar Land | Memorial Hermann Sugar Land Hospital | 4th | E403 | 2/1/20
NO | YES |  |  |  | 129-31617 | 129-31617 | Hill-Rom Co Inc | Versacare |  | P205AD4044 | SUGAR LAND - ICU |  |  |  |  | 129-31617 | 129-31617 | Sugar Land | Memorial Hermann Sugar Land Hospital | SUGAR LAND - ICU | E404
YES | YES |  |  |  | 129-31557 | 129-31557 | Hill-Rom Co Inc | Versacare |  |  | 4th |  |  |  |  | 129-31557 | 129-31557 | Sugar Land | Memorial Hermann Sugar Land Hospital | 4th | E408
NO | YES |  |  |  | 129-31618 | 129-31618 | Hill-Rom Co Inc | Versacare |  | R196AD9938 | SUGAR LAND - 5 East Med Surg |  |  |  |  | 129-31618 | 129-31618 | Sugar Land | Memorial Hermann Sugar Land Hospital | SUGAR LAND - 5 East Med Surg | E413
NO | YES |  |  |  | 129-31622 | 129-31622 | Hill-Rom Co Inc | Versacare |  | H279AD0965 | Sugar Land-IMU |  |  |  |  | 129-31622 | 129-31622 | Sugar Land | MHHS-Sugarland | Sugar Land-IMU | E308 | 10/1/19 |  | 10/1/20
NO | YES |  |  |  | 129-31624 | 129-31624 | Hill-Rom Co Inc | Versacare |  | R216AD0959 | 3 East IMU |  |  |  |  | 129-31624 | 129-31624 | Sugar Land | Memorial Hermann Sugar Land Hospital | 3 East IMU | E307
NO | YES |  |  |  | 129-31574 | 129-31574 | Hill-Rom Co Inc | Versacare |  | R196AD9940 | Sugar Land-IMU |  |  |  |  | 129-31574 | 129-31574 | Sugar Land | MHHS-Sugarland | Sugar Land-IMU | E307
NO | YES |  |  |  | 099-01204 | 099-01204 | Hill-Rom Co Inc | Versacare |  | R183AD9672 | Sugar Land-IMU |  |  |  |  | 099-01204 | 099-01204 | Sugar Land | MHHS-Sugarland | Sugar Land-IMU | E327
NO | YES |  |  |  | 129-31576 | 129-31576 | Hill-Rom Co Inc | Versacare |  | R216AD0907 | Sugar Land-IMU |  |  |  |  | 129-31576 | 129-31576 | Sugar Land | MHHS-Sugarland | Sugar Land-IMU | E306
YES | YES |  |  |  | 099-01214 | 099-01214 | Hill-Rom Co Inc | Versacare |  |  | SUGAR LAND - IMU |  |  |  |  | 099-01214 | 099-01214 | Sugar Land | Memorial Hermann Sugar Land Hospital | SUGAR LAND - IMU | E326 |  |  |  | Patient in bed
YES | YES |  |  |  | 005-33082 | 005-33082 | Hill-Rom Co Inc | Versacare |  | R215AE0567 | Pedi IMU |  |  |  |  | 005-33082 | 005-33082 | Sugar Land | Memorial Hermann Sugar Land Hospital | Pedi IMU | Pedi IMU 528 | 2/1/20 |  | 2/1/21
YES | YES |  |  |  | 142-09141 | R168AE8408 | Hill-Rom Co Inc | Versacare | [7 empty] | 142-09141 | R168AE8408
YES | YES |  |  |  | 129-31625 | 129-31625 | Hill-Rom Co Inc | Versacare |  | R168AE8399 | Family |  |  |  |  | 129-31625 | 129-31625 | Sugar Land | Memorial Hermann Sugar Land Hospital | Family | Suite 531 |  | 2/1/21
YES | YES |  |  |  | 142-09145 | 142-09145 | Hill-Rom Co Inc | Versacare |  | I102AE4108 | Care team |  |  |  |  | 142-09145 | 142-09145 | Sugar Land | Memorial Hermann Sugar Land Hospital | Care team | Suite 507 | 3/1/20
YES | YES |  |  |  | 142-09203 | 142-09203 | Hill-Rom Co Inc | Versacare |  |  | SUGAR LAND - MED/SURG - WEST 4TH |  |  |  |  | 142-09203 | 142-09203 | Sugar Land | Memorial Hermann Sugar Land Hospital | SUGAR LAND - MED/SURG - WEST 4TH | Suite 403 |  |  |  | Patient in bed
YES | YES |  |  |  | 142-09204 | 142-09204 | Hill-Rom Co Inc | Versacare |  |  | SUGAR LAND - MED/SURG - WEST 4TH |  |  |  |  | 142-09204 | 142-09204 | Sugar Land | Memorial Hermann Sugar Land Hospital | SUGAR LAND - MED/SURG - WEST 4TH | Suite 402 |  |  |  | Patient in bed
NO | YES |  |  |  | 142-09207 | 142-09207 | Hill-Rom Co Inc | Versacare |  | H279AD0972 | Sugar Land-Med/Surg-West 4th |  |  |  |  | 142-09207 | 142-09207 | Sugar Land | MHHS-Sugarland | Sugar Land-Med/Surg-West 4th | Suite 418 |  | 2/1/17
YES | YES |  |  |  | 142-09424 | 142-09424 | Hill-Rom Co Inc | Versacare |  |  | 4th Floor |  |  |  |  | 142-09424 | 142-09424 | Sugar Land | Memorial Hermann Sugar Land Hospital | 4th Floor | Suite 407 |  | 2/1/21 |  | Patient in bed
YES | YES |  |  |  | 142-09428 | 142-09428 | Hill-Rom Co Inc | Versacare |  |  | Labor and Delivery |  |  |  |  | 142-09428 | 142-09428 | Sugar Land | Memorial Hermann Sugar Land Hospital | Labor and Delivery
YES | YES |  |  |  | 142-09214 | 142-09214 | Hill-Rom Co Inc | Versacare |  |  | Labor |  |  |  |  | 142-09214 | 142-09214 | Sugar Land | Memorial Hermann Sugar Land Hospital | Labor | Room 524 |  |  |  | Patient in bed
YES | YES |  |  |  | 029-13323 | 029-13323 | Hill-Rom Co Inc | Versacare |  | Q197AE1545 | Surgery OR |  |  |  |  | 029-13323 | 029-13323 | Woodlands | Memorial Hermann Hospital Woodlands | Surgery OR | Hallway
YES | YES |  |  |  | 029-13341 | 029-13341 | Hill-Rom Co Inc | Versacare |  | O296AE0715 | Surgery OR |  |  |  |  | 029-13341 | 029-13341 | Woodlands | Memorial Hermann Hospital Woodlands | Surgery OR | Hallway | 2/1/13 |  |  | Needs p.m.
YES | YES |  |  |  | 029-13340 | 029-13340 | Hill-Rom Co Inc | Versacare |  | G277AE5056 | Surgery OR |  |  |  |  | 029-13340 | 029-13340 | Woodlands | Memorial Hermann Hospital Woodlands | Surgery OR | Hallway | 11/1/20 |  | 11/1/21
YES | YES |  |  |  | 029-13317 | 029-13317 | Hill-Rom Co Inc | Versacare |  | M346AE9521 | OB / LD |  |  |  |  | 029-13317 | 029-13317 | Woodlands | Memorial Hermann Hospital Woodlands | OB / LD | Room W1 231
YES | YES |  |  |  | 029-13256 | 029-13256 | Hill-Rom Co Inc | Versacare |  | J317AE9538 | WOODLANDS - BIRTH CENTER |  |  |  |  | 029-13256 | 029-13256 | Woodlands |  | WOODLANDS - BIRTH CENTER |  |  |  | 11/1/18
YES | YES |  |  |  | 029-13412 | 029-13412 | Hill-Rom Co Inc | Versacare |  |  | OB |  |  |  |  | 029-13412 | 029-13412 | Woodlands | Memorial Hermann Hospital Woodlands | OB | Room 1246 | 2/1/20 |  | 2/1/21
YES | YES |  |  |  | 029-13747 | 029-13747 | Hill-Rom Co Inc | Versacare |  |  | Inpatient Rehab |  |  |  |  | 029-13747 | 029-13747 | Woodlands | Memorial Hermann Hospital Woodlands | Inpatient Rehab | E755
YES | YES |  |  |  | 029-13704 | 029-13704 | Hill-Rom Co Inc | Versacare |  |  | WOODLANDS - East Tower |  |  |  |  | 029-13704 | 029-13704 | Woodlands | Memorial Hermann Hospital Woodlands | WOODLANDS - East Tower | 5th Floor Hallway
YES | YES |  |  |  | 029-13510 | 029-13510 | Hill-Rom Co Inc | Versacare |  |  | Inpatient Rehab |  |  |  |  | 029-13510 | 029-13510 | Woodlands | Memorial Hermann Hospital Woodlands | Inpatient Rehab | E756
YES | YES |  |  |  | 029-13513 | 029-13513 | Hill-Rom Co Inc | Versacare |  |  | Inpatient Rehab |  |  |  |  | 029-13513 | 029-13513 | Woodlands | Memorial Hermann Hospital Woodlands | Inpatient Rehab | E762
YES | YES |  |  |  | 029-13514 | 029-13514 | Hill-Rom Co Inc | Versacare |  | R154AE7429 | Inpatient Rehab |  |  |  |  | 029-13514 | 029-13514 | Woodlands | Memorial Hermann Hospital Woodlands | Inpatient Rehab | Hallway
YES | YES |  |  |  | 029-13709 | 029-13709 | Hill-Rom Co Inc | Versacare |  | O296AE0762 | WOODLANDS - East Tower 5 |  |  |  |  | 029-13709 | 029-13709 | Woodlands | Memorial Hermann Hospital Woodlands | WOODLANDS - East Tower 5 | Room E566 |  |  |  | No p.m.
NO | YES |  |  |  | 029-13515 | 029-13515 | Hill-Rom Co Inc | Versacare |  | R118AD6606 | Inpatient Rehab |  |  |  |  | 029-13515 | 029-13515 | Woodlands | Memorial Hermann Hospital Woodlands | Inpatient Rehab | Hallway
YES | YES |  |  |  | 029-13516 | 029-13516 | Hill-Rom Co Inc | Versacare |  |  | Inpatient Rehab |  |  |  |  | 029-13516 | 029-13516 | Woodlands | Memorial Hermann Hospital Woodlands | Inpatient Rehab | Hallway
YES | YES |  |  |  | 029-13712 | 029-13712 | Hill-Rom Co Inc | Versacare |  | G277AE5042 | East Tower 5th Floor |  |  |  |  | 029-13712 | 029-13712 | Woodlands | Memorial Hermann Hospital Woodlands | East Tower 5th Floor | Room E565 | 4/1/20 |  | 4/1/21
YES | YES |  |  |  | 029-13517 | 029-13517 | Hill-Rom Co Inc | Versacare |  |  | Inpatient Rehab |  |  |  |  | 029-13517 | 029-13517 | Woodlands | Memorial Hermann Hospital Woodlands | Inpatient Rehab | E716
YES | YES |  |  |  | 029-13715 | 029-13715 | Hill-Rom Co Inc | Versacare |  | R070AE3860 | East Tower 5th Floor |  |  |  |  | 029-13715 | 029-13715 | Woodlands | Memorial Hermann Hospital Woodlands | East Tower 5th Floor | Room E564 |  |  |  | No p.m.
YES | YES |  |  |  | 029-13720 | 029-13720 | Hill-Rom Co Inc | Versacare |  | G278AE5098 | East Tower 5th Floor |  |  |  |  | 029-13720 | 029-13720 | Woodlands | Memorial Hermann Hospital Woodlands | East Tower 5th Floor | Room E561 | 11/1/20 |  | 11/1/21
YES | YES |  |  |  | 029-13646 | 029-13646 | Hill-Rom Co Inc | Versacare |  |  | East Tower 5th Floor |  |  |  |  | 029-13646 | 029-13646 | Woodlands | Memorial Hermann Hospital Woodlands | East Tower 5th Floor | Room E511
YES | YES |  |  |  | 029-13748 | 029-13748 | Hill-Rom Co Inc | Versacare |  |  | Inpatient Rehab |  |  |  |  | 029-13748 | 029-13748 | Woodlands | Memorial Hermann Hospital Woodlands | Inpatient Rehab
YES | YES |  |  |  | 029-13649 | 029-13649 | Hill-Rom Co Inc | Versacare |  |  | East Tower 5th Floor |  |  |  |  | 029-13649 | 029-13649 | Woodlands | Memorial Hermann Hospital Woodlands | East Tower 5th Floor | Room E513
YES | YES |  |  |  | 029-13652 | 029-13652 | Hill-Rom Co Inc | Versacare |  | R070AE3858 | East Tower 5th Floor |  |  |  |  | 029-13652 | 029-13652 | Woodlands | Memorial Hermann Hospital Woodlands | East Tower 5th Floor | Room E516 | 2/1/20 |  | 2/1/21
YES | YES |  |  |  | 029-13655 | 029-13655 | Hill-Rom Co Inc | Versacare |  |  | East Tower 5th Floor |  |  |  |  | 029-13655 | 029-13655 | Woodlands | Memorial Hermann Hospital Woodlands | East Tower 5th Floor | Room E515 |  |  | 4/1/21 | Patient bed occupied
YES | YES |  |  |  | 029-13657 | 029-13657 | Hill-Rom Co Inc | Versacare |  | O296AE0764 | East Tower 5th Floor |  |  |  |  | 029-13657 | 029-13657 | Woodlands | Memorial Hermann Hospital Woodlands | East Tower 5th Floor | Room E514 |  |  |  | No p.m.
YES | YES |  |  |  | 029-13658 | 029-13658 | Hill-Rom Co Inc | Versacare |  | Q175AE0628 | East Tower 5th Floor |  |  |  |  | 029-13658 | 029-13658 | Woodlands | Memorial Hermann Hospital Woodlands | East Tower 5th Floor | RoomE521
YES | YES |  |  |  | 029-13660 | 029-13660 | Hill-Rom Co Inc | Versacare |  | G277AE5052 | East Tower 5th Floor |  |  |  |  | 029-13660 | 029-13660 | Woodlands | Memorial Hermann Hospital Woodlands | East Tower 5th Floor | Room E556 | 5/1/20 |  | 5/1/21
YES | YES |  |  |  | 029-13664 | 029-13664 | Hill-Rom Co Inc | Versacare |  |  | East Tower 5th Floor |  |  |  |  | 029-13664 | 029-13664 | Woodlands | Memorial Hermann Hospital Woodlands | East Tower 5th Floor | Room E555 |  |  | 3/1/20 | In Use
NO | YES |  |  |  | 029-13896 | 029-13896 | Hill-Rom Co Inc | Versacare |  | Q211AD3018 | TIRR-Woodlands Inpatient |  |  |  |  | 029-13896 | 029-13896 | Woodlands | MHHS-Others | TIRR-Woodlands Inpatient | Joint Center
YES | YES |  |  |  | 029-13857 | 029-13857 | Hill-Rom Co Inc | Versacare |  | J288AE6758 | East Tower 5th Floor |  |  |  |  | 029-13857 | 029-13857 | Woodlands | Memorial Hermann Hospital Woodlands | East Tower 5th Floor | Room E554 | 3/1/20 |  |  | In use
YES | YES |  |  |  | 029-13867 | 029-13867 | Hill-Rom Co Inc | Versacare |  | K075AE5630 | East Tower 5th Floor |  |  |  |  | 029-13867 | 029-13867 | Woodlands | Memorial Hermann Hospital Woodlands | East Tower 5th Floor | Room E526
YES | YES |  |  |  | 029-13872 | 029-13872 | Hill-Rom Co Inc | Versacare |  |  | East Tower 5th Floor |  |  |  |  | 029-13872 | 029-13872 | Woodlands | Memorial Hermann Hospital Woodlands | East Tower 5th Floor | Room E524 |  |  | 3/1/20 | In use
YES | YES |  |  |  | 029-13882 | 029-13882 | Hill-Rom Co Inc | Versacare |  | J288AE6772 | East Tower 5th Floor |  |  |  |  | 029-13882 | 029-13882 | Woodlands | Memorial Hermann Hospital Woodlands | East Tower 5th Floor | Room E542
YES | YES |  |  |  | 029-13883 | 029-13883 | Hill-Rom Co Inc | Versacare |  | G277AE5037 | East Tower 5th Floor |  |  |  |  | 029-13883 | 029-13883 | Woodlands | Memorial Hermann Hospital Woodlands | East Tower 5th Floor | Room E541
YES | YES |  |  |  | 029-13886 | 029-13886 | Hill-Rom Co Inc | Versacare |  | K072AE5518 | East Tower 5th Floor |  |  |  |  | 029-13886 | 029-13886 | Woodlands | Memorial Hermann Hospital Woodlands | East Tower 5th Floor | Room E536
YES | YES |  |  |  | 029-13889 | 029-13889 | Hill-Rom Co Inc | Versacare |  | K072AE5519 | East Tower 5th Floor |  |  |  |  | 029-13889 | 029-13889 | Woodlands | Memorial Hermann Hospital Woodlands | East Tower 5th Floor | Room E535
YES | YES |  |  |  | 029-13727 | 029-13727 | Hill-Rom Co Inc | Versacare |  | R070AE3890 | East Tower 5th Floor |  |  |  |  | 029-13727 | 029-13727 | Woodlands | Memorial Hermann Hospital Woodlands | East Tower 5th Floor | Room E533
YES | YES |  |  |  | 029-13731 | 029-13731 | Hill-Rom Co Inc | Versacare |  | R153AE7368 | East Tower 5th Floor |  |  |  |  | 029-13731 | 029-13731 | Woodlands | Memorial Hermann Hospital Woodlands | East Tower 5th Floor | Room E532
YES | YES |  |  |  | 029-13733 | 029-13733 | Hill-Rom Co Inc | Versacare |  | U107AE6441 | East Tower 5th Floor |  |  |  |  | 029-13733 | 029-13733 | Woodlands | Memorial Hermann Hospital Woodlands | East Tower 5th Floor | Room E531
YES | YES |  |  |  | 029-13372 | 029-13372 | Hill-Rom Co Inc | Versacare |  | R070AE3877 | WOODLANDS - East Tower 5th Floor |  |  |  |  | 029-13372 | 029-13372 | Woodlands | Memorial Hermann Hospital boyfriends | WOODLANDS - East Tower 5th Floor | Room E543 | 3/1/20 |  | 3/1/21
YES | YES |  |  |  | 029-13811 | 029-13811 | Hill-Rom Co Inc | Versacare |  | M346AE9515 | WOODLANDS - SICU |  |  |  |  | 029-13811 | 029-13811 |  |  | WOODLANDS - SICU | Room 211
YES | YES |  |  |  | 029-13374 | 029-13374 | Hill-Rom Co Inc | Versacare |  | G277AE5035 | WOODLANDS - East Tower 5th Floor |  |  |  |  | 029-13374 | 029-13374 | Woodlands | Memorial Hermann Hospital boyfriends | WOODLANDS - East Tower 5th Floor | Room E546 | 3/1/20
YES | YES |  |  |  | 029-13812 | 029-13812 | Hill-Rom Co Inc | Versacare |  | O162AE5245 | WOODLANDS - CVICU |  |  |  |  | 029-13812 | 029-13812 |  |  | WOODLANDS - CVICU | Room 212
YES | YES |  |  |  | 029-13813 | 029-13813 | Hill-Rom Co Inc | Versacare |  | O296AE0746 | WOODLANDS - PCU6 |  |  |  |  | 029-13813 | 029-13813 |  |  | WOODLANDS - PCU6 | Room 213 |  |  | 1/1/21
YES | YES |  |  |  | 029-13377 | 029-13377 | Hill-Rom Co Inc | Versacare |  | G276AE4989 | WOODLANDS - East Tower 5th Floor |  |  |  |  | 029-13377 | 029-13377 | Woodlands | Memorial Hermann Hospital boyfriends | WOODLANDS - East Tower 5th Floor | Room E553
YES | YES |  |  |  | 029-13814 | 029-13814 | Hill-Rom Co Inc | Versacare |  | O296AE0708 | WOODLANDS - PCU6 |  |  |  |  | 029-13814 | 029-13814 |  |  | WOODLANDS - PCU6 | Hallway |  |  | 10/1/20
YES | YES |  |  |  | 029-13898 | 029-13898 | Hill-Rom Co Inc | Versacare |  | Q197AE1558 | WOODLANDS - CATH LAB |  |  |  |  | 029-13898 | 029-13898 |  |  | WOODLANDS - CATH LAB | Room 215
YES | YES |  |  |  | 029-13900 | 029-13900 | Hill-Rom Co Inc | Versacare |  |  | WOODLANDS - PCU6 |  |  |  |  | 029-13900 | 029-13900 |  |  | WOODLANDS - PCU6 | Room 222
YES | YES |  |  |  | 029-13903 | 029-13903 | Hill-Rom Co Inc | Versacare |  | R070AE3865 | WOODLANDS - SICU |  |  |  |  | 029-13903 | 029-13903 |  |  | WOODLANDS - SICU | Room 223
YES | YES |  |  |  | 029-13904 | 029-13904 | Hill-Rom Co Inc | Versacare |  | U011AE5067 | WOODLANDS - ER |  |  |  |  | 029-13904 | 029-13904 |  |  | WOODLANDS - ER | Room 224
YES | YES |  |  |  | 029-13907 | 029-13907 | Hill-Rom Co Inc | Versacare |  | Q175AE0646 | WOODLANDS - PCU 6 |  |  |  |  | 029-13907 | 029-13907 |  |  | WOODLANDS - PCU 6 | Room 225
YES | YES |  |  |  | 029-13908 | 029-13908 | Hill-Rom Co Inc | Versacare |  | Q197AE1561 | WOODLANDS - PCU 6 |  |  |  |  | 029-13908 | 029-13908 |  |  | WOODLANDS - PCU 6 | Room 226
YES | YES |  |  |  | 029-13909 | 029-13909 | Hill-Rom Co Inc | Versacare |  | U011AE5070 | WOODLANDS - PCU 6 |  |  |  |  | 029-13909 | 029-13909 |  |  | WOODLANDS - PCU 6 | Room 232
YES | YES |  |  |  | 029-13518 | 029-13518 | Hill-Rom Co Inc | Versacare |  | O296AE0714 | WOODLANDS - PCU 6 |  |  |  |  | 029-13518 | 029-13518 |  |  | WOODLANDS - PCU 6 | Room 231 |  |  | 1/1/21
YES | YES |  |  |  | 029-13520 | 029-13520 | Hill-Rom Co Inc | Versacare |  | J254AE2745 | WOODLANDS - PCU 6 |  |  |  |  | 029-13520 | 029-13520 |  |  | WOODLANDS - PCU 6 | Room 233 |  |  | 2/1/21
YES | YES |  |  |  | 029-13750 | 029-13750 | Hill-Rom Co Inc | Versacare |  | U 102 A.D.2256 | Neuroscience |  |  |  |  | 029-13750 | 029-13750 | Woodlands | Memorial Hermann Hospital Hospital Woodland Woodland | Neuroscience | Room E453
YES | YES |  |  |  | 074-06169 | 074-06169 | Hill-Rom Co Inc | Versacare |  | G276AE4997 | West Tower 6 Floor |  |  |  |  | 074-06169 | 074-06169 | Woodlands | Herman memorial hospital Woodlands | West Tower 6 Floor | Room 6243
YES | YES |  |  |  | 029-13524 | 029-13524 | Hill-Rom Co Inc | Versacare |  | O296AE0761 | WOODLANDS - PCU6 |  |  |  |  | 029-13524 | 029-13524 |  |  | WOODLANDS - PCU6 | Room 235
YES | YES |  |  |  | 074-06170 | 074-06170 | Hill-Rom Co Inc | Versacare |  | O296AE0717 | West Tower 6 Floor |  |  |  |  | 074-06170 | 074-06170 | Woodlands | Memorial Hermann Hospital Woodlands | West Tower 6 Floor | Room 6242
YES | YES |  |  |  | 029-13755 | 029-13755 | Hill-Rom Co Inc | Versacare |  | WMS0147 | WOODLANDS - NEUROLOGY |  |  |  |  | 029-13755 | 029-13755 | Woodlands | Woodland memorial hospital | WOODLANDS - NEUROLOGY | E454
NO | YES |  |  |  | 029-13529 | 029-13529 | Hill-Rom Co Inc | Versacare |  | R127AD7114 | 5 west |  |  |  |  | 029-13529 | 029-13529 |  |  | 5 west | Room 5212
YES | YES |  |  |  | 074-06176 | 074-06176 | Hill-Rom Co Inc | Versacare |  | Q175AE0620 | West Tower 5 Floor |  |  |  |  | 074-06176 | 074-06176 | Woodlands | Memorial Hermann Hospital Woodlands | West Tower 5 Floor | Room 5266
YES | YES |  |  |  | 029-13530 | 029-13530 | Hill-Rom Co Inc | Versacare |  | Q175AE0616 | 5 west |  |  |  |  | 029-13530 | 029-13530 |  |  | 5 west | Room 5214
NO | YES |  |  |  | 029-13531 | 029-13531 | Hill-Rom Co Inc | Versacare |  | G279AD7101 | 5 west |  |  |  |  | 029-13531 | 029-13531 |  |  | 5 west | Room 5226
YES | YES |  |  |  | 074-06187 | 074-06187 | Hill-Rom Co Inc | Versacare |  | U135AE6809 | West Tower 5 Floor |  |  |  |  | 074-06187 | 074-06187 | Woodlands | Memorial Hermann Hospital Woodlands | West Tower 5 Floor | Room 5245
YES | YES |  |  |  | 029-13442 | 029-13442 | Hill-Rom Co Inc | Versacare |  | Wlb0101 | WOODLANDS - NEUROLOGY |  |  |  |  | 029-13442 | 029-13442 | Woodlands | Woodland memorial hospital | WOODLANDS - NEUROLOGY | E421
YES | YES |  |  |  | 029-13913 | 029-13913 | Hill-Rom Co Inc | Versacare |  | Q175AE0629 | WOODLANDS - PCU5 |  |  |  |  | 029-13913 | 029-13913 |  |  | WOODLANDS - PCU5 | Room 5211
YES | YES |  |  |  | 029-13914 | 029-13914 | Hill-Rom Co Inc | Versacare |  | K075AE5638 | WOODLANDS - PCU5 |  |  |  |  | 029-13914 | 029-13914 |  |  | WOODLANDS - PCU5 | Room 5213
YES | YES |  |  |  | 029-13916 | 029-13917 | Hill-Rom Co Inc | Versacare |  | U135AE6806 | WOODLANDS - PCU5 |  |  |  |  | 029-13916 | 029-13917 |  |  | WOODLANDS - PCU5 | Room 5221
YES | YES |  |  |  | 029-13918 | 029-13918 | Hill-Rom Co Inc | Versacare |  | M342AE9076 | WOODLANDS - PCU5 |  |  |  |  | 029-13918 | 029-13918 |  |  | WOODLANDS - PCU5 | Room 5222
YES | YES |  |  |  | 029-13920 | 029-13920 | Hill-Rom Co Inc | Versacare |  | K007AE2115 | PCU 5 |  |  |  |  | 029-13920 | 029-13920 |  |  | PCU 5 | Room 5224 | 3/1/20 |  | 3/1/21
YES | YES |  |  |  | 029-13921 | 029-13921 | Hill-Rom Co Inc | Versacare |  | J287AE6557 | PCU 5 |  |  |  |  | 029-13921 | 029-13921 |  |  | PCU 5 | Room 5225
YES | YES |  |  |  | 074-06451 | 074-06451 | Hill-Rom Co Inc | Versacare |  |  | Neuroscience |  |  |  |  | 074-06451 | 074-06451 | Woodland memorial hospital | Neurology | Neuroscience | E465 |  |  |  | Patient on bed cannot acquire SN#
YES | YES |  |  |  | 029-13923 | 029-13923 | Hill-Rom Co Inc | Versacare |  | Q175AE0648 | PCU4 |  |  |  |  | 029-13923 | 029-13923 |  |  | PCU4 | Room 213
YES | YES |  |  |  | 029-13926 | 029-13926 | Hill-Rom Co Inc | Versacare |  | J318AE9564 | PCU4 |  |  |  |  | 029-13926 | 029-13926 |  |  | PCU4 | Room 214
YES | YES |  |  |  | 029-13927 | 029-13927 | Hill-Rom Co Inc | Versacare |  | J274AE5817 | PCU4 |  |  |  |  | 029-13927 | 029-13927 |  |  | PCU4 | Room 215
NO | YES |  |  |  | 029-13929 | 029-13929 | Hill-Rom Co Inc | Versacare |  | R127AD7110 | PCU4 |  |  |  |  | 029-13929 | 029-13929 |  |  | PCU4 | Room 221
YES | YES |  |  |  | 029-13930 | 029-13930 | Hill-Rom Co Inc | Versacare |  |  | PCU4 |  |  |  |  | 029-13930 | 029-13930 |  |  | PCU4 | Room 222
YES | YES |  |  |  | 074-06299 | 074-06299 | Hill-Rom Co Inc | Versacare |  | U123AE6670 | PCU4 |  |  |  |  | 074-06299 | 074-06299 |  |  | PCU4 | Room 223
YES | YES |  |  |  | 074-06300 | 074-06300 | Hill-Rom Co Inc | Versacare |  | J274AE5873 | PCU4 |  |  |  |  | 074-06300 | 074-06300 |  |  | PCU4 | Room 224 |  |  | 8/1/18
YES | YES |  |  |  | 074-06301 | 074-06301 | Hill-Rom Co Inc | Versacare |  | G277AE5033 | WOODLANDS - PCU5 |  |  |  |  | 074-06301 | 074-06301 |  |  | WOODLANDS - PCU5 | Room 225 |  |  | 4/1/21
YES | YES |  |  |  | 074-06303 | 074-06303 | Hill-Rom Co Inc | Versacare |  | G277AE5034 | WOODLANDS - PCU5 |  |  |  |  | 074-06303 | 074-06303 |  |  | WOODLANDS - PCU5 | Room 226 | 3/1/20 |  | 6/1/21
NO | YES |  |  |  | 074-06304 | 074-06304 | Hill-Rom Co Inc | Versacare |  | R168AD8938 | WOODLANDS - PCU5 |  |  |  |  | 074-06304 | 074-06304 |  |  | WOODLANDS - PCU5 | Room 231
YES | YES |  |  |  | 074-06305 | 074-06305 | Hill-Rom Co Inc | Versacare |  | R070AE3867 | Woodland-PCU 4 |  |  |  |  | 074-06305 | 074-06305 |  |  | Woodland-PCU 4 | Room 233
YES | YES |  |  |  | 074-06306 | 074-06306 | Hill-Rom Co Inc | Versacare |  | H132AD5818 | Woodland-PCU 4 |  |  |  |  | 074-06306 | 074-06306 |  |  | Woodland-PCU 4 | Room 234
YES | YES |  |  |  | 029-13737 | 029-13737 | Hill-Rom Co Inc | Versacare |  | J318AE9593 | West Tower 4 |  |  |  |  | 029-13737 | 029-13737 | Woodlands | Memorial Hermann Hospital Woodlands | West Tower 4 | Nurse Station hall
YES | YES |  |  |  | 029-13738 | 029-13738 | Hill-Rom Co Inc | Versacare |  |  | West Tower 4 |  |  |  |  | 029-13738 | 029-13738 | Woodlands | Memorial Hermann Hospital Woodlands | West Tower 4 | Nurse Station hall
YES | YES |  |  |  | 074-06307 | 074-06307 | Hill-Rom Co Inc | Versacare |  | G278AE5090 | Woodland-PCU 4 |  |  |  |  | 074-06307 | 074-06307 |  |  | Woodland-PCU 4 | Room 235
YES | YES |  |  |  | 074-06309 | 074-06309 | Hill-Rom Co Inc | Versacare |  | G278AE5127 | Woodland-PCU 4 |  |  |  |  | 074-06309 | 074-06309 |  |  | Woodland-PCU 4 | Room 236
YES | YES |  |  |  | 074-06357 | 074-06357 | Hill-Rom Co Inc | Versacare |  | K075AE5640 | West Tower 3rd Floor |  |  |  |  | 074-06357 | 074-06357 | Woodlands | Memorial Hermann Hospital Woodlands | West Tower 3rd Floor | Room 3211
NO | YES |  |  |  | 074-06284 | 074-06284 | Hill-Rom Co Inc | Versacare |  | R168AD8942 | WOODLANDS - PEDS |  |  |  |  | 074-06284 | 074-06284 |  |  | WOODLANDS - PEDS | Room 256
YES | YES |  |  |  | 074-06285 | 074-06285 | Hill-Rom Co Inc | Versacare |  | O296AE0711 | WOODLANDS - PEDS |  |  |  |  | 074-06285 | 074-06285 |  |  | WOODLANDS - PEDS | Room 255
YES | YES |  |  |  | 074-06286 | 074-06286 | Hill-Rom Co Inc | Versacare |  | K075AE5639 | WOODLANDS - PEDS |  |  |  |  | 074-06286 | 074-06286 |  |  | WOODLANDS - PEDS | Room 254
YES | YES |  |  |  | 074-06359 | 074-06359 | Hill-Rom Co Inc | Versacare |  | J253AE2253 | West Tower 3rd Floor |  |  |  |  | 074-06359 | 074-06359 | Woodlands | Memorial Hermann Hospital Woodlands | West Tower 3rd Floor | Room 3212
YES | YES |  |  |  | 074-06287 | 074-06287 | Hill-Rom Co Inc | Versacare |  | M319AE7577 | WOODLANDS - PEDS |  |  |  |  | 074-06287 | 074-06287 |  |  | WOODLANDS - PEDS | Room 253 |  |  | 7/1/17
YES | YES |  |  |  | 074-06360 | 074-06360 | Hill-Rom Co Inc | Versacare |  | R070AE3862 | West Tower 3rd Floor |  |  |  |  | 074-06360 | 074-06360 | Woodlands | Memorial Hermann Hospital Woodlands | West Tower 3rd Floor | Room 3213
YES | YES |  |  |  | 074-06288 | 074-06288 | Hill-Rom Co Inc | Versacare |  | G277AE5030 | WOODLANDS - PEDS |  |  |  |  | 074-06288 | 074-06288 |  |  | WOODLANDS - PEDS | Room 252 |  |  | 12/1/20
YES | YES |  |  |  | 074-06289 | 074-06289 | Hill-Rom Co Inc | Versacare |  | G277AE5059 | WOODLANDS - PEDS |  |  |  |  | 074-06289 | 074-06289 |  |  | WOODLANDS - PEDS | Room 251 |  |  | 1/1/19
YES | YES |  |  |  | 074-06362 | 074-06362 | Hill-Rom Co Inc | Versacare |  | R070AE3891 | West Tower 3rd Floor |  |  |  |  | 074-06362 | 074-06362 | Woodlands | Memorial Hermann Hospital Woodlands | West Tower 3rd Floor | Room 3216
YES | YES |  |  |  | 074-06363 | 074-06363 | Hill-Rom Co Inc | Versacare |  |  | West Tower 3rd Floor |  |  |  |  | 074-06363 | 074-06363 | Woodlands | Memorial Hermann Hospital Woodlands | West Tower 3rd Floor | Room 3215 |  |  |  | Patient in bed
YES | YES |  |  |  | 074-06290 | 074-06290 | Hill-Rom Co Inc | Versacare |  | Q175AE0640 | WOODLANDS - PEDS |  |  |  |  | 074-06290 | 074-06290 |  |  | WOODLANDS - PEDS | Room 244
YES | YES |  |  |  | 074-06364 | 074-06364 | Hill-Rom Co Inc | Versacare |  | U135AE6810 | West Tower 3rd Floor |  |  |  |  | 074-06364 | 074-06364 | Woodlands | Memorial Hermann Hospital Woodlands | West Tower 3rd Floor | Room 3222
YES | YES |  |  |  | 074-06291 | 074-06291 | Hill-Rom Co Inc | Versacare |  | M342AE9072 | WOODLANDS - PEDS |  |  |  |  | 074-06291 | 074-06291 |  |  | WOODLANDS - PEDS | Room 245
YES | YES |  |  |  | 074-06365 | 074-06365 | Hill-Rom Co Inc | Versacare |  | R070AE3898 | West Tower 3rd Floor |  |  |  |  | 074-06365 | 074-06365 | Woodlands | Memorial Hermann Hospital Woodlands | West Tower 3rd Floor | Room 3223
YES | YES |  |  |  | 074-06368 | 074-06368 | Hill-Rom Co Inc | Versacare |  | G278AE5099 | West Tower 3rd Floor |  |  |  |  | 074-06368 | 074-06368 | Woodlands | Memorial Hermann Hospital Woodlands | West Tower 3rd Floor | Room 3226
NO | YES |  |  |  | 074-06295 | 074-06295 | Hill-Rom Co Inc | Versacare |  | R062AD4408 | WOODLANDS - PEDS |  |  |  |  | 074-06295 | 074-06295 |  |  | WOODLANDS - PEDS | Room 242 | 3/1/20 |  | 3/1/21
YES | YES |  |  |  | 074-06369 | 074-06369 | Hill-Rom Co Inc | Versacare |  | G257AE3694 | West Tower 3rd Floor |  |  |  |  | 074-06369 | 074-06369 | Woodlands | Memorial Hermann Hospital Woodlands | West Tower 3rd Floor | Room 3232
YES | YES |  |  |  | 074-06296 | 074-06296 | Hill-Rom Co Inc | Versacare |  |  | WOODLANDS - PEDS |  |  |  |  | 074-06296 | 074-06296 |  |  | WOODLANDS - PEDS | Room 243
YES | YES |  |  |  | 074-06298 | 074-06298 | Hill-Rom Co Inc | Versacare |  | N240AE9510 | WOODLANDS - NICU |  |  |  |  | 074-06298 | 074-06298 |  |  | WOODLANDS - NICU | Room 241
YES | YES |  |  |  | 074-06370 | 074-06370 | Hill-Rom Co Inc | Versacare |  |  | West Tower 3 |  |  |  |  | 074-06370 | 074-06370 | Woodlands | Memorial Hermann Hospital Woodlands | West Tower 3 | Room 3214
YES | YES |  |  |  | 074-06323 | 074-06323 | Hill-Rom Co Inc | Versacare |  | G277AE5047 | WOODLANDS - PEDS |  |  |  |  | 074-06323 | 074-06323 |  |  | WOODLANDS - PEDS | Room 266 | 3/1/20 |  | 6/1/20
YES | YES |  |  |  | 074-06324 | 074-06324 | Hill-Rom Co Inc | Versacare |  | J289AE6856 | Woodlands PEDS |  |  |  |  | 074-06324 | 074-06324 |  |  | Woodlands PEDS | Room 264 |  |  | 3/1/18
YES | YES |  |  |  | 074-06325 | 074-06325 | Hill-Rom Co Inc | Versacare |  | O296AE0763 | Woodlands PEDS |  |  |  |  | 074-06325 | 074-06325 |  |  | Woodlands PEDS | Room 264
YES | YES |  |  |  | 074-06326 | 074-06326 | Hill-Rom Co Inc | Versacare |  | N342AE5389 | Woodlands PEDS |  |  |  |  | 074-06326 | 074-06326 |  |  | Woodlands PEDS | Room 262
YES | YES |  |  |  | 074-06335 | 074-06335 | Hill-Rom Co Inc | Versacare |  | J289AE6857 | WOODLANDS - ENDOSCOPY |  |  |  |  | 074-06335 | 074-06335 |  |  | WOODLANDS - ENDOSCOPY | Pre/post |  |  | 3/1/21
YES | YES |  |  |  | 099-08051 | 099-08051 | Hill-Rom Co Inc | VersaCare |  | Q027AE4337 | Post Partum |  |  |  |  | 099-08051 | 099-08051 | Greater heights | Memorial Hermann greater heights | Post Partum | Room 17
YES | YES |  |  |  | 099-08422 | 099-08422 | Hill-Rom Co Inc | VersaCare |  | L343AE5637 | 4th Floor |  |  |  |  | 099-08422 | 099-08422 | Greater heights | Memorial Hermann Hospital | 4th Floor | Room 401A | 3/1/20 |  | 3/1/20
YES | YES |  |  |  | 099-08429 | 099-08429 | Hill-Rom Co Inc | VersaCare |  |  | 4th Floor |  |  |  |  | 099-08429 | 099-08429 | Greater heights | Memorial Hermann Hospital | 4th Floor | Room 417
YES | YES |  |  |  | 099-08431 | 099-08431 | Hill-Rom Co Inc | VersaCare |  |  | 4th Floor |  |  |  |  | 099-08431 | 099-08431 | Greater heights | Memorial Hermann Hospital | 4th Floor | Room 421
YES | YES |  |  |  | 099-08434 | 099-08434 | Hill-Rom Co Inc | VersaCare |  |  | 4th Floor |  |  |  |  | 099-08434 | 099-08434 | Greater heights | Memorial Hermann Hospital | 4th Floor | Room 423
YES | YES |  |  |  | 099-08234 | 099-08234 | Hill-Rom Co Inc | VersaCare |  |  | Sourh Tower 6 |  |  |  |  | 099-08234 | 099-08234 | Central | Memorial Hermann Hospital | Sourh Tower 6 | Room 600
YES | YES |  |  |  | 099-08236 | 099-08236 | Hill-Rom Co Inc | VersaCare |  | N193AE5469 | Sourh Tower 6 |  |  |  |  | 099-08236 | 099-08236 | Central | Memorial Hermann Hospital | Sourh Tower 6 | Room 602A
YES | YES |  |  |  | 099-08242 | 099-08242 | Hill-Rom Co Inc | VersaCare |  |  | Sourh Tower 6 |  |  |  |  | 099-08242 | 099-08242 | Central | Memorial Hermann Hospital | Sourh Tower 6 | Room 610A
YES | YES |  |  |  | 099-08243 | 099-08243 | Hill-Rom Co Inc | VersaCare |  |  | Sourh Tower 6 |  |  |  |  | 099-08243 | 099-08243 | Central | Memorial Hermann Hospital | Sourh Tower 6 | Room 610B
YES | YES |  |  |  | 099-08245 | 099-08245 | Hill-Rom Co Inc | VersaCare |  |  | Sourh Tower 6 |  |  |  |  | 099-08245 | 099-08245 | Central | Memorial Hermann Hospital | Sourh Tower 6 | Room 612A
YES | YES |  |  |  | 099-08248 | 099-08248 | Hill-Rom Co Inc | VersaCare |  | N193AE5460 | Sourh Tower 6 |  |  |  |  | 099-08248 | 099-08248 | Central | Memorial Hermann Hospital | Sourh Tower 6 | Room 616A
YES | YES |  |  |  | 099-08195 | 099-08195 | Hill-Rom Co Inc | VersaCare |  | L343AE5657 | Sourh Tower 6 |  |  |  |  | 099-08195 | 099-08195 | Central | Memorial Hermann Hospital | Sourh Tower 6 | Room 618B
NO | YES |  |  |  | 099-08269 | 099-08269 | Hill-Rom Co Inc | VersaCare |  | G089AD2126 | GH-Med Surg 6 |  |  |  |  | 099-08269 | 099-08269 | Central | MHHS-Greater Heights | GH-Med Surg 6 | Room 609 | 2/1/19 |  | 2/1/20
YES | YES |  |  |  | 099-08272 | 099-08272 | Hill-Rom Co Inc | VersaCare |  | P339AE9695 | 6th Floor |  |  |  |  | 099-08272 | 099-08272 | Central | Memorial Hermann Hospital greater heights | 6th Floor | Room 628 |  |  | 3/1/20
YES | YES |  |  |  | 099-10547 | 099-10547 | Hill-Rom Co Inc | Versacare |  | I194AE0790 | HVI Telemetry Floor |  |  |  |  | 099-10547 | 099-10547 | Southwest | Memorial Hermann Heart | HVI Telemetry Floor | Room X5 137 |  |  | 6/1/20 | New Add - Patient in Bed
YES | YES |  |  |  | 099-10719 | 099-10719 | Hill-Rom Co Inc | Versacare |  | I005AE5476 | 10th Floor |  |  |  |  | 099-10719 | 099-10719 | Southwest | Memorial Hermann Southwest Hospital | 10th Floor | Room 1011 |  |  | 7/1/20 | New Add
YES | YES |  |  |  | 099-10838 | 099-10838 | Hill-Rom Co Inc | Versacare |  |  | SW - NEUOROLOGY |  |  |  |  | 099-10838 | 099-10838 | Southwest | Memorial Hermann Southwest Hospital | SW - NEUOROLOGY | 7th Floor - Room 706 |  |  | 3/1/20 | New Add - patient in bed
YES | YES |  |  |  | 099-10876 | 099-10876 | Hill-Rom Co Inc | Versacare |  |  | SW - TELEMETRY |  |  |  |  | 099-10876 | 099-10876 | Southwest | Memorial Hermann Southwest Hospital | SW - TELEMETRY | Room 435 |  |  | 7/1/19 | New Add - Patient in Bed
YES | YES |  |  |  | 099-13645 | 099-13645 | Hill-Rom Co Inc | Versacare |  | S130AD3330 | SW - post partum |  |  |  |  | 099-13645 | 099-13645 | Southwest | Memorial Hermann Southwest Hospital | SW - post partum | C wing | 3/1/20
YES | YES |  |  |  | 099-13641 | 099-13641 | Hill-Rom Co Inc | Versacare |  |  | SW - post partum |  |  |  |  | 099-13641 | 099-13641 | Sourhwest | Southwest | SW - post partum | C wing
YES | YES |  |  |  | 099-14066 | 099-14066 | Hill-Rom Co Inc | Versacare |  | NSN | SW-L |  |  |  |  | 099-14066 | 099-14066 | Southwest | Memorial Hermann Southwest Hospital Emergency Center | SW-L | C Wing
YES | YES |  |  |  | 099-14067 | 099-14067 | Hill-Rom Co Inc | Versacare |  | NSN | SW-L |  |  |  |  | 099-14067 | 099-14067 | Southwest | Memorial Hermann Southwest Hospital Emergency Center | SW-L | C Wing
NO | YES |  |  |  |  | 099-13642 | Hill-Rom Co Inc | Versacare |  | G276AD6749 | SW-Labor & Delivery | [5 empty] | 099-13642 | Southwest | MHHS-Southwest | SW-Labor & Delivery | C wing | 3/1/20
YES | YES |  |  |  | 099-14068 | 099-14068 | Hill-Rom Co Inc | Versacare |  | NSN | SW-L |  |  |  |  | 099-14068 | 099-14068 | Southwest | Memorial Hermann Southwest Hospital Emergency Center | SW-L | C Wing
YES | YES |  |  |  | 099-13643 | 099-13643 | Hill-Rom Co Inc | Versacare |  |  | Sw - nursary |  |  |  |  | 099-13643 | 099-13643 | Southwest | Memorial Hermann Southwest Hospital | Sw - nursary | C wing
YES | YES |  |  |  | 099-14069 | 099-14069 | Hill-Rom Co Inc | Versacare |  |  | SW-L |  |  |  |  | 099-14069 | 099-14069 | Southwest | Memorial Hermann Southwest Hospital Emergency Center | SW-L | C Wing
NO | YES |  |  |  | 099-13634 | 099-13634 | Hill-Rom Co Inc | Versacare |  | J267AD7858 | SW-Nursery |  |  |  |  | 099-13634 | 099-13634 | Southwest | MHHS-Southwest | SW-Nursery | D wing
YES | YES |  |  |  | 099-14070 | 099-14070 | Hill-Rom Co Inc | Versacare |  | H264AE6351 | SW-L |  |  |  |  | 099-14070 | 099-14070 | Southwest | Memorial Hermann Southwest Hospital Emergency Center | SW-L | D Wing
YES | YES | Serial Number H262AE5896 |  |  | 099-14077 | 099-14077 | Hill-Rom Co Inc | Versacare |  | H262AE5896 | SW |  |  |  |  | 099-14077 | 099-14077 | Southwest | Memorial Hermann Southwest Hospital Emergency Center | SW | RM-1023
YES | YES |  |  |  | 099-13636 | 099-13636 | Hill-Rom Co Inc | Versacare |  |  | SW |  |  |  |  | 099-13636 | 099-13636 | Southwest | Memorial Hermann Southwest Hospital | SW | 7th | 3/1/20
YES | YES |  |  |  | 099-14078 | 099-14078 | Hill-Rom Co Inc | Versacare |  |  | SW |  |  |  |  | 099-14078 | 099-14078 | Southwest | Memorial Hermann Southwest Hospital Emergency Center | SW | RM-1034
YES | YES |  |  |  | 099-14833 | 099-14833 | Hill-Rom Co Inc | Versacare |  |  | SW - 9th |  |  |  |  | 099-14833 | 099-14833 | Southwest | Memorial Hermann Southwest Hospital | SW - 9th | 9th
YES | YES |  |  |  | 099-14448 | 099-14448 | Hill-Rom Co Inc | Versacare |  | H265AE6755 | SW - MED/SURG FLOORS |  |  |  |  | 099-14448 | 099-14448 | Southwest | Memorial Hermann Southwest Hospital | SW - MED/SURG FLOORS |  |  | 2/1/21
YES | YES |  |  |  | 099-14827 | 099-14827 | Hill-Rom Co Inc | Versacare |  |  | SW - 8th |  |  |  |  | 099-14827 | 099-14827 | Southwest | Memorial Hermann Southwest Hospital | SW - 8th | Rehab
NO | YES |  |  |  | 099-14824 | 099-14824 | Hill-Rom Co Inc | Versacare |  | L313AD7463 | SW-Rehab |  |  |  |  | 099-14824 | 099-14824 | Southwest | MHHS-Southwest | SW-Rehab | Rehab
YES | YES |  |  |  | 099-14821 | 099-14821 | Hill-Rom Co Inc | Versacare |  | U011AD0076 | SW - 8th |  |  |  |  | 099-14821 | 099-14821 | Southwest | Memorial Hermann Southwest Hospital | SW - 8th | Rehab
NO | YES |  |  |  | 099-14818 | 099-14818 | Hill-Rom Co Inc | Versacare |  | J016AD7350 | SW-Rehab |  |  |  |  | 099-14818 | 099-14818 | Southwest | MHHS-Southwest | SW-Rehab | Rehab
NO | YES |  |  |  | 099-13305 | 099-13305 | Hill-Rom Co Inc | Versacare |  | P134AD1507 | SW-Neuorology |  |  |  |  | 099-13305 | 099-13305 | Southwest | MHHS-Southwest | SW-Neuorology | Room 725 |  | 6/1/20
YES | YES |  |  |  | 099-14084 | 099-14084 | Hill-Rom Co Inc | Versacare |  |  | SW |  |  |  |  | 099-14084 | 099-14084 | Southwest | Memorial Hermann Southwest Hospital | SW | 7th D-Wing RM 756
YES | YES |  |  |  | 099-14088 | 099-14088 | Hill-Rom Co Inc | Versacare |  | I194AE0794 | SW |  |  |  |  | 099-14088 | 099-14088 | Southwest | Memorial Hermann Southwest Hospital | SW | 7th D-Wing RM 763
YES | YES |  |  |  | 099-14432 | 099-14432 | Hill-Rom Co Inc | Versacare |  | I008AE5943 | SW - 6 |  |  |  |  | 099-14432 | 099-14432 | Southwest | Memorial Hermann Southwest Hospital | SW - 6 |  |  | 3/1/20
YES | YES |  |  |  | 099-14431 | 099-14431 | Hill-Rom Co Inc | Versacare |  | J009AE9357 | SW - 6 |  |  |  |  | 099-14431 | 099-14431 | Southwest | Memorial Hermann Southwest Hospital | SW - 6 |  |  | 10/1/20
NO | YES |  |  |  | 099-14815 | 099-14815 | Hill-Rom Co Inc | Versacare |  | J016AD7320 | SW-Med/Surg 6 |  |  |  |  | 099-14815 | 099-14815 | Southwest | MHHS-Southwest | SW-Med/Surg 6 | B wing
NO | YES |  |  |  | 099-14089 | 099-14089 | Hill-Rom Co Inc | Versacare |  | H271AD0270 | SW |  |  |  |  | 099-14089 | 099-14089 | Southwest | Memorial Hermann Southwest Hospital | SW | 6th Lift/Transfer Equipment Room
YES | YES |  |  |  | 099-14813 | 099-14813 | Hill-Rom Co Inc | Versacare |  |  | SW - 6th Medicine Unit |  |  |  |  | 099-14813 | 099-14813 | Southwest | Memorial Hermann Southwest Hospital | SW - 6th Medicine Unit | B wing
YES | YES |  |  |  | 099-14810 | 099-14810 | Hill-Rom Co Inc | Versacare |  |  | SW - 6th Medicine Unit |  |  |  |  | 099-14810 | 099-14810 | Southwest | Memorial Hermann Southwest Hospital | SW - 6th Medicine Unit | B wing
YES | YES |  |  |  | 099-14807 | 099-14807 | Hill-Rom Co Inc | Versacare |  |  | SW - 6th Medicine Unit |  |  |  |  | 099-14807 | 099-14807 | Southwest | Memorial Hermann Southwest Hospital | SW - 6th Medicine Unit | B wing
NO | YES |  |  |  | 099-14787 | 099-14787 | Hill-Rom Co Inc | Versacare |  | HRP000367317 | SW-Med/Surg 6 |  |  |  |  | 099-14787 | 099-14787 | Southwest | MHHS-Southwest | SW-Med/Surg 6 | B wing
YES | YES |  |  |  | 099-13133 | 099-13133 | Hill-Rom Co Inc | Versacare |  | Q054AE6797 | TMC |  |  |  |  | 099-13133 | 099-13133 | TMC | Memorial Hermann-Texas Medical Center | TMC | Biomed Shop
YES | YES |  |  |  | 099-14488 | 099-14488 | Hill-Rom Co Inc | Versacare |  | O296AE0739 | Tmc |  |  |  |  | 099-14488 | 099-14488 | TMC | Memorial Hermann-Texas Medical Center | Tmc | Biomed Shop |  |  | 2/1/21
YES | YES |  |  |  | 099-14487 | 099-14487 | Hill-Rom Co Inc | Versacare |  | Q054AE6816 | Tmc |  |  |  |  | 099-14487 | 099-14487 | TMC | Memorial Hermann-Texas Medical Center | Tmc | Biomed Shop |  |  |  | No PM Sticker
YES | YES |  |  |  | J04297 | J04297 | Hill-Rom Co Inc | Versacare |  |  | Biomed |  |  |  |  | J04297 | J04297 | TMC | Memorial Hermann-Texas Medical Center | Biomed | Biomed
YES | YES |  |  |  | 099-13137 | 099-13137 | Hill-Rom Co Inc | Versacare |  | H138AE2223 | TMC |  |  |  |  | 099-13137 | 099-13137 | TMC | Memorial Hermann-Texas Medical Center | TMC | Biomed Shop
NO | YES |  |  |  | 099-14671 | 099-14671 | Hill-Rom Co Inc | Versacare |  | R062AD4406 | TMC-HVI-CVICU (8Hvi) |  |  |  |  | 099-14671 | 099-14671 | TMC | MHHS-TMC | TMC-HVI-CVICU (8Hvi) | CVIMU (8HVI)
YES | YES |  |  |  | 099-12233 | 099-12233 | Hill-Rom Co Inc | Versacare |  | O162AE5231 | TMC |  |  |  |  | 099-12233 | 099-12233 | TMC | Memorial Hermann Heart | TMC | CVIMU Suite 812
NO | YES |  |  |  | 099-14665 | 099-14665 | Hill-Rom Co Inc | Versacare |  | I355AD6427 | TMC-HVI-CVICU (8Hvi) |  |  |  |  | 099-14665 | 099-14665 | TMC | MHHS-TMC | TMC-HVI-CVICU (8Hvi) | CVIMU (8HVI)
YES | YES |  |  |  | 099-12222 | 099-12222 | Hill-Rom Co Inc | Versacare |  | P069AE4791 | TMC |  |  |  |  | 099-12222 | 099-12222 | TMC | Memorial Hermann Heart | TMC | CVIMU Suite 9
YES | YES |  |  |  | 099-12253 | 099-12253 | Hill-Rom Co Inc | Versacare |  | H123AE1188 | TMC - HVI - CVIMU (8HVI) |  |  |  |  | 099-12253 | 099-12253 | TMC | Memorial Hermann-Texas Medical Center | TMC - HVI - CVIMU (8HVI) |  |  |  | 2/1/19 | PM Past Due
NO | YES |  |  |  | 099-14656 | 099-14656 | Hill-Rom Co Inc | Versacare |  | L179AD9505 | TMC-HVI-CVICU (8Hvi) |  |  |  |  | 099-14656 | 099-14656 | TMC | MHHS-TMC | TMC-HVI-CVICU (8Hvi) | CVIMU (8HVI)
YES | YES |  |  |  | 099-12227 | 099-12227 | Hill-Rom Co Inc | Versacare |  |  | TMC |  |  |  |  | 099-12227 | 099-12227 | TMC | Memorial Hermann Heart | TMC | CVIMU Suite 5 | 6/1/19 |  | 6/1/20
NO | YES |  |  |  | 099-13055 | 099-13055 | Hill-Rom Co Inc | Versacare |  | R127AD7079 | TMC-HVI-CVICU (8Hvi) |  |  |  |  | 099-13055 | 099-13055 | TMC | MHHS-TMC | TMC-HVI-CVICU (8Hvi) | CVIMU Suite 21
NO | YES |  |  |  | 099-12115 | 099-12115 | Hill-Rom Co Inc | Versacare |  | N060AD8374 | TMC-HVI-Heart Failure ICU (5Hvi) |  |  |  |  | 099-12115 | 099-12115 | TMC | MHHS-TMC | TMC-HVI-Heart Failure ICU (5Hvi) |  | 3/1/18 |  | 3/1/19
NO | YES |  |  |  | 099-13589 | 099-13589 | Hill-Rom Co Inc | Versacare |  | N060AD8401 | TMC-HVI-Heart Failure ICU (5Hvi) |  |  |  |  | 099-13589 | 099-13589 | TMC | MHHS-TMC | TMC-HVI-Heart Failure ICU (5Hvi) |  | 2/1/19 |  | 2/1/20
NO | YES |  |  |  | 099-14779 | 099-14779 | Hill-Rom Co Inc | Versacare |  | N059AD8323 | TMC-HVI-CVICU (8Hvi) |  |  |  |  | 099-14779 | 099-14779 | TMC | MHHS-TMC | TMC-HVI-CVICU (8Hvi) | CVIMU (8HVI)
YES | YES |  |  |  | 099-13020 | 099-13020 | Hill-Rom Co Inc | Versacare |  | H109AE0049 | [5 empty] | 099-13020 | 099-13020 | TMC | Memorial Hermann Heart |  | IMU-2 | 2/1/19 |  | 2/1/20
YES | YES |  |  |  | 099-12241 | 099-12241 | Hill-Rom Co Inc | Versacare |  | P275AE4423 | TMC - HVI - CIMU (4HVI) |  |  |  |  | 099-12241 | 099-12241 | TMC | Memorial Hermann-Texas Medical Center | TMC - HVI - CIMU (4HVI)
NO | YES |  |  |  | 099-14773 | 099-14773 | Hill-Rom Co Inc | Versacare |  | H349AD6385 | TMC-HVI-CVICU (8Hvi) |  |  |  |  | 099-14773 | 099-14773 | TMC | MHHS-TMC | TMC-HVI-CVICU (8Hvi) | CVIMU (8HVI)
NO | YES |  |  |  | 099-14769 | 099-14769 | Hill-Rom Co Inc | Versacare |  | R127AD7073 | TMC-HVI-CVICU (8Hvi) |  |  |  |  | 099-14769 | 099-14769 | TMC | MHHS-TMC | TMC-HVI-CVICU (8Hvi) | CVIMU (8HVI)
YES | YES |  |  |  | 099-14744 | 099-14744 | Hill-Rom Co Inc | Versacare |  |  | TMC - HVI - CVICU (5HVI) |  |  |  |  | 099-14744 | 099-14744 | TMC | Memorial Hermann-Texas Medical Center | TMC - HVI - CVICU (5HVI) | CVIMU (8HVI) |  |  | 6/1/19
NO | YES |  |  |  | 099-14743 | 099-14743 | Hill-Rom Co Inc | Versacare |  | G103AD3434 | TMC-HVI-CVICU (8Hvi) |  |  |  |  | 099-14743 | 099-14743 | TMC | MHHS-TMC | TMC-HVI-CVICU (8Hvi) | CVIMU (8HVI) |  |  | 7/1/21
NO | YES |  |  |  | 099-14738 | 099-14738 | Hill-Rom Co Inc | Versacare |  | O077AD6951 | TMC-HVI-CVICU (8Hvi) |  |  |  |  | 099-14738 | 099-14738 | TMC | MHHS-TMC | TMC-HVI-CVICU (8Hvi) | CVIMU (8HVI)
NO | YES |  |  |  | 099-14739 | 099-14739 | Hill-Rom Co Inc | Versacare |  | O305AD6228 | TMC-HVI-Heart Failure ICU (5Hvi) |  |  |  |  | 099-14739 | 099-14739 | TMC | MHHS-TMC | TMC-HVI-Heart Failure ICU (5Hvi) | CVICU (5HVI) |  |  | 3/1/20
YES | YES |  |  |  | 099-14727 | 099-14727 | Hill-Rom Co Inc | Versacare |  |  | TMC - HVI - CVICU (5HVI) |  |  |  |  | 099-14727 | 099-14727 | TMC | Memorial Hermann-Texas Medical Center | TMC - HVI - CVICU (5HVI) | CVICU (5HVI)
YES | YES |  |  |  | 099-13032 | 099-13032 | Hill-Rom Co Inc | Versacare |  | I352AE7417 | [5 empty] | 099-13032 | 099-13032 | TMC | Memorial Hermann Heart |  | CIMU 31
YES | YES |  |  |  | 099-12331 | 099-12331 | Hill-Rom Co Inc | Versacare |  | Q054AE6800 | TMC - HVI - CCU (4HVI) |  |  |  |  | 099-12331 | 099-12331 | TMC | Memorial Hermann-Texas Medical Center | TMC - HVI - CCU (4HVI) |  |  |  |  | No PM Sticker
YES | YES |  |  |  | 099-12301 | 099-12301 | Hill-Rom Co Inc | Versacare |  | O162AE5199 | TMC - HVI - CCU (4HVI) |  |  |  |  | 099-12301 | 099-12301 | TMC | Memorial Hermann-Texas Medical Center | TMC - HVI - CCU (4HVI) |  |  |  | 7/1/18 | PM Past Due
NO | YES |  |  |  | 099-14714 | 099-14714 | Hill-Rom Co Inc | Versacare |  | K293AD7289 | TMC-Cath Lab-Holding (2Hvi) |  |  |  |  | 099-14714 | 099-14714 | TMC | MHHS-TMC | TMC-Cath Lab-Holding (2Hvi) | HOLDING (2HVI) |  |  | 6/1/19
YES | YES |  |  |  | 099-12297 | 099-12297 | Hill-Rom Co Inc | Versacare |  | Nsn | TMC - CATH LAB - ADULT (2HVI) |  |  |  |  | 099-12297 | 099-12297 | TMC | Memorial Hermann-Texas Medical Center | TMC - CATH LAB - ADULT (2HVI) |  |  |  | 2/1/20 | PM Past Due
YES | YES |  |  |  | 099-12313 | 099-12313 | Hill-Rom Co Inc | Versacare |  | Nsn | TMC - CATH LAB - ADULT (2HVI) |  |  |  |  | 099-12313 | 099-12313 | TMC | Memorial Hermann-Texas Medical Center | TMC - CATH LAB - ADULT (2HVI)
YES | YES |  |  |  | 099-12310 | 099-12310 | Hill-Rom Co Inc | Versacare |  | Nsn | TMC - CATH LAB - ADULT (2HVI) |  |  |  |  | 099-12310 | 099-12310 | TMC | Memorial Hermann-Texas Medical Center | TMC - CATH LAB - ADULT (2HVI) |  |  |  |  | No PM Sticker
YES | YES |  |  |  | 099-12308 | 099-12308 | Hill-Rom Co Inc | Versacare |  | J259AE3485 | TMC - CATH LAB - ADULT (2HVI) |  |  |  |  | 099-12308 | 099-12308 | TMC | Memorial Hermann-Texas Medical Center | TMC - CATH LAB - ADULT (2HVI) |  |  |  |  | No PM Sticker
YES | YES |  |  |  | 099-14690 | 099-14690 | Hill-Rom Co Inc | Versacare |  |  | TMC - CATH LAB - HOLDING (2HVI) |  |  |  |  | 099-14690 | 099-14690 | TMC | Memorial Hermann-Texas Medical Center | TMC - CATH LAB - HOLDING (2HVI) | HOLDING (2HVI) |  |  | 1/1/20
YES | YES |  |  |  | 099-12480 | 099-12480 | Hill-Rom Co Inc | Versacare |  | J249AE2075 | TMC - CATH LAB - ADULT (2HVI) |  |  |  |  | 099-12480 | 099-12480 | TMC | Memorial Hermann-Texas Medical Center | TMC - CATH LAB - ADULT (2HVI) |  |  |  | 3/1/19 | PM Past Due
YES | YES |  |  |  | 099-14688 | 099-14688 | Hill-Rom Co Inc | Versacare |  |  | TMC - CATH LAB - HOLDING (2HVI) |  |  |  |  | 099-14688 | 099-14688 | TMC | Memorial Hermann-Texas Medical Center | TMC - CATH LAB - HOLDING (2HVI) | HOLDING (2HVI) |  |  | 2/1/18
YES | YES |  |  |  | 099-12483 | 099-12483 | Hill-Rom Co Inc | Versacare |  | 069AE4804 | TMC - CATH LAB - ADULT (2HVI) |  |  |  |  | 099-12483 | 099-12483 | TMC | Memorial Hermann-Texas Medical Center | TMC - CATH LAB - ADULT (2HVI) |  |  |  | 4/1/20
NO | YES |  |  |  | 099-14685 | 099-14685 | Hill-Rom Co Inc | Versacare |  | N060AD8386 | TMC-Cath Lab-Holding (2Hvi) |  |  |  |  | 099-14685 | 099-14685 | TMC | MHHS-TMC | TMC-Cath Lab-Holding (2Hvi) | HOLDING (2HVI)
YES | YES |  |  |  | 099-12485 | 099-12485 | Hill-Rom Co Inc | Versacare |  | J262AE4067 | TMC - CATH LAB - ADULT (2HVI) |  |  |  |  | 099-12485 | 099-12485 | TMC | Memorial Hermann-Texas Medical Center | TMC - CATH LAB - ADULT (2HVI) |  |  |  | 3/1/17 | PM Past Due
YES | YES |  |  |  | 099-12532 | 099-12532 | Hill-Rom Co Inc | Versacare |  | Nsn | TMC - HVI - CVIMU (8HVI) |  |  |  |  | 099-12532 | 099-12532 | TMC | Memorial Hermann-Texas Medical Center | TMC - HVI - CVIMU (8HVI) |  |  |  | 4/1/20
NO | YES |  |  |  | 099-11174 | 099-11174 | Hill-Rom Co Inc | Versacare |  | G104AD3542 | TMC-Cullen-Oncology/Hematology (4C) |  |  |  |  | 099-11174 | 099-11174 | TMC | MHHS-TMC | TMC-Cullen-Oncology/Hematology (4C) | ONCOLOGY/HEMATOLOGY | 3/1/20 |  | 2/1/20
NO | YES |  |  |  | 099-11171 | 099-11171 | Hill-Rom Co Inc | Versacare |  | P078AD9895 | TMC-Cullen-Oncology/Hematology (4C) |  |  |  |  | 099-11171 | 099-11171 | TMC | MHHS-TMC | TMC-Cullen-Oncology/Hematology (4C) | ONCOLOGY/HEMATOLOGY
NO | YES |  |  |  | 099-11170 | 099-11170 | Hill-Rom Co Inc | Versacare |  | N060AD8379 | TMC-Cullen-Oncology/Hematology (4C) |  |  |  |  | 099-11170 | 099-11170 | TMC | MHHS-TMC | TMC-Cullen-Oncology/Hematology (4C) | ONCOLOGY/HEMATOLOGY
NO | YES |  |  |  | 099-11167 | 099-11167 | Hill-Rom Co Inc | Versacare |  | H349AD6393 | TMC-Cullen-Oncology/Hematology (4C) |  |  |  |  | 099-11167 | 099-11167 | TMC | MHHS-TMC | TMC-Cullen-Oncology/Hematology (4C) | ONCOLOGY/HEMATOLOGY
YES | YES |  |  |  | 099-12508 | 099-12508 | Hill-Rom Co Inc | Versacare | [7 empty] | 099-12508 | 099-12508 | TMC | Memorial Hermann-Texas Medical Center |  | Clean room | 3/1/20
YES | YES | Serial Number O296AE0692 |  |  | 099-12968 | 099-12968 | Hill-Rom Co Inc | Versacare |  | O296AE0692 | TMC - MHTMC - CLINICAL ENGINEERING |  |  |  |  | 099-12968 | 099-12968 | TMC | Memorial Hermann-Texas Medical Center | TMC - MHTMC - CLINICAL ENGINEERING |  |  |  | 3/1/20
NO | YES |  |  |  | 099-11162 | 099-11162 | Hill-Rom Co Inc | Versacare |  | P042AD8496 | TMC-Cullen-IMU (3C) |  |  |  |  | 099-11162 | 099-11162 | TMC | MHHS-TMC | TMC-Cullen-IMU (3C) | Cullen (3E)
NO | YES |  |  |  | 099-11231 | 099-11231 | Hill-Rom Co Inc | Versacare |  | G103AD3438 | TMC-Cullen-IMU (3C) |  |  |  |  | 099-11231 | 099-11231 | TMC | MHHS-TMC | TMC-Cullen-IMU (3C) | Cullen (3E)
NO | YES |  |  |  | 099-11229 | 099-11229 | Hill-Rom Co Inc | Versacare |  | O142AD9408 | TMC-Cullen-IMU (3C) |  |  |  |  | 099-11229 | 099-11229 | TMC | MHHS-TMC | TMC-Cullen-IMU (3C) | Cullen (3E)
YES | YES |  |  |  | 099-11226 | 099-11226 | Hill-Rom Co Inc | Versacare |  | J255AE2895 | TMC - CULLEN - GENERAL MEDICINE (3C) |  |  |  |  | 099-11226 | 099-11226 | TMC | Memorial Hermann-Texas Medical Center | TMC - CULLEN - GENERAL MEDICINE (3C) | Cullen (3W)
YES | YES |  |  |  | 099-12871 | 099-12871 | Hill-Rom Co Inc | Versacare |  | I352AE7528 | TMC - CULLEN - IMU (3C) |  |  |  |  | 099-12871 | 099-12871 | TMC | Memorial Hermann-Texas Medical Center | TMC - CULLEN - IMU (3C) |  |  |  | 1/1/20 | PM Past Due
NO | YES |  |  |  | 099-11223 | 099-11223 | Hill-Rom Co Inc | Versacare |  | P063AD9117 | TMC-Cullen-Cardiac Telemetry (5C) |  |  |  |  | 099-11223 | 099-11223 | TMC | MHHS-TMC | TMC-Cullen-Cardiac Telemetry (5C) | C5
NO | YES |  |  |  | 099-11217 | 099-11217 | Hill-Rom Co Inc | Versacare |  | P077AD9805 | TMC-Cullen-Cardiac Telemetry (5C) |  |  |  |  | 099-11217 | 099-11217 | TMC | MHHS-TMC | TMC-Cullen-Cardiac Telemetry (5C) | CW5
NO | YES |  |  |  | 099-11505 | 099-11505 | Hill-Rom Co Inc | Versacare |  | O077AD6924 | TMC-Jones-Apheresis (9J) |  |  |  |  | 099-11505 | 099-11505 | TMC | MHHS-TMC | TMC-Jones-Apheresis (9J) | Dialysis |  |  | 5/1/19
NO | YES |  |  |  | 099-11503 | 099-11503 | Hill-Rom Co Inc | Versacare |  | G133AD5850 | TMC-Jones-Apheresis (9J) |  |  |  |  | 099-11503 | 099-11503 | TMC | MHHS-TMC | TMC-Jones-Apheresis (9J) | Dialysis
NO | YES |  |  |  | 099-11499 | 099-11499 | Hill-Rom Co Inc | Versacare |  | N076AD9433 | TMC-Jones-Apheresis (9J) |  |  |  |  | 099-11499 | 099-11499 | TMC | MHHS-TMC | TMC-Jones-Apheresis (9J) | J9
YES | YES |  |  |  | 099-14505 | 099-14505 | Hill-Rom Co Inc | Versacare |  | H137AE2088 | TMC - (9j) |  |  |  |  | 099-14505 | 099-14505 |  | Memorial Hermann-tmc | TMC - (9j) | J9 1 |  |  | 2/1/20 | PM Past Due
NO | YES |  |  |  | 099-11497 | 099-11497 | Hill-Rom Co Inc | Versacare |  | O142AD9417 | TMC-Jones-Apheresis (9J) |  |  |  |  | 099-11497 | 099-11497 | TMC | MHHS-TMC | TMC-Jones-Apheresis (9J) | J9
YES | YES |  |  |  | 099-14506 | 099-14506 | Hill-Rom Co Inc | Versacare |  | Q054AE6827 | TMC - (9j) |  |  |  |  | 099-14506 | 099-14506 |  | Memorial Hermann-tmc | TMC - (9j) | J9 34 |  |  |  | No PM Sticker
YES | YES |  |  |  | 099-11494 | 099-11494 | Hill-Rom Co Inc | Versacare |  |  | TMC - JONES - APHERESIS (9J) |  |  |  |  | 099-11494 | 099-11494 | TMC | Memorial Hermann-Texas Medical Center | TMC - JONES - APHERESIS (9J) | J9 |  |  | 7/1/19
NO | YES |  |  |  | 099-11493 | 099-11493 | Hill-Rom Co Inc | Versacare |  | N059AD8311 | TMC-Jones-Apheresis (9J) |  |  |  |  | 099-11493 | 099-11493 | TMC | MHHS-TMC | TMC-Jones-Apheresis (9J) | J9
YES | YES |  |  |  | 099-14509 | 099-14509 | Hill-Rom Co Inc | Versacare |  | Nsn | 9j |  |  |  |  | 099-14509 | 099-14509 |  | Memorial Hermann-tmc | 9j | 9j 33
YES | YES |  |  |  | 099-11087 | 099-11087 | Hill-Rom Co Inc | Versacare |  | H137AE2142 | TWC- Acute Care |  |  |  |  | 099-11087 | 099-11087 | TMC | Memorial Hermann-Texas Medical Center | TWC- Acute Care | J560
YES | YES |  |  |  | 099-11083 | 099-11083 | Hill-Rom Co Inc | Versacare |  | N060AD8371aa | TWC- Acute Care |  |  |  |  | 099-11083 | 099-11083 | TMC | Memorial Hermann-Texas Medical Center | TWC- Acute Care | J505
YES | YES |  |  |  | 099-11199 | 099-11199 | Hill-Rom Co Inc | Versacare |  |  | TMC - JONES - Impatiant Rehab (5J) |  |  |  |  | 099-11199 | 099-11199 | TMC | Memorial Hermann-Texas Medical Center | TMC - JONES - Impatiant Rehab (5J) | Impatiant Rehab (5J)
YES | YES |  |  |  | 099-11839 | 099-11839 | Hill-Rom Co Inc | Versacare |  | Q054AE6825 | TMC - JONES - 4J |  |  |  |  | 099-11839 | 099-11839 |  | Memorial Hermann-tmc | TMC - JONES - 4J | J 401
YES | YES |  |  |  | 099-11273 | 099-11273 | Hill-Rom Co Inc | Versacare |  | H138AE2170 | TWC- Stroke |  |  |  |  | 099-11273 | 099-11273 | TMC | Memorial Hermann-Texas Medical Center | TWC- Stroke | Stroke 1 |  |  | 2/1/20
NO | YES |  |  |  | 099-11193 | 099-11193 | Hill-Rom Co Inc | Versacare |  | H349AD6383 | TMC-Jones-Neuro IMU (3J) |  |  |  |  | 099-11193 | 099-11193 | TMC | MHHS-TMC | TMC-Jones-Neuro IMU (3J) | NEURO IMU (3J) |  |  | 1/1/21
NO | YES |  |  |  | 099-11192 | 099-11192 | Hill-Rom Co Inc | Versacare |  | H139AD6542 | TMC-Jones-Neuro Elective (4J) |  |  |  |  | 099-11192 | 099-11192 | TMC | MHHS-TMC | TMC-Jones-Neuro Elective (4J) | NEURO ELECTIVE (4J)
YES | YES |  |  |  | 099-11829 | 099-11829 | Hill-Rom Co Inc | Versacare |  | O162AE5254 | TMC - JONES - NEURO ELECTIVE (4J) |  |  |  |  | 099-11829 | 099-11829 |  | Memorial Hermann-tmc | TMC - JONES - NEURO ELECTIVE (4J) | Neu 20
NO | YES |  |  |  | 099-11278 | 099-11278 | Hill-Rom Co Inc | Versacare |  | J003AD6455 | TWC |  |  |  |  | 099-11278 | 099-11278 | TMC | Memorial Hermann-Texas Medical Center | TWC | PEMU #4
YES | YES |  |  |  | 099-11826 | 099-11826 | Hill-Rom Co Inc | Versacare |  | H123AE1192 | TMC - EPILEPSY - PEDI EMU (10HP) |  |  |  |  | 099-11826 | 099-11826 |  | Memorial Hermann-tmc | TMC - EPILEPSY - PEDI EMU (10HP) | H10 12 |  |  | 1/1/20 | PM Past Due
NO | YES |  |  |  | 099-05187 | 099-05187 | Hill-Rom Co Inc | Versacare |  | N060AD8377 | [5 empty] | 099-05187 | 099-05187 | TMC | Memorial Hermann-Texas Medical Center |  | H10/74
YES | YES |  |  |  | 099-14560 | 099-14560 | Hill-Rom Co Inc | Versacare |  | O296AE0742 | TMC - MHTMC - CENTRAL SUPPLY (OLD) |  |  |  |  | 099-14560 | 099-14560 | TMC | Memorial Hermann-Texas Medical Center | TMC - MHTMC - CENTRAL SUPPLY (OLD) | L and D 691
YES | YES | Serial Number Q054AE6820 |  |  | 099-05808 | 099-05808 | Hill-Rom Co Inc | Versacare |  | Q054AE6820 | [5 empty] | 099-05808 | 099-05808 |  | Memorial Hermann- TMC |  | HP6/71
YES | YES |  |  |  | 099-05816 | 099-05816 | Hill-Rom Co Inc | Versacare |  | O162AE5193 | [5 empty] | 099-05816 | 099-05816 |  | Memorial Hermann-TMC |  | H5/73
YES | YES |  |  |  | 099-05799 | 099-05799 | Hill-Rom Co Inc | Versacare |  | Q054AE6807 | [5 empty] | 099-05799 | 099-05799 |  | Memorial Hermann-TMC |  | H5/64
NO | YES |  |  |  | 099-05628 | 099-05628 | Hill-Rom Co Inc | Versacare |  | N060AD8362 | TMC-Cullen-General Medicine (3C) |  |  |  |  | 099-05628 | 099-05628 | TMC | MHHS-TMC | TMC-Cullen-General Medicine (3C) | Children (3) |  |  | 1/1/18
NO | YES |  |  |  | 099-05630 | 099-05630 | Hill-Rom Co Inc | Versacare |  | J003AD6437 | TMC-Cullen-General Medicine (3C) |  |  |  |  | 099-05630 | 099-05630 | TMC | MHHS-TMC | TMC-Cullen-General Medicine (3C) | Children (3)
NO | YES | Asset Tag 099-05634 |  |  | 099-05634 | 099-05634 | Hill-Rom Co Inc | Versacare |  | P042AD8491 | TMC-Cullen-General Medicine (3C) |  |  |  |  | 099-05634 | 099-05634 | TMC | MHHS-TMC | TMC-Cullen-General Medicine (3C) | Children (3) |  |  | 4/1/20
YES | YES |  |  |  | 099-09465 | 099-09465 | Hill-Rom Co Inc | Versacare |  |  | TMC - HERMANN - COU (1R) |  |  |  |  | 099-09465 | 099-09465 |  | Memorial Hermann-TMC | TMC - HERMANN - COU (1R) | COU-3
YES | YES |  |  |  | 069-44799 | 069-44799 | Hill-Rom Co Inc | Versacare |  | M060AD5261 | TMC - REHAB - THERAPY GYM (JG) |  |  |  |  | 069-44799 | 069-44799 | TMC | Memorial Hermann-Texas Medical Center | TMC - REHAB - THERAPY GYM (JG) | REHAB - THERAPY GYM (JG) |  |  | 4/1/20
YES | YES |  |  |  | 069-44841 | 069-44841 | Hill-Rom Co Inc | Versacare |  | H342AE3076 | TMC - JONES - GAMMA KNIFE (JB) |  |  |  |  | 069-44841 | 069-44841 | TMC | Memorial Hermann Texas Medical Center | TMC - JONES - GAMMA KNIFE (JB) | Gamma knife | 2/1/20 |  | 2/1/21
YES | YES |  |  |  | 041-33042 | 041-33042 | Hill-Rom Co Inc | Versacare |  | K016AE2877 | MEMORIAL CITY - POSTPARTUM - NURSERY |  |  |  |  | 041-33042 | 041-33042 | West | Women?s Memorial Hermann Memorial City Hospital | MEMORIAL CITY - POSTPARTUM - NURSERY | Room 1 |  |  |  | No pm
YES | YES |  |  |  | 041-33293 | 041-33293 | Hill-Rom Co Inc | Versacare |  | J282AE6399 | MEMORIAL CITY - POSTPARTUM - NURSERY |  |  |  |  | 041-33293 | 041-33293 | West | Women?s Memorial Hermann Memorial City Hospital | MEMORIAL CITY - POSTPARTUM - NURSERY | Room 1 |  |  |  | No pm
YES | YES |  |  |  | 041-33298 | 041-33298 | Hill-Rom Co Inc | Versacare |  | J269AE5461 | MEMORIAL CITY - POSTPARTUM - NURSERY |  |  |  |  | 041-33298 | 041-33298 | West | Women?s Memorial Hermann Memorial City Hospital | MEMORIAL CITY - POSTPARTUM - NURSERY | Room 6 |  |  |  | No pm
YES | YES |  |  |  | 041-33302 | 041-33302 | Hill-Rom Co Inc | Versacare |  | J282AE6387 | MEMORIAL CITY - POSTPARTUM - NURSERY |  |  |  |  | 041-33302 | 041-33302 | West | Women?s Memorial Hermann Memorial City Hospital | MEMORIAL CITY - POSTPARTUM - NURSERY | Room 7 |  |  |  | No pm
YES | YES |  |  |  | 041-33304 | 041-33304 | Hill-Rom Co Inc | Versacare |  | J282AE6378 | MEMORIAL CITY - POSTPARTUM - NURSERY |  |  |  |  | 041-33304 | 041-33304 | West | Women?s Memorial Hermann Memorial City Hospital | MEMORIAL CITY - POSTPARTUM - NURSERY | Room 11 |  |  |  | No pm
YES | YES |  |  |  | 041-33310 | 041-33310 | Hill-Rom Co Inc | Versacare |  | K012AE2566 | MEMORIAL CITY - POSTPARTUM |  |  |  |  | 041-33310 | 041-33310 | West | Women?s Memorial Hermann Memorial City Hospital | MEMORIAL CITY - POSTPARTUM | Room 13 |  |  |  | No pm
YES | YES |  |  |  | 041-33446 | 041-33446 | Hill-Rom Co Inc | Versacare |  | J290AE7072 | MEMORIAL CITY - POSTPARTUM |  |  |  |  | 041-33446 | 041-33446 | West | Women?s Memorial Hermann Memorial City Hospital | MEMORIAL CITY - POSTPARTUM | Room 14 |  |  |  | No pm
YES | YES |  |  |  | 041-33451 | 041-33451 | Hill-Rom Co Inc | Versacare |  | J290AE7083 | MEMORIAL CITY - POSTPARTUM |  |  |  |  | 041-33451 | 041-33451 | West | Women?s Memorial Hermann Memorial City Hospital | MEMORIAL CITY - POSTPARTUM | Room 18 |  |  |  | No pm
YES | YES |  |  |  | 041-33456 | 041-33456 | Hill-Rom Co Inc | Versacare |  | J290AE7245 | MEMORIAL CITY - POSTPARTUM |  |  |  |  | 041-33456 | 041-33456 | West | Women?s Memorial Hermann Memorial City Hospital | MEMORIAL CITY - POSTPARTUM | Room 19 |  |  |  | No pm
YES | YES | Serial Number Cnf |  |  |  | 041-33458 | Hill-Rom Co Inc | Versacare |  | Cnf | MEMORIAL CITY - POSTPARTUM | [5 empty] | 041-33458 | West | Women?s Memorial Hermann Memorial City Hospital | MEMORIAL CITY - POSTPARTUM | Room 20 |  |  | 2/1/21
YES | YES |  |  |  | 041-33466 | 041-33466 | Hill-Rom Co Inc | Versacare |  | J282AE6275 | MEMORIAL CITY - POSTPARTUM |  |  |  |  | 041-33466 | 041-33466 | West | Women?s Memorial Hermann Memorial City Hospital | MEMORIAL CITY - POSTPARTUM | Room 22 |  |  |  | No pm
YES | YES |  |  |  | 041-33469 | 041-33469 | Hill-Rom Co Inc | Versacare |  | J290AE7079 | MEMORIAL CITY - POSTPARTUM |  |  |  |  | 041-33469 | 041-33469 | West | Women?s Memorial Hermann Memorial City Hospital | MEMORIAL CITY - POSTPARTUM | Room 23 |  |  |  | No pm
YES | YES |  |  |  | 041-33069 | 041-33069 | Hill-Rom Co Inc | Versacare |  | J289AE6987 | MEMORIAL CITY - POSTPARTUM - NURSERY |  |  |  |  | 041-33069 | 041-33069 | West | Women?s Memorial Hermann Memorial City Hospital | MEMORIAL CITY - POSTPARTUM - NURSERY
YES | YES |  |  |  | 041-33472 | 041-33472 | Hill-Rom Co Inc | Versacare |  | K016AE2880 | MEMORIAL CITY - POSTPARTUM |  |  |  |  | 041-33472 | 041-33472 | West | Women?s Memorial Hermann Memorial City Hospital | MEMORIAL CITY - POSTPARTUM | Room 24 |  |  | 4/1/21
YES | YES |  |  |  | 041-33066 | 041-33066 | Hill-Rom Co Inc | Versacare |  | J283AE6504 | MEMORIAL CITY - POSTPARTUM - NURSERY |  |  |  |  | 041-33066 | 041-33066 | West | Women?s Memorial Hermann Memorial City Hospital | MEMORIAL CITY - POSTPARTUM - NURSERY | 2M15
YES | YES |  |  |  | 041-33476 | 041-33476 | Hill-Rom Co Inc | Versacare |  | J296AE7741 | MEMORIAL CITY - POSTPARTUM |  |  |  |  | 041-33476 | 041-33476 | West | Women?s Memorial Hermann Memorial City Hospital | MEMORIAL CITY - POSTPARTUM | Room 25 |  |  | 6/1/20
YES | YES |  |  |  | 041-33479 | 041-33479 | Hill-Rom Co Inc | Versacare |  | J296AE7669 | MEMORIAL CITY - POSTPARTUM |  |  |  |  | 041-33479 | 041-33479 | West | Women?s Memorial Hermann Memorial City Hospital | MEMORIAL CITY - POSTPARTUM | Room 26 |  |  | 2/1/21
YES | YES |  |  |  | 099-06783 | 099-06783 | Hill-Rom Co Inc | Versacare |  | J303AE8559 | MEMORIAL CITY - POSTPARTUM - NURSERY |  |  |  |  | 099-06783 | 099-06783 | West | Women?s Memorial Hermann Memorial City Hospital | MEMORIAL CITY - POSTPARTUM - NURSERY | 2M17
YES | YES |  |  |  | 041-33161 | 041-33161 | Hill-Rom Co Inc | Versacare |  | J282AE6322 | MEMORIAL CITY - POSTPARTUM |  |  |  |  | 041-33161 | 041-33161 | West | Women?s Memorial Hermann Memorial City Hospital | MEMORIAL CITY - POSTPARTUM | Room 27 |  |  | 6/1/20
YES | YES |  |  |  | 041-33182 | 041-33182 | Hill-Rom Co Inc | Versacare |  | K012AE2525 | MEMORIAL CITY - POSTPARTUM - NURSERY |  |  |  |  | 041-33182 | 041-33182 | West | Women?s Memorial Hermann Memorial City Hospital | MEMORIAL CITY - POSTPARTUM - NURSERY | 2M04
YES | YES |  |  |  | 041-33197 | 041-33197 | Hill-Rom Co Inc | Versacare |  | J290AE7093 | MEMORIAL CITY - POSTPARTUM - NURSERY |  |  |  |  | 041-33197 | 041-33197 | West | Women?s Memorial Hermann Memorial City Hospital | MEMORIAL CITY - POSTPARTUM - NURSERY | 2M05
NO | YES |  |  |  | 041-33527 | 041-33527 | Hill-Rom Co Inc | Versacare |  | H215AD3723 | SE-Beds |  |  |  |  | 041-33527 | 041-33527 | Southeast | MHHS-Southeast | SE-Beds | Bed Repair Shop | 4/1/20
YES | YES |  |  |  | 041-33529 | 041-33529 | Hill-Rom Co Inc | Versacare |  | Q126AD9974 | SE - Bed Repair Shop |  |  |  |  | 041-33529 | 041-33529 | Southeast | Memorial Hermann Southeast Hospital | SE - Bed Repair Shop | Bed Repair Shop
NO | YES |  |  |  | 041-33534 | 041-33534 | Hill-Rom Co Inc | Versacare |  | G298AD8647 | SE-Beds |  |  |  |  | 041-33534 | 041-33534 | Southeast | MHHS-Southeast | SE-Beds | Bed Repair Shop |  |  | 3/1/21
NO | YES |  |  |  | 041-33539 | 041-33539 | Hill-Rom Co Inc | Versacare |  | L211AD0908 | SE-Beds |  |  |  |  | 041-33539 | 041-33539 | Southeast | MHHS-Southeast | SE-Beds | Bed Repair Shop |  |  | 9/1/20
YES | YES |  |  |  | 005-13202 | 005-13202 | Hill-Rom Co Inc | Versacare |  | J282AE6324 | Ante-partum |  |  |  |  | 005-13202 | 005-13202 | West | Womens Memorial Hermann Memorial City Hospital | Ante-partum | Nurse station | 4/1/21
YES | YES |  |  |  | 005-13188 | 005-13188 | Hill-Rom Co Inc | Versacare |  | J303AE8565 | Ante-partum |  |  |  |  | 005-13188 | 005-13188 | West | Womens Memorial Hermann Memorial City Hospital | Ante-partum | 3M24
NO | YES |  |  |  | 005-13166 | 005-13166 | Hill-Rom Co Inc | Versacare |  | J284AD9569 | MEMORIAL CITY - E7 Room 701 |  |  |  |  | 005-13166 | 005-13166 | West | Memorial Hermann - Memorial City | MEMORIAL CITY - E7 Room 701 | East Tower Cardiology Floor
NO | YES |  |  |  | 151-05087 | 151-05087 | Hill-Rom Co Inc | Versacare P3200 |  | S020AD8852 | Antepartum |  |  |  |  | 151-05087 | 151-05087 | Northwest | Memorial Hermann Cypress Hospital | Antepartum | APU 6 |  |  |  | No pm sticker
YES | YES | Serial Number P3200K000500 |  |  | 151-05089 | 151-05089 | Hill-Rom Co Inc | Versacare P3200 |  | P3200K000500 | Post partum |  |  |  |  | 151-05089 | 151-05089 | Northwest | Memorial Hermann Cypress Hospital | Post partum | Room 427 | 2/1/20 | 2/1/21
YES | YES | Serial Number Cnf |  |  | 151-05090 | 151-05090 | Hill-Rom Co Inc | Versacare P3200 |  | Cnf | [5 empty] | 151-05090 | 151-05090 | Northwest | Memorial Hermann Cypress Hospital |  | Room 425 | 2/1/20 | 2/1/20 |  | Could not get to serial or take pictures
NO | YES |  |  |  | 151-05091 | 151-05091 | Hill-Rom Co Inc | Versacare P3200 |  | S019AD8793 | CY-Post Partum |  |  |  |  | 151-05091 | 151-05091 | Northwest | MHHS-Cypress | CY-Post Partum | Room 430 | 2/1/20 | 2/1/21
NO | YES |  |  |  | 151-05092 | 151-05092 | Hill-Rom Co Inc | Versacare P3200 |  | S018AD8758 | CY-Post Partum |  |  |  |  | 151-05092 | 151-05092 | Northwest | MHHS-Cypress | CY-Post Partum | Room 432 | 2/1/20 | 2/1/21
NO | YES |  |  |  | 151-03668 | 151-03668 | Hill-Rom Co Inc | Versacare P3200 |  | S020AD8867 | CY-Post Partum |  |  |  |  | 151-03668 | 151-03668 | Northwest | MHHS-Cypress | CY-Post Partum | Room 435 | 1/1/20 | 1/1/21
NO | YES |  |  |  | 151-03678 | 151-03678 | Hill-Rom Co Inc | Versacare P3200 |  | S020AD8859 | CY-Post Partum |  |  |  |  | 151-03678 | 151-03678 | Northwest | MHHS-Cypress | CY-Post Partum | Room 436 | 2/1/20 | 2/1/21
NO | YES |  |  |  | 151-03679 | 151-03679 | Hill-Rom Co Inc | Versacare P3200 |  | S020AD8858 | CY-Medsurg |  |  |  |  | 151-03679 | 151-03679 | Northwest | MHHS-Cypress | CY-Medsurg | Room 417 | 2/1/20 | 2/1/21
NO | YES |  |  |  | 151-03681 | 151-03681 | Hill-Rom Co Inc | Versacare P3200 |  | r229ad1603 | CY-Medsurg |  |  |  |  | 151-03681 | 151-03681 | Northwest | MHHS-Cypress | CY-Medsurg | Room 418 | 1/1/20 | 1/1/21
YES | YES |  |  |  | 151-03682 | 151-03682 | Hill-Rom Co Inc | Versacare P3200 |  | so18ad8709 | Med surg |  |  |  |  | 151-03682 | 151-03682 | Northwest | Memorial Hermann Cypress Hospital | Med surg | Room 415 | 1/1/20 | 1/1/21
NO | YES |  |  |  | 151-03677 | 151-03677 | Hill-Rom Co Inc | Versacare P3200 |  | S018AD8740 | CY-Medsurg |  |  |  |  | 151-03677 | 151-03677 | Northwest | MHHS-Cypress | CY-Medsurg | Room 412 |  |  |  | No pm sticker
NO | YES |  |  |  | 151-03700 | 151-03700 | Hill-Rom Co Inc | Versacare P3200 |  | S020ad8849 | CY-Medsurg |  |  |  |  | 151-03700 | 151-03700 | Northwest | MHHS-Cypress | CY-Medsurg | Room s111 | 2/1/20 |  |  | Could nit get pictures
NO | YES |  |  |  | 151-03675 | 151-03675 | Hill-Rom Co Inc | Versacare P3200 |  | R238AD2221 | CY-Medsurg |  |  |  |  | 151-03675 | 151-03675 | Northwest | MHHS-Cypress | CY-Medsurg | Room 410 | 2/1/20 |  |  | No pm sticker
NO | YES |  |  |  | H137AD6172 | 099-03174 | Hill-Rom Co Inc | Versacare P3200 |  | H137AD6172 | Katy-PACU |  |  |  |  | H137AD6172 | 099-03174 | Katy | MHHS-Katy | Katy-PACU | Recovery 25 | 11/1/19 | 11/1/20
NO | YES |  |  |  | H285AD1470 | 099-03175 | Hill-Rom Co Inc | Versacare P3200 |  | H285AD1470 | Katy-PACU |  |  |  |  | H285AD1470 | 099-03175 | Katy | MHHS-Katy | Katy-PACU | Recovery 25 | 11/1/18 | 11/1/19
NO | YES | Serial Number R013AD1629 |  |  | 099-02038 | 099-02038 | Hill-Rom Co Inc | Versacare P3200 |  | R013AD1629 | Katy-Med/Surg 5th Floor |  |  |  |  | 099-02038 | 099-02038 | Katy | MHHS-Katy | Katy-Med/Surg 5th Floor | MEDSURG STE. 518
NO | YES |  |  |  | 099-03783 | 099-03783 | Hill-Rom Co Inc | Versacare P3200 |  | P280ad7660 | Katy-Med/Surg 5th Floor |  |  |  |  | 099-03783 | 099-03783 | Katy | MHHS-Katy | Katy-Med/Surg 5th Floor | Room 513 |  |  |  | No pm
NO | YES |  |  |  | 099-03785 | 099-03785 | Hill-Rom Co Inc | Versacare P3200 |  | H285ad1466 | Katy-Med/Surg 5th Floor |  |  |  |  | 099-03785 | 099-03785 | Katy | MHHS-Katy | Katy-Med/Surg 5th Floor | Room 515 | 12/1/19 | 12/1/20
YES | YES | Serial Number Cnf |  |  | 099-03787 | 099-03787 | Hill-Rom Co Inc | Versacare P3200 |  | Cnf | Med surg |  |  |  |  | 099-03787 | 099-03787 | Katy | Memorial Hermann Katy Hospital | Med surg | Room 520 | 12/1/19 | 12/1/20
NO | YES |  |  |  | 099-02043 | 099-02043 | Hill-Rom Co Inc | Versacare P3200 |  | H312AD3296 | Katy-Med/Surg 5th Floor |  |  |  |  | 099-02043 | 099-02043 | Katy | MHHS-Katy | Katy-Med/Surg 5th Floor | MEDSIRG SUITE 530 | 2/1/17 | 2/1/18
NO | YES |  |  |  | 099-02045 | 099-02045 | Hill-Rom Co Inc | Versacare P3200 |  | Q307AD8329 | Katy-Med/Surg 5th Floor |  |  |  |  | 099-02045 | 099-02045 | Katy | MHHS-Katy | Katy-Med/Surg 5th Floor | MEDSIRG SUITE 530
NO | YES |  |  |  | 099-02046 | 099-02046 | Hill-Rom Co Inc | Versacare P3200 |  | H285AD1452 | Katy-Med/Surg 6th Floor |  |  |  |  | 099-02046 | 099-02046 | Katy | MHHS-Katy | Katy-Med/Surg 6th Floor | MEDSURG 6th FL 609 | 3/1/19 | 3/1/20
NO | YES |  |  |  | 099-03791 | 099-03791 | Hill-Rom Co Inc | Versacare P3200 |  | o072ad6576 | Med surg |  |  |  |  | 099-03791 | 099-03791 | Katy | Memorial Hermann Katy Hospital | Med surg | Room 608 |  |  |  | No pm sticker
NO | YES |  |  |  | 099-02050 | 099-02050 | Hill-Rom Co Inc | Versacare P3200 |  | K306AD7747 | Katy-Med/Surg 6th Floor |  |  |  |  | 099-02050 | 099-02050 | Katy | MHHS-Katy | Katy-Med/Surg 6th Floor | MEDSURG 6th FL 616
YES | YES |  |  |  | 099-03794 | 099-03794 | Hill-Rom Co Inc | Versacare P3200 |  | RO33ad2754 | Med surg |  |  |  |  | 099-03794 | 099-03794 | Katy | Memorial Hermann Katy Hospital | Med surg | Room 621
NO | YES |  |  |  | 099-02052 | 099-02052 | Hill-Rom Co Inc | Versacare P3200 |  | H285AD1460 | Katy-Med/Surg 6th Floor |  |  |  |  | 099-02052 | 099-02052 | Katy | MHHS-Katy | Katy-Med/Surg 6th Floor | MEDSURG 6th FL 619
NO | YES |  |  |  | 099-03003 | 099-03003 | Hill-Rom Co Inc | Versacare P3200 |  | Q307AD8352 | Katy-Med/Surg 6th Floor |  |  |  |  | 099-03003 | 099-03003 | Katy | MHHS-Katy | Katy-Med/Surg 6th Floor | MEDSURG 6th FL 630
NO | YES |  |  |  | 099-03233 | 099-03233 | Hill-Rom Co Inc | Versacare P3200 |  | H285AD1467 | Katy-Med/Surg 7th Floor |  |  |  |  | 099-03233 | 099-03233 | Katy | MHHS-Katy | Katy-Med/Surg 7th Floor | Room 708 | 9/1/19 | 9/1/20
NO | YES |  |  |  | 099-03235 | 099-03235 | Hill-Rom Co Inc | Versacare P3200 |  | R033AD2750 | Katy-Med/Surg 7th Floor |  |  |  |  | 099-03235 | 099-03235 | Katy | MHHS-Katy | Katy-Med/Surg 7th Floor | Room 715 |  |  |  | No pm
NO | YES |  |  |  | 099-03797 | 099-03797 | Hill-Rom Co Inc | Versacare P3200 |  | H285AD1472 | Katy-Med/Surg 7th Floor |  |  |  |  | 099-03797 | 099-03797 | Katy | MHHS-Katy | Katy-Med/Surg 7th Floor | Room 718 | 6/1/19 | 6/1/20
NO | YES |  |  |  | 099-02072 | 099-02072 | Hill-Rom Co Inc | Versacare P3200 |  | N234AD7218 | Katy-Med/Surg 7th Floor |  |  |  |  | 099-02072 | 099-02072 | Katy | MHHS-Katy | Katy-Med/Surg 7th Floor | Room 726
NO | YES | Serial Number N234AD7220 |  |  | 099-02073 | 099-02073 | Hill-Rom Co Inc | Versacare P3200 |  | N234AD7220 | Katy-Med/Surg 7th Floor |  |  |  |  | 099-02073 | 099-02073 | Katy | MHHS-Katy | Katy-Med/Surg 7th Floor | Room 729
NO | YES |  |  |  | KTY0234 | 099-03008 | Hill-Rom Co Inc | Versacare P3200 |  | H137AD6166 | KATY - NEW TOWER |  |  |  |  | KTY0234 | 099-03008 | Katy | Memorial Hermann Katy Hospital | KATY - NEW TOWER | 4th Floor RAU RM 3
NO | YES |  |  |  | 099-02079 | 099-02079 | Hill-Rom Co Inc | Versacare P3200 |  | R013AD1600 | Katy-Med/Surg 5th Floor |  |  |  |  | 099-02079 | 099-02079 | Katy | MHHS-Katy | Katy-Med/Surg 5th Floor | RAU 7 |  |  |  | No pm
NO | YES |  |  |  | 099-03010 | 099-03010 | Hill-Rom Co Inc | Versacare P3200 |  | H312AD3287 | KATY - NEW TOWER |  |  |  |  | 099-03010 | 099-03010 | Katy | Memorial Hermann Katy Hospital | KATY - NEW TOWER | 4th Floor Bed Storage
NO | YES |  |  |  | 099-03237 | 099-03237 | Hill-Rom Co Inc | Versacare P3200 |  | H312AD3291 | Katy-Med/Surg 5th Floor |  |  |  |  | 099-03237 | 099-03237 | Katy | MHHS-Katy | Katy-Med/Surg 5th Floor | Bed shop | 4/1/19 | 4/1/20
NO | YES |  |  |  | 099-03015 | 099-03015 | Hill-Rom Co Inc | Versacare P3200 |  | R013AD1601 | Katy-Postpartum-2W |  |  |  |  | 099-03015 | 099-03015 | Katy | MHHS-Katy | Katy-Postpartum-2W
NO | YES | Serial Number O071AD6552 |  |  | KTY0205 | 099-03016 | Hill-Rom Co Inc | Versacare P3200 |  | O071AD6552 | Katy-Postpartum-2W |  |  |  |  | KTY0205 | 099-03016 | Katy | MHHS-Katy | Katy-Postpartum-2W
NO | YES |  |  |  | 099-03017 | 099-03017 | Hill-Rom Co Inc | Versacare P3200 |  | P178AD3225 | Katy-Postpartum-2W |  |  |  |  | 099-03017 | 099-03017 | Katy | MHHS-Katy | Katy-Postpartum-2W
NO | YES |  |  |  | 099-03239 | 099-03239 | Hill-Rom Co Inc | Versacare P3200 |  | Q303AD8217 | Katy-Labor & Delivery OR |  |  |  |  | 099-03239 | 099-03239 | Katy | MHHS-Katy | Katy-Labor & Delivery OR | Room 325
NO | YES |  |  |  | 099-03020 | 099-03020 | Hill-Rom Co Inc | Versacare P3200 |  | Q303AD8220 | Katy-Postpartum-2W |  |  |  |  | 099-03020 | 099-03020 | Katy | MHHS-Katy | Katy-Postpartum-2W
NO | YES |  |  |  | KTY0220 | 099-03018 | Hill-Rom Co Inc | Versacare P3200 |  | H285AD1484 | Mother and Baby |  |  |  |  | KTY0220 | 099-03018 | Katy | Memorial Hermann Katy Hospital | Mother and Baby | Suite 304
NO | YES |  |  |  | 099-02984 | 099-02984 | Hill-Rom Co Inc | Versacare P3200 |  | K303AD7739 | Katy-Labor & Delivery OR |  |  |  |  | 099-02984 | 099-02984 | Katy | MHHS-Katy | Katy-Labor & Delivery OR | LDR 7
NO | YES |  |  |  | 099-01681 | 099-01681 | Hill-Rom Co Inc | Versacare P3200 |  | K322AD8615 | NE-Med/Surg |  |  |  |  | 099-01681 | 099-01681 | Katy | MHHS-Northeast | NE-Med/Surg | C2 213 patient room 13 | 7/1/19 | 7/1/20
NO | YES |  |  |  | 099-01684 | 099-01684 | Hill-Rom Co Inc | Versacare P3200 |  | l036ad1721 | NE-Med/Surg |  |  |  |  | 099-01684 | 099-01684 | Katy | MHHS-Northeast | NE-Med/Surg | Room 14 North East - 5th floor storage
YES | YES |  |  |  | 099-01688 | 099-01688 | Hill-Rom Co Inc | Versacare P3200 |  | H132AD5805 | Med surg |  |  |  |  | 099-01688 | 099-01688 | Katy | Memorial Hermann Northeast Hospital | Med surg | Room 18
YES | YES |  |  |  | 099-01611 | 099-01611 | Hill-Rom Co Inc | Versacare P3200 |  | G136AD5925 | South west |  |  |  |  | 099-01611 | 099-01611 | Katy | Memorial Hermann Northeast Hospital | South west | Sw 503 | 3/1/19 | 3/1/20
NO | YES |  |  |  | 099-00935 | 099-00935 | Hill-Rom Co Inc | Versacare P3200 |  | K322AD8607 | NE-Central Supply |  |  |  |  | 099-00935 | 099-00935 | NorthEast | MHHS-Northeast | NE-Central Supply |  |  |  |  | No pm
YES | YES |  |  |  | 099-00986 | 099-00986 | Hill-Rom Co Inc | Versacare P3200 |  | G097AD2897 | NE - RESPIRATORY |  |  |  |  | 099-00986 | 099-00986 | NorthEast |  | NE - RESPIRATORY |  |  |  |  | No pm
NO | YES |  |  |  | 099-00509 | 099-00509 | Hill-Rom Co Inc | Versacare P3200 |  | K322AD8573 | NE-IMU1 |  |  |  |  | 099-00509 | 099-00509 | Katy | MHHS-Northeast | NE-IMU1 | NE 5th floor storage
NO | YES |  |  |  | 099-00982 | 099-00982 | Hill-Rom Co Inc | Versacare P3200 |  | K322AD8571 | NE-IMU1 |  |  |  |  | 099-00982 | 099-00982 | NorthEast | MHHS-Northeast | NE-IMU1 |  |  |  |  | No pm
YES | YES |  |  |  | 099-00967 | 099-00967 | Hill-Rom Co Inc | Versacare P3200 |  | H132AD5808 | [5 empty] | 099-00967 | 099-00967 | [7 empty] | No pm
YES | YES |  |  |  | 099-00962 | 099-00962 | Hill-Rom Co Inc | Versacare P3200 |  | H132AD5812 | IMU2 |  |  |  |  | 099-00962 | 099-00962 |  |  | IMU2 | IMU2 |  |  |  | No pm
YES | YES |  |  |  | 099-00859 | 099-00859 | Hill-Rom Co Inc | Versacare P3200 |  | H109ad3706 | Imu 2 |  |  |  |  | 099-00859 | 099-00859 | Katy | Memorial Hermann Northeast Hospital | Imu 2 | Room 4024 | 2/1/20 |  |  | No pm
YES | YES |  |  |  | 099-00864 | 099-00864 | Hill-Rom Co Inc | Versacare P3200 |  | H132AD5827 | NE - ICU |  |  |  |  | 099-00864 | 099-00864 | Katy | Memorial Hermann Northeast Hospital | NE - ICU | Room 4037
NO | YES |  |  |  | 099-00955 | 099-00955 | Hill-Rom Co Inc | Versacare P3200 |  | K322AD8578 | NE-ER |  |  |  |  | 099-00955 | 099-00955 | NorthEast | MHHS-Northeast | NE-ER |  |  |  |  | No pm
YES | YES |  |  |  | 099-00867 | 099-00867 | Hill-Rom Co Inc | Versacare P3200 |  | G133ad5793 | NE - ICU |  |  |  |  | 099-00867 | 099-00867 | Katy | Memorial Hermann Northeast Hospital | NE - ICU | Room 4033 | 2/1/18 | 2/1/19
YES | YES |  |  |  | 099-00910 | 099-00910 | Hill-Rom Co Inc | Versacare P3200 |  | G136AD5920 | NE - ICU |  |  |  |  | 099-00910 | 099-00910 | NorthEast |  | NE - ICU |  |  |  |  | No pm
NO | YES |  |  |  | 129-31551 | 129-31551 | Hill-Rom Co Inc | Versacare P3200 |  | h293ad2022 | 4 east |  |  |  |  | 129-31551 | 129-31551 | Sugar Land | Memorial Hermann Sugar Land Hospital | 4 east | Room 439 | 8/1/14 |  | 8/1/15
NO | YES |  |  |  | 129-31552 | 129-31552 | Hill-Rom Co Inc | Versacare P3200 |  | R216AD0934 | 4 east |  |  |  |  | 129-31552 | 129-31552 | Sugar Land | Memorial Hermann Sugar Land Hospital | 4 east | Room 426
NO | YES |  |  |  | 129-31553 | 129-31553 | Hill-Rom Co Inc | Versacare P3200 |  | P204AD4015 | 4 east |  |  |  |  | 129-31553 | 129-31553 | Sugar Land | Memorial Hermann Sugar Land Hospital | 4 east | Room 426
NO | YES |  |  |  | 129-31561 | 129-31561 | Hill-Rom Co Inc | Versacare P3200 |  | J255AD6676 | 4 east |  |  |  |  | 129-31561 | 129-31561 | Sugar Land | Memorial Hermann Sugar Land Hospital | 4 east | Room 422
NO | YES |  |  |  | 129-31562 | 129-31562 | Hill-Rom Co Inc | Versacare P3200 |  | r216ad0936 | 4 east |  |  |  |  | 129-31562 | 129-31562 | Sugar Land | Memorial Hermann Sugar Land Hospital | 4 east | Room 422
NO | YES |  |  |  | 129-31706 | 129-31706 | Hill-Rom Co Inc | Versacare P3200 |  | R216ad0921 | Sugar Land-IMU |  |  |  |  | 129-31706 | 129-31706 | Sugar Land | MHHS-Sugarland | Sugar Land-IMU | Room 302
YES | YES | Serial Number Cnf |  |  | 129-31720 | 129-31720 | Hill-Rom Co Inc | Versacare P3200 |  | Cnf | SUGAR LAND - IMU |  |  |  |  | 129-31720 | 129-31720 | Sugar Land | Memorial Hermann Sugar Land Hospital | SUGAR LAND - IMU | Room 324 | 6/1/16 |  | 6/1/17 | Could not get serial
NO | YES |  |  |  | 005-33309 | 005-33309 | Hill-Rom Co Inc | Versacare P3200 |  | H293AD2029 | L |  |  |  |  | 005-33309 | 005-33309 | Sugar Land | Memorial Hermann Sugar Land Hospital | L | L
YES | YES |  |  |  | 029-13266 | 029-13266 | Hill-Rom Co Inc | Versacare P3200 |  | J289AE6859 | OR |  |  |  |  | 029-13266 | 029-13266 | Woodlands | Memorial Hermann The Woodlands Medical Center | OR | OR hallway | 3/1/20 |  | 4/1/21
YES | YES |  |  |  | WMS0404 | 029-13267 | Hill-Rom Co Inc | Versacare P3200 |  | M319AE7573 | OR |  |  |  |  | WMS0404 | 029-13267 | Woodlands | Memorial Hermann The Woodlands Medical Center | OR | OR hallway |  |  | 4/1/21
YES | YES |  |  |  | 029-13667 | 029-13667 | Hill-Rom Co Inc | Versacare P3200 |  | O346AD7409 | TIRR - WOODLANDS INPATIENT |  |  |  |  | 029-13667 | 029-13667 | Woodlands | Memorial Hermann The Woodlands Medical Center | TIRR - WOODLANDS INPATIENT | TIRR
YES | YES |  |  |  | 029-13670 | 029-13670 | Hill-Rom Co Inc | Versacare P3200 |  | R117Ad7113 | TIRR - WOODLANDS INPATIENT |  |  |  |  | 029-13670 | 029-13670 | Woodlands | Memorial Hermann The Woodlands Medical Center | TIRR - WOODLANDS INPATIENT | TIRR
NO | YES |  |  |  | 029-13672 | 029-13672 | Hill-Rom Co Inc | Versacare P3200 |  | R126AD7049 | TIRR-Woodlands Inpatient |  |  |  |  | 029-13672 | 029-13672 | Woodlands | MHHS-Others | TIRR-Woodlands Inpatient | TIRR
YES | YES |  |  |  | 029-13674 | 029-13674 | Hill-Rom Co Inc | Versacare P3200 |  | 0345AD7406 | TIRR - WOODLANDS INPATIENT |  |  |  |  | 029-13674 | 029-13674 | Woodlands | Memorial Hermann The Woodlands Medical Center | TIRR - WOODLANDS INPATIENT | TIRR
YES | YES |  |  |  | 029-13676 | 029-13676 | Hill-Rom Co Inc | Versacare P3200 |  | M342AD3957 | TIRR - WOODLANDS INPATIENT |  |  |  |  | 029-13676 | 029-13676 | Woodlands | Memorial Hermann The Woodlands Medical Center | TIRR - WOODLANDS INPATIENT | TIRR
YES | YES |  |  |  | 029-13678 | 029-13678 | Hill-Rom Co Inc | Versacare P3200 |  | O350AD7532 | TIRR - WOODLANDS INPATIENT |  |  |  |  | 029-13678 | 029-13678 | Woodlands | Memorial Hermann The Woodlands Medical Center | TIRR - WOODLANDS INPATIENT | PT
NO | YES |  |  |  | 029-13679 | 029-13679 | Hill-Rom Co Inc | Versacare P3200 |  | R118AD6616 | TIRR-Woodlands Inpatient |  |  |  |  | 029-13679 | 029-13679 | Woodlands | MHHS-Others | TIRR-Woodlands Inpatient | PT
NO | YES |  |  |  | 074-06142 | 074-06142 | Hill-Rom Co Inc | Versacare P3200 |  | R117AD6553 | Woodlands-PCU6 |  |  |  |  | 074-06142 | 074-06142 | Woodlands | MHHS-Woodlands | Woodlands-PCU6 | PCU6
NO | YES |  |  |  | 074-06143 | 074-06143 | Hill-Rom Co Inc | Versacare P3200 |  | J206AD1612 | Woodlands-PCU6 |  |  |  |  | 074-06143 | 074-06143 | Woodlands | MHHS-Woodlands | Woodlands-PCU6 | PCU6
NO | YES |  |  |  | 074-06145 | 074-06145 | Hill-Rom Co Inc | Versacare P3200 |  | G279AD7078 | Woodlands-PCU6 |  |  |  |  | 074-06145 | 074-06145 | Woodlands | MHHS-Woodlands | Woodlands-PCU6 | PCU6
NO | YES |  |  |  | 074-06147 | 074-06147 | Hill-Rom Co Inc | Versacare P3200 |  | Q210AD3014 | Woodlands-PCU6 |  |  |  |  | 074-06147 | 074-06147 | Woodlands | MHHS-Woodlands | Woodlands-PCU6 | PCU6
NO | YES |  |  |  | 074-06153 | 074-06153 | Hill-Rom Co Inc | Versacare P3200 |  | Q211AD3028 | Woodlands-PACU |  |  |  |  | 074-06153 | 074-06153 | Woodlands | MHHS-Woodlands | Woodlands-PACU | PCU 5
YES | YES |  |  |  | 074-06155 | 074-06155 | Hill-Rom Co Inc | Versacare P3200 |  | J322AD2730 | PCI 5 |  |  |  |  | 074-06155 | 074-06155 | Woodlands | Memorial Hermann The Woodlands Medical Center | PCI 5 | PCU 5
YES | YES |  |  |  | 074-06157 | 074-06157 | Hill-Rom Co Inc | Versacare P3200 |  | U011AE5075 | PCI 5 |  |  |  |  | 074-06157 | 074-06157 | Woodlands | Memorial Hermann The Woodlands Medical Center | PCI 5 | PCU 5
NO | YES |  |  |  | 074-06158 | 074-06158 | Hill-Rom Co Inc | Versacare P3200 |  | R118AD6610 | Woodlands-PACU |  |  |  |  | 074-06158 | 074-06158 | Woodlands | MHHS-Woodlands | Woodlands-PACU | PCU 5
NO | YES |  |  |  | 074-06160 | 074-06160 | Hill-Rom Co Inc | Versacare P3200 |  | G279AD7070 | Woodlands-PACU |  |  |  |  | 074-06160 | 074-06160 | Woodlands | MHHS-Woodlands | Woodlands-PACU | PCU 5
YES | YES |  |  |  | 074-06161 | 074-06161 | Hill-Rom Co Inc | Versacare P3200 |  | U046AD0821 | PCI 5 |  |  |  |  | 074-06161 | 074-06161 | Woodlands | Memorial Hermann The Woodlands Medical Center | PCI 5 | PCU 5
YES | YES |  |  |  | 074-06162 | 074-06162 | Hill-Rom Co Inc | Versacare P3200 |  | J270AD8289 | PCI 5 |  |  |  |  | 074-06162 | 074-06162 | Woodlands | Memorial Hermann The Woodlands Medical Center | PCI 5 | PCU 5
NO | YES |  |  |  | 074-06163 | 074-06163 | Hill-Rom Co Inc | Versacare P3200 |  | R118AD6602 | Woodlands-PACU |  |  |  |  | 074-06163 | 074-06163 | Woodlands | MHHS-Woodlands | Woodlands-PACU | PCU 5
YES | YES |  |  |  | 074-06477 | 074-06477 | Hill-Rom Co Inc | Versacare P3200 |  | P3200K000567 | Neuroscience |  |  |  |  | 074-06477 | 074-06477 | Woodlands | Memorial Hermann Hospital Woodlands | Neuroscience | Neuroscience E464
NO | YES |  |  |  | 029-13286 | 029-13286 | Hill-Rom Co Inc | Versacare P3200 |  | J310AD1735 | Woodlands-PACU |  |  |  |  | 029-13286 | 029-13286 | Woodlands | MHHS-Woodlands | Woodlands-PACU | PCU 4
NO | YES |  |  |  | 029-13287 | 029-13287 | Hill-Rom Co Inc | Versacare P3200 |  | J310AD1710 | Woodlands-PACU |  |  |  |  | 029-13287 | 029-13287 | Woodlands | MHHS-Woodlands | Woodlands-PACU | PCU 4
NO | YES |  |  |  | 029-13289 | 029-13289 | Hill-Rom Co Inc | Versacare P3200 |  | Q211AD3051 | Woodlands-PACU |  |  |  |  | 029-13289 | 029-13289 | Woodlands | MHHS-Woodlands | Woodlands-PACU | PCU 4
NO | YES |  |  |  | 029-13290 | 029-13290 | Hill-Rom Co Inc | Versacare P3200 |  | O350AD7535 | Woodlands-PACU |  |  |  |  | 029-13290 | 029-13290 | Woodlands | MHHS-Woodlands | Woodlands-PACU | PCU 4
YES | YES |  |  |  | 029-13291 | 029-13291 | Hill-Rom Co Inc | Versacare P3200 |  | U102AD2260 | PCU 4 |  |  |  |  | 029-13291 | 029-13291 | Woodlands | Memorial Hermann The Woodlands Medical Center | PCU 4 | PCU 4
NO | YES |  |  |  | 029-13292 | 029-13292 | Hill-Rom Co Inc | Versacare P3200 |  | G258AD5313 | Woodlands-PACU |  |  |  |  | 029-13292 | 029-13292 | Woodlands | MHHS-Woodlands | Woodlands-PACU | PCU 4
NO | YES |  |  |  | 074-06412 | 074-06412 | Hill-Rom Co Inc | Versacare P3200 |  | Q211AD3056 | Woodlands-Birth Center |  |  |  |  | 074-06412 | 074-06412 | Woodlands | MHHS-Woodlands | Woodlands-Birth Center
NO | YES |  |  |  | 029-13267 | 029-13267 | Hill-Rom Co Inc | Versacare P3200 |  | M342AD3919 | Woodlands-Birth Center |  |  |  |  | 029-13267 | 029-13267 | Woodlands | MHHS-Woodlands | Woodlands-Birth Center
NO | YES |  |  |  | 029-13303 | 029-13303 | Hill-Rom Co Inc | Versacare P3200 |  | G279AD7119 | Woodlands-PCU3 |  |  |  |  | 029-13303 | 029-13303 | Woodlands | MHHS-Woodlands | Woodlands-PCU3 | PCU3
YES | YES |  |  |  | 074-06261 | 074-06261 | Hill-Rom Co Inc | Versacare P3200 |  | O346AD7425 | WOODLANDS - PCU3 |  |  |  |  | 074-06261 | 074-06261 | Woodlands | Memorial Hermann The Woodlands Medical Center | WOODLANDS - PCU3 | PCU3
NO | YES |  |  |  | 029-13950 | 029-13950 | Hill-Rom Co Inc | Versacare P3200 |  | N243AD7882 | Woodlands-Birth Center |  |  |  |  | 029-13950 | 029-13950 | Woodlands | MHHS-Woodlands | Woodlands-Birth Center
NO | YES |  |  |  | 029-13951 | 029-13951 | Hill-Rom Co Inc | Versacare P3200 |  | O350AD7541 | Woodlands-Birth Center |  |  |  |  | 029-13951 | 029-13951 | Woodlands | MHHS-Woodlands | Woodlands-Birth Center
NO | YES |  |  |  | 029-13953 | 029-13953 | Hill-Rom Co Inc | Versacare P3200 |  | Q211AD3049 | Woodlands-Birth Center |  |  |  |  | 029-13953 | 029-13953 | Woodlands | MHHS-Woodlands | Woodlands-Birth Center
NO | YES |  |  |  | 074-06263 | 074-06263 | Hill-Rom Co Inc | Versacare P3200 |  | O351AD7551 | Woodlands-PCU3 |  |  |  |  | 074-06263 | 074-06263 | Woodlands | MHHS-Woodlands | Woodlands-PCU3 | PCU 3
NO | YES |  |  |  | 029-13967 | 029-13967 | Hill-Rom Co Inc | Versacare P3200 |  | Q210AD2998 | Woodlands-Birth Center |  |  |  |  | 029-13967 | 029-13967 | Woodlands | MHHS-Woodlands | Woodlands-Birth Center
YES | YES |  |  |  | 029-13954 | 029-13954 | Hill-Rom Co Inc | Versacare P3200 |  | J310AD1705 | Labor and Delivery |  |  |  |  | 029-13954 | 029-13954 | Woodlands | Woodland memorial hospital | Labor and Delivery
YES | YES |  |  |  | 029-13966 | 029-13966 | Hill-Rom Co Inc | Versacare P3200 |  |  | Labor and Delivery |  |  |  |  | 029-13966 | 029-13966 | Woodland | Woodland memorial hospital | Labor and Delivery |  |  |  |  | Patient on bed
YES | YES |  |  |  | 029-13957 | 029-13957 | Hill-Rom Co Inc | Versacare P3200 |  |  | Labor and Delivery |  |  |  |  | 029-13957 | 029-13957 | Woodland | Woodland memorial hospital | Labor and Delivery |  |  |  |  | Patient on bed
YES | YES |  |  |  | 009-34134 | 009-34134 | Hill-Rom Co Inc | Versacare P3200 |  | Q041AD5826 | Post Partum |  |  |  |  | 009-34134 | 009-34134 | Central | Memorial Hermann Hospital greater heights | Post Partum | Post Partum PP3
NO | YES |  |  |  | 099-08106 | 099-08106 | Hill-Rom Co Inc | Versacare P3200 |  | L345AD9509 | GH-Labor & Delivery |  |  |  |  | 099-08106 | 099-08106 | Central | MHHS-Greater Heights | GH-Labor & Delivery | PP7
NO | YES | Serial Number Q259AD5675 |  |  | 099-08412 | 099-08412 | Hill-Rom Co Inc | Versacare P3200 |  | Q259AD5675 | GH 5 north |  |  |  |  | 099-08412 | 099-08412 |  |  | GH 5 north | Room 024 | 3/1/20 |  | 2/1/21
YES | YES |  |  |  | 099-08414 | 099-08414 | Hill-Rom Co Inc | Versacare P3200 |  | L343AE5644 | GH 5 north |  |  |  |  | 099-08414 | 099-08414 |  |  | GH 5 north | Room 024 |  |  | 4/1/18
YES | YES |  |  |  | 099-08385 | 099-08385 | Hill-Rom Co Inc | Versacare P3200 |  | L343AE5654 | GH 5 north |  |  |  |  | 099-08385 | 099-08385 |  |  | GH 5 north | Room 518B |  |  | 7/1/20
YES | YES |  |  |  | 099-08388 | 099-08388 | Hill-Rom Co Inc | Versacare P3200 |  | N193AE5411 | GH - 5th north |  |  |  |  | 099-08388 | 099-08388 |  |  | GH - 5th north | room 516
YES | YES |  |  |  | 099-08389 | 099-08389 | Hill-Rom Co Inc | Versacare P3200 |  | Q027AE4306 | GH - NEURO 5th |  |  |  |  | 099-08389 | 099-08389 |  |  | GH - NEURO 5th | 512A | 3/1/20 |  | 6/1/19
YES | YES |  |  |  | 099-08390 | 099-08390 | Hill-Rom Co Inc | Versacare P3200 |  | P339AE9694 | GH - NEURO 5th |  |  |  |  | 099-08390 | 099-08390 |  |  | GH - NEURO 5th | 512B
NO | YES |  |  |  | 099-08264 | 099-08264 | Hill-Rom Co Inc | Versacare P3200 |  | L345AD9491 | GH-Clinical Decision Unit (CDU) |  |  |  |  | 099-08264 | 099-08264 | Central | MHHS-Greater Heights | GH-Clinical Decision Unit (CDU)
YES | YES |  |  |  | 099-08391 | 099-08391 | Hill-Rom Co Inc | Versacare P3200 |  | N193AE5446 | GH - 3 north |  |  |  |  | 099-08391 | 099-08391 |  |  | GH - 3 north
YES | YES |  |  |  | 099-08393 | 099-08393 | Hill-Rom Co Inc | Versacare P3200 |  | K012AE2495 | GH - 3 north |  |  |  |  | 099-08393 | 099-08393 |  |  | GH - 3 north | 324A
YES | YES |  |  |  | 099-08397 | 099-08397 | Hill-Rom Co Inc | Versacare P3200 |  | L342AE5502 | GH - 3 north |  |  |  |  | 099-08397 | 099-08397 |  |  | GH - 3 north | 318A
NO | YES |  |  |  | 099-08347 | 099-08347 | Hill-Rom Co Inc | Versacare P3200 |  | P336AD1067 | GH-ER |  |  |  |  | 099-08347 | 099-08347 | Central | MHHS-Greater Heights | GH-ER | Rm 36
NO | YES |  |  |  | 099-08349 | 099-08349 | Hill-Rom Co Inc | Versacare P3200 |  | N220AD6458 | GH-ER |  |  |  |  | 099-08349 | 099-08349 | Central | MHHS-Greater Heights | GH-ER | Rm 38
NO | YES |  |  |  | 099-08352 | 099-08352 | Hill-Rom Co Inc | Versacare P3200 |  | L345AD9515 | GH-ER |  |  |  |  | 099-08352 | 099-08352 | Central | MHHS-Greater Heights | GH-ER | Rm 39
YES | YES |  |  |  | 099-08145 | 099-08145 | Hill-Rom Co Inc | Versacare P3200 |  |  | 6 North |  |  |  |  | 099-08145 | 099-08145 | Central | Memorial Hermann Greater Heights Hospital | 6 North | Rm 611
YES | YES |  |  |  | 099-08146 | 099-08146 | Hill-Rom Co Inc | Versacare P3200 |  |  | 6 North |  |  |  |  | 099-08146 | 099-08146 | Central | Memorial Hermann Greater Heights Hospital | 6 North | Rm 623 |  |  |  | Patient on bed
NO | YES |  |  |  | 074-06385 | 074-06385 | Hill-Rom Co Inc | Versacare P3200 |  | P134AD1496 | SW-Beds |  |  |  |  | 074-06385 | 074-06385 | Southwest | MHHS-Southwest | SW-Beds | Bed storage
NO | YES |  |  |  | 099-10491 | 099-10491 | Hill-Rom Co Inc | Versacare P3200 |  | J267AD7889 | SW-Beds |  |  |  |  | 099-10491 | 099-10491 | Southwest | MHHS-Southwest | SW-Beds | Bed Storage - Heart and Vascular
NO | YES |  |  |  | 074-06388 | 074-06388 | Hill-Rom Co Inc | Versacare P3200 |  | F126AD2173 | SW-Beds |  |  |  |  | 074-06388 | 074-06388 | Southwest | MHHS-Southwest | SW-Beds | Bed storage
NO | YES |  |  |  | 099-10503 | 099-10503 | Hill-Rom Co Inc | Versacare P3200 |  | HRP000363009 | SW-Beds |  |  |  |  | 099-10503 | 099-10503 | Southwest | MHHS-Southwest | SW-Beds | Bed Storage - Heart and Vascular
NO | YES |  |  |  | 074-06389 | 074-06389 | Hill-Rom Co Inc | Versacare P3200 |  | H259AD8848 | SW-Beds |  |  |  |  | 074-06389 | 074-06389 | Southwest | MHHS-Southwest | SW-Beds | Bed storage
NO | YES |  |  |  | 099-10530 | 099-10530 | Hill-Rom Co Inc | Versacare P3200 |  | I198AD4272 | SW-Beds |  |  |  |  | 099-10530 | 099-10530 | Southwest | MHHS-Southwest | SW-Beds | Bed Storage - Heart and Vascular
NO | YES |  |  |  | 099-10531 | 099-10531 | Hill-Rom Co Inc | Versacare P3200 |  | P134AD1488 | SW-Beds |  |  |  |  | 099-10531 | 099-10531 | Southwest | MHHS-Southwest | SW-Beds | Bed Storage - Heart and Vascular
NO | YES |  |  |  | 074-06391 | 074-06391 | Hill-Rom Co Inc | Versacare P3200 |  | I197AD4135 | SW-Beds |  |  |  |  | 074-06391 | 074-06391 | Southwest | MHHS-Southwest | SW-Beds | Bed storage
NO | YES |  |  |  | 074-06392 | 074-06392 | Hill-Rom Co Inc | Versacare P3200 |  | I205AD5016 | SW-Beds |  |  |  |  | 074-06392 | 074-06392 | Southwest | MHHS-Southwest | SW-Beds | Bed storage
YES | YES |  |  |  | 099-09011 | 099-09011 | Hill-Rom Co Inc | Versacare P3200 |  | H271AE7099 | SW - RESPIRATORY |  |  |  |  | 099-09011 | 099-09011 | Southwest | Memorial Hermann Southwest Hospital | SW - RESPIRATORY | Bed Storage
NO | YES |  |  |  | 074-06393 | 074-06393 | Hill-Rom Co Inc | Versacare P3200 |  | I197AD4203 | SW-Beds |  |  |  |  | 074-06393 | 074-06393 | Southwest | MHHS-Southwest | SW-Beds | Bed storage
NO | YES |  |  |  | 099-09012 | 099-09012 | Hill-Rom Co Inc | Versacare P3200 |  | P134AD1476 | SW-Respiratory |  |  |  |  | 099-09012 | 099-09012 | Southwest | MHHS-Southwest | SW-Respiratory | Bed Storage | 3/1/20 |  | 3/1/21
NO | YES |  |  |  | 099-10534 | 099-10534 | Hill-Rom Co Inc | Versacare P3200 |  | H278AD0857 | SW-Beds |  |  |  |  | 099-10534 | 099-10534 | Southwest | MHHS-Southwest | SW-Beds | Bed Storage - Heart and Vascular
YES | YES |  |  |  | 099-09013 | 099-09013 | Hill-Rom Co Inc | Versacare P3200 |  | H262AE5899 | SW - RESPIRATORY |  |  |  |  | 099-09013 | 099-09013 | Southwest | Memorial Hermann Southwest Hospital | SW - RESPIRATORY | Bed Storage
NO | YES |  |  |  | 099-10037 | 099-10037 | Hill-Rom Co Inc | Versacare P3200 |  | J015AD7310 | SW-Beds |  |  |  |  | 099-10037 | 099-10037 | Southwest | MHHS-Southwest | SW-Beds | Bed storage
YES | YES |  |  |  | 099-10535 | 099-10535 | Hill-Rom Co Inc | Versacare P3200 |  | J009AE9362 | Beds |  |  |  |  | 099-10535 | 099-10535 | Southwest | Memorial Hermann Southwest Hospital | Beds | Bed Storage - Heart and Vascular
NO | YES |  |  |  | 099-10536 | 099-10536 | Hill-Rom Co Inc | Versacare P3200 |  | P134AD1498 | SW-Beds |  |  |  |  | 099-10536 | 099-10536 | Southwest | MHHS-Southwest | SW-Beds | Bed Storage - Heart and Vascular
YES | YES |  |  |  | 099-10045 | 099-10045 | Hill-Rom Co Inc | Versacare P3200 |  |  | SW - HVI - OR |  |  |  |  | 099-10045 | 099-10045 | Southwest | Memorial Hermann Southwest Hospital | SW - HVI - OR | CVIMU 8
NO | YES |  |  |  | 099-10073 | 099-10073 | Hill-Rom Co Inc | Versacare P3200 |  | P133AD1456 | SW-Telemetry |  |  |  |  | 099-10073 | 099-10073 | Southwest | MHHS-Southwest | SW-Telemetry | Nurse Station | 4/1/20 |  | 4/1/21
NO | YES |  |  |  | 099-10048 | 099-10048 | Hill-Rom Co Inc | Versacare P3200 |  | J016AD7330 | SW-HVI-Noninvasive Cardiology |  |  |  |  | 099-10048 | 099-10048 | Southwest | MHHS-Southwest | SW-HVI-Noninvasive Cardiology | CVIMU 3
NO | YES |  |  |  | 099-10052 | 099-10052 | Hill-Rom Co Inc | Versacare P3200 |  | J267AD7823 | SW-HVI-Noninvasive Cardiology |  |  |  |  | 099-10052 | 099-10052 | Southwest | MHHS-Southwest | SW-HVI-Noninvasive Cardiology | CVA 25
NO | YES |  |  |  | 099-10074 | 099-10074 | Hill-Rom Co Inc | Versacare P3200 |  | M220AD5831 | SW-HVI-Noninvasive Cardiology |  |  |  |  | 099-10074 | 099-10074 | Southwest | MHHS-Southwest | SW-HVI-Noninvasive Cardiology | CVA 22
YES | YES |  |  |  | 099-10077 | 099-10077 | Hill-Rom Co Inc | Versacare P3200 |  |  | SW - CVIMU |  |  |  |  | 099-10077 | 099-10077 | Southwest | Memorial Hermann Southwest Hospital | SW - CVIMU | CVA 21 |  |  |  | Patient on bed
NO | YES |  |  |  | 099-10065 | 099-10065 | Hill-Rom Co Inc | Versacare P3200 |  | P135AD1561 | SW-HVI-Telemetry |  |  |  |  | 099-10065 | 099-10065 | Southwest | MHHS-Southwest | SW-HVI-Telemetry | CVA17 | 2/1/20 |  | 2/1/21
NO | YES |  |  |  | 099-10078 | 099-10078 | Hill-Rom Co Inc | Versacare P3200 |  | L323AD8078 | SW-HVI-Noninvasive Cardiology |  |  |  |  | 099-10078 | 099-10078 | Southwest | MHHS-Southwest | SW-HVI-Noninvasive Cardiology | CVIMU 16
NO | YES |  |  |  | 099-10113 | 099-10113 | Hill-Rom Co Inc | Versacare P3200 |  | M220AD5742 | SW-Med/Surg Floors |  |  |  |  | 099-10113 | 099-10113 | Southwest | MHHS-Southwest | SW-Med/Surg Floors | Rm 1008
NO | YES |  |  |  | 099-10129 | 099-10129 | Hill-Rom Co Inc | Versacare P3200 |  | P134AD1480 | SW-Med/Surg Floors |  |  |  |  | 099-10129 | 099-10129 | Southwest | MHHS-Southwest | SW-Med/Surg Floors | Rm 1034
NO | YES |  |  |  | 099-10134 | 099-10134 | Hill-Rom Co Inc | Versacare P3200 |  | J267AD7816 | SW-Med/Surg Floors |  |  |  |  | 099-10134 | 099-10134 | Southwest | MHHS-Southwest | SW-Med/Surg Floors | Room 1020
NO | YES |  |  |  | 099-10139 | 099-10139 | Hill-Rom Co Inc | Versacare P3200 |  | I198AD4300 | SW-Med/Surg Floors |  |  |  |  | 099-10139 | 099-10139 | Southwest | MHHS-Southwest | SW-Med/Surg Floors
YES | YES |  |  |  | 099-10141 | 099-10141 | Hill-Rom Co Inc | Versacare P3200 |  | T157AD5645 | SW - 10th floor |  |  |  |  | 099-10141 | 099-10141 | Southwest | Memorial Hermann Southwest Hospital | SW - 10th floor | Rm 1048
NO | YES |  |  |  | 099-10104 | 099-10104 | Hill-Rom Co Inc | Versacare P3200 |  | P134AD1470 | SW-Med/Surg Floors |  |  |  |  | 099-10104 | 099-10104 | Southwest | MHHS-Southwest | SW-Med/Surg Floors | D Wing Storage | 5/1/17 |  | 5/1/18
NO | YES |  |  |  | 099-10146 | 099-10146 | Hill-Rom Co Inc | Versacare P3200 |  | J259AD7070 | SW-Med/Surg Floors |  |  |  |  | 099-10146 | 099-10146 | Southwest | MHHS-Southwest | SW-Med/Surg Floors | Rm 1094
NO | YES |  |  |  | 099-10154 | 099-10154 | Hill-Rom Co Inc | Versacare P3200 |  | H271AD0262 | SW-Med/Surg Floors |  |  |  |  | 099-10154 | 099-10154 | Southwest | MHHS-Southwest | SW-Med/Surg Floors | Rm 913
NO | YES |  |  |  | 099-10158 | 099-10158 | Hill-Rom Co Inc | Versacare P3200 |  | J016AD7384 | SW-Med/Surg Floors |  |  |  |  | 099-10158 | 099-10158 | Southwest | MHHS-Southwest | SW-Med/Surg Floors | Rm 914
NO | YES |  |  |  | 099-10108 | 099-10108 | Hill-Rom Co Inc | Versacare P3200 |  | J016AD7353 | SW-Med/Surg Floors |  |  |  |  | 099-10108 | 099-10108 | Southwest | MHHS-Southwest | SW-Med/Surg Floors | A Wing qpp903 | 7/1/19 |  | 7/1/20
NO | YES |  |  |  | 099-10160 | 099-10160 | Hill-Rom Co Inc | Versacare P3200 |  | P134AD1508 | SW-Med/Surg Floors |  |  |  |  | 099-10160 | 099-10160 | Southwest | MHHS-Southwest | SW-Med/Surg Floors | Rm 912
YES | YES |  |  |  | 099-10203 | 099-10203 | Hill-Rom Co Inc | Versacare P3200 |  | J015AD7313 | 10th floor |  |  |  |  | 099-10203 | 099-10203 | Southwest | Memorial Hermann Southwest Hospital | 10th floor | A Wing 905 | 10/1/19 |  | 10/1/20
NO | YES |  |  |  | 099-10167 | 099-10167 | Hill-Rom Co Inc | Versacare P3200 |  | J267AD7883 | SW-Med/Surg Floors |  |  |  |  | 099-10167 | 099-10167 | Southwest | MHHS-Southwest | SW-Med/Surg Floors | Rm 909
NO | YES |  |  |  | 099-10208 | 099-10208 | Hill-Rom Co Inc | Versacare P3200 |  | J260AD7075 | SW-Med/Surg 9 Joint Camp |  |  |  |  | 099-10208 | 099-10208 | Southwest | MHHS-Southwest | SW-Med/Surg 9 Joint Camp | Rm 934
NO | YES |  |  |  | 099-10212 | 099-10212 | Hill-Rom Co Inc | Versacare P3200 |  | J267AD7806 | SW-Med/Surg 9 Joint Camp |  |  |  |  | 099-10212 | 099-10212 | Southwest | MHHS-Southwest | SW-Med/Surg 9 Joint Camp | Rm 932
YES | YES |  |  |  | 099-10201 | 099-10201 | Hill-Rom Co Inc | Versacare P3200 |  | L341AD8965n | 9th floor |  |  |  |  | 099-10201 | 099-10201 | Southwest | Memorial Hermann Southwest Hospital | 9th floor | B Wing 922 | 10/1/20 |  | 10/1/21
NO | YES |  |  |  | 099-10216 | 099-10216 | Hill-Rom Co Inc | Versacare P3200 |  | L313AD7470 | SW-Med/Surg 9 Joint Camp |  |  |  |  | 099-10216 | 099-10216 | Southwest | MHHS-Southwest | SW-Med/Surg 9 Joint Camp | Rm 931
NO | YES |  |  |  | 099-10198 | 099-10198 | Hill-Rom Co Inc | Versacare P3200 |  | I197AD4097 | SW-Med/Surg 9 Joint Camp |  |  |  |  | 099-10198 | 099-10198 | Southwest | MHHS-Southwest | SW-Med/Surg 9 Joint Camp | B Wing 924 | 6/1/19 |  | 6/1/20
NO | YES |  |  |  | 099-10223 | 099-10223 | Hill-Rom Co Inc | Versacare P3200 |  | P133AD1449 | SW-Med/Surg Floors |  |  |  |  | 099-10223 | 099-10223 | Southwest | MHHS-Southwest | SW-Med/Surg Floors | Rm 944
NO | YES |  |  |  | 099-10224 | 099-10224 | Hill-Rom Co Inc | Versacare P3200 |  | I198AD4290 | SW-Med/Surg Floors |  |  |  |  | 099-10224 | 099-10224 | Southwest | MHHS-Southwest | SW-Med/Surg Floors | Rm 948 |  |  |  | Patient on bed
YES | YES |  |  |  | 099-10227 | 099-10227 | Hill-Rom Co Inc | Versacare P3200 |  | U011AD0068 | SW - Floor 9 |  |  |  |  | 099-10227 | 099-10227 | Southwest | Memorial Hermann Southwest Hospital | SW - Floor 9 | Rm 959
YES | YES |  |  |  | 099-10229 | 099-10229 | Hill-Rom Co Inc | Versacare P3200 |  |  | SW - Floor 9 |  |  |  |  | 099-10229 | 099-10229 | Southwest | Memorial Hermann Southwest Hospital | SW - Floor 9 | Rm 963 |  |  |  | In use
NO | YES |  |  |  | 099-10231 | 099-10231 | Hill-Rom Co Inc | Versacare P3200 |  | J016AD7347 | SW-Med/Surg Floors |  |  |  |  | 099-10231 | 099-10231 | Southwest | MHHS-Southwest | SW-Med/Surg Floors | Rm 965
YES | YES |  |  |  | 099-10232 | 099-10232 | Hill-Rom Co Inc | Versacare P3200 |  |  | SW - Floor 9 |  |  |  |  | 099-10232 | 099-10232 | Southwest | Memorial Hermann Southwest Hospital | SW - Floor 9 | Rm 991
NO | YES |  |  |  | 099-10192 | 099-10192 | Hill-Rom Co Inc | Versacare P3200 |  | H259AD8854 | SW-Med/Surg 9 Joint Camp |  |  |  |  | 099-10192 | 099-10192 | Southwest | MHHS-Southwest | SW-Med/Surg 9 Joint Camp | E Wing 982 | 6/1/20 |  | 6/1/21
YES | YES |  |  |  | 099-10189 | 099-10189 | Hill-Rom Co Inc | Versacare P3200 |  | U015AD0111 | 8th floor |  |  |  |  | 099-10189 | 099-10189 | Southwest | Memorial Hermann Southwest Hospital | 8th floor | A Wing 806
NO | YES |  |  |  | 099-10235 | 099-10235 | Hill-Rom Co Inc | Versacare P3200 |  | L341AD8990 | SW-Rehab |  |  |  |  | 099-10235 | 099-10235 | Southwest | MHHS-Southwest | SW-Rehab | Rm 810
YES | YES |  |  |  | 013-34102 | 013-34102 | Hill-Rom Co Inc | Versacare P3200 |  | 11S1864990YK10W4329021 | 8th floor |  |  |  |  | 013-34102 | 013-34102 | Southwest | Memorial Hermann Southwest Hospital | 8th floor | A Wing nurse station
NO | YES |  |  |  | 099-10236 | 099-10236 | Hill-Rom Co Inc | Versacare P3200 |  | J015AD7294 | SW-Rehab |  |  |  |  | 099-10236 | 099-10236 | Southwest | MHHS-Southwest | SW-Rehab | Rm 823
NO | YES |  |  |  | 921-02202 | 921-02202 | Hill-Rom Co Inc | Versacare P3200 |  | HRP000367328 | SW-Rehab |  |  |  |  | 921-02202 | 921-02202 | Southwest | MHHS-Southwest | SW-Rehab | B Wing 825 | 6/1/19 |  | 6/1/20
NO | YES |  |  |  | 099-10237 | 099-10237 | Hill-Rom Co Inc | Versacare P3200 |  | J016AD7378 | SW-Rehab |  |  |  |  | 099-10237 | 099-10237 | Southwest | MHHS-Southwest | SW-Rehab | Rm 827
NO | YES |  |  |  | 099-10239 | 099-10239 | Hill-Rom Co Inc | Versacare P3200 |  | J015AD7298 | SW-Rehab |  |  |  |  | 099-10239 | 099-10239 | Southwest | MHHS-Southwest | SW-Rehab | Rm 841
NO | YES |  |  |  | 099-10240 | 099-10240 | Hill-Rom Co Inc | Versacare P3200 |  | J266AD7758 | SW-Rehab |  |  |  |  | 099-10240 | 099-10240 | Southwest | MHHS-Southwest | SW-Rehab | Rm 844
NO | YES |  |  |  | 099-10241 | 099-10241 | Hill-Rom Co Inc | Versacare P3200 |  | J016AD7318 | SW-Rehab |  |  |  |  | 099-10241 | 099-10241 | Southwest | MHHS-Southwest | SW-Rehab | Rm 847
NO | YES |  |  |  | 099-10245 | 099-10245 | Hill-Rom Co Inc | Versacare P3200 |  | I198AD4278 | SW-Rehab |  |  |  |  | 099-10245 | 099-10245 | Southwest | MHHS-Southwest | SW-Rehab | Rm 857
NO | YES |  |  |  | 099-10191 | 099-10191 | Hill-Rom Co Inc | Versacare P3200 |  | R228AD1504 | SW-Rehab |  |  |  |  | 099-10191 | 099-10191 | Southwest | MHHS-Southwest | SW-Rehab | B Wing 845
NO | YES |  |  |  | 099-10264 | 099-10264 | Hill-Rom Co Inc | Versacare P3200 |  | I205AD5022 | SW-Rehab |  |  |  |  | 099-10264 | 099-10264 | Southwest | MHHS-Southwest | SW-Rehab | D Wing 855 | 9/1/19 |  | 9/1/20
NO | YES |  |  |  | 099-10248 | 099-10248 | Hill-Rom Co Inc | Versacare P3200 |  | H271AD0275 | SW-Rehab |  |  |  |  | 099-10248 | 099-10248 | Southwest | MHHS-Southwest | SW-Rehab | Rm 859
NO | YES |  |  |  | 099-10266 | 099-10266 | Hill-Rom Co Inc | Versacare P3200 |  | I205AD5010 | SW-Rehab |  |  |  |  | 099-10266 | 099-10266 | Southwest | MHHS-Southwest | SW-Rehab | D Wing 863 | 7/1/19 |  | 7/1/20
NO | YES |  |  |  | 099-10251 | 099-10251 | Hill-Rom Co Inc | Versacare P3200 |  | I205AD5027 | SW-Rehab |  |  |  |  | 099-10251 | 099-10251 | Southwest | MHHS-Southwest | SW-Rehab | Room 892
NO | YES |  |  |  | 099-10253 | 099-10253 | Hill-Rom Co Inc | Versacare P3200 |  | I197AD4111 | SW-Med/Surg 6 |  |  |  |  | 099-10253 | 099-10253 | Southwest | MHHS-Southwest | SW-Med/Surg 6 | Room 616
NO | YES |  |  |  | 099-10268 | 099-10268 | Hill-Rom Co Inc | Versacare P3200 |  | J015AD7296 | SW-ICU |  |  |  |  | 099-10268 | 099-10268 | Southwest | MHHS-Southwest | SW-ICU | A Wing 609 | 9/1/19 |  | 9/1/20
NO | YES |  |  |  | 099-10263 | 099-10263 | Hill-Rom Co Inc | Versacare P3200 |  | J260AD7118 | SW-Med/Surg 6 |  |  |  |  | 099-10263 | 099-10263 | Southwest | MHHS-Southwest | SW-Med/Surg 6 | Rm 662
NO | YES |  |  |  | 099-10276 | 099-10276 | Hill-Rom Co Inc | Versacare P3200 |  | H271AD0258 | SW-ICU |  |  |  |  | 099-10276 | 099-10276 | Southwest | MHHS-Southwest | SW-ICU | Wing 656 | 1/1/18 |  | 1/1/19
YES | YES |  |  |  | 099-10303 | 099-10303 | Hill-Rom Co Inc | Versacare P3200 |  | R202AD0217 | 6th floor |  |  |  |  | 099-10303 | 099-10303 | Southwest | Memorial Hermann Southwest Hospital | 6th floor | Rm 691
NO | YES |  |  |  | 099-10305 | 099-10305 | Hill-Rom Co Inc | Versacare P3200 |  | J015AD7304 | SW-Med/Surg 6 |  |  |  |  | 099-10305 | 099-10305 | Southwest | MHHS-Southwest | SW-Med/Surg 6 | Rm 694
NO | YES |  |  |  | 099-10278 | 099-10278 | Hill-Rom Co Inc | Versacare P3200 |  | F125AD2117 | SW-ICU |  |  |  |  | 099-10278 | 099-10278 | Southwest | MHHS-Southwest | SW-ICU | E Wing 689 | 3/1/19 |  | 3/1/20
NO | YES |  |  |  | 099-10308 | 099-10308 | Hill-Rom Co Inc | Versacare P3200 |  | L313AD7466 | SW-Nursery |  |  |  |  | 099-10308 | 099-10308 | Southwest | MHHS-Southwest | SW-Nursery | Rm 557
NO | YES |  |  |  | 099-10279 | 099-10279 | Hill-Rom Co Inc | Versacare P3200 |  | H271AD0259 | SW-Nursery |  |  |  |  | 099-10279 | 099-10279 | Southwest | MHHS-Southwest | SW-Nursery |  | 4/1/20 |  | 4/1/21
NO | YES |  |  |  | 099-10280 | 099-10280 | Hill-Rom Co Inc | Versacare P3200 |  | P134AD1478 | SW-Nursery |  |  |  |  | 099-10280 | 099-10280 | Southwest | MHHS-Southwest | SW-Nursery |  | 2/1/19 |  | 2/1/20
NO | YES |  |  |  | 099-10312 | 099-10312 | Hill-Rom Co Inc | Versacare P3200 |  | H259AD8852 | SW-Nursery |  |  |  |  | 099-10312 | 099-10312 | Southwest | MHHS-Southwest | SW-Nursery | Rm 562
NO | YES |  |  |  | 099-10282 | 099-10282 | Hill-Rom Co Inc | Versacare P3200 |  | H259AD8860 | SW-Nursery |  |  |  |  | 099-10282 | 099-10282 | Southwest | MHHS-Southwest | SW-Nursery |  | 4/1/19 |  | 4/1/20
NO | YES |  |  |  | 099-10315 | 099-10315 | Hill-Rom Co Inc | Versacare P3200 |  | L027AD1194 | SW-Nursery |  |  |  |  | 099-10315 | 099-10315 | Southwest | MHHS-Southwest | SW-Nursery | Rm 565
NO | YES |  |  |  | 099-10378 | 099-10378 | Hill-Rom Co Inc | Versacare P3200 |  | J267AD7895 | SW-Neuorology |  |  |  |  | 099-10378 | 099-10378 | Southwest | MHHS-Southwest | SW-Neuorology | Rm 732
NO | YES |  |  |  | 099-10377 | 099-10377 | Hill-Rom Co Inc | Versacare P3200 |  | P133AD1458 | ICU |  |  |  |  | 099-10377 | 099-10377 | Southwest | Memorial Hermann Southwest Hospital | ICU | B Wing 734 | 8/1/19 |  | 8/1/20
NO | YES |  |  |  | 099-10382 | 099-10382 | Hill-Rom Co Inc | Versacare P3200 |  | P134AD1472 | SW-Neuorology |  |  |  |  | 099-10382 | 099-10382 | Southwest | MHHS-Southwest | SW-Neuorology | Rm 730 |  |  | 2/1/20
YES | YES |  |  |  | 099-10384 | 099-10384 | Hill-Rom Co Inc | Versacare P3200 |  |  | SW - 7th floor |  |  |  |  | 099-10384 | 099-10384 | Southwest | Memorial Hermann Southwest Hospital | SW - 7th floor | Rm 729 |  |  |  | Patient on bed
YES | YES |  |  |  | 099-10386 | 099-10386 | Hill-Rom Co Inc | Versacare P3200 |  |  | SW - 7th floor |  |  |  |  | 099-10386 | 099-10386 | Southwest | Memorial Hermann Southwest Hospital | SW - 7th floor | Rm 725 |  |  |  | Patient on bed
NO | YES |  |  |  | 099-10390 | 099-10390 | Hill-Rom Co Inc | Versacare P3200 |  | L313AD7457 | SW-Neuorology |  |  |  |  | 099-10390 | 099-10390 | Southwest | MHHS-Southwest | SW-Neuorology | Rm 764 |  |  | 1/1/19
NO | YES |  |  |  | 099-10369 | 099-10369 | Hill-Rom Co Inc | Versacare P3200 |  | J016AD7372 | ICU |  |  |  |  | 099-10369 | 099-10369 | Southwest | Memorial Hermann Southwest Hospital | ICU |  | 9/1/19 |  | 9/1/20
NO | YES |  |  |  | 099-10393 | 099-10393 | Hill-Rom Co Inc | Versacare P3200 |  | I205AD5007 | SW-Neuorology |  |  |  |  | 099-10393 | 099-10393 | Southwest | MHHS-Southwest | SW-Neuorology | Rm 759
YES | YES |  |  |  | 099-10366 | 099-10366 | Hill-Rom Co Inc | Versacare P3200 |  | T086AD4570 | ICU |  |  |  |  | 099-10366 | 099-10366 | Southwest | Memorial Hermann Southwest Hospital | ICU
YES | YES |  |  |  | 099-08497 | 099-08497 | Hill-Rom Co Inc | Versacare P3200 |  |  | 4th floor |  |  |  |  | 099-08497 | 099-08497 | Southwest | Memorial Hermann Southwest Hospital | 4th floor | RM 414 |  |  |  | Patient on bed
NO | YES |  |  |  | 099-10429 | 099-10429 | Hill-Rom Co Inc | Versacare P3200 |  | J016AD7363 | SW-Telemetry |  |  |  |  | 099-10429 | 099-10429 | Southwest | MHHS-Southwest | SW-Telemetry |  | 1/1/18 |  | 1/1/19
NO | YES |  |  |  | 099-08508 | 099-08508 | Hill-Rom Co Inc | Versacare P3200 |  | H259AD8853 | SW-Telemetry |  |  |  |  | 099-08508 | 099-08508 | Southwest | MHHS-Southwest | SW-Telemetry | Rm 444
NO | YES |  |  |  | 099-08511 | 099-08511 | Hill-Rom Co Inc | Versacare P3200 |  | J260AD7131 | SW-Telemetry |  |  |  |  | 099-08511 | 099-08511 | Southwest | MHHS-Southwest | SW-Telemetry | Rm 467
NO | YES |  |  |  | 099-13619 | 099-13619 | Hill-Rom Co Inc | Versacare P3200 |  | O291AD5502 | TMC - MHTMC - RAPID RESPONSE |  |  |  |  | 099-13619 | 099-13619 | TMC | Memorial Hermann-Texas Medical Center | TMC - MHTMC - RAPID RESPONSE | 2nd Floor HVI | 6/1/19 |  | 6/1/20
NO | YES |  |  |  | 099-12838 | 099-12838 | Hill-Rom Co Inc | Versacare P3200 |  | P315AD9822 | Ace |  |  |  |  | 099-12838 | 099-12838 | TMC | Memorial Hermann-Texas Medical Center | Ace | By C435 | 3/1/20 |  | 4/1/20
YES | YES |  |  |  | 099-12928 | 099-12928 | Hill-Rom Co Inc | Versacare P3200 |  | P3200K000787 | TMC - CULLEN - ONCOLOGY/HEMATOLOGY (4C) |  |  |  |  | 099-12928 | 099-12928 | TMC | Memorial Hermann-Texas Medical Center | TMC - CULLEN - ONCOLOGY/HEMATOLOGY (4C)
NO | YES |  |  |  | 099-12837 | 099-12837 | Hill-Rom Co Inc | Versacare P3200 |  | P042AD8516 | Ace |  |  |  |  | 099-12837 | 099-12837 | TMC | Memorial Hermann-Texas Medical Center | Ace | By C409 |  |  | 4/1/20
NO | YES |  |  |  | 099-12833 | 099-12833 | Hill-Rom Co Inc | Versacare P3200 |  | K275AD6921 | 3east |  |  |  |  | 099-12833 | 099-12833 | TMC | Memorial Hermann-Texas Medical Center | 3east | By C 301 |  |  | 8/1/21
NO | YES |  |  |  | 099-12941 | 099-12941 | Hill-Rom Co Inc | Versacare P3200 |  | Q056AD6755 | TMC-Cullen-IMU (3C) |  |  |  |  | 099-12941 | 099-12941 | TMC | MHHS-TMC | TMC-Cullen-IMU (3C)
NO | YES |  |  |  | 099-12829 | 099-12829 | Hill-Rom Co Inc | Versacare P3200 |  | I204AD4938 | 3 west |  |  |  |  | 099-12829 | 099-12829 | TMC | Memorial Hermann-Texas Medical Center | 3 west | By C 350 |  |  | 9/1/18
NO | YES |  |  |  | 099-11044 | 099-11044 | Hill-Rom Co Inc | Versacare P3200 |  | Q056AD6768 | TMC-Dialysis-Adult (9J) |  |  |  |  | 099-11044 | 099-11044 | TMC | MHHS-TMC | TMC-Dialysis-Adult (9J) | General Med 356
NO | YES |  |  |  | 099-12645 | 099-12645 | Hill-Rom Co Inc | Versacare P3200 |  | I121AD7454 | Cullen 5 West |  |  |  |  | 099-12645 | 099-12645 | TMC | Memorial Hermann-Texas Medical Center | Cullen 5 West
NO | YES | Serial Number P078AD9882 |  |  | 099-11045 | 099-11045 | Hill-Rom Co Inc | Versacare P3200 |  | P078AD9882 | 5 WEST CULLEN |  |  |  |  | 099-11045 | 099-11045 | TMC | Memorial Hermann-Texas Medical Center | 5 WEST CULLEN | C502 | 3/1/20 |  | 1/1/20
YES | YES |  |  |  | 099-11440 | 099-11440 | Hill-Rom Co Inc | Versacare P3200 |  |  | TWC |  |  |  |  | 099-11440 | 099-11440 | TMC | Memorial Hermann-Texas Medical Center | TWC | 5 West Cullen
YES | YES |  |  |  | 099-11432 | 099-11432 | Hill-Rom Co Inc | Versacare P3200 |  | I352AE7414 | TWC |  |  |  |  | 099-11432 | 099-11432 | TMC | Memorial Hermann-Texas Medical Center | TWC | C536 | 8/1/19 |  | 8/1/20
NO | YES |  |  |  | 099-12647 | 099-12647 | Hill-Rom Co Inc | Versacare P3200 |  | O077AD6937 | TMC-Cullen-Sig Suites (5C) |  |  |  |  | 099-12647 | 099-12647 | TMC | MHHS-TMC | TMC-Cullen-Sig Suites (5C) | C538
NO | YES |  |  |  | 099-12648 | 099-12648 | Hill-Rom Co Inc | Versacare P3200 |  | I355AD6421 | TMC-Cullen-Sig Suites (5C) |  |  |  |  | 099-12648 | 099-12648 | TMC | MHHS-TMC | TMC-Cullen-Sig Suites (5C) | C538 | 6/1/19 |  | 6/1/20
NO | YES |  |  |  | 099-11052 | 099-11052 | Hill-Rom Co Inc | Versacare P3200 |  | Q056AD6708 | ENT ICU |  |  |  |  | 099-11052 | 099-11052 | TMC | Memorial Hermann-Texas Medical Center | ENT ICU | Room 1 |  |  | 8/1/20
YES | YES |  |  |  | 099-11054 | 099-11054 | Hill-Rom Co Inc | Versacare P3200 |  | O142AD939 | Dialsys |  |  |  |  | 099-11054 | 099-11054 | TMC | Memorial Hermann-Texas Medical Center | Dialsys | Bay 3 |  |  | 3/1/20
NO | YES |  |  |  | 099-11069 | 099-11069 | Hill-Rom Co Inc | Versacare P3200 |  | P042AD8520 | TMI - Jones 9 - Transplant Surgical |  |  |  |  | 099-11069 | 099-11069 | TMC | Memorial Hermann-Texas Medical Center | TMI - Jones 9 - Transplant Surgical | J935 | 8/1/18 |  | 8/1/20
NO | YES |  |  |  | 099-11073 | 099-11073 | Hill-Rom Co Inc | Versacare P3200 |  | N060AD8365 | TMC JONES 9 TRANSPLANT ACUTE CARE |  |  |  |  | 099-11073 | 099-11073 | TMC | Memorial Hermann-Texas Medical Center | TMC JONES 9 TRANSPLANT ACUTE CARE | J932 | 4/1/18 |  | 4/1/19
NO | YES |  |  |  | 099-11060 | 099-11060 | Hill-Rom Co Inc | Versacare P3200 |  | Q056AD6697 | Transplant surgical care unit |  |  |  |  | 099-11060 | 099-11060 | TMC | Memorial Hermann-Texas Medical Center | Transplant surgical care unit | J936 |  |  | 5/1/19
NO | YES |  |  |  | 099-12678 | 099-12678 | Hill-Rom Co Inc | Versacare P3200 |  | H139AD6537 | Transitional care unit transitional care unit |  |  |  |  | 099-12678 | 099-12678 | TMC | Memorial Hermann-Texas Medical Center | Transitional care unit transitional care unit | J865.1 |  |  | 11/1/19
NO | YES |  |  |  | 099-11075 | 099-11075 | Hill-Rom Co Inc | Versacare P3200 |  | H349AD6381 | TMC JONES 9 TCU |  |  |  |  | 099-11075 | 099-11075 | TMC | Memorial Hermann-Texas Medical Center | TMC JONES 9 TCU | J861 | 3/1/19 |  | 3/1/20
NO | YES |  |  |  | 099-12679 | 099-12679 | Hill-Rom Co Inc | Versacare P3200 |  | P042AD8498 | Transitional care unit transitional care unit |  |  |  |  | 099-12679 | 099-12679 | TMC | Memorial Hermann-Texas Medical Center | Transitional care unit transitional care unit | J859 |  |  | 7/1/20
NO | YES |  |  |  | 099-12681 | 099-12681 | Hill-Rom Co Inc | Versacare P3200 |  | J255AD6756 | Transitional care unit transitional care unit |  |  |  |  | 099-12681 | 099-12681 | TMC | Memorial Hermann-Texas Medical Center | Transitional care unit transitional care unit | J858 |  |  | 7/1/17
NO | YES |  |  |  | 099-11119 | 099-11119 | Hill-Rom Co Inc | Versacare P3200 |  | I204AD4940 | Neuroscience acute care |  |  |  |  | 099-11119 | 099-11119 | TMC | Memorial Hermann-Texas Medical Center | Neuroscience acute care | J538 |  |  | 1/1/17
NO | YES |  |  |  | 099-11784 | 099-11784 | Hill-Rom Co Inc | Versacare P3200 |  | Q056AD6718 | TMC-Jones-Neuro Acute Care (5J) |  |  |  |  | 099-11784 | 099-11784 | TMC | MHHS-TMC | TMC-Jones-Neuro Acute Care (5J) | J519
NO | YES |  |  |  | 099-11787 | 099-11787 | Hill-Rom Co Inc | Versacare P3200 |  | O071AD6501 | TMC-Jones-Neuro Acute Care (5J) |  |  |  |  | 099-11787 | 099-11787 | TMC | MHHS-TMC | TMC-Jones-Neuro Acute Care (5J) | J506 | 1/1/18 |  | 1/1/19
NO | YES |  |  |  | 099-11122 | 099-11122 | Hill-Rom Co Inc | Versacare P3200 |  | J261AD7319 | Inpatient Rehab |  |  |  |  | 099-11122 | 099-11122 | TMC | Mischer Neuroscience Institute | Inpatient Rehab | J403 |  |  | 9/1/17
NO | YES |  |  |  | 099-11793 | 099-11793 | Hill-Rom Co Inc | Versacare P3200 |  | N060AD8397 | TMC-Jones-Stroke (4J) |  |  |  |  | 099-11793 | 099-11793 | TMC | MHHS-TMC | TMC-Jones-Stroke (4J)
NO | YES |  |  |  | 099-05798 | 099-05798 | Hill-Rom Co Inc | Versacare P3200 |  | O077AD6922 | [5 empty] | 099-05798 | 099-05798 |  | Memorial Hermann- TMC |  | HP6/93
NO | YES |  |  |  | 099-09181 | 099-09181 | Hill-Rom Co Inc | Versacare P3200 |  | Q056AD6722 | TMC-Hermann-COU (1R) |  |  |  |  | 099-09181 | 099-09181 | TMC | MHHS-TMC | TMC-Hermann-COU (1R) | Bay 14
NO | YES |  |  |  | 099-09183 | 099-09183 | Hill-Rom Co Inc | Versacare P3200 |  | K293AD7297 | TMC-Hermann-COU (1R) |  |  |  |  | 099-09183 | 099-09183 | TMC | MHHS-TMC | TMC-Hermann-COU (1R) | Bay 19 | 9/1/18 |  | 9/1/19
NO | YES |  |  |  | 099-09168 | 099-09168 | Hill-Rom Co Inc | Versacare P3200 |  | O071AD6516 | TMC-OR-Day Surgery (2R) |  |  |  |  | 099-09168 | 099-09168 | TMC | MHHS-TMC | TMC-OR-Day Surgery (2R) | Hall outside PACU Holding | 6/1/19 |  | 6/1/20
NO | YES |  |  |  | 099-09239 | 099-09239 | Hill-Rom Co Inc | Versacare P3200 |  | I204AD4942 | Gamma knife and radio surgery |  |  |  |  | 099-09239 | 099-09239 | TMC | Memorial Hermann-Texas Medical Center | Gamma knife and radio surgery | Exam 4 |  |  | 2/1/20
YES | YES |  |  |  | 099-07693 | 099-07693 | Hill-Rom Co Inc | Versacare P3200 |  | Q014AD3966 | SE - OR - PACU |  |  |  |  | 099-07693 | 099-07693 | Southeast | Memorial Hermann Southeast Hospital | SE - OR - PACU | Bay 10 |  |  |  | No pm found
NO | YES |  |  |  | 099-06487 | 099-06487 | Hill-Rom Co Inc | Versacare P3200 |  | Q126AD9992 | SE- Central Supply |  |  |  |  | 099-06487 | 099-06487 | Southeast | Memorial Hermann Southeast Hospital | SE- Central Supply
NO | YES |  |  |  | 099-06491 | 099-06491 | Hill-Rom Co Inc | Versacare P3200 |  | J016AD7342 | SE- Central Supply |  |  |  |  | 099-06491 | 099-06491 | Southeast | Memorial Hermann Southeast Hospital | SE- Central Supply | Family Life RM 410 | 11/1/19 |  | 11/1/20
NO | YES |  |  |  | 099-06496 | 099-06496 | Hill-Rom Co Inc | Versacare P3200 |  | Q091AD8656 | SE- Central Supply |  |  |  |  | 099-06496 | 099-06496 | Southeast | Memorial Hermann Southeast Hospital | SE- Central Supply | Family Life RM 414
NO | YES |  |  |  | 099-06497 | 099-06497 | Hill-Rom Co Inc | Versacare P3200 |  | J261AD7254 | SE- Central Supply |  |  |  |  | 099-06497 | 099-06497 | Southeast | Memorial Hermann Southeast Hospital | SE- Central Supply | Family Life RM 402 | 4/1/20 |  | 4/1/21
NO | YES |  |  |  | 041-33407 | 041-33407 | Hill-Rom Co Inc | Versacare P3200 |  | J028AD8118 | SE-Clinical Engineering |  |  |  |  | 041-33407 | 041-33407 | Southeast | MHHS-Southeast | SE-Clinical Engineering | Bed Repair Shop | 3/1/20 |  | 3/1/21
NO | YES |  |  |  | 041-33616 | 041-33616 | Hill-Rom Co Inc | Versacare P3200 |  | Q091AD8651 | SE-Clinical Engineering |  |  |  |  | 041-33616 | 041-33616 | Southeast | MHHS-Southeast | SE-Clinical Engineering | Bed repair shop
NO | YES |  |  |  | 041-33625 | 041-33625 | Hill-Rom Co Inc | Versacare P3200 |  | G298AD8654 | SE-Clinical Engineering |  |  |  |  | 041-33625 | 041-33625 | Southeast | MHHS-Southeast | SE-Clinical Engineering | Bed repair shop |  |  | 3/1/21
NO | YES |  |  |  | 041-33693 | 041-33693 | Hill-Rom Co Inc | Versacare P3200 |  | J289AD9965 | Memorial City-Labor & Delivery |  |  |  |  | 041-33693 | 041-33693 | West | MHHS-Mem City | Memorial City-Labor & Delivery | 3M36 | 6/1/19 |  | 6/1/20
NO | YES |  |  |  | 041-33223 | 041-33223 | Hill-Rom Co Inc | Versacare P3200 |  | J326AD3326 | Memorial City-Postpartum |  |  |  |  | 041-33223 | 041-33223 | West | MHHS-Mem City | Memorial City-Postpartum | 3M22
NO | YES |  |  |  | 041-33697 | 041-33697 | Hill-Rom Co Inc | Versacare P3200 |  | J284AD9612 | Memorial City-Labor & Delivery |  |  |  |  | 041-33697 | 041-33697 | West | MHHS-Mem City | Memorial City-Labor & Delivery | 3M36 | 6/1/19 |  | 6/1/20
NO | YES |  |  |  | 041-33225 | 041-33225 | Hill-Rom Co Inc | Versacare P3200 |  | J291AD0111 | Memorial City-Postpartum |  |  |  |  | 041-33225 | 041-33225 | West | MHHS-Mem City | Memorial City-Postpartum | 3M23 | 4/1/20 |  | 4/1/21
NO | YES |  |  |  | 041-33700 | 041-33700 | Hill-Rom Co Inc | Versacare P3200 |  | G171AD8551 | Memorial City-Labor & Delivery |  |  |  |  | 041-33700 | 041-33700 | West | MHHS-Mem City | Memorial City-Labor & Delivery | 3M32 | 11/1/19 |  | 11/1/20
NO | YES |  |  |  | 041-33228 | 041-33228 | Hill-Rom Co Inc | Versacare P3200 |  | J290AD0030 | Memorial City-Postpartum |  |  |  |  | 041-33228 | 041-33228 | West | MHHS-Mem City | Memorial City-Postpartum | 3M25
NO | YES |  |  |  | 041-33703 | 041-33703 | Hill-Rom Co Inc | Versacare P3200 |  | J291AD0089 | Memorial City-Labor & Delivery |  |  |  |  | 041-33703 | 041-33703 | West | MHHS-Mem City | Memorial City-Labor & Delivery | 3M30 | 3/1/20 |  | 3/1/21
NO | YES |  |  |  | 041-33707 | 041-33707 | Hill-Rom Co Inc | Versacare P3200 |  | J289AD9958 | Memorial City-Labor & Delivery |  |  |  |  | 041-33707 | 041-33707 | West | MHHS-Mem City | Memorial City-Labor & Delivery | 3M28 | 6/1/19 |  | 6/1/20
NO | YES |  |  |  | 041-33709 | 041-33709 | Hill-Rom Co Inc | Versacare P3200 |  | J284AD9603 | Memorial City-Labor & Delivery |  |  |  |  | 041-33709 | 041-33709 | West | MHHS-Mem City | Memorial City-Labor & Delivery | 3M26 | 5/1/19 |  | 5/1/20
NO | YES |  |  |  | 151-04939 | 151-04939 | Hill-Rom Co Inc | Versacare P3200 |  | J291AD0164 | Biomed |  |  |  |  | 151-04939 | 151-04939 | West | Memorial Hermann Memorial City Medical Center | Biomed | 5th Floor / Room 5M21 |  |  |  | No pm tag | Bed
NO | YES |  |  |  | 099-00322 | 099-00322 | Hill-Rom Co Inc | Versacare P3200 |  | G224AD2427 | MEMORIAL CITY - MH5 |  |  |  |  | 099-00322 | 099-00322 | West | Memorial Hermann Memorial City Medical Center | MEMORIAL CITY - MH5 | MH5 5M25
NO | YES |  |  |  | 151-04206 | 151-04206 | Hill-Rom Co Inc | Versacare P3200 |  | J284AD9590 | MEMORIAL CITY - MH5 |  |  |  |  | 151-04206 | 151-04206 | West | Memorial Hermann Memorial City Medical Center | MEMORIAL CITY - MH5 | MH5 5M36
NO | YES |  |  |  | 151-04926 | 151-04926 | Hill-Rom Co Inc | Versacare P3200 |  | K013AD5828 | Biomed |  |  |  |  | 151-04926 | 151-04926 | West | Memorial Hermann Memorial City Medical Center | Biomed | 5th floor / RM 5M40 |  |  |  | No pm tag
NO | YES |  |  |  | 151-04937 | 151-04937 | Hill-Rom Co Inc | Versacare P3200 |  | K022AD6470 | Biomed |  |  |  |  | 151-04937 | 151-04937 | West | Memorial Hermann Memorial City Medical Center | Biomed | 5th floor / RM 5M40 |  |  |  | No pm tag
NO | YES |  |  |  | 151-04936 | 151-04936 | Hill-Rom Co Inc | Versacare P3200 |  | J289AD9889 | Biomed |  |  |  |  | 151-04936 | 151-04936 | West | Memorial Hermann Memorial City Medical Center | Biomed | 5th floor Hallway |  |  |  | No pm tag
NO | YES |  |  |  | 151-04930 | 151-04930 | Hill-Rom Co Inc | Versacare P3200 |  | J289AD9894 | Biomed |  |  |  |  | 151-04930 | 151-04930 | West | Memorial Hermann Memorial City Medical Center | Biomed | 5th floor Hallway |  |  |  | No pm tag
NO | YES |  |  |  | 151-04908 | 151-04908 | Hill-Rom Co Inc | Versacare P3200 |  | G200AD0398 | Memorial City MHT/Med Surg |  |  |  |  | 151-04908 | 151-04908 | West | Memorial Hermann - Memorial City | Memorial City MHT/Med Surg | MH6 102 Room 6M39
NO | YES |  |  |  | 151-04907 | 151-04907 | Hill-Rom Co Inc | Versacare P3200 |  | J291AD0120 | Memorial City MHT/Med Surg |  |  |  |  | 151-04907 | 151-04907 | West | Memorial Hermann - Memorial City | Memorial City MHT/Med Surg | MH6 202 Room 6M02
NO | YES |  |  |  | 151-04906 | 151-04906 | Hill-Rom Co Inc | Versacare P3200 |  | K021AD6458 | Memorial City / Pediatrics |  |  |  |  | 151-04906 | 151-04906 | West | Memorial Hermann - Memorial City | Memorial City / Pediatrics | MH4 204 Room 4M04
NO | YES |  |  |  | 151-04905 | 151-04905 | Hill-Rom Co Inc | Versacare P3200 |  | J291AD0154 | 4th Floor Pediactrics |  |  |  |  | 151-04905 | 151-04905 | West | Memorial Hermann - Memorial City | 4th Floor Pediactrics | MH4 202 Room 4M02
NO | YES |  |  |  | 151-04904 | 151-04904 | Hill-Rom Co Inc | Versacare P3200 |  | J289AD9976 | 4th Floor Pediactrics |  |  |  |  | 151-04904 | 151-04904 | West | Memorial Hermann - Memorial City | 4th Floor Pediactrics | MH4 202 Room 4M02
NO | YES |  |  |  | 151-04903 | 151-04903 | Hill-Rom Co Inc | Versacare P3200 |  | J291AD0149 | 4th Floor Pediactrics |  |  |  |  | 151-04903 | 151-04903 | West | Memorial Hermann - Memorial City | 4th Floor Pediactrics | MH4 202 Room 4M02
NO | YES |  |  |  | 583-01598 | 583-01598 | Hill-Rom Co Inc | Versacare P3200 |  | G228AD2602 | E7 Med Surg |  |  |  |  | 583-01598 | 583-01598 | West | Memorial Hermann Medical Group Memorial City (#100) | E7 Med Surg | Room 702
NO | YES |  |  |  | 583-01600 | 583-01600 | Hill-Rom Co Inc | Versacare P3200 |  | J283AD9559 | E7 Med Surg |  |  |  |  | 583-01600 | 583-01600 | West | Memorial Hermann Medical Group Memorial City (#100) | E7 Med Surg | Room 35
NO | YES |  |  |  | 583-01567 | 583-01567 | Hill-Rom Co Inc | Versacare P3200 |  | K021AD6448 | E7 Med Surg |  |  |  |  | 583-01567 | 583-01567 | West | Memorial Hermann Medical Group Memorial City (#100) | E7 Med Surg | Room 33
NO | YES | Serial Number Q307AD8333 |  |  | 009-33064 | 009-33064 | Hill-Rom Co Inc | Versacare P3200 |  | Q307AD8333 | E3 Pediatrics 2 |  |  |  |  | 009-33064 | 009-33064 | West | Memorial Hermann - Katy | E3 Pediatrics 2 | E3 Ped 2 Room 202
NO | YES | Serial Number S009AD8282 |  |  | 583-01560 | 583-01560 | Hill-Rom Co Inc | Versacare P3200 |  | S009AD8282 | Hospital in hallway by Cath lab 1 |  |  |  |  | 583-01560 | 583-01560 | Central | Memorial Hermann Greater Heights Hospital in hallway by cath lab 1 | Hospital in hallway by Cath lab 1 | Memorial Hermann Greater Heights Hospital in hallway by Cath lab 1
NO | YES | Serial Number S009AD8286 |  |  | 583-01542 | 583-01542 | Hill-Rom Co Inc | Versacare P3200 |  | S009AD8286 | GH - CLINICAL DECISION UNIT (CDU) |  |  |  |  | 583-01542 | 583-01542 | Central | Memorial Hermann Greater Heights Hospital | GH - CLINICAL DECISION UNIT (CDU) | CDU 12
NO | YES | Serial Number S020AD8873 |  |  | 099-03335 | 099-03335 | Hill-Rom Co Inc | Versacare P3200 |  | S020AD8873 | GH - CLINICAL DECISION UNIT (CDU) |  |  |  |  | 099-03335 | 099-03335 | Central | Memorial Hermann Greater Heights Hospital | GH - CLINICAL DECISION UNIT (CDU) | CDU 16
YES | YES |  |  |  | 099-10527 | 099-10527 | Hill-Rom Co Inc | Versacare P3201 |  |  | Beds |  |  |  |  | 099-10527 | 099-10527 | Southwest | Memorial Hermann Southwest Hospital | Beds | Bed Storage - Heart and Vascular | 3/1/20
YES | YES |  |  |  | 099-10529 | 099-10529 | Hill-Rom Co Inc | Versacare P3201 |  | B1811019849 | Beds |  |  |  |  | 099-10529 | 099-10529 | Southwest | Memorial Hermann Southwest Hospital | Beds | Bed Storage - Heart and Vascular
YES | YES |  |  |  | 099-06147 | 099-06147 | Hill-Rom Co Inc | Versacare P3201 |  | J039AD9196 | SE - FAMILY CENTER |  |  |  |  | 099-06147 | 099-06147 | Southeast | Memorial Hermann Southeast Hospital | SE - FAMILY CENTER | S4 413 |  |  |  | No pm found
YES | YES |  |  |  | 099-06158 | 099-06158 | Hill-Rom Co Inc | Versacare P3201 |  | Q091AD8667 | SE - UNIT 4B (WOMENS SERVICES) |  |  |  |  | 099-06158 | 099-06158 | Southeast | Memorial Hermann Southeast Hospital | SE - UNIT 4B (WOMENS SERVICES) | Storage 409A |  |  |  | No pm found
NO | YES |  |  |  | 099-06597 | 099-06597 | Hill-Rom Co Inc | Versacare P3201 |  | J022AD7762 | SE-Unit 4B (Women'S Services) |  |  |  |  | 099-06597 | 099-06597 | Southeast | MHHS-Southeast | SE-Unit 4B (Women'S Services) | Storage 409A |  |  |  | No pm found
YES | YES |  |  |  | 099-06767 | 099-06767 | Hill-Rom Co Inc | Versacare p3211b |  | J249AE2067 | SE-Labor |  |  |  |  | 099-06767 | 099-06767 | Southeast | Memorial Hermann Southeast Hospital | SE-Labor |  |  |  | 4/1/20
YES | YES |  |  |  | 099-06764 | 099-06764 | Hill-Rom Co Inc | Versacare p3211b |  | J255AE3065 | SE - LABOR |  |  |  |  | 099-06764 | 099-06764 | Southeast | Memorial Hermann Southeast Hospital | SE - LABOR
YES | YES |  |  |  | 099-06762 | 099-06762 | Hill-Rom Co Inc | Versacare p3211b |  | J259AE3487 | SE- L |  |  |  |  | 099-06762 | 099-06762 | Southeast | Memorial Hermann Southeast Hospital | SE- L
YES | YES |  |  |  | 099-06746 | 099-06746 | Hill-Rom Co Inc | Versacare p3211b |  | J252AE2232 | SE - L |  |  |  |  | 099-06746 | 099-06746 | Southeast | Memorial Hermann Southeast Hospital | SE - L
YES | YES |  |  |  | 041-33117 | 041-33117 | Hill-Rom Co Inc | Versacare P3211B |  | J290AE7071 | MEMORIAL CITY - POSTPARTUM - NURSERY |  |  |  |  | 041-33117 | 041-33117 | West | Womens Memorial Hermann | MEMORIAL CITY - POSTPARTUM - NURSERY | Room 2M 337 | 11/1/20
YES | YES |  |  |  | 041-33846 | 041-33846 | Hill-Rom Co Inc | Versacare P3211B |  | J290AE7249 | MEMORIAL CITY - POSTPARTUM - NURSERY |  |  |  |  | 041-33846 | 041-33846 | West | Womens Memorial Hermann | MEMORIAL CITY - POSTPARTUM - NURSERY | Room 2M 335 | 3/1/21
YES | YES |  |  |  | 041-33850 | 041-33850 | Hill-Rom Co Inc | Versacare P3211B |  | K016AE2876 | MEMORIAL CITY - POSTPARTUM - NURSERY |  |  |  |  | 041-33850 | 041-33850 | West | Womens Memorial Hermann | MEMORIAL CITY - POSTPARTUM - NURSERY | Room 2M 334
YES | YES |  |  |  | 041-33855 | 041-33855 | Hill-Rom Co Inc | Versacare P3211B |  | J282AE6317 | MEMORIAL CITY - POSTPARTUM - NURSERY |  |  |  |  | 041-33855 | 041-33855 | West | Womens Memorial Hermann | MEMORIAL CITY - POSTPARTUM - NURSERY | 2M10
YES | YES |  |  |  | 041-33858 | 041-33858 | Hill-Rom Co Inc | Versacare P3211B |  | J283AE6452 | MEMORIAL CITY - POSTPARTUM - NURSERY |  |  |  |  | 041-33858 | 041-33858 | West | Womens Memorial Hermann | MEMORIAL CITY - POSTPARTUM - NURSERY | 2M12
YES | YES | Serial Number Q240AE4046 |  |  | 041-33784 | 041-33784 | Hill-Rom Co Inc | Versacare P3211B |  | Q240AE4046 | Memorial City - Orthopedics center |  |  |  |  | 041-33784 | 041-33784 | West | Memorial Hermann Memorial City Medical Center | Memorial City - Orthopedics center | Memorial City - Orthopedics center MH8 102 Room 8M39
YES | YES |  |  |  | 041-33785 | 041-33785 | Hill-Rom Co Inc | Versacare P3211B |  | K016AE2860 | Memorial City - Orthopedics center |  |  |  |  | 041-33785 | 041-33785 | West | Memorial Hermann Memorial City Medical Center | Memorial City - Orthopedics center | Memorial City - Orthopedics center MH8 109 Room 8M32
YES | YES |  |  |  | 041-33786 | 041-33786 | Hill-Rom Co Inc | Versacare P3211B |  | Q219AE2974 | Memorial City - Orthopedics center |  |  |  |  | 041-33786 | 041-33786 | West | Memorial Hermann Memorial City Medical Center | Memorial City - Orthopedics center | Memorial City - Orthopedics center MH8 108 Room 8M33
YES | YES |  |  |  | 041-33787 | 041-33787 | Hill-Rom Co Inc | Versacare P3211B |  | Q240AE4058 | Memorial City - Orthopedics center |  |  |  |  | 041-33787 | 041-33787 | West | Memorial Hermann Memorial City Medical Center | Memorial City - Orthopedics center | Memorial City - Orthopedics center MH8 121 Storage |  |  |  | No Pm sticker
YES | YES |  |  |  | 583-01537 | 583-01537 | Hill-Rom Co Inc | Versacare P3211B |  | N193AE5450 | Memorial Hermann Greater Heights Emergency |  |  |  |  | 583-01537 | 583-01537 | Central | Memorial Hermann Greater Heights Hospital | Memorial Hermann Greater Heights Emergency | Memorial Hermann Greater Heights Emergency Hallway
YES | YES |  |  |  | 583-01541 | 583-01541 | Hill-Rom Co Inc | Versacare P3211B |  | L344AE5999 | GH - CDU |  |  |  |  | 583-01541 | 583-01541 | Central | Memorial Hermann Greater Heights Hospital | GH - CDU | Bay CDU 9
YES | YES |  |  |  | 142-01335 | 142-01335 | Hill-Rom Co Inc | Vest 205 |  | 51-01231 | Memorial Hermann - Cardiology |  |  |  |  | 142-01335 | 142-01335 | Katy | Memorial Hermann Northeast Hospital | Memorial Hermann - Cardiology | Cardio pulmonary
NO | YES |  |  |  | 005-09180 | 005-09180 | Hill-Rom Services, Inc. | 06-UL864-010 |  | 1912008COM | SE-Nurse Call | MHHS-Southeast |  | Computer, Laptop, Tablet, PC |  | 005-09180 | 005-09180 | Southeast | MHHS-Southeast | SE-Nurse Call | Biomed | 7/1/18 |  |  |  | COMPUTERS |  | COMLAP-Hill-Rom-06-UL864-010 | COMLAP | 06-UL864-010 |  |  |  | Hill-Rom | Computer, Laptop, Tablet, PC |  | COMLAP-Hill-Rom-06-UL864-010 |  | 3/4/15 |  |  | Covered PM Repair - Biomedical | MHHS-Southeast
NO | YES |  |  |  | 013-19545 | 013-19545 | Hill-Rom Services, Inc. | 06-UL864-010 |  |  | SW-HVI-Telemetry | MHHS-Southwest |  | Computer, Laptop, Tablet, PC |  | 013-19545 | 013-19545 | Southwest | MHHS-Southwest | SW-HVI-Telemetry | HVI Nurse?Aos Station | 7/1/14 |  | 7/1/15 |  | COMPUTERS | Computer, Laptop, Tablet, PC | COMLAP-Hill-Rom-06-UL864-010 | COMLAP | 06-UL864-010 |  |  |  | Hill-Rom | Computer, Laptop, Tablet, PC |  | COMLAP-Hill-Rom-06-UL864-010 |  | 3/4/15 |  |  | Covered PM Repair - Biomedical | MHHS-Southwest | [8 empty] | COMLAP | Computer, Laptop, Tablet, PC | Hill-Rom
NO | YES | [5 empty] | Hill-Rom Services, Inc. | 06-UL864-010 |  | 0310010 COM | SW-Telemetry | MHHS-Southwest |  | Computer, Laptop, Tablet, PC |  |  |  | Southwest | MHHS-Southwest | SW-Telemetry | 10th Floor nurse store | 8/1/19 |  |  |  | COMPUTERS | Computer, Laptop, Tablet, PC | COMLAP-Hill-Rom-06-UL864-010 | COMLAP | 06-UL864-010 |  |  |  | Hill-Rom | Computer, Laptop, Tablet, PC |  | COMLAP-Hill-Rom-06-UL864-010 |  | 2/2/15 |  |  | Covered PM Repair - Biomedical | MHHS-Southwest | [8 empty] | COMLAP | Computer, Laptop, Tablet, PC | Hill-Rom
NO | YES |  |  |  | 129-31008 | 129-31008 | Hill-Rom Services, Inc. | 06-UL864-010 |  | 0815023COM | SUGAR LAND | MHHS-Sugarland |  | Computer, Laptop, Tablet, PC |  | 129-31008 | 129-31008 | Sugar Land | Memorial Hermann Sugar Land Hospital | SUGAR LAND | In Biomed Shop |  |  |  |  | COMPUTERS | Computer, Laptop, Tablet, PC | COMLAP-Hill-Rom-06-UL864-010 | COMLAP | 06-UL864-010 |  |  |  | Hill-Rom | Computer, Laptop, Tablet, PC |  | COMLAP-Hill-Rom-06-UL864-010 |  | 1/16/20 |  |  | Not Covered Vendor Only - Biomedical | MHHS-Sugarland | [8 empty] | COMLAP | Computer, Laptop, Tablet, PC | Hill-Rom
NO | NO | [5 empty] | Hill-Rom Services, Inc. | 06-UL864-010 |  | 1009068COM | MEMORIAL CITY - POSTPARTUM | MHHS-Mem City |  | Computer, Laptop, Tablet, PC |  |  |  | West & Memorial City |  | MEMORIAL CITY - POSTPARTUM | [5 empty] | COMPUTERS |  | COMLAP-Hill-Rom-06-UL864-010 | COMLAP | 06-UL864-010 |  |  |  | Hill-Rom | Computer, Laptop, Tablet, PC |  | COMLAP-Hill-Rom-06-UL864-010 |  |  |  |  | Covered PM Repair - Biomedical | MHHS-Mem City
NO | NO |  |  |  | 142-05733 |  | Hill-Rom Services, Inc. | 06-UL864-010 |  | 1P93 | NE - ER | MHHS-Northeast |  | Computer, Laptop, Tablet, PC |  | 142-05733 |  | Katy |  | NE - ER | [5 empty] | COMPUTERS |  | COMLAP-Hill-Rom-06-UL864-010 | COMLAP | 06-UL864-010 |  |  |  | Hill-Rom | Computer, Laptop, Tablet, PC |  | COMLAP-Hill-Rom-06-UL864-010 |  |  |  |  | Not Covered Vendor Only - Biomedical | MHHS-Northeast
NO | NO |  |  |  | 005-09179 |  | Hill-Rom Services, Inc. | 06-UL864-010 |  | 1912007COM | SE - NURSE CALL | MHHS-Southeast |  | Computer, Laptop, Tablet, PC |  | 005-09179 |  | Southeast & Bay Area |  | SE - NURSE CALL | [5 empty] | COMPUTERS |  | COMLAP-Hill-Rom-06-UL864-010 | COMLAP | 06-UL864-010 |  |  |  | Hill-Rom | Computer, Laptop, Tablet, PC |  | COMLAP-Hill-Rom-06-UL864-010 |  |  |  |  | Covered PM Repair - Biomedical | MHHS-Southeast
NO | NO |  |  |  | 005-09181 |  | Hill-Rom Services, Inc. | 06-UL864-010 |  | 1912012COM | SE - NURSE CALL | MHHS-Southeast |  | Computer, Laptop, Tablet, PC |  | 005-09181 |  | Southeast & Bay Area |  | SE - NURSE CALL | [5 empty] | COMPUTERS |  | COMLAP-Hill-Rom-06-UL864-010 | COMLAP | 06-UL864-010 |  |  |  | Hill-Rom | Computer, Laptop, Tablet, PC |  | COMLAP-Hill-Rom-06-UL864-010 |  |  |  |  | Covered PM Repair - Biomedical | MHHS-Southeast
NO | NO |  |  |  | 005-33498 |  | Hill-Rom Services, Inc. | 06-UL864-010 |  | 4016005COM | SE - NURSE CALL | MHHS-Southeast |  | Computer, Laptop, Tablet, PC |  | 005-33498 |  | Southeast & Bay Area |  | SE - NURSE CALL | [5 empty] | COMPUTERS |  | COMLAP-Hill-Rom-06-UL864-010 | COMLAP | 06-UL864-010 |  |  |  | Hill-Rom | Computer, Laptop, Tablet, PC |  | COMLAP-Hill-Rom-06-UL864-010 |  |  |  |  | Covered PM Repair - Biomedical | MHHS-Southeast
NO | NO |  |  |  | 005-33505 |  | Hill-Rom Services, Inc. | 06-UL864-010 |  | 1912023COM | SE - NURSE CALL | MHHS-Southeast |  | Computer, Laptop, Tablet, PC |  | 005-33505 |  | Southeast & Bay Area |  | SE - NURSE CALL | [5 empty] | COMPUTERS |  | COMLAP-Hill-Rom-06-UL864-010 | COMLAP | 06-UL864-010 |  |  |  | Hill-Rom | Computer, Laptop, Tablet, PC |  | COMLAP-Hill-Rom-06-UL864-010 |  |  |  |  | Covered PM Repair - Biomedical | MHHS-Southeast
NO | NO |  |  |  | 013-19536 |  | Hill-Rom Services, Inc. | 06-UL864-010 |  | 0112003com | SW - NURSE CALL | MHHS-Southwest |  | Computer, Laptop, Tablet, PC |  | 013-19536 |  | Southwest |  | SW - NURSE CALL | [5 empty] | COMPUTERS |  | COMLAP-Hill-Rom-06-UL864-010 | COMLAP | 06-UL864-010 |  |  |  | Hill-Rom | Computer, Laptop, Tablet, PC |  | COMLAP-Hill-Rom-06-UL864-010 |  |  |  |  | Covered PM Repair - Biomedical | MHHS-Southwest
NO | NO | [5 empty] | Hill-Rom Services, Inc. | 06-UL864-010 |  | 0310012COM | SW - NURSE CALL | MHHS-Southwest |  | Computer, Laptop, Tablet, PC |  |  |  | Southwest |  | SW - NURSE CALL | [5 empty] | COMPUTERS |  | COMLAP-Hill-Rom-06-UL864-010 | COMLAP | 06-UL864-010 |  |  |  | Hill-Rom | Computer, Laptop, Tablet, PC |  | COMLAP-Hill-Rom-06-UL864-010 |  |  |  |  | Covered PM Repair - Biomedical | MHHS-Southwest
NO | NO |  |  |  | 241-01552 |  | Hill-Rom Services, Inc. | 06-UL864-010 |  | 0613020COM | TIRR - NURSE CALL | MHHS-TIRR |  | Computer, Laptop, Tablet, PC |  | 241-01552 |  | TMC |  | TIRR - NURSE CALL | [5 empty] | COMPUTERS |  | COMLAP-Hill-Rom-06-UL864-010 | COMLAP | 06-UL864-010 |  |  |  | Hill-Rom | Computer, Laptop, Tablet, PC |  | COMLAP-Hill-Rom-06-UL864-010 |  |  |  |  | Covered PM Repair - Biomedical | MHHS-TIRR
NO | NO | [5 empty] | Hill-Rom Services, Inc. | 06-UL864-010 |  |  | TMC - JONES - BURN UNIT (8J) | MHHS-TMC |  | Computer, Laptop, Tablet, PC |  |  |  | TMC |  | TMC - JONES - BURN UNIT (8J) | [5 empty] | COMPUTERS |  | COMLAP-Hill-Rom-06-UL864-010 | COMLAP | 06-UL864-010 |  |  |  | Hill-Rom | Computer, Laptop, Tablet, PC |  | COMLAP-Hill-Rom-06-UL864-010 |  |  |  |  | Covered PM Repair - Biomedical | MHHS-TMC
NO | NO |  |  |  | 069-43119 |  | Hill-Rom Services, Inc. | 06-UL864-010 |  | 0917059 COM | TMC - MHTMC - NURSE CALL | MHHS-TMC |  | Computer, Laptop, Tablet, PC |  | 069-43119 |  | TMC |  | TMC - MHTMC - NURSE CALL | [5 empty] | COMPUTERS |  | COMLAP-Hill-Rom-06-UL864-010 | COMLAP | 06-UL864-010 |  |  |  | Hill-Rom | Computer, Laptop, Tablet, PC |  | COMLAP-Hill-Rom-06-UL864-010 |  |  |  |  | Covered PM Repair - Biomedical | MHHS-TMC
NO | YES |  |  |  | 009-02145 | 009-02145 | Hill-Rom Services, Inc. |  |  | WV15260 | GH-Labor & Delivery | MHHS-Greater Heights |  | Warmer, Radiant, Infant |  | 009-02145 | 009-02145 | Central | MHHS-Greater Heights | GH-Labor & Delivery | Nursery | 11/1/19 |  | 5/1/20 |  | WARMING UNITS, PATIENT, RADIANT, INFANT | Warmer, Radiant, Infant | WARMERRADINFANT-Hill-Rom-1500 | WARMERRADINFANT |  |  |  |  | Hill-Rom | Warmer, Radiant, Infant |  | WARMERRADINFANT-Hill-Rom-1500 |  |  |  | WRI-SA | Covered PM Repair - Biomedical | MHHS-Greater Heights | [8 empty] | WARMERRADINFANT | Warmer, Radiant, Infant | Hill-Rom
NO | NO | [5 empty] | Hill-Rom Services, Inc. |  |  |  | GH - LABOR & DELIVERY | MHHS-Greater Heights |  | Radiographic Unit, Dental |  |  |  | Central & Greater Heights |  | GH - LABOR & DELIVERY | [5 empty] | LIGHTS, SURGICAL |  | RADIOGRAPHICUNITDENT-KODAK-9500 | RADIOGRAPHICUNITDENT |  |  |  |  | KODAK | Radiographic Unit, Dental |  |  | RADIOGRAPHICUNITDENT-KODAK-9500 |  |  |  | Covered PM Repair - Biomedical | MHHS-Greater Heights
NO | NO | [5 empty] | Hill-Rom Services, Inc. |  |  | CS17040302 | GH - LABOR & DELIVERY | MHHS-Greater Heights |  | Radiographic Unit, Dental |  |  |  | Central & Greater Heights |  | GH - LABOR & DELIVERY | [5 empty] | LIGHTS, SURGICAL |  | RADIOGRAPHICUNITDENT-KODAK-9500 | RADIOGRAPHICUNITDENT |  |  |  |  | KODAK | Radiographic Unit, Dental |  |  | RADIOGRAPHICUNITDENT-KODAK-9500 |  |  |  | Covered PM Repair - Biomedical | MHHS-Greater Heights
NO | NO |  |  |  | 077-02079 |  | Hill-Rom Services, Inc. | 965 EXAM PLUS |  |  | TMC - CHILDRENS - PICU (9HP) | MHHS-TMC |  |  |  | 077-02079 |  | TMC |  | TMC - CHILDRENS - PICU (9HP) | [5 empty] | LIGHTS, EXAMINATION |  | LAMPEXAM-Hill-Rom-Exam Plus 965 |  |  |  |  | LAMPEXAM-Hill-Rom-Exam Plus 965 | Hill-Rom | [7 empty] | Covered PM Repair - Biomedical | MHHS-TMC
NO | YES |  |  |  | U304PF8921 | U304PF8921 | Hill-Rom Services, Inc. | CENTRELLA SMART BED |  | U304PF8921 | Sugar Land-Med/Surg-East 5th | MHHS-Sugarland |  |  |  | U304PF8921 | U304PF8921 | Sugar Land | MHHS-Sugarland | Sugar Land-Med/Surg-East 5th | E530 |  |  |  |  | BEDS, SPECIALTY | Bed, Patient Electric | BEDPATIENTELECTRIC-Hill-Rom-Centrella Smart Plus |  |  |  |  | BEDPATIENTELECTRIC-Hill-Rom-Centrella Smart Plus | Hill-Rom | [6 empty] | BPE-A | Covered PM Repair - Biomedical | MHHS-Sugarland | [8 empty] | BEDPATIENTELECTRIC | Bed, Patient Electric | Hill-Rom
NO | YES |  |  |  | 129-31550 | 129-31550 | Hill-Rom Services, Inc. | CENTRELLA SMART BED |  | U304PF8929 | Sugar Land-Med/Surg-East 5th |  |  |  |  | 129-31550 | 129-31550 | Sugar Land | MHHS-Sugarland | Sugar Land-Med/Surg-East 5th | E529 | [5 empty] | Bed, Patient Electric | BEDPATIENTELECTRIC-Hill-Rom-Centrella Smart Plus | [12 empty] | BPE-A | [10 empty] | BEDPATIENTELECTRIC | Bed, Patient Electric | Hill-Rom
NO | YES |  |  |  | 129-31592 | 129-31592 | Hill-Rom Services, Inc. | CENTRELLA SMART BED |  | U303PF8814 | Sugar Land-Med/Surg-East 5th |  |  |  |  | 129-31592 | 129-31592 | Sugar Land | MHHS-Sugarland | Sugar Land-Med/Surg-East 5th | E528 | [5 empty] | Bed, Patient Electric | BEDPATIENTELECTRIC-Hill-Rom-Centrella Smart Plus | [12 empty] | BPE-A | [10 empty] | BEDPATIENTELECTRIC | Bed, Patient Electric | Hill-Rom
NO | YES |  |  |  | 129-31594 | 129-31594 | Hill-Rom Services, Inc. | CENTRELLA SMART BED |  | U303PF8830 | 5 east |  |  |  |  | 129-31594 | 129-31594 | Sugar Land | Memorial Hermann Sugar Land Hospital | 5 east | By room 527 | [5 empty] | Bed, Patient Electric | BEDPATIENTELECTRIC-Hill-Rom-Centrella Smart Plus | [12 empty] | BPE-A | [10 empty] | BEDPATIENTELECTRIC | Bed, Patient Electric | Hill-Rom
NO | YES |  |  |  | 129-31596 | 129-31596 | Hill-Rom Services, Inc. | CENTRELLA SMART BED |  | U303PF8844 | 5 east |  |  |  |  | 129-31596 | 129-31596 | Sugar Land | Memorial Hermann Sugar Land Hospital | 5 east | By room 526 | [5 empty] | Bed, Patient Electric | BEDPATIENTELECTRIC-Hill-Rom-Centrella Smart Plus | [12 empty] | BPE-A | [10 empty] | BEDPATIENTELECTRIC | Bed, Patient Electric | Hill-Rom
NO | YES |  |  |  | 129-31599 | 129-31599 | Hill-Rom Services, Inc. | CENTRELLA SMART BED |  | U303PF8821 | Sugar Land-Med/Surg-East 5th |  |  |  |  | 129-31599 | 129-31599 | Sugar Land | MHHS-Sugarland | Sugar Land-Med/Surg-East 5th | [6 empty] | Bed, Patient Electric | BEDPATIENTELECTRIC-Hill-Rom-Centrella Smart Plus | [12 empty] | BPE-A | [10 empty] | BEDPATIENTELECTRIC | Bed, Patient Electric | Hill-Rom
NO | YES |  |  |  | 129-31601 | 129-31601 | Hill-Rom Services, Inc. | CENTRELLA SMART BED |  | U304PF8918 | Sugar Land-Med/Surg-East 5th |  |  |  |  | 129-31601 | 129-31601 | Sugar Land | MHHS-Sugarland | Sugar Land-Med/Surg-East 5th | [6 empty] | Bed, Patient Electric | BEDPATIENTELECTRIC-Hill-Rom-Centrella Smart Plus | [12 empty] | BPE-A | [10 empty] | BEDPATIENTELECTRIC | Bed, Patient Electric | Hill-Rom
NO | NO |  |  |  | U304PF8916 |  | Hill-Rom Services, Inc. | CENTRELLA SMART+ BED |  | U304PF8916 | SUGAR LAND - MED/SURG - EAST 5TH | MHHS-Sugarland |  |  |  | U304PF8916 |  | Sugar Land |  | SUGAR LAND - MED/SURG - EAST 5TH | [5 empty] | BEDS, SPECIALTY |  | BEDPATIENTELECTRIC-Hill-Rom-Centrella Smart Plus |  |  |  |  | BEDPATIENTELECTRIC-Hill-Rom-Centrella Smart Plus | Hill-Rom | [7 empty] | Covered PM Repair - Biomedical | MHHS-Sugarland
NO | NO |  |  |  | U305PF8965 |  | Hill-Rom Services, Inc. | CENTRELLA SMART+ BED |  | U305PF8965 | SUGAR LAND - MED/SURG - EAST 5TH | MHHS-Sugarland |  |  |  | U305PF8965 |  | Sugar Land |  | SUGAR LAND - MED/SURG - EAST 5TH | [5 empty] | BEDS, SPECIALTY |  | BEDPATIENTELECTRIC-Hill-Rom-Centrella Smart Plus |  |  |  |  | BEDPATIENTELECTRIC-Hill-Rom-Centrella Smart Plus | Hill-Rom | [7 empty] | Covered PM Repair - Biomedical | MHHS-Sugarland
NO | NO |  |  |  | 005-09182 |  | Hill-Rom Services, Inc. | COMARK |  | 0512032COM | SE - NURSE CALL | MHHS-Southeast |  |  |  | 005-09182 |  | Southeast & Bay Area |  | SE - NURSE CALL | [5 empty] | COMPUTERS |  | .needs class |  |  |  |  | .needs class | Hill-Rom | [7 empty] | Covered PM Repair - Biomedical | MHHS-Southeast
NO | NO |  |  |  | 005-10429 |  | Hill-Rom Services, Inc. | COMARK |  | 2615003COM | SE - NURSE CALL | MHHS-Southeast |  |  |  | 005-10429 |  | Southeast & Bay Area |  | SE - NURSE CALL | [5 empty] | COMPUTERS |  | .needs class |  |  |  |  | .needs class | Hill-Rom | [7 empty] | Covered PM Repair - Biomedical | MHHS-Southeast
NO | NO |  |  |  | 005-33493 |  | Hill-Rom Services, Inc. | COMARK |  | 3714021COM | SE - NURSE CALL | MHHS-Southeast |  |  |  | 005-33493 |  | Southeast & Bay Area |  | SE - NURSE CALL | [5 empty] | COMPUTERS |  | .needs class |  |  |  |  | .needs class | Hill-Rom | [7 empty] | Covered PM Repair - Biomedical | MHHS-Southeast
NO | NO |  |  |  | 005-33494 |  | Hill-Rom Services, Inc. | COMARK |  | 1712023COM | SE - NURSE CALL | MHHS-Southeast |  |  |  | 005-33494 |  | Southeast & Bay Area |  | SE - NURSE CALL | [5 empty] | COMPUTERS |  | .needs class |  |  |  |  | .needs class | Hill-Rom | [7 empty] | Covered PM Repair - Biomedical | MHHS-Southeast
NO | NO |  |  |  | 129-07131 |  | Hill-Rom Services, Inc. | COMARK |  |  | SUGAR LAND - ER | MHHS-Sugarland |  |  |  | 129-07131 |  | Sugar Land |  | SUGAR LAND - ER | [5 empty] | COMPUTERS |  | .needs class |  |  |  |  | .needs class | Hill-Rom | [7 empty] | Covered PM Repair - Biomedical | MHHS-Sugarland
NO | NO |  |  |  | 241-01550 |  | Hill-Rom Services, Inc. | COMARK |  | 0909060COM | TIRR - NURSE CALL | MHHS-TIRR |  |  |  | 241-01550 |  | TMC |  | TIRR - NURSE CALL | [5 empty] | COMPUTERS |  | .needs class |  |  |  |  | .needs class | Hill-Rom | [7 empty] | Covered PM Repair - Biomedical | MHHS-TIRR
NO | NO |  |  |  | 241-03024 |  | Hill-Rom Services, Inc. | COMARK |  | 06130202COM | TIRR - NURSE CALL | MHHS-TIRR |  |  |  | 241-03024 |  | TMC |  | TIRR - NURSE CALL | [5 empty] | COMPUTERS |  | .needs class |  |  |  |  | .needs class | Hill-Rom | [7 empty] | Covered PM Repair - Biomedical | MHHS-TIRR
NO | NO |  |  |  | 069-42226 |  | Hill-Rom Services, Inc. | COMARK |  | 1213007COM | TMC - MHTMC - NURSE CALL | MHHS-TMC |  |  |  | 069-42226 |  | TMC |  | TMC - MHTMC - NURSE CALL | [5 empty] | COMPUTERS |  | .needs class |  |  |  |  | .needs class | Hill-Rom | [7 empty] | Covered PM Repair - Biomedical | MHHS-TMC
NO | NO |  |  |  | 069-42228 |  | Hill-Rom Services, Inc. | COMARK |  | 2613007COM | TMC - MHTMC - NURSE CALL | MHHS-TMC |  |  |  | 069-42228 |  | TMC |  | TMC - MHTMC - NURSE CALL | [5 empty] | COMPUTERS |  | .needs class |  |  |  |  | .needs class | Hill-Rom | [7 empty] | Covered PM Repair - Biomedical | MHHS-TMC
NO | NO |  |  |  | 069-42230 |  | Hill-Rom Services, Inc. | COMARK |  | 3185003COM | TMC - MHTMC - NURSE CALL | MHHS-TMC |  |  |  | 069-42230 |  | TMC |  | TMC - MHTMC - NURSE CALL | [5 empty] | COMPUTERS |  | .needs class |  |  |  |  | .needs class | Hill-Rom | [7 empty] | Covered PM Repair - Biomedical | MHHS-TMC
NO | NO |  |  |  | 069-42233 |  | Hill-Rom Services, Inc. | COMARK |  | 1409004COM | TMC - MHTMC - NURSE CALL | MHHS-TMC |  |  |  | 069-42233 |  | TMC |  | TMC - MHTMC - NURSE CALL | [5 empty] | COMPUTERS |  | .needs class |  |  |  |  | .needs class | Hill-Rom | [7 empty] | Covered PM Repair - Biomedical | MHHS-TMC
NO | NO |  |  |  | 069-42239 |  | Hill-Rom Services, Inc. | COMARK |  | 518676-270-51751111-05756 | TMC - MHTMC - NURSE CALL | MHHS-TMC |  |  |  | 069-42239 |  | TMC |  | TMC - MHTMC - NURSE CALL | [5 empty] | COMPUTERS |  | .needs class |  |  |  |  | .needs class | Hill-Rom | [7 empty] | Covered PM Repair - Biomedical | MHHS-TMC
NO | NO |  |  |  | 069-43117 |  | Hill-Rom Services, Inc. | COMARK |  | 3B1120X00620 | TMC - MHTMC - NURSE CALL | MHHS-TMC |  |  |  | 069-43117 |  | TMC |  | TMC - MHTMC - NURSE CALL | [5 empty] | COMPUTERS |  | .needs class |  |  |  |  | .needs class | Hill-Rom | [7 empty] | Covered PM Repair - Biomedical | MHHS-TMC
NO | NO |  |  |  | 069-43126 |  | Hill-Rom Services, Inc. | COMARK |  | 38160011COM | TMC - MHTMC - NURSE CALL | MHHS-TMC |  |  |  | 069-43126 |  | TMC |  | TMC - MHTMC - NURSE CALL | [5 empty] | COMPUTERS |  | .needs class |  |  |  |  | .needs class | Hill-Rom | [7 empty] | Covered PM Repair - Biomedical | MHHS-TMC
NO | NO |  |  |  | 074-00833 |  | Hill-Rom Services, Inc. | COMARK |  | 51876-007-3956766-05937 | TMC - MHTMC - NURSE CALL | MHHS-TMC |  |  |  | 074-00833 |  | TMC |  | TMC - MHTMC - NURSE CALL | [5 empty] | COMPUTERS |  | .needs class |  |  |  |  | .needs class | Hill-Rom | [7 empty] | Covered PM Repair - Biomedical | MHHS-TMC
NO | NO |  |  |  | 3417007COM |  | Hill-Rom Services, Inc. | COMARK |  | 3417007COM | WOODLANDS - BIRTH CENTER | MHHS-Woodlands |  |  |  | 3417007COM |  | Woodlands |  | WOODLANDS - BIRTH CENTER | [5 empty] | COMPUTERS |  | .needs class |  |  |  |  | .needs class | Hill-Rom | [7 empty] | Covered PM Repair - Biomedical | MHHS-Woodlands
NO | NO |  |  |  | 005-30007 |  | Hill-Rom Services, Inc. | COMDIAL DXP |  | TN1103260036 | SE - NURSE CALL | MHHS-Southeast |  |  |  | 005-30007 |  | Southeast & Bay Area |  | SE - NURSE CALL | [5 empty] | HOSPITAL COMMUNICATION SYSTEMS, NURSE CALL |  | .needs class |  |  |  |  | .needs class | Hill-Rom | [7 empty] | Covered PM Repair - Biomedical | MHHS-Southeast
NO | NO |  |  |  | 005-30205 |  | Hill-Rom Services, Inc. | COMDIAL DXP |  | TN1103070072 | SE - NURSE CALL | MHHS-Southeast |  |  |  | 005-30205 |  | Southeast & Bay Area |  | SE - NURSE CALL | [5 empty] | HOSPITAL COMMUNICATION SYSTEMS, NURSE CALL |  | .needs class |  |  |  |  | .needs class | Hill-Rom | [7 empty] | Covered PM Repair - Biomedical | MHHS-Southeast
NO | NO |  |  |  | 005-30274 |  | Hill-Rom Services, Inc. | COMDIAL DXP |  | TN10030230004 | SE - NURSE CALL | MHHS-Southeast |  |  |  | 005-30274 |  | Southeast & Bay Area |  | SE - NURSE CALL | [5 empty] | HOSPITAL COMMUNICATION SYSTEMS, NURSE CALL |  | .needs class |  |  |  |  | .needs class | Hill-Rom | [7 empty] | Covered PM Repair - Biomedical | MHHS-Southeast
NO | NO |  |  |  | 129--03091 |  | Hill-Rom Services, Inc. | COMDIAL DXP |  | TN05060025240 | SUGAR LAND - NURSE CALL | MHHS-Sugarland |  |  |  | 129--03091 |  | Sugar Land |  | SUGAR LAND - NURSE CALL | [5 empty] | HOSPITAL COMMUNICATION SYSTEMS, NURSE CALL |  | .needs class |  |  |  |  | .needs class | Hill-Rom | [7 empty] | Covered PM Repair - Biomedical | MHHS-Sugarland
NO | NO |  |  |  | 129-03601 |  | Hill-Rom Services, Inc. | COMDIAL DXP |  |  | SUGAR LAND - NURSE CALL | MHHS-Sugarland |  |  |  | 129-03601 |  | Sugar Land |  | SUGAR LAND - NURSE CALL | [5 empty] | HOSPITAL COMMUNICATION SYSTEMS, NURSE CALL |  | .needs class |  |  |  |  | .needs class | Hill-Rom | [7 empty] | Not Covered Vendor Only - Biomedical | MHHS-Sugarland
NO | NO |  |  |  | 129-03902 |  | Hill-Rom Services, Inc. | COMDIAL DXP |  | TN05060025241 | SUGAR LAND - NURSE CALL | MHHS-Sugarland |  |  |  | 129-03902 |  | Sugar Land |  | SUGAR LAND - NURSE CALL | [5 empty] | HOSPITAL COMMUNICATION SYSTEMS, NURSE CALL |  | .needs class |  |  |  |  | .needs class | Hill-Rom | [7 empty] | Not Covered Vendor Only - Biomedical | MHHS-Sugarland
NO | NO | [5 empty] | Hill-Rom Services, Inc. | COMDIAL DXP |  | N/A | TIRR - NURSE CALL | MHHS-TIRR | [5 empty] | TMC |  | TIRR - NURSE CALL | [5 empty] | HOSPITAL COMMUNICATION SYSTEMS, NURSE CALL |  | .needs class |  |  |  |  | .needs class | Hill-Rom | [7 empty] | Covered PM Repair - Biomedical | MHHS-TIRR
NO | NO |  |  |  | 069-31945 |  | Hill-Rom Services, Inc. | COMDIAL DXP |  | NA | TMC - MHTMC - NURSE CALL | MHHS-TMC |  |  |  | 069-31945 |  | TMC |  | TMC - MHTMC - NURSE CALL | [5 empty] | HOSPITAL COMMUNICATION SYSTEMS, NURSE CALL |  | .needs class |  |  |  |  | .needs class | Hill-Rom | [7 empty] | Not Covered Vendor Only - Biomedical | MHHS-TMC
NO | NO |  |  |  | 069-31952 |  | Hill-Rom Services, Inc. | COMDIAL DXP |  | tn1103070064 | TMC - MHTMC - NURSE CALL | MHHS-TMC |  |  |  | 069-31952 |  | TMC |  | TMC - MHTMC - NURSE CALL | [5 empty] | HOSPITAL COMMUNICATION SYSTEMS, NURSE CALL |  | .needs class |  |  |  |  | .needs class | Hill-Rom | [7 empty] | Covered PM Repair - Biomedical | MHHS-TMC
NO | NO | [5 empty] | Hill-Rom Services, Inc. | COMDIAL DXP |  | TN06050215008 | TMC - MHTMC - NURSE CALL | MHHS-TMC | [5 empty] | TMC |  | TMC - MHTMC - NURSE CALL | [5 empty] | HOSPITAL COMMUNICATION SYSTEMS, NURSE CALL |  | .needs class |  |  |  |  | .needs class | Hill-Rom | [7 empty] | Covered PM Repair - Biomedical | MHHS-TMC
NO | NO | [5 empty] | Hill-Rom Services, Inc. | COMDIAL DXP |  | 0609019COM | WOODLANDS - NURSE CALL | MHHS-Woodlands | [5 empty] | Woodlands |  | WOODLANDS - NURSE CALL | [5 empty] | HOSPITAL COMMUNICATION SYSTEMS, NURSE CALL |  | .needs class |  |  |  |  | .needs class | Hill-Rom | [7 empty] | Not Covered Vendor Only - Biomedical | MHHS-Woodlands
NO | YES | Asset Tag 005-10131 |  |  | 005-10131 | 005-10131 | Hill-Rom Services, Inc. | COMLINX NURSE COMMUNICATION MODULE (NCM) |  |  | (null) | MHHS-Southeast |  |  |  | 005-10131 | 005-10131 | Southeast & Bay Area | (null) | (null) | (null) |  |  |  | (null) | COMPUTERS |  | .needs class |  |  |  |  | .needs class | Hill-Rom |  |  |  |  | 9/1/16 |  |  | Covered PM Repair - Biomedical | MHHS-Southeast
NO | YES | [5 empty] | Hill-Rom Services, Inc. | COMLINX NURSE COMMUNICATION MODULE (NCM) |  | ncm-cdw80psz | SW-Nurse Call | MHHS-Southwest | [5 empty] | Southwest | MHHS-Southwest | SW-Nurse Call | Hallway B |  |  |  |  | COMPUTERS |  | .needs class |  |  |  |  | .needs class | Hill-Rom | [7 empty] | Covered PM Repair - Biomedical | MHHS-Southwest
NO | YES |  |  |  |  | 129-03514 | Hill-Rom Services, Inc. | COMLINX NURSE COMMUNICATION MODULE (NCM) |  |  | Sugar Land-Labor & Delivery | MHHS-Sugarland |  |  |  |  | 129-03514 | Sugar Land | MHHS-Sugarland | Sugar Land-Labor & Delivery |  | 7/1/12 |  |  |  | COMPUTERS |  | .needs class |  |  |  |  | .needs class | Hill-Rom | [7 empty] | Covered PM Repair - Biomedical | MHHS-Sugarland
NO | NO | [5 empty] | Hill-Rom Services, Inc. | COMLINX NURSE COMMUNICATION MODULE (NCM) |  |  | MEMORIAL CITY - POSTPARTUM - NURSERY | MHHS-Mem City | [5 empty] | West & Memorial City |  | MEMORIAL CITY - POSTPARTUM - NURSERY | [5 empty] | COMPUTERS |  | .needs class |  |  |  |  | .needs class | Hill-Rom | [7 empty] | Covered PM Repair - Biomedical | MHHS-Mem City
NO | NO | [5 empty] | Hill-Rom Services, Inc. | COMLINX NURSE COMMUNICATION MODULE (NCM) |  |  | SE - EMERGENCY CENTER | MHHS-Southeast | [5 empty] | Southeast & Bay Area |  | SE - EMERGENCY CENTER | [5 empty] | COMPUTERS |  | .needs class |  |  |  |  | .needs class | Hill-Rom | [7 empty] | Covered PM Repair - Biomedical | MHHS-Southeast
NO | NO |  |  |  | 005-34041 |  | Hill-Rom Services, Inc. | COMLINX NURSE COMMUNICATION MODULE (NCM) |  |  | SE - NURSE CALL | MHHS-Southeast |  |  |  | 005-34041 |  | Southeast & Bay Area |  | SE - NURSE CALL | [5 empty] | COMPUTERS |  | .needs class |  |  |  |  | .needs class | Hill-Rom | [7 empty] | Covered PM Repair - Biomedical | MHHS-Southeast
NO | NO | [5 empty] | Hill-Rom Services, Inc. | COMLINX NURSE COMMUNICATION MODULE (NCM) |  |  | SE - NURSE CALL | MHHS-Southeast | [5 empty] | Southeast & Bay Area |  | SE - NURSE CALL | [5 empty] | COMPUTERS |  | .needs class |  |  |  |  | .needs class | Hill-Rom | [7 empty] | Covered PM Repair - Biomedical | MHHS-Southeast
NO | NO | [5 empty] | Hill-Rom Services, Inc. | COMLINX NURSE COMMUNICATION MODULE (NCM) |  |  | SE - NURSE CALL | MHHS-Southeast | [5 empty] | Southeast & Bay Area |  | SE - NURSE CALL | [5 empty] | COMPUTERS |  | .needs class |  |  |  |  | .needs class | Hill-Rom | [7 empty] | Covered PM Repair - Biomedical | MHHS-Southeast
NO | NO | [5 empty] | Hill-Rom Services, Inc. | COMLINX NURSE COMMUNICATION MODULE (NCM) |  |  | SE - OR | MHHS-Southeast | [5 empty] | Southeast & Bay Area |  | SE - OR | [5 empty] | COMPUTERS |  | .needs class |  |  |  |  | .needs class | Hill-Rom | [7 empty] | Covered PM Repair - Biomedical | MHHS-Southeast
NO | NO |  |  |  | 013-16631 |  | Hill-Rom Services, Inc. | COMLINX NURSE COMMUNICATION MODULE (NCM) |  | 2415015hrc | SW - HVI - HOLDING | MHHS-Southwest |  |  |  | 013-16631 |  | Southwest |  | SW - HVI - HOLDING | [5 empty] | COMPUTERS |  | .needs class |  |  |  |  | .needs class | Hill-Rom | [7 empty] | Covered PM Repair - Biomedical | MHHS-Southwest
NO | NO | [5 empty] | Hill-Rom Services, Inc. | COMLINX NURSE COMMUNICATION MODULE (NCM) |  |  | SUGAR LAND - MED/SURG - WEST 4TH | MHHS-Sugarland | [5 empty] | Sugar Land |  | SUGAR LAND - MED/SURG - WEST 4TH | [5 empty] | COMPUTERS |  | .needs class |  |  |  |  | .needs class | Hill-Rom | [7 empty] | Covered PM Repair - Biomedical | MHHS-Sugarland
NO | NO | [5 empty] | Hill-Rom Services, Inc. | COMLINX NURSE COMMUNICATION MODULE (NCM) |  | 0407102CEA | TMC - MHTMC - NURSE CALL | MHHS-TMC | [5 empty] | TMC |  | TMC - MHTMC - NURSE CALL | [5 empty] | COMPUTERS |  | .needs class |  |  |  |  | .needs class | Hill-Rom | [7 empty] | Covered PM Repair - Biomedical | MHHS-TMC
NO | NO | [5 empty] | Hill-Rom Services, Inc. | COMLINX NURSE COMMUNICATION MODULE (NCM) |  | 1307073CEA | TMC - MHTMC - NURSE CALL | MHHS-TMC | [5 empty] | TMC |  | TMC - MHTMC - NURSE CALL | [5 empty] | COMPUTERS |  | .needs class |  |  |  |  | .needs class | Hill-Rom | [7 empty] | Covered PM Repair - Biomedical | MHHS-TMC
NO | NO | [5 empty] | Hill-Rom Services, Inc. | COMLINX NURSE COMMUNICATION MODULE (NCM) |  | MXM8120389 | TMC - MHTMC - NURSE CALL | MHHS-TMC | [5 empty] | TMC |  | TMC - MHTMC - NURSE CALL | [5 empty] | COMPUTERS |  | .needs class |  |  |  |  | .needs class | Hill-Rom | [7 empty] | Covered PM Repair - Biomedical | MHHS-TMC
NO | NO | [5 empty] | Hill-Rom Services, Inc. | COMLINX NURSE COMMUNICATION MODULE (NCM) |  |  | WOODLANDS - BIRTH CENTER | MHHS-Woodlands | [5 empty] | Woodlands |  | WOODLANDS - BIRTH CENTER | [5 empty] | COMPUTERS |  | .needs class |  |  |  |  | .needs class | Hill-Rom | [7 empty] | Covered PM Repair - Biomedical | MHHS-Woodlands
NO | NO |  |  |  | 029-10473 |  | Hill-Rom Services, Inc. | COMLINX NURSE COMMUNICATION MODULE (NCM) |  | 1115003COM | WOODLANDS - SICU | MHHS-Woodlands |  |  |  | 029-10473 |  | Woodlands |  | WOODLANDS - SICU | [5 empty] | COMPUTERS |  | .needs class |  |  |  |  | .needs class | Hill-Rom | [7 empty] | Covered PM Repair - Biomedical | MHHS-Woodlands
NO | YES |  |  |  | 005-30377 | 005-30377 | Hill-Rom Services, Inc. | ECLIPSE |  | p4hrc01 | SE-Nurse Call | MHHS-Southeast |  | Audiometer, Screener |  | 005-30377 | 005-30377 | Southeast | MHHS-Southeast | SE-Nurse Call | Endoscopy reception | 7/1/19 |  | 7/1/20 |  | HOSPITAL COMMUNICATION SYSTEMS, NURSE CALL |  | AUDIOMETERSCREENER-Interacoustics-Eclipse | AUDIOMETERSCREENER | Eclipse |  |  |  | INTERACOUSTICS | Audiometer, Screener |  |  | AUDIOMETERSCREENER-Interacoustics-Eclipse |  |  |  | Covered PM Repair - Biomedical | MHHS-Southeast
NO | YES |  |  |  | 069-33863 | 069-33863 | Hill-Rom Services, Inc. | ECLIPSE |  | NSN | Cullen 5 West | MHHS-TMC |  | Audiometer, Screener |  | 069-33863 | 069-33863 | TMC | Memorial Hermann-Texas Medical Center | Cullen 5 West | Nurses Station | 10/1/19 |  | 10/1/20 |  | HOSPITAL COMMUNICATION SYSTEMS, NURSE CALL | Audiometer, Screener | AUDIOMETERSCREENER-Interacoustics-Eclipse | AUDIOMETERSCREENER | Eclipse |  |  |  | INTERACOUSTICS | Audiometer, Screener |  |  | AUDIOMETERSCREENER-Interacoustics-Eclipse |  |  | A-A | Covered PM Repair - Biomedical | MHHS-TMC | [8 empty] | AUDIOMETERSCREENER | Audiometer, Screener | INTERACOUSTICS
NO | NO |  |  |  | 005-30214 |  | Hill-Rom Services, Inc. | ECLIPSE |  |  | SE - NURSE CALL | MHHS-Southeast |  | Audiometer, Screener |  | 005-30214 |  | Southeast & Bay Area |  | SE - NURSE CALL | [5 empty] | HOSPITAL COMMUNICATION SYSTEMS, NURSE CALL |  | AUDIOMETERSCREENER-Interacoustics-Eclipse | AUDIOMETERSCREENER | Eclipse |  |  |  | INTERACOUSTICS | Audiometer, Screener |  |  | AUDIOMETERSCREENER-Interacoustics-Eclipse |  |  |  | Covered PM Repair - Biomedical | MHHS-Southeast
NO | NO |  |  |  | 069-33874 |  | Hill-Rom Services, Inc. | ECLIPSE |  | C109029P44 | TMC - MHTMC - NURSE CALL | MHHS-TMC |  | Audiometer, Screener |  | 069-33874 |  | TMC |  | TMC - MHTMC - NURSE CALL | [5 empty] | HOSPITAL COMMUNICATION SYSTEMS, NURSE CALL |  | AUDIOMETERSCREENER-Interacoustics-Eclipse | AUDIOMETERSCREENER | Eclipse |  |  |  | INTERACOUSTICS | Audiometer, Screener |  |  | AUDIOMETERSCREENER-Interacoustics-Eclipse |  |  |  | Covered PM Repair - Biomedical | MHHS-TMC
NO | NO |  |  |  | 069-36218 |  | Hill-Rom Services, Inc. | ECLIPSE |  |  | TMC - MHTMC - NURSE CALL | MHHS-TMC |  | Audiometer, Screener |  | 069-36218 |  | TMC |  | TMC - MHTMC - NURSE CALL | [5 empty] | HOSPITAL COMMUNICATION SYSTEMS, NURSE CALL |  | AUDIOMETERSCREENER-Interacoustics-Eclipse | AUDIOMETERSCREENER | Eclipse |  |  |  | INTERACOUSTICS | Audiometer, Screener |  |  | AUDIOMETERSCREENER-Interacoustics-Eclipse |  |  |  | Covered PM Repair - Biomedical | MHHS-TMC
NO | NO | [5 empty] | Hill-Rom Services, Inc. | ECLIPSE |  | C103142P28 | TMC - MHTMC - NURSE CALL | MHHS-TMC |  | Audiometer, Screener |  |  |  | TMC |  | TMC - MHTMC - NURSE CALL | [5 empty] | HOSPITAL COMMUNICATION SYSTEMS, NURSE CALL |  | AUDIOMETERSCREENER-Interacoustics-Eclipse | AUDIOMETERSCREENER | Eclipse |  |  |  | INTERACOUSTICS | Audiometer, Screener |  |  | AUDIOMETERSCREENER-Interacoustics-Eclipse |  |  |  | Covered PM Repair - Biomedical | MHHS-TMC
NO | YES |  |  |  |  | 142-00037 | Hill-Rom Services, Inc. | IICS-90 |  | NSN | NE-NICU | MHHS-Northeast |  | Warmer, Radiant, Infant |  |  | 142-00037 | Katy | MHHS-Northeast | NE-NICU |  | 3/1/18 | 3/1/19 |  |  | PHOTOTHERAPY UNITS | Warmer, Radiant, Infant | WARMERRADINFANT-Hill-Rom-IICS-90 | WARMERRADINFANT | IICS-90 |  |  |  | Hill-Rom | Warmer, Radiant, Infant |  | WARMERRADINFANT-Hill-Rom-IICS-90 |  |  |  | WRI-SA | Covered PM Repair - Biomedical | MHHS-Northeast | [8 empty] | WARMERRADINFANT | Warmer, Radiant, Infant | Hill-Rom
NO | YES | [5 empty] | Hill-Rom Services, Inc. | IICS-90 |  | TN04451 | Woodlands-NICU | MHHS-Woodlands |  | Warmer, Radiant, Infant |  |  |  | Woodlands | MHHS-Woodlands | Woodlands-NICU | NICU | 5/1/19 |  | 5/1/20 |  | PHOTOTHERAPY UNITS | Warmer, Radiant, Infant | WARMERRADINFANT-Hill-Rom-IICS-90 | WARMERRADINFANT | IICS-90 |  |  |  | Hill-Rom | Warmer, Radiant, Infant |  | WARMERRADINFANT-Hill-Rom-IICS-90 |  | 1/1/09 |  | WRI-SA | Covered PM Repair - Biomedical | MHHS-Woodlands | [8 empty] | WARMERRADINFANT | Warmer, Radiant, Infant | Hill-Rom
NO | YES |  |  |  |  | 029-01027 | Hill-Rom Services, Inc. | IICS-90 |  | XZ04817 | Woodlands-NICU | MHHS-Woodlands |  | Warmer, Radiant, Infant |  |  | 029-01027 | Woodlands | MHHS-Woodlands | Woodlands-NICU | Storage room | 7/1/19 |  | 7/1/20 |  | PHOTOTHERAPY UNITS | Warmer, Radiant, Infant | WARMERRADINFANT-Hill-Rom-IICS-90 | WARMERRADINFANT | IICS-90 |  |  |  | Hill-Rom | Warmer, Radiant, Infant |  | WARMERRADINFANT-Hill-Rom-IICS-90 |  |  |  | WRI-SA | Covered PM Repair - Biomedical | MHHS-Woodlands | [8 empty] | WARMERRADINFANT | Warmer, Radiant, Infant | Hill-Rom
NO | YES | [5 empty] | Hill-Rom Services, Inc. | IICS-90 |  | LJ11548 | Woodlands-NICU | MHHS-Woodlands |  | Warmer, Radiant, Infant |  |  |  | Woodlands | MHHS-Woodlands | Woodlands-NICU | Storage room | 6/1/19 |  | 6/1/20 |  | PHOTOTHERAPY UNITS | Warmer, Radiant, Infant | WARMERRADINFANT-Hill-Rom-IICS-90 | WARMERRADINFANT | IICS-90 |  |  |  | Hill-Rom | Warmer, Radiant, Infant |  | WARMERRADINFANT-Hill-Rom-IICS-90 |  |  |  | WRI-SA | Covered PM Repair - Biomedical | MHHS-Woodlands | [8 empty] | WARMERRADINFANT | Warmer, Radiant, Infant | Hill-Rom
NO | YES | [5 empty] | Hill-Rom Services, Inc. | LIKO M220 |  |  | TIRR-Therapy Gym | MHHS-TIRR | [5 empty] | TMC | MHHS-Others | TIRR-Therapy Gym | Rehab | 2/1/20 |  | 2/1/21 |  | LIFTS, PATIENT TRANSFER |  | .needs class | [5 empty] | Hill-Rom |  |  |  |  | 10/1/19 |  |  | Covered PM Repair - Biomedical | MHHS-TIRR
NO | YES |  |  |  | 151-02672 | 151-02672 | Hill-Rom Services, Inc. | METANEB |  | T186MN1107 | CY-Respiratory Care Services | MHHS-Cypress |  |  |  | 151-02672 | 151-02672 | Northwest | MHHS-Cypress | CY-Respiratory Care Services | M3 380 storage room | 10/1/19 | 10/1/20 |  |  | AIR-WAY CLEARANCE UNIT, HIGH-FREQUENCY CHEST WALL | Percussor, Accoustical Frequency | PERCUSSORACCFREQ-Hill-Rom-MetaNeb 168901 |  |  |  |  | PERCUSSORACCFREQ-Hill-Rom-MetaNeb 168901 | Hill-Rom | [7 empty] | Covered PM Repair - Biomedical | MHHS-Cypress | [8 empty] | PERCUSSORACCFREQ | Percussor, Accoustical Frequency | Hill-Rom
NO | YES |  |  |  | 009-10302 | 009-10302 | Hill-Rom Services, Inc. | METANEB |  | R195MN0027 | GH-Respiratory | MHHS-Greater Heights |  |  |  | 009-10302 | 009-10302 | Central | MHHS-Greater Heights | GH-Respiratory | CV ICU | 3/1/19 |  |  |  | AIR-WAY CLEARANCE UNIT, HIGH-FREQUENCY CHEST WALL | Percussor, Accoustical Frequency | PERCUSSORACCFREQ-Hill-Rom-MetaNeb 168901 |  |  |  |  | PERCUSSORACCFREQ-Hill-Rom-MetaNeb 168901 | Hill-Rom |  |  |  |  | 3/6/14 |  |  | Covered PM Repair - Biomedical | MHHS-Greater Heights | [8 empty] | PERCUSSORACCFREQ | Percussor, Accoustical Frequency | Hill-Rom
NO | YES |  |  |  | 009-10304 | 009-10304 | Hill-Rom Services, Inc. | METANEB |  | R195MN0033 | GH-Respiratory | MHHS-Greater Heights |  |  |  | 009-10304 | 009-10304 | Central | MHHS-Greater Heights | GH-Respiratory | Respiratory | 3/1/19 |  | 3/1/20 |  | AIR-WAY CLEARANCE UNIT, HIGH-FREQUENCY CHEST WALL | Percussor, Accoustical Frequency | PERCUSSORACCFREQ-Hill-Rom-MetaNeb 168901 |  |  |  |  | PERCUSSORACCFREQ-Hill-Rom-MetaNeb 168901 | Hill-Rom |  |  |  |  | 5/8/16 |  |  | Covered PM Repair - Biomedical | MHHS-Greater Heights | [8 empty] | PERCUSSORACCFREQ | Percussor, Accoustical Frequency | Hill-Rom
NO | YES |  |  |  | 133-10470 | 133-10470 | Hill-Rom Services, Inc. | METANEB |  | U074MN1787 | Katy-Respiratory | MHHS-Katy |  |  |  | 133-10470 | 133-10470 | Katy | MHHS-Katy | Katy-Respiratory | IMU 14 | 4/1/19 |  |  |  | AIR-WAY CLEARANCE UNIT, HIGH-FREQUENCY CHEST WALL | Percussor, Accoustical Frequency | PERCUSSORACCFREQ-Hill-Rom-MetaNeb 168901 |  |  |  |  | PERCUSSORACCFREQ-Hill-Rom-MetaNeb 168901 | Hill-Rom |  |  |  |  | 7/1/17 |  |  | Covered PM Repair - Biomedical | MHHS-Katy | [8 empty] | PERCUSSORACCFREQ | Percussor, Accoustical Frequency | Hill-Rom
NO | YES |  |  |  | 133-31049 | 133-31049 | Hill-Rom Services, Inc. | METANEB |  | U084MN1853 | Katy-Med/Surg 6th Floor | MHHS-Katy |  |  |  | 133-31049 | 133-31049 | Katy | MHHS-Katy | Katy-Med/Surg 6th Floor | W6:160.2 Respiratory Therapy storage | 5/1/19 |  |  |  | AIR-WAY CLEARANCE UNIT, HIGH-FREQUENCY CHEST WALL | Percussor, Accoustical Frequency | PERCUSSORACCFREQ-Hill-Rom-MetaNeb 168901 |  |  |  |  | PERCUSSORACCFREQ-Hill-Rom-MetaNeb 168901 | Hill-Rom |  |  |  |  | 7/1/17 |  |  | Covered PM Repair - Biomedical | MHHS-Katy | [8 empty] | PERCUSSORACCFREQ | Percussor, Accoustical Frequency | Hill-Rom
NO | YES |  |  |  | 041-20141 | 041-20141 | Hill-Rom Services, Inc. | METANEB |  | R068MN0008 | MEMORIAL CITY - RESPIRATORY | MHHS-Mem City |  |  |  | 041-20141 | 041-20141 | West | Memorial Hermann Memorial City Medical Center | MEMORIAL CITY - RESPIRATORY | MH5 220.15 Supply Room |  |  |  |  | AIR-WAY CLEARANCE UNIT, HIGH-FREQUENCY CHEST WALL |  | PERCUSSORACCFREQ-Hill-Rom-MetaNeb 168901 |  |  |  |  | PERCUSSORACCFREQ-Hill-Rom-MetaNeb 168901 | Hill-Rom | [7 empty] | Covered PM Repair - Biomedical | MHHS-Mem City
NO | YES |  |  |  | 041-20142 | 041-20142 | Hill-Rom Services, Inc. | METANEB |  | R068MN0018 | MEMORIAL CITY - RESPIRATORY | MHHS-Mem City |  |  |  | 041-20142 | 041-20142 | West | Memorial Hermann Memorial City Medical Center | MEMORIAL CITY - RESPIRATORY | MH5 220.15 Supply Room |  |  |  |  | AIR-WAY CLEARANCE UNIT, HIGH-FREQUENCY CHEST WALL |  | PERCUSSORACCFREQ-Hill-Rom-MetaNeb 168901 |  |  |  |  | PERCUSSORACCFREQ-Hill-Rom-MetaNeb 168901 | Hill-Rom | [7 empty] | Covered PM Repair - Biomedical | MHHS-Mem City
NO | YES |  |  |  | 041-20144 | 041-20144 | Hill-Rom Services, Inc. | METANEB |  | R068MN0024 | MEMORIAL CITY - RESPIRATORY | MHHS-Mem City |  |  |  | 041-20144 | 041-20144 | West | Memorial city - Memorial herman hospital | MEMORIAL CITY - RESPIRATORY | Biomed |  |  |  |  | AIR-WAY CLEARANCE UNIT, HIGH-FREQUENCY CHEST WALL |  | PERCUSSORACCFREQ-Hill-Rom-MetaNeb 168901 |  |  |  |  | PERCUSSORACCFREQ-Hill-Rom-MetaNeb 168901 | Hill-Rom | [7 empty] | Covered PM Repair - Biomedical | MHHS-Mem City
NO | YES |  |  |  | 013-38955 | 013-38955 | Hill-Rom Services, Inc. | METANEB |  | R316MN0199 | SW-Respiratory | MHHS-Southwest |  |  |  | 013-38955 | 013-38955 | Southwest | MHHS-Southwest | SW-Respiratory | CVICU RESP | 6/1/19 |  | 6/1/20 |  | AIR-WAY CLEARANCE UNIT, HIGH-FREQUENCY CHEST WALL | Percussor, Accoustical Frequency | PERCUSSORACCFREQ-Hill-Rom-MetaNeb 168901 |  |  |  |  | PERCUSSORACCFREQ-Hill-Rom-MetaNeb 168901 | Hill-Rom | [7 empty] | Covered PM Repair - Biomedical | MHHS-Southwest | [8 empty] | PERCUSSORACCFREQ | Percussor, Accoustical Frequency | Hill-Rom
NO | YES |  |  |  | 013-37513 | 013-37513 | Hill-Rom Services, Inc. | METANEB |  | Q358MN0029 | SW-Respiratory | MHHS-Southwest |  |  |  | 013-37513 | 013-37513 | Southwest | MHHS-Southwest | SW-Respiratory | Respiratory 2nd Floor | 7/1/19 |  |  |  | AIR-WAY CLEARANCE UNIT, HIGH-FREQUENCY CHEST WALL | Percussor, Accoustical Frequency | PERCUSSORACCFREQ-Hill-Rom-MetaNeb 168901 |  |  |  |  | PERCUSSORACCFREQ-Hill-Rom-MetaNeb 168901 | Hill-Rom |  |  |  |  | 2/1/19 |  |  | Not Covered Vendor Only - Biomedical | MHHS-Southwest | [8 empty] | PERCUSSORACCFREQ | Percussor, Accoustical Frequency | Hill-Rom
NO | YES |  |  |  | 013-37541 | 013-37541 | Hill-Rom Services, Inc. | METANEB |  | Q358MN0037 | SW-Respiratory | MHHS-Southwest |  |  |  | 013-37541 | 013-37541 | Southwest | MHHS-Southwest | SW-Respiratory | 2nd Floor Respiratory | 8/1/19 |  | 8/1/20 |  | AIR-WAY CLEARANCE UNIT, HIGH-FREQUENCY CHEST WALL | Percussor, Accoustical Frequency | PERCUSSORACCFREQ-Hill-Rom-MetaNeb 168901 |  |  |  |  | PERCUSSORACCFREQ-Hill-Rom-MetaNeb 168901 | Hill-Rom |  |  |  |  | 10/23/16 |  |  | Covered PM Repair - Biomedical | MHHS-Southwest | [8 empty] | PERCUSSORACCFREQ | Percussor, Accoustical Frequency | Hill-Rom
NO | YES |  |  |  | 013-39033 | 013-39033 | Hill-Rom Services, Inc. | METANEB |  | O162MN0008 | SW-Respiratory | MHHS-Southwest |  |  |  | 013-39033 | 013-39033 | Southwest | MHHS-Southwest | SW-Respiratory | CVICU RESP | 10/1/19 |  | 10/1/20 |  | AIR-WAY CLEARANCE UNIT, HIGH-FREQUENCY CHEST WALL | Percussor, Accoustical Frequency | PERCUSSORACCFREQ-Hill-Rom-MetaNeb 168901 |  |  |  |  | PERCUSSORACCFREQ-Hill-Rom-MetaNeb 168901 | Hill-Rom |  |  |  |  | 10/23/16 |  |  | Covered PM Repair - Biomedical | MHHS-Southwest | [8 empty] | PERCUSSORACCFREQ | Percussor, Accoustical Frequency | Hill-Rom
NO | YES |  |  |  | 013-39087 | 013-39087 | Hill-Rom Services, Inc. | METANEB |  | U011MN1522 | SW-Neuorology | MHHS-Southwest |  |  |  | 013-39087 | 013-39087 | Southwest | MHHS-Southwest | SW-Neuorology | 7th Floor - A Wing | 2/1/19 |  | 2/1/20 |  | AIR-WAY CLEARANCE UNIT, HIGH-FREQUENCY CHEST WALL | Percussor, Accoustical Frequency | PERCUSSORACCFREQ-Hill-Rom-MetaNeb 168901 |  |  |  |  | PERCUSSORACCFREQ-Hill-Rom-MetaNeb 168901 | Hill-Rom | [7 empty] | Covered PM Repair - Biomedical | MHHS-Southwest | [8 empty] | PERCUSSORACCFREQ | Percussor, Accoustical Frequency | Hill-Rom
NO | YES |  |  |  | 241-02911 | 241-02911 | Hill-Rom Services, Inc. | METANEB |  | P294MN0015 | TIRR-Respiratory | MHHS-TIRR |  |  |  | 241-02911 | 241-02911 | TMC | MHHS-Others | TIRR-Respiratory | Respiratory Storage | 7/1/19 |  | 7/1/20 |  | AIR-WAY CLEARANCE UNIT, HIGH-FREQUENCY CHEST WALL | Percussor, Accoustical Frequency | PERCUSSORACCFREQ-Hill-Rom-MetaNeb 168901 |  |  |  |  | PERCUSSORACCFREQ-Hill-Rom-MetaNeb 168901 | Hill-Rom |  |  |  |  | 6/16/15 |  |  | Covered PM Repair - Biomedical | MHHS-TIRR | [8 empty] | PERCUSSORACCFREQ | Percussor, Accoustical Frequency | Hill-Rom
NO | YES |  |  |  | 241-02912 | 241-02912 | Hill-Rom Services, Inc. | METANEB |  | P300MN0001 | TIRR-Respiratory | MHHS-TIRR |  |  |  | 241-02912 | 241-02912 | TMC | MHHS-Others | TIRR-Respiratory | Respiratory Storage | 6/1/19 |  | 6/1/20 |  | AIR-WAY CLEARANCE UNIT, HIGH-FREQUENCY CHEST WALL | Percussor, Accoustical Frequency | PERCUSSORACCFREQ-Hill-Rom-MetaNeb 168901 |  |  |  |  | PERCUSSORACCFREQ-Hill-Rom-MetaNeb 168901 | Hill-Rom | [7 empty] | Covered PM Repair - Biomedical | MHHS-TIRR | [8 empty] | PERCUSSORACCFREQ | Percussor, Accoustical Frequency | Hill-Rom
NO | YES |  |  |  | 241-02915 | 241-02915 | Hill-Rom Services, Inc. | METANEB |  | P294MN0012 | TIRR-Respiratory | MHHS-TIRR |  |  |  | 241-02915 | 241-02915 | TMC | MHHS-Others | TIRR-Respiratory | Respiratory Storage | 7/1/19 |  | 7/1/20 |  | AIR-WAY CLEARANCE UNIT, HIGH-FREQUENCY CHEST WALL | Percussor, Accoustical Frequency | PERCUSSORACCFREQ-Hill-Rom-MetaNeb 168901 |  |  |  |  | PERCUSSORACCFREQ-Hill-Rom-MetaNeb 168901 | Hill-Rom |  |  |  |  | 12/6/20 |  |  | No Coverage Specified | MHHS-TIRR | [8 empty] | PERCUSSORACCFREQ | Percussor, Accoustical Frequency | Hill-Rom
NO | YES |  |  |  | 241-03012 | 241-03012 | Hill-Rom Services, Inc. | METANEB |  | Q358MN0006 | TIRR-Respiratory | MHHS-TIRR |  |  |  | 241-03012 | 241-03012 | TMC | MHHS-Others | TIRR-Respiratory | Respiratory Storage | 7/1/19 |  | 7/1/20 |  | AIR-WAY CLEARANCE UNIT, HIGH-FREQUENCY CHEST WALL | Percussor, Accoustical Frequency | PERCUSSORACCFREQ-Hill-Rom-MetaNeb 168901 |  |  |  |  | PERCUSSORACCFREQ-Hill-Rom-MetaNeb 168901 | Hill-Rom |  |  |  |  | 12/6/20 |  |  | No Coverage Specified | MHHS-TIRR | [8 empty] | PERCUSSORACCFREQ | Percussor, Accoustical Frequency | Hill-Rom
NO | YES |  |  |  | 241-03013 | 241-03013 | Hill-Rom Services, Inc. | METANEB |  | R019MN0020 | TIRR-Respiratory | MHHS-TIRR |  |  |  | 241-03013 | 241-03013 | TMC | MHHS-Others | TIRR-Respiratory | TIRR MEMORIIAL HERMANN | 10/1/19 |  | 10/1/20 |  | AIR-WAY CLEARANCE UNIT, HIGH-FREQUENCY CHEST WALL | Percussor, Accoustical Frequency | PERCUSSORACCFREQ-Hill-Rom-MetaNeb 168901 |  |  |  |  | PERCUSSORACCFREQ-Hill-Rom-MetaNeb 168901 | Hill-Rom |  |  |  |  | 12/6/20 |  |  | No Coverage Specified | MHHS-TIRR | [8 empty] | PERCUSSORACCFREQ | Percussor, Accoustical Frequency | Hill-Rom
NO | YES |  |  |  | 241-03014 | 241-03014 | Hill-Rom Services, Inc. | METANEB |  | R002MN0029 | TIRR-PCU 3C | MHHS-TIRR |  |  |  | 241-03014 | 241-03014 | TMC | MHHS-Others | TIRR-PCU 3C | Room 327 | 6/1/19 |  | 6/1/20 |  | AIR-WAY CLEARANCE UNIT, HIGH-FREQUENCY CHEST WALL | Percussor, Accoustical Frequency | PERCUSSORACCFREQ-Hill-Rom-MetaNeb 168901 |  |  |  |  | PERCUSSORACCFREQ-Hill-Rom-MetaNeb 168901 | Hill-Rom |  |  |  |  | 12/6/20 |  |  | No Coverage Specified | MHHS-TIRR | [8 empty] | PERCUSSORACCFREQ | Percussor, Accoustical Frequency | Hill-Rom
NO | YES |  |  |  | 241-03016 | 241-03016 | Hill-Rom Services, Inc. | METANEB |  | Q358MN0020 | TIRR-Respiratory | MHHS-TIRR |  |  |  | 241-03016 | 241-03016 | TMC | MHHS-Others | TIRR-Respiratory | Respiratory Storage | 6/1/19 |  | 6/1/20 |  | AIR-WAY CLEARANCE UNIT, HIGH-FREQUENCY CHEST WALL | Percussor, Accoustical Frequency | PERCUSSORACCFREQ-Hill-Rom-MetaNeb 168901 |  |  |  |  | PERCUSSORACCFREQ-Hill-Rom-MetaNeb 168901 | Hill-Rom | [7 empty] | Covered PM Repair - Biomedical | MHHS-TIRR | [8 empty] | PERCUSSORACCFREQ | Percussor, Accoustical Frequency | Hill-Rom
NO | YES |  |  |  | 241-03017 | 241-03017 | Hill-Rom Services, Inc. | METANEB |  | Q358MN0035 | TIRR-Respiratory | MHHS-TIRR |  |  |  | 241-03017 | 241-03017 | TMC | MHHS-Others | TIRR-Respiratory | Respiratory Storage | 5/1/19 |  | 5/1/20 |  | AIR-WAY CLEARANCE UNIT, HIGH-FREQUENCY CHEST WALL | Percussor, Accoustical Frequency | PERCUSSORACCFREQ-Hill-Rom-MetaNeb 168901 |  |  |  |  | PERCUSSORACCFREQ-Hill-Rom-MetaNeb 168901 | Hill-Rom | [7 empty] | Covered PM Repair - Biomedical | MHHS-TIRR | [8 empty] | PERCUSSORACCFREQ | Percussor, Accoustical Frequency | Hill-Rom
NO | YES |  |  |  | 241-03018 | 241-03018 | Hill-Rom Services, Inc. | METANEB |  | Q358MN0003 | TIRR-Respiratory | MHHS-TIRR |  |  |  | 241-03018 | 241-03018 | TMC | MHHS-Others | TIRR-Respiratory | Respiratory Storage | 5/1/19 |  | 5/1/20 |  | AIR-WAY CLEARANCE UNIT, HIGH-FREQUENCY CHEST WALL | Percussor, Accoustical Frequency | PERCUSSORACCFREQ-Hill-Rom-MetaNeb 168901 |  |  |  |  | PERCUSSORACCFREQ-Hill-Rom-MetaNeb 168901 | Hill-Rom |  |  |  |  | 7/20/15 |  |  | Covered PM Repair - Biomedical | MHHS-TIRR | [8 empty] | PERCUSSORACCFREQ | Percussor, Accoustical Frequency | Hill-Rom
NO | YES |  |  |  | 241-03020 | 241-03020 | Hill-Rom Services, Inc. | METANEB |  | R019MN0022 | TIRR-Respiratory | MHHS-TIRR |  |  |  | 241-03020 | 241-03020 | TMC | MHHS-Others | TIRR-Respiratory | Respiratory Storage | 7/1/19 |  | 7/1/20 |  | AIR-WAY CLEARANCE UNIT, HIGH-FREQUENCY CHEST WALL | Percussor, Accoustical Frequency | PERCUSSORACCFREQ-Hill-Rom-MetaNeb 168901 |  |  |  |  | PERCUSSORACCFREQ-Hill-Rom-MetaNeb 168901 | Hill-Rom |  |  |  |  | 7/20/16 |  |  | Covered PM Repair - Biomedical | MHHS-TIRR | [8 empty] | PERCUSSORACCFREQ | Percussor, Accoustical Frequency | Hill-Rom
NO | YES |  |  |  | 029-10770 | 029-10770 | Hill-Rom Services, Inc. | METANEB |  | Q327MN0002 | Woodlands-CVICU | MHHS-Woodlands |  |  |  | 029-10770 | 029-10770 | Woodlands | MHHS-Woodlands | Woodlands-CVICU | Room 8 | 5/1/19 |  | 5/1/20 |  | AIR-WAY CLEARANCE UNIT, HIGH-FREQUENCY CHEST WALL | Percussor, Accoustical Frequency | PERCUSSORACCFREQ-Hill-Rom-MetaNeb 168901 |  |  |  |  | PERCUSSORACCFREQ-Hill-Rom-MetaNeb 168901 | Hill-Rom |  |  |  |  | 7/1/17 |  |  | Covered PM Repair - Biomedical | MHHS-Woodlands | [8 empty] | PERCUSSORACCFREQ | Percussor, Accoustical Frequency | Hill-Rom
NO | YES |  |  |  | 029-10795 | 029-10795 | Hill-Rom Services, Inc. | METANEB |  | R019MN0018 | Woodlands-PCU4 | MHHS-Woodlands |  |  |  | 029-10795 | 029-10795 | Woodlands | MHHS-Woodlands | Woodlands-PCU4 | Room 4102 |  |  |  | No p.m. required | AIR-WAY CLEARANCE UNIT, HIGH-FREQUENCY CHEST WALL | Percussor, Accoustical Frequency | PERCUSSORACCFREQ-Hill-Rom-MetaNeb 168901 |  |  |  |  | PERCUSSORACCFREQ-Hill-Rom-MetaNeb 168901 | Hill-Rom |  |  |  |  | 7/1/17 |  |  | Covered PM Repair - Biomedical | MHHS-Woodlands | [8 empty] | PERCUSSORACCFREQ | Percussor, Accoustical Frequency | Hill-Rom
NO | YES |  |  |  | 029-10796 | 029-10796 | Hill-Rom Services, Inc. | METANEB |  | R019MN0011 | Woodlands-PCU6 | MHHS-Woodlands |  |  |  | 029-10796 | 029-10796 | Woodlands | MHHS-Woodlands | Woodlands-PCU6 | Nurse Station |  |  |  | No p.m. | AIR-WAY CLEARANCE UNIT, HIGH-FREQUENCY CHEST WALL | Percussor, Accoustical Frequency | PERCUSSORACCFREQ-Hill-Rom-MetaNeb 168901 |  |  |  |  | PERCUSSORACCFREQ-Hill-Rom-MetaNeb 168901 | Hill-Rom |  |  |  |  | 7/1/17 |  |  | Covered PM Repair - Biomedical | MHHS-Woodlands | [8 empty] | PERCUSSORACCFREQ | Percussor, Accoustical Frequency | Hill-Rom
NO | YES |  |  |  | 029-10797 | 029-10797 | Hill-Rom Services, Inc. | METANEB |  | R026MN0005 | Woodlands-Respiratory | MHHS-Woodlands |  |  |  | 029-10797 | 029-10797 | Woodlands | MHHS-Woodlands | Woodlands-Respiratory |  | 5/1/19 |  |  |  | AIR-WAY CLEARANCE UNIT, HIGH-FREQUENCY CHEST WALL | Percussor, Accoustical Frequency | PERCUSSORACCFREQ-Hill-Rom-MetaNeb 168901 |  |  |  |  | PERCUSSORACCFREQ-Hill-Rom-MetaNeb 168901 | Hill-Rom |  |  |  |  | 7/1/17 |  |  | Covered PM Repair - Biomedical | MHHS-Woodlands | [8 empty] | PERCUSSORACCFREQ | Percussor, Accoustical Frequency | Hill-Rom
NO | YES |  |  |  | 029-10866 | 029-10866 | Hill-Rom Services, Inc. | METANEB |  | Q327MN0018 | Woodlands-Respiratory | MHHS-Woodlands |  |  |  | 029-10866 | 029-10866 | Woodlands | MHHS-Woodlands | Woodlands-Respiratory | Respiratory Equipment Storage - N1 105 | 5/1/19 |  |  | No PM Sticker | AIR-WAY CLEARANCE UNIT, HIGH-FREQUENCY CHEST WALL | Percussor, Accoustical Frequency | PERCUSSORACCFREQ-Hill-Rom-MetaNeb 168901 |  |  |  |  | PERCUSSORACCFREQ-Hill-Rom-MetaNeb 168901 | Hill-Rom | [7 empty] | Covered PM Repair - Biomedical | MHHS-Woodlands | [8 empty] | PERCUSSORACCFREQ | Percussor, Accoustical Frequency | Hill-Rom
YES | YES |  |  |  | 151-03628 | 151-03628 | Hill-Rom Services, Inc. | METANEB |  | U192MN2508 | CY - RESPIRATORY CARE SERVICES |  |  |  |  | 151-03628 | 151-03628 | Northwest | Memorial Hermann Cypress Hospital | CY - RESPIRATORY CARE SERVICES | M3 380 storage room
YES | YES |  |  |  | 013-37512 | 013-37512 | Hill-Rom Services, Inc. | METANEB |  | Q358MN0014 | SW - RESPIRATORY |  |  |  |  | 013-37512 | 013-37512 | Southwest | Memorial Hermann Southwest Hospital | SW - RESPIRATORY | CVICU RESP | 9/1/19 |  | 9/1/20
YES | YES |  |  |  | 013-39137 | 013-39137 | Hill-Rom Services, Inc. | METANEB |  | U163MN2296 | SW - RESPIRATORY |  |  |  |  | 013-39137 | 013-39137 | Southwest | Memorial Hermann Southwest Hospital | SW - RESPIRATORY | CVICU RESP | 8/1/19 |  | 8/1/20
YES | YES |  |  |  | 241-02914 | 241-02914 | Hill-Rom Services, Inc. | METANEB |  | P300MN0004 | TIRR - RESPIRATORY |  |  |  |  | 241-02914 | 241-02914 | TMC | TIRR Memorial Hermann | TIRR - RESPIRATORY | Respiratory Storage | 4/1/19 |  | 4/1/20
NO | NO |  |  |  | 151-02673 |  | Hill-Rom Services, Inc. | METANEB |  | T185MN1105 | CY - RESPIRATORY CARE SERVICES | MHHS-Cypress |  |  |  | 151-02673 |  | Northwest & Cypress |  | CY - RESPIRATORY CARE SERVICES | [5 empty] | AIR-WAY CLEARANCE UNIT, HIGH-FREQUENCY CHEST WALL |  | PERCUSSORACCFREQ-Hill-Rom-MetaNeb 168901 |  |  |  |  | PERCUSSORACCFREQ-Hill-Rom-MetaNeb 168901 | Hill-Rom | [7 empty] | Covered PM Repair - Biomedical | MHHS-Cypress
NO | NO |  |  |  | 009-10303 |  | Hill-Rom Services, Inc. | METANEB |  | R195MN0038 | GH - RESPIRATORY | MHHS-Greater Heights |  |  |  | 009-10303 |  | Central & Greater Heights |  | GH - RESPIRATORY | [5 empty] | AIR-WAY CLEARANCE UNIT, HIGH-FREQUENCY CHEST WALL |  | PERCUSSORACCFREQ-Hill-Rom-MetaNeb 168901 |  |  |  |  | PERCUSSORACCFREQ-Hill-Rom-MetaNeb 168901 | Hill-Rom | [7 empty] | Covered PM Repair - Biomedical | MHHS-Greater Heights
NO | NO |  |  |  | 041-20143 |  | Hill-Rom Services, Inc. | METANEB |  | R068MN0031 | MEMORIAL CITY - RESPIRATORY | MHHS-Mem City |  |  |  | 041-20143 |  | West & Memorial City |  | MEMORIAL CITY - RESPIRATORY | [5 empty] | AIR-WAY CLEARANCE UNIT, HIGH-FREQUENCY CHEST WALL |  | PERCUSSORACCFREQ-Hill-Rom-MetaNeb 168901 |  |  |  |  | PERCUSSORACCFREQ-Hill-Rom-MetaNeb 168901 | Hill-Rom | [7 empty] | Covered PM Repair - Biomedical | MHHS-Mem City
NO | NO |  |  |  | 041-20145 |  | Hill-Rom Services, Inc. | METANEB |  | R068MN0021 | MEMORIAL CITY - RESPIRATORY | MHHS-Mem City |  |  |  | 041-20145 |  | West & Memorial City |  | MEMORIAL CITY - RESPIRATORY | [5 empty] | AIR-WAY CLEARANCE UNIT, HIGH-FREQUENCY CHEST WALL |  | PERCUSSORACCFREQ-Hill-Rom-MetaNeb 168901 |  |  |  |  | PERCUSSORACCFREQ-Hill-Rom-MetaNeb 168901 | Hill-Rom | [7 empty] | Not Covered Vendor Only - Biomedical | MHHS-Mem City
NO | NO |  |  |  | 041-32737 |  | Hill-Rom Services, Inc. | METANEB |  | T122MN0961 | MEMORIAL CITY - RESPIRATORY | MHHS-Mem City |  |  |  | 041-32737 |  | West & Memorial City |  | MEMORIAL CITY - RESPIRATORY | [5 empty] | AIR-WAY CLEARANCE UNIT, HIGH-FREQUENCY CHEST WALL |  | PERCUSSORACCFREQ-Hill-Rom-MetaNeb 168901 |  |  |  |  | PERCUSSORACCFREQ-Hill-Rom-MetaNeb 168901 | Hill-Rom | [7 empty] | Covered PM Repair - Biomedical | MHHS-Mem City
NO | NO |  |  |  | 013-36156 |  | Hill-Rom Services, Inc. | METANEB |  | 10-01746 | SW - RESPIRATORY | MHHS-Southwest |  |  |  | 013-36156 |  | Southwest |  | SW - RESPIRATORY | [5 empty] | AIR-WAY CLEARANCE UNIT, HIGH-FREQUENCY CHEST WALL |  | PERCUSSORACCFREQ-Hill-Rom-MetaNeb 168901 |  |  |  |  | PERCUSSORACCFREQ-Hill-Rom-MetaNeb 168901 | Hill-Rom | [7 empty] | Not Covered Vendor Only - Biomedical | MHHS-Southwest
NO | NO |  |  |  | 013-39036 |  | Hill-Rom Services, Inc. | METANEB |  | S334MN0910 | SW - RESPIRATORY | MHHS-Southwest |  |  |  | 013-39036 |  | Southwest |  | SW - RESPIRATORY | [5 empty] | AIR-WAY CLEARANCE UNIT, HIGH-FREQUENCY CHEST WALL |  | PERCUSSORACCFREQ-Hill-Rom-MetaNeb 168901 |  |  |  |  | PERCUSSORACCFREQ-Hill-Rom-MetaNeb 168901 | Hill-Rom | [7 empty] | Covered PM Repair - Biomedical | MHHS-Southwest
NO | NO |  |  |  | 013-39037 |  | Hill-Rom Services, Inc. | METANEB |  | S335MN0914 | SW - RESPIRATORY | MHHS-Southwest |  |  |  | 013-39037 |  | Southwest |  | SW - RESPIRATORY | [5 empty] | AIR-WAY CLEARANCE UNIT, HIGH-FREQUENCY CHEST WALL |  | PERCUSSORACCFREQ-Hill-Rom-MetaNeb 168901 |  |  |  |  | PERCUSSORACCFREQ-Hill-Rom-MetaNeb 168901 | Hill-Rom | [7 empty] | Covered PM Repair - Biomedical | MHHS-Southwest
NO | NO |  |  |  | 013-39089 |  | Hill-Rom Services, Inc. | METANEB |  | U009MN1504 | SW - RESPIRATORY | MHHS-Southwest |  |  |  | 013-39089 |  | Southwest |  | SW - RESPIRATORY | [5 empty] | AIR-WAY CLEARANCE UNIT, HIGH-FREQUENCY CHEST WALL |  | PERCUSSORACCFREQ-Hill-Rom-MetaNeb 168901 |  |  |  |  | PERCUSSORACCFREQ-Hill-Rom-MetaNeb 168901 | Hill-Rom | [7 empty] | Covered PM Repair - Biomedical | MHHS-Southwest
NO | NO |  |  |  | 013-39204 |  | Hill-Rom Services, Inc. | METANEB |  | U056MN1720 | SW - RESPIRATORY | MHHS-Southwest |  |  |  | 013-39204 |  | Southwest |  | SW - RESPIRATORY | [5 empty] | AIR-WAY CLEARANCE UNIT, HIGH-FREQUENCY CHEST WALL |  | PERCUSSORACCFREQ-Hill-Rom-MetaNeb 168901 |  |  |  |  | PERCUSSORACCFREQ-Hill-Rom-MetaNeb 168901 | Hill-Rom | [7 empty] | Covered PM Repair - Biomedical | MHHS-Southwest
NO | NO |  |  |  | 241-03019 |  | Hill-Rom Services, Inc. | METANEB |  | R026MN0012 | TIRR - RADIOLOGY | MHHS-TIRR |  |  |  | 241-03019 |  | TMC |  | TIRR - RADIOLOGY | [5 empty] | AIR-WAY CLEARANCE UNIT, HIGH-FREQUENCY CHEST WALL |  | PERCUSSORACCFREQ-Hill-Rom-MetaNeb 168901 |  |  |  |  | PERCUSSORACCFREQ-Hill-Rom-MetaNeb 168901 | Hill-Rom | [7 empty] | Covered PM Repair - Biomedical | MHHS-TIRR
NO | NO |  |  |  | 241-03015 |  | Hill-Rom Services, Inc. | METANEB |  | Q358MN0018 | TIRR - RESPIRATORY | MHHS-TIRR |  |  |  | 241-03015 |  | TMC |  | TIRR - RESPIRATORY | [5 empty] | AIR-WAY CLEARANCE UNIT, HIGH-FREQUENCY CHEST WALL |  | PERCUSSORACCFREQ-Hill-Rom-MetaNeb 168901 |  |  |  |  | PERCUSSORACCFREQ-Hill-Rom-MetaNeb 168901 | Hill-Rom | [7 empty] | Covered PM Repair - Biomedical | MHHS-TIRR
NO | NO |  |  |  | 241-03022 |  | Hill-Rom Services, Inc. | METANEB |  | R026MN0013 | TIRR - RESPIRATORY | MHHS-TIRR |  |  |  | 241-03022 |  | TMC |  | TIRR - RESPIRATORY | [5 empty] | AIR-WAY CLEARANCE UNIT, HIGH-FREQUENCY CHEST WALL |  | PERCUSSORACCFREQ-Hill-Rom-MetaNeb 168901 |  |  |  |  | PERCUSSORACCFREQ-Hill-Rom-MetaNeb 168901 | Hill-Rom | [7 empty] | Covered PM Repair - Biomedical | MHHS-TIRR
NO | NO |  |  |  | 241-05151 |  | Hill-Rom Services, Inc. | METANEB |  | Q128MN0001 | TIRR - RESPIRATORY | MHHS-TIRR |  |  |  | 241-05151 |  | TMC |  | TIRR - RESPIRATORY | [5 empty] | AIR-WAY CLEARANCE UNIT, HIGH-FREQUENCY CHEST WALL |  | PERCUSSORACCFREQ-Hill-Rom-MetaNeb 168901 |  |  |  |  | PERCUSSORACCFREQ-Hill-Rom-MetaNeb 168901 | Hill-Rom | [7 empty] | Covered PM Repair - Biomedical | MHHS-TIRR
NO | NO |  |  |  | 029-10737 |  | Hill-Rom Services, Inc. | METANEB |  | Q327MN0010 | WOODLANDS - CVICU | MHHS-Woodlands |  |  |  | 029-10737 |  | Woodlands |  | WOODLANDS - CVICU | [5 empty] | AIR-WAY CLEARANCE UNIT, HIGH-FREQUENCY CHEST WALL |  | PERCUSSORACCFREQ-Hill-Rom-MetaNeb 168901 |  |  |  |  | PERCUSSORACCFREQ-Hill-Rom-MetaNeb 168901 | Hill-Rom | [7 empty] | Covered PM Repair - Biomedical | MHHS-Woodlands
NO | NO |  |  |  | 029-10867 |  | Hill-Rom Services, Inc. | METANEB |  | Q327MN0004 | WOODLANDS - RESPIRATORY | MHHS-Woodlands |  |  |  | 029-10867 |  | Woodlands |  | WOODLANDS - RESPIRATORY | [5 empty] | AIR-WAY CLEARANCE UNIT, HIGH-FREQUENCY CHEST WALL |  | PERCUSSORACCFREQ-Hill-Rom-MetaNeb 168901 |  |  |  |  | PERCUSSORACCFREQ-Hill-Rom-MetaNeb 168901 | Hill-Rom | [7 empty] | Covered PM Repair - Biomedical | MHHS-Woodlands
NO | NO | [5 empty] | Hill-Rom Services, Inc. | MP5000 |  | MT0806061647 | NE - NURSE CALL | MHHS-Northeast | [5 empty] | Katy |  | NE - NURSE CALL | [5 empty] | COMPUTERS |  | .needs class | [5 empty] | Hill-Rom | [7 empty] | Covered PM Repair - Biomedical | MHHS-Northeast
NO | NO | [5 empty] | Hill-Rom Services, Inc. | MP5000 |  | ZV0107040503 | SE - NURSE CALL | MHHS-Southeast | [5 empty] | Southeast & Bay Area |  | SE - NURSE CALL | [5 empty] | COMPUTERS |  | .needs class | [5 empty] | Hill-Rom | [7 empty] | Covered PM Repair - Biomedical | MHHS-Southeast
NO | NO |  |  |  | 129-07130 |  | Hill-Rom Services, Inc. | MP5000 |  | ZN1110053923 | SUGAR LAND - ER | MHHS-Sugarland |  |  |  | 129-07130 |  | Sugar Land |  | SUGAR LAND - ER | [5 empty] | COMPUTERS |  | .needs class | [5 empty] | Hill-Rom | [7 empty] | Covered PM Repair - Biomedical | MHHS-Sugarland
NO | NO |  |  |  | 074-01643 |  | Hill-Rom Services, Inc. | MP5000 |  | N/A | TMC - MHTMC - NURSE CALL | MHHS-TMC |  |  |  | 074-01643 |  | TMC |  | TMC - MHTMC - NURSE CALL | [5 empty] | COMPUTERS |  | .needs class | [5 empty] | Hill-Rom | [7 empty] | Covered PM Repair - Biomedical | MHHS-TMC
NO | NO | [5 empty] | Hill-Rom Services, Inc. | MP5000 |  | ZV0107039943 | TMC - MHTMC - NURSE CALL | MHHS-TMC | [5 empty] | TMC |  | TMC - MHTMC - NURSE CALL | [5 empty] | COMPUTERS |  | .needs class | [5 empty] | Hill-Rom | [7 empty] | Covered PM Repair - Biomedical | MHHS-TMC
NO | NO | [5 empty] | Hill-Rom Services, Inc. | MP5000 |  | ZV0708049866 | WOODLANDS - NURSE CALL | MHHS-Woodlands | [5 empty] | Woodlands |  | WOODLANDS - NURSE CALL | [5 empty] | COMPUTERS |  | .needs class | [5 empty] | Hill-Rom | [7 empty] | Covered PM Repair - Biomedical | MHHS-Woodlands
NO | YES |  |  |  | 041-16154 | 041-16154 | Hill-Rom Services, Inc. | NAVICARE |  | 43T1866YK19W23380R1 | MEMORIAL CITY - Endo | MHHS-Mem City |  | System, Nurse Call |  | 041-16154 | 041-16154 | West | Memorial Hermann Memorial City Medical Center | MEMORIAL CITY - Endo | Endo nurse station |  |  |  | CNF pm sticker | COMPUTERS |  | SYSNURSECALL-Hill-Rom-NaviCare | SYSNURSECALL | NaviCare |  |  |  | Hill-Rom | System, Nurse Call |  | SYSNURSECALL-Hill-Rom-NaviCare |  |  |  |  | Covered PM Repair - Biomedical | MHHS-Mem City
NO | YES |  |  |  | 145-00098 | 145-00098 | Hill-Rom Services, Inc. | NAVICARE |  | NSN | Pearland-Nurse Call | MHHS-Pearland Hospital |  | System, Nurse Call |  | 145-00098 | 145-00098 | Pearland | MHHS-Pearland Hospital | Pearland-Nurse Call | AIDF | 4/1/16 | 2/1/20 |  |  | COMPUTERS | System, Nurse Call | SYSNURSECALL-Hill-Rom-NaviCare | SYSNURSECALL | NaviCare |  |  |  | Hill-Rom | System, Nurse Call |  | SYSNURSECALL-Hill-Rom-NaviCare |  |  |  |  | Covered PM Repair - Biomedical | MHHS-Pearland Hospital | [8 empty] | SYSNURSECALL | System, Nurse Call | Hill-Rom
NO | YES |  |  |  | 145-00104 | 145-00104 | Hill-Rom Services, Inc. | NAVICARE |  | NSN | Pearland-Nurse Call | MHHS-Pearland Hospital |  | System, Nurse Call |  | 145-00104 | 145-00104 | Pearland | MHHS-Pearland Hospital | Pearland-Nurse Call |  | 4/8/16 |  |  |  | COMPUTERS | System, Nurse Call | SYSNURSECALL-Hill-Rom-NaviCare | SYSNURSECALL | NaviCare |  |  |  | Hill-Rom | System, Nurse Call |  | SYSNURSECALL-Hill-Rom-NaviCare |  | 3/1/13 | Finished from Script 3/27/2020 12:11:52pm (Central) |  | Covered PM Repair - Biomedical | MHHS-Pearland Hospital | [8 empty] | SYSNURSECALL | System, Nurse Call | Hill-Rom
NO | YES | Asset Tag 013-11959 |  |  | 013-11959 | 013-11959 | Hill-Rom Services, Inc. | NAVICARE |  |  | SW-Labor & Delivery | MHHS-Southwest |  | System, Nurse Call |  | 013-11959 | 013-11959 | Southwest | MHHS-Southwest | SW-Labor & Delivery |  | 10/18/18 |  |  |  | COMPUTERS | System, Nurse Call | SYSNURSECALL-Hill-Rom-NaviCare | SYSNURSECALL | NaviCare |  |  |  | Hill-Rom | System, Nurse Call |  | SYSNURSECALL-Hill-Rom-NaviCare |  |  | Finished from Script 3/27/2020 12:11:52pm (Central) |  | Covered PM Repair - Biomedical | MHHS-Southwest | [8 empty] | SYSNURSECALL | System, Nurse Call | Hill-Rom
NO | NO |  |  |  | 151-02421 |  | Hill-Rom Services, Inc. | NAVICARE |  | 040152RJWIS | CY - WOUND CARE / OCCUPATIONAL HEALTH | MHHS-Cypress |  | System, Nurse Call |  | 151-02421 |  | Northwest & Cypress |  | CY - WOUND CARE / OCCUPATIONAL HEALTH | [5 empty] | COMPUTERS |  | SYSNURSECALL-Hill-Rom-NaviCare | SYSNURSECALL | NaviCare |  |  |  | Hill-Rom | System, Nurse Call |  | SYSNURSECALL-Hill-Rom-NaviCare |  |  |  |  | Covered PM Repair - Biomedical | MHHS-Cypress
NO | NO |  |  |  | 009-07709 |  | Hill-Rom Services, Inc. | NAVICARE |  |  | GH - NURSE CALL | MHHS-Greater Heights |  | System, Nurse Call |  | 009-07709 |  | Central & Greater Heights |  | GH - NURSE CALL | [5 empty] | COMPUTERS |  | SYSNURSECALL-Hill-Rom-NaviCare | SYSNURSECALL | NaviCare |  |  |  | Hill-Rom | System, Nurse Call |  | SYSNURSECALL-Hill-Rom-NaviCare |  |  |  |  | Covered PM Repair - Lab Analyzers/Anesth | MHHS-Greater Heights
NO | NO | [5 empty] | Hill-Rom Services, Inc. | NAVICARE |  | 001A6482F079 | GH - NURSE CALL | MHHS-Greater Heights |  | System, Nurse Call |  |  |  | Central & Greater Heights |  | GH - NURSE CALL | [5 empty] | COMPUTERS |  | SYSNURSECALL-Hill-Rom-NaviCare | SYSNURSECALL | NaviCare |  |  |  | Hill-Rom | System, Nurse Call |  | SYSNURSECALL-Hill-Rom-NaviCare |  |  |  |  | Covered PM Repair - Lab Analyzers/Anesth | MHHS-Greater Heights
NO | NO |  |  |  | 142-05871 |  | Hill-Rom Services, Inc. | NAVICARE |  | 43T1866YK1BW40170DD | NE - MED/SURG | MHHS-Northeast |  | System, Nurse Call |  | 142-05871 |  | Katy |  | NE - MED/SURG | [5 empty] | COMPUTERS |  | SYSNURSECALL-Hill-Rom-NaviCare | SYSNURSECALL | NaviCare |  |  |  | Hill-Rom | System, Nurse Call |  | SYSNURSECALL-Hill-Rom-NaviCare |  |  |  |  | Covered PM Repair - Biomedical | MHHS-Northeast
NO | NO |  |  |  | 142-06120 |  | Hill-Rom Services, Inc. | NAVICARE |  | 0714012WIS/000AE41A9725 | NE - MED/SURG | MHHS-Northeast |  | System, Nurse Call |  | 142-06120 |  | Katy |  | NE - MED/SURG | [5 empty] | COMPUTERS |  | SYSNURSECALL-Hill-Rom-NaviCare | SYSNURSECALL | NaviCare |  |  |  | Hill-Rom | System, Nurse Call |  | SYSNURSECALL-Hill-Rom-NaviCare |  |  |  |  | Covered PM Repair - Biomedical | MHHS-Northeast
NO | NO |  |  |  | 142-06121 |  | Hill-Rom Services, Inc. | NAVICARE |  | 071402XWIS/000AE41A9762 | NE - MED/SURG 3 | MHHS-Northeast |  | System, Nurse Call |  | 142-06121 |  | Katy |  | NE - MED/SURG 3 | [5 empty] | COMPUTERS |  | SYSNURSECALL-Hill-Rom-NaviCare | SYSNURSECALL | NaviCare |  |  |  | Hill-Rom | System, Nurse Call |  | SYSNURSECALL-Hill-Rom-NaviCare |  |  |  |  | Covered PM Repair - Biomedical | MHHS-Northeast
NO | NO |  |  |  | 145-00096 |  | Hill-Rom Services, Inc. | NAVICARE |  |  | PEARLAND - NURSE CALL | MHHS-Pearland Hospital |  | System, Nurse Call |  | 145-00096 |  | Pearland |  | PEARLAND - NURSE CALL | [5 empty] | COMPUTERS |  | SYSNURSECALL-Hill-Rom-NaviCare | SYSNURSECALL | NaviCare |  |  |  | Hill-Rom | System, Nurse Call |  | SYSNURSECALL-Hill-Rom-NaviCare |  |  |  |  | Covered PM Repair - Biomedical | MHHS-Pearland Hospital
NO | NO |  |  |  | 145-00102 |  | Hill-Rom Services, Inc. | NAVICARE |  | NA | PEARLAND - NURSE CALL | MHHS-Pearland Hospital |  | System, Nurse Call |  | 145-00102 |  | Pearland |  | PEARLAND - NURSE CALL | [5 empty] | COMPUTERS |  | SYSNURSECALL-Hill-Rom-NaviCare | SYSNURSECALL | NaviCare |  |  |  | Hill-Rom | System, Nurse Call |  | SYSNURSECALL-Hill-Rom-NaviCare |  |  |  |  | Covered PM Repair - Biomedical | MHHS-Pearland Hospital
NO | NO |  |  |  | 145-00107 |  | Hill-Rom Services, Inc. | NAVICARE |  | NA | PEARLAND - NURSE CALL | MHHS-Pearland Hospital |  | System, Nurse Call |  | 145-00107 |  | Pearland |  | PEARLAND - NURSE CALL | [5 empty] | COMPUTERS |  | SYSNURSECALL-Hill-Rom-NaviCare | SYSNURSECALL | NaviCare |  |  |  | Hill-Rom | System, Nurse Call |  | SYSNURSECALL-Hill-Rom-NaviCare |  |  |  |  | Covered PM Repair - Biomedical | MHHS-Pearland Hospital
NO | NO |  |  |  | 3rd Floor South Tower |  | Hill-Rom Services, Inc. | NAVICARE |  | NA | PEARLAND - NURSE CALL | MHHS-Pearland Hospital |  | System, Nurse Call |  | 3rd Floor South Tower |  | Pearland |  | PEARLAND - NURSE CALL | [5 empty] | COMPUTERS |  | SYSNURSECALL-Hill-Rom-NaviCare | SYSNURSECALL | NaviCare |  |  |  | Hill-Rom | System, Nurse Call |  | SYSNURSECALL-Hill-Rom-NaviCare |  |  |  |  | Covered PM Repair - Biomedical | MHHS-Pearland Hospital
NO | NO |  |  |  | 005-10287 |  | Hill-Rom Services, Inc. | NAVICARE |  |  | SE - NURSE CALL | MHHS-Southeast |  | System, Nurse Call |  | 005-10287 |  | Southeast & Bay Area |  | SE - NURSE CALL | [5 empty] | COMPUTERS |  | SYSNURSECALL-Hill-Rom-NaviCare | SYSNURSECALL | NaviCare |  |  |  | Hill-Rom | System, Nurse Call |  | SYSNURSECALL-Hill-Rom-NaviCare |  |  |  |  | Covered PM Repair - Biomedical | MHHS-Southeast
NO | NO |  |  |  | 005-10434 |  | Hill-Rom Services, Inc. | NAVICARE |  |  | SE - NURSE CALL | MHHS-Southeast |  | System, Nurse Call |  | 005-10434 |  | Southeast & Bay Area |  | SE - NURSE CALL | [5 empty] | COMPUTERS |  | SYSNURSECALL-Hill-Rom-NaviCare | SYSNURSECALL | NaviCare |  |  |  | Hill-Rom | System, Nurse Call |  | SYSNURSECALL-Hill-Rom-NaviCare |  |  |  |  | Covered PM Repair - Lab Analyzers/Anesth | MHHS-Southeast
NO | NO |  |  |  | 005-33481 |  | Hill-Rom Services, Inc. | NAVICARE |  | 3218199TWN/0014B8D2623C | SE - NURSE CALL | MHHS-Southeast |  | System, Nurse Call |  | 005-33481 |  | Southeast & Bay Area |  | SE - NURSE CALL | [5 empty] | COMPUTERS |  | SYSNURSECALL-Hill-Rom-NaviCare | SYSNURSECALL | NaviCare |  |  |  | Hill-Rom | System, Nurse Call |  | SYSNURSECALL-Hill-Rom-NaviCare |  |  |  |  | Covered PM Repair - Biomedical | MHHS-Southeast
NO | NO |  |  |  | 005-33483 |  | Hill-Rom Services, Inc. | NAVICARE |  | 3218201TWN/0014B8D2622B | SE - NURSE CALL | MHHS-Southeast |  | System, Nurse Call |  | 005-33483 |  | Southeast & Bay Area |  | SE - NURSE CALL | [5 empty] | COMPUTERS |  | SYSNURSECALL-Hill-Rom-NaviCare | SYSNURSECALL | NaviCare |  |  |  | Hill-Rom | System, Nurse Call |  | SYSNURSECALL-Hill-Rom-NaviCare |  |  |  |  | Covered PM Repair - Lab Analyzers/Anesth | MHHS-Southeast
NO | NO |  |  |  | 013-34111 |  | Hill-Rom Services, Inc. | NAVICARE |  |  | SW - ER | MHHS-Southwest |  | System, Nurse Call |  | 013-34111 |  | Southwest |  | SW - ER | [5 empty] | COMPUTERS |  | SYSNURSECALL-Hill-Rom-NaviCare | SYSNURSECALL | NaviCare |  |  |  | Hill-Rom | System, Nurse Call |  | SYSNURSECALL-Hill-Rom-NaviCare |  |  |  |  | Covered PM Repair - Biomedical | MHHS-Southwest
NO | NO |  |  |  | 013-19600 |  | Hill-Rom Services, Inc. | NAVICARE |  |  | SW - NURSE CALL | MHHS-Southwest |  | System, Nurse Call |  | 013-19600 |  | Southwest |  | SW - NURSE CALL | [5 empty] | COMPUTERS |  | SYSNURSECALL-Hill-Rom-NaviCare | SYSNURSECALL | NaviCare |  |  |  | Hill-Rom | System, Nurse Call |  | SYSNURSECALL-Hill-Rom-NaviCare |  |  |  |  | Covered PM Repair - Biomedical | MHHS-Southwest
NO | NO |  |  |  | 013-19944 |  | Hill-Rom Services, Inc. | NAVICARE |  |  | SW - NURSE CALL | MHHS-Southwest |  | System, Nurse Call |  | 013-19944 |  | Southwest |  | SW - NURSE CALL | [5 empty] | COMPUTERS |  | SYSNURSECALL-Hill-Rom-NaviCare | SYSNURSECALL | NaviCare |  |  |  | Hill-Rom | System, Nurse Call |  | SYSNURSECALL-Hill-Rom-NaviCare |  |  |  |  | Covered PM Repair - Biomedical | MHHS-Southwest
NO | NO |  |  |  | 013-36952 |  | Hill-Rom Services, Inc. | NAVICARE |  | n/a | SW - NURSE CALL | MHHS-Southwest |  | System, Nurse Call |  | 013-36952 |  | Southwest |  | SW - NURSE CALL | [5 empty] | COMPUTERS |  | SYSNURSECALL-Hill-Rom-NaviCare | SYSNURSECALL | NaviCare |  |  |  | Hill-Rom | System, Nurse Call |  | SYSNURSECALL-Hill-Rom-NaviCare |  |  |  |  | Covered PM Repair - Lab Analyzers/Anesth | MHHS-Southwest
NO | NO |  |  |  | 013-19968 |  | Hill-Rom Services, Inc. | NAVICARE |  |  | SW - OR | MHHS-Southwest |  | System, Nurse Call |  | 013-19968 |  | Southwest |  | SW - OR | [5 empty] | COMPUTERS |  | SYSNURSECALL-Hill-Rom-NaviCare | SYSNURSECALL | NaviCare |  |  |  | Hill-Rom | System, Nurse Call |  | SYSNURSECALL-Hill-Rom-NaviCare |  |  |  |  | Covered PM Repair - Biomedical | MHHS-Southwest
NO | NO |  |  |  | 013-19976 |  | Hill-Rom Services, Inc. | NAVICARE |  |  | SW - OR | MHHS-Southwest |  | System, Nurse Call |  | 013-19976 |  | Southwest |  | SW - OR | [5 empty] | COMPUTERS |  | SYSNURSECALL-Hill-Rom-NaviCare | SYSNURSECALL | NaviCare |  |  |  | Hill-Rom | System, Nurse Call |  | SYSNURSECALL-Hill-Rom-NaviCare |  |  |  |  | Covered PM Repair - Biomedical | MHHS-Southwest
NO | NO |  |  |  | 013-19936 |  | Hill-Rom Services, Inc. | NAVICARE |  |  | SW - PREOP | MHHS-Southwest |  | System, Nurse Call |  | 013-19936 |  | Southwest |  | SW - PREOP | [5 empty] | COMPUTERS |  | SYSNURSECALL-Hill-Rom-NaviCare | SYSNURSECALL | NaviCare |  |  |  | Hill-Rom | System, Nurse Call |  | SYSNURSECALL-Hill-Rom-NaviCare |  |  |  |  | Covered PM Repair - Biomedical | MHHS-Southwest
NO | NO |  |  |  | 013-19940 |  | Hill-Rom Services, Inc. | NAVICARE |  |  | SW - RADIOLOGY | MHHS-Southwest |  | System, Nurse Call |  | 013-19940 |  | Southwest |  | SW - RADIOLOGY | [5 empty] | COMPUTERS |  | SYSNURSECALL-Hill-Rom-NaviCare | SYSNURSECALL | NaviCare |  |  |  | Hill-Rom | System, Nurse Call |  | SYSNURSECALL-Hill-Rom-NaviCare |  |  |  |  | Covered PM Repair - Biomedical | MHHS-Southwest
NO | NO |  |  |  | 129-06167 |  | Hill-Rom Services, Inc. | NAVICARE |  | 001488D240D3 | SP CCC - (SL) - EMERGENCY ROOM | MHHS-Sienna Plantation CCC |  | System, Nurse Call |  | 129-06167 |  | Sugar Land |  | SP CCC - (SL) - EMERGENCY ROOM | [5 empty] | COMPUTERS |  | SYSNURSECALL-Hill-Rom-NaviCare | SYSNURSECALL | NaviCare |  |  |  | Hill-Rom | System, Nurse Call |  | SYSNURSECALL-Hill-Rom-NaviCare |  |  |  |  | Not Covered Vendor Only - Biomedical | MHHS-Sienna Plantation CCC
NO | NO |  |  |  | 241-03025 |  | Hill-Rom Services, Inc. | NAVICARE |  | NA | TIRR - NURSE CALL | MHHS-TIRR |  | System, Nurse Call |  | 241-03025 |  | TMC |  | TIRR - NURSE CALL | [5 empty] | COMPUTERS |  | SYSNURSECALL-Hill-Rom-NaviCare | SYSNURSECALL | NaviCare |  |  |  | Hill-Rom | System, Nurse Call |  | SYSNURSECALL-Hill-Rom-NaviCare |  |  |  |  | Covered PM Repair - Biomedical | MHHS-TIRR
NO | NO |  |  |  | 241-03026 |  | Hill-Rom Services, Inc. | NAVICARE |  | NA | TIRR - NURSE CALL | MHHS-TIRR |  | System, Nurse Call |  | 241-03026 |  | TMC |  | TIRR - NURSE CALL | [5 empty] | COMPUTERS |  | SYSNURSECALL-Hill-Rom-NaviCare | SYSNURSECALL | NaviCare |  |  |  | Hill-Rom | System, Nurse Call |  | SYSNURSECALL-Hill-Rom-NaviCare |  |  |  |  | Covered PM Repair - Biomedical | MHHS-TIRR
NO | NO |  |  |  | 241-03326 |  | Hill-Rom Services, Inc. | NAVICARE |  | APC 2U | TIRR - NURSE CALL | MHHS-TIRR |  | System, Nurse Call |  | 241-03326 |  | TMC |  | TIRR - NURSE CALL | [5 empty] | COMPUTERS |  | SYSNURSECALL-Hill-Rom-NaviCare | SYSNURSECALL | NaviCare |  |  |  | Hill-Rom | System, Nurse Call |  | SYSNURSECALL-Hill-Rom-NaviCare |  |  |  |  | Covered PM Repair - Biomedical | MHHS-TIRR
NO | NO |  |  |  | 241-03326 |  | Hill-Rom Services, Inc. | NAVICARE |  | NONE | TIRR - NURSE CALL | MHHS-TIRR |  | System, Nurse Call |  | 241-03326 |  | TMC |  | TIRR - NURSE CALL | [5 empty] | COMPUTERS |  | SYSNURSECALL-Hill-Rom-NaviCare | SYSNURSECALL | NaviCare |  |  |  | Hill-Rom | System, Nurse Call |  | SYSNURSECALL-Hill-Rom-NaviCare |  |  |  |  | Covered PM Repair - Biomedical | MHHS-TIRR
NO | NO |  |  |  | 241-NC1PBX |  | Hill-Rom Services, Inc. | NAVICARE |  | 0031201NWIS | TIRR - NURSE CALL | MHHS-TIRR |  | System, Nurse Call |  | 241-NC1PBX |  | TMC |  | TIRR - NURSE CALL | [5 empty] | COMPUTERS |  | SYSNURSECALL-Hill-Rom-NaviCare | SYSNURSECALL | NaviCare |  |  |  | Hill-Rom | System, Nurse Call |  | SYSNURSECALL-Hill-Rom-NaviCare |  |  |  |  | Covered PM Repair - Biomedical | MHHS-TIRR
NO | NO |  |  |  | 241-NC1SPECPRO |  | Hill-Rom Services, Inc. | NAVICARE |  | 03912013WIS | TIRR - NURSE CALL | MHHS-TIRR |  | System, Nurse Call |  | 241-NC1SPECPRO |  | TMC |  | TIRR - NURSE CALL | [5 empty] | COMPUTERS |  | SYSNURSECALL-Hill-Rom-NaviCare | SYSNURSECALL | NaviCare |  |  |  | Hill-Rom | System, Nurse Call |  | SYSNURSECALL-Hill-Rom-NaviCare |  |  |  |  | Covered PM Repair - Biomedical | MHHS-TIRR
NO | NO |  |  |  | 241-NC2CTIRR |  | Hill-Rom Services, Inc. | NAVICARE |  | 0361300RWIS | TIRR - NURSE CALL | MHHS-TIRR |  | System, Nurse Call |  | 241-NC2CTIRR |  | TMC |  | TIRR - NURSE CALL | [5 empty] | COMPUTERS |  | SYSNURSECALL-Hill-Rom-NaviCare | SYSNURSECALL | NaviCare |  |  |  | Hill-Rom | System, Nurse Call |  | SYSNURSECALL-Hill-Rom-NaviCare |  |  |  |  | Covered PM Repair - Biomedical | MHHS-TIRR
NO | NO |  |  |  | 069-39605 |  | Hill-Rom Services, Inc. | NAVICARE |  | NA | TMC - MHTMC - NURSE CALL | MHHS-TMC |  | System, Nurse Call |  | 069-39605 |  | TMC |  | TMC - MHTMC - NURSE CALL | [5 empty] | COMPUTERS |  | SYSNURSECALL-Hill-Rom-NaviCare | SYSNURSECALL | NaviCare |  |  |  | Hill-Rom | System, Nurse Call |  | SYSNURSECALL-Hill-Rom-NaviCare |  |  |  |  | Covered PM Repair - Lab Analyzers/Anesth | MHHS-TMC
NO | NO |  |  |  | 069-39607 |  | Hill-Rom Services, Inc. | NAVICARE |  | NA | TMC - MHTMC - NURSE CALL | MHHS-TMC |  | System, Nurse Call |  | 069-39607 |  | TMC |  | TMC - MHTMC - NURSE CALL | [5 empty] | COMPUTERS |  | SYSNURSECALL-Hill-Rom-NaviCare | SYSNURSECALL | NaviCare |  |  |  | Hill-Rom | System, Nurse Call |  | SYSNURSECALL-Hill-Rom-NaviCare |  |  |  |  | Covered PM Repair - Lab Analyzers/Anesth | MHHS-TMC
NO | NO |  |  |  | 069-45772 |  | Hill-Rom Services, Inc. | NAVICARE |  |  | TMC - MHTMC - NURSE CALL | MHHS-TMC |  | System, Nurse Call |  | 069-45772 |  | TMC |  | TMC - MHTMC - NURSE CALL | [5 empty] | COMPUTERS |  | SYSNURSECALL-Hill-Rom-NaviCare | SYSNURSECALL | NaviCare |  |  |  | Hill-Rom | System, Nurse Call |  | SYSNURSECALL-Hill-Rom-NaviCare |  |  |  |  | Covered PM Repair - Lab Analyzers/Anesth | MHHS-TMC
NO | NO |  |  |  | 069-45776 |  | Hill-Rom Services, Inc. | NAVICARE |  | NA | TMC - MHTMC - NURSE CALL | MHHS-TMC |  | System, Nurse Call |  | 069-45776 |  | TMC |  | TMC - MHTMC - NURSE CALL | [5 empty] | COMPUTERS |  | SYSNURSECALL-Hill-Rom-NaviCare | SYSNURSECALL | NaviCare |  |  |  | Hill-Rom | System, Nurse Call |  | SYSNURSECALL-Hill-Rom-NaviCare |  |  |  |  | Covered PM Repair - Lab Analyzers/Anesth | MHHS-TMC
NO | NO |  |  |  | 069-45778 |  | Hill-Rom Services, Inc. | NAVICARE |  | NA | TMC - MHTMC - NURSE CALL | MHHS-TMC |  | System, Nurse Call |  | 069-45778 |  | TMC |  | TMC - MHTMC - NURSE CALL | [5 empty] | COMPUTERS |  | SYSNURSECALL-Hill-Rom-NaviCare | SYSNURSECALL | NaviCare |  |  |  | Hill-Rom | System, Nurse Call |  | SYSNURSECALL-Hill-Rom-NaviCare |  |  |  |  | Covered PM Repair - Biomedical | MHHS-TMC
NO | NO |  |  |  | 069-NC1JPBX |  | Hill-Rom Services, Inc. | NAVICARE |  | 03112006WIS | TMC - MHTMC - NURSE CALL | MHHS-TMC |  | System, Nurse Call |  | 069-NC1JPBX |  | TMC |  | TMC - MHTMC - NURSE CALL | [5 empty] | COMPUTERS |  | SYSNURSECALL-Hill-Rom-NaviCare | SYSNURSECALL | NaviCare |  |  |  | Hill-Rom | System, Nurse Call |  | SYSNURSECALL-Hill-Rom-NaviCare |  |  |  |  | Covered PM Repair - Lab Analyzers/Anesth | MHHS-TMC
NO | NO |  |  |  | 069-NC3JEMU |  | Hill-Rom Services, Inc. | NAVICARE |  | 014130C6WIS | TMC - MHTMC - NURSE CALL | MHHS-TMC |  | System, Nurse Call |  | 069-NC3JEMU |  | TMC |  | TMC - MHTMC - NURSE CALL | [5 empty] | COMPUTERS |  | SYSNURSECALL-Hill-Rom-NaviCare | SYSNURSECALL | NaviCare |  |  |  | Hill-Rom | System, Nurse Call |  | SYSNURSECALL-Hill-Rom-NaviCare |  |  |  |  | Covered PM Repair - Lab Analyzers/Anesth | MHHS-TMC
NO | NO |  |  |  | 069-NC3JOrtho |  | Hill-Rom Services, Inc. | NAVICARE |  | 014130KKWIS | TMC - MHTMC - NURSE CALL | MHHS-TMC |  | System, Nurse Call |  | 069-NC3JOrtho |  | TMC |  | TMC - MHTMC - NURSE CALL | [5 empty] | COMPUTERS |  | SYSNURSECALL-Hill-Rom-NaviCare | SYSNURSECALL | NaviCare |  |  |  | Hill-Rom | System, Nurse Call |  | SYSNURSECALL-Hill-Rom-NaviCare |  |  |  |  | Covered PM Repair - Biomedical | MHHS-TMC
NO | NO |  |  |  | 069-NC3Spine |  | Hill-Rom Services, Inc. | NAVICARE |  | 014130CNWIS | TMC - MHTMC - NURSE CALL | MHHS-TMC |  | System, Nurse Call |  | 069-NC3Spine |  | TMC |  | TMC - MHTMC - NURSE CALL | [5 empty] | COMPUTERS |  | SYSNURSECALL-Hill-Rom-NaviCare | SYSNURSECALL | NaviCare |  |  |  | Hill-Rom | System, Nurse Call |  | SYSNURSECALL-Hill-Rom-NaviCare |  |  |  |  | Covered PM Repair - Biomedical | MHHS-TMC
NO | NO |  |  |  | 069-NC9JBar1 |  | Hill-Rom Services, Inc. | NAVICARE |  | 014130GHWIS | TMC - MHTMC - NURSE CALL | MHHS-TMC |  | System, Nurse Call |  | 069-NC9JBar1 |  | TMC |  | TMC - MHTMC - NURSE CALL | [5 empty] | COMPUTERS |  | SYSNURSECALL-Hill-Rom-NaviCare | SYSNURSECALL | NaviCare |  |  |  | Hill-Rom | System, Nurse Call |  | SYSNURSECALL-Hill-Rom-NaviCare |  |  |  |  | Covered PM Repair - Biomedical | MHHS-TMC
NO | NO |  |  |  | 069-NC9JBar2 |  | Hill-Rom Services, Inc. | NAVICARE |  | 014130G8WIS | TMC - MHTMC - NURSE CALL | MHHS-TMC |  | System, Nurse Call |  | 069-NC9JBar2 |  | TMC |  | TMC - MHTMC - NURSE CALL | [5 empty] | COMPUTERS |  | SYSNURSECALL-Hill-Rom-NaviCare | SYSNURSECALL | NaviCare |  |  |  | Hill-Rom | System, Nurse Call |  | SYSNURSECALL-Hill-Rom-NaviCare |  |  |  |  | Covered PM Repair - Biomedical | MHHS-TMC
NO | NO |  |  |  | 069-NC9JBar3 |  | Hill-Rom Services, Inc. | NAVICARE |  | 014130KMWIS | TMC - MHTMC - NURSE CALL | MHHS-TMC |  | System, Nurse Call |  | 069-NC9JBar3 |  | TMC |  | TMC - MHTMC - NURSE CALL | [5 empty] | COMPUTERS |  | SYSNURSECALL-Hill-Rom-NaviCare | SYSNURSECALL | NaviCare |  |  |  | Hill-Rom | System, Nurse Call |  | SYSNURSECALL-Hill-Rom-NaviCare |  |  |  |  | Covered PM Repair - Biomedical | MHHS-TMC
NO | NO |  |  |  | 069-NC9JDlys |  | Hill-Rom Services, Inc. | NAVICARE |  | 014130EMWIS | TMC - MHTMC - NURSE CALL | MHHS-TMC |  | System, Nurse Call |  | 069-NC9JDlys |  | TMC |  | TMC - MHTMC - NURSE CALL | [5 empty] | COMPUTERS |  | SYSNURSECALL-Hill-Rom-NaviCare | SYSNURSECALL | NaviCare |  |  |  | Hill-Rom | System, Nurse Call |  | SYSNURSECALL-Hill-Rom-NaviCare |  |  |  |  | Covered PM Repair - Biomedical | MHHS-TMC
NO | NO |  |  |  | 069-NC9JTrans |  | Hill-Rom Services, Inc. | NAVICARE |  | 03112006WIS | TMC - MHTMC - NURSE CALL | MHHS-TMC |  | System, Nurse Call |  | 069-NC9JTrans |  | TMC |  | TMC - MHTMC - NURSE CALL | [5 empty] | COMPUTERS |  | SYSNURSECALL-Hill-Rom-NaviCare | SYSNURSECALL | NaviCare |  |  |  | Hill-Rom | System, Nurse Call |  | SYSNURSECALL-Hill-Rom-NaviCare |  |  |  |  | Covered PM Repair - Biomedical | MHHS-TMC
NO | NO |  |  |  | 069-43131 |  | Hill-Rom Services, Inc. | NAVICARE |  | NA | TMC - RADIOLOGY - JONES PAVILION | MHHS-TMC |  | System, Nurse Call |  | 069-43131 |  | TMC |  | TMC - RADIOLOGY - JONES PAVILION | [5 empty] | COMPUTERS |  | SYSNURSECALL-Hill-Rom-NaviCare | SYSNURSECALL | NaviCare |  |  |  | Hill-Rom | System, Nurse Call |  | SYSNURSECALL-Hill-Rom-NaviCare |  |  |  |  | Covered PM Repair - Biomedical | MHHS-TMC
NO | NO |  |  |  | 029-06104 |  | Hill-Rom Services, Inc. | NAVICARE |  | 001A6482EEBA | WOODLANDS - TERRAMONT ER (CLINIC) | MHHS-Woodlands |  | System, Nurse Call |  | 029-06104 |  | Woodlands |  | WOODLANDS - TERRAMONT ER (CLINIC) | [5 empty] | COMPUTERS |  | SYSNURSECALL-Hill-Rom-NaviCare | SYSNURSECALL | NaviCare |  |  |  | Hill-Rom | System, Nurse Call |  | SYSNURSECALL-Hill-Rom-NaviCare |  |  |  |  | Covered PM Repair - Biomedical | MHHS-Woodlands
NO | YES |  |  |  | 151-02931 | 151-02931 | Hill-Rom Services, Inc. | NAVICARE GRS-10 |  | 043183DJWIS | CY-3 South | MHHS-Cypress |  | System, Nurse Call |  | 151-02931 | 151-02931 | Northwest | MHHS-Cypress | CY-3 South | Nurses station | 6/1/19 | 2/1/20 |  |  | HOSPITAL COMMUNICATION SYSTEMS, NURSE CALL | System, Nurse Call | SYSNURSECALL-Hill-Rom-NaviCare | SYSNURSECALL | NaviCare |  |  |  | Hill-Rom | System, Nurse Call |  | SYSNURSECALL-Hill-Rom-NaviCare |  | 2/10/20 |  |  | Not Covered Vendor Only - Biomedical | MHHS-Cypress | [8 empty] | SYSNURSECALL | System, Nurse Call | Hill-Rom
NO | YES |  |  |  | 151-02932 | 151-02932 | Hill-Rom Services, Inc. | NAVICARE GRS-10 |  | 04318346WIS | CY-3 South | MHHS-Cypress |  | System, Nurse Call |  | 151-02932 | 151-02932 | Northwest | MHHS-Cypress | CY-3 South | Nurses station | 6/1/19 | 6/1/20 |  |  | HOSPITAL COMMUNICATION SYSTEMS, NURSE CALL | System, Nurse Call | SYSNURSECALL-Hill-Rom-NaviCare | SYSNURSECALL | NaviCare |  |  |  | Hill-Rom | System, Nurse Call |  | SYSNURSECALL-Hill-Rom-NaviCare |  | 2/10/20 |  |  | Covered PM Repair - Biomedical | MHHS-Cypress | [8 empty] | SYSNURSECALL | System, Nurse Call | Hill-Rom
NO | YES |  |  |  | 151-01955 | 151-01955 | Hill-Rom Services, Inc. | NAVICARE GRS-10 |  | 041632BWIS | CY-Cardiopulmonary | MHHS-Cypress |  | System, Nurse Call |  | 151-01955 | 151-01955 | Northwest | MHHS-Cypress | CY-Cardiopulmonary | Cardio crash cart | 4/1/19 |  |  |  | HOSPITAL COMMUNICATION SYSTEMS, NURSE CALL | System, Nurse Call | SYSNURSECALL-Hill-Rom-NaviCare | SYSNURSECALL | NaviCare |  |  |  | Hill-Rom | System, Nurse Call |  | SYSNURSECALL-Hill-Rom-NaviCare |  |  |  |  | Covered PM Repair - Biomedical | MHHS-Cypress | [8 empty] | SYSNURSECALL | System, Nurse Call | Hill-Rom
NO | YES |  |  |  | 151-02916 | 151-02916 | Hill-Rom Services, Inc. | NAVICARE GRS-10 |  | 0311802UWIS | CY - COU | MHHS-Cypress |  | System, Nurse Call |  | 151-02916 | 151-02916 | Northwest | Cypress | CY - COU | Nirses station | 4/1/19 |  |  |  | HOSPITAL COMMUNICATION SYSTEMS, NURSE CALL | System, Nurse Call | SYSNURSECALL-Hill-Rom-NaviCare | SYSNURSECALL | NaviCare |  |  |  | Hill-Rom | System, Nurse Call |  | SYSNURSECALL-Hill-Rom-NaviCare |  | 4/28/16 |  |  | Not Covered Vendor Only - Biomedical | MHHS-Cypress | [8 empty] | SYSNURSECALL | System, Nurse Call | Hill-Rom
NO | YES |  |  |  | 151-01953 | 151-01953 | Hill-Rom Services, Inc. | NAVICARE GRS-10 |  | 01416188WIS | CY-ER | MHHS-Cypress |  | System, Nurse Call |  | 151-01953 | 151-01953 | Northwest | MHHS-Cypress | CY-ER | Nurses station by room 16 | 4/1/19 |  |  |  | HOSPITAL COMMUNICATION SYSTEMS, NURSE CALL | System, Nurse Call | SYSNURSECALL-Hill-Rom-NaviCare | SYSNURSECALL | NaviCare |  |  |  | Hill-Rom | System, Nurse Call |  | SYSNURSECALL-Hill-Rom-NaviCare |  | 4/28/16 |  |  | Not Covered Vendor Only - Biomedical | MHHS-Cypress | [8 empty] | SYSNURSECALL | System, Nurse Call | Hill-Rom
NO | YES |  |  |  | 151-01954 | 151-01954 | Hill-Rom Services, Inc. | NAVICARE GRS-10 |  | 0141618UWIS | CY-ER | MHHS-Cypress |  | System, Nurse Call |  | 151-01954 | 151-01954 | Northwest | MHHS-Cypress | CY-ER | Nurses station by room 4 | 4/1/19 |  |  |  | HOSPITAL COMMUNICATION SYSTEMS, NURSE CALL | System, Nurse Call | SYSNURSECALL-Hill-Rom-NaviCare | SYSNURSECALL | NaviCare |  |  |  | Hill-Rom | System, Nurse Call |  | SYSNURSECALL-Hill-Rom-NaviCare |  | 4/28/16 |  |  | Not Covered Vendor Only - Biomedical | MHHS-Cypress | [8 empty] | SYSNURSECALL | System, Nurse Call | Hill-Rom
NO | YES |  |  |  | 151-01975 | 151-01975 | Hill-Rom Services, Inc. | NAVICARE GRS-10 |  | 141615AWIS | CY-ICU | MHHS-Cypress |  | System, Nurse Call |  | 151-01975 | 151-01975 | Northwest | MHHS-Cypress | CY-ICU | Nurse Station |  |  |  |  | HOSPITAL COMMUNICATION SYSTEMS, NURSE CALL | System, Nurse Call | SYSNURSECALL-Hill-Rom-NaviCare | SYSNURSECALL | NaviCare |  |  |  | Hill-Rom | System, Nurse Call |  | SYSNURSECALL-Hill-Rom-NaviCare |  |  |  |  | Covered PM Repair - Biomedical | MHHS-Cypress | [8 empty] | SYSNURSECALL | System, Nurse Call | Hill-Rom
NO | YES |  |  |  | 151-01976 | 151-01976 | Hill-Rom Services, Inc. | NAVICARE GRS-10 |  | 141616BWIS | CY-ICU | MHHS-Cypress |  | System, Nurse Call |  | 151-01976 | 151-01976 | Northwest | MHHS-Cypress | CY-ICU | Nurse Station |  |  |  |  | HOSPITAL COMMUNICATION SYSTEMS, NURSE CALL | System, Nurse Call | SYSNURSECALL-Hill-Rom-NaviCare | SYSNURSECALL | NaviCare |  |  |  | Hill-Rom | System, Nurse Call |  | SYSNURSECALL-Hill-Rom-NaviCare |  | 7/5/18 |  |  | Covered PM Repair - Biomedical | MHHS-Cypress | [8 empty] | SYSNURSECALL | System, Nurse Call | Hill-Rom
NO | YES |  |  |  | 151-01968 | 151-01968 | Hill-Rom Services, Inc. | NAVICARE GRS-10 |  | 141617GWIS | CY-Labor & Delivery | MHHS-Cypress |  | System, Nurse Call |  | 151-01968 | 151-01968 | Northwest | MHHS-Cypress | CY-Labor & Delivery | Nurses station |  |  |  |  | HOSPITAL COMMUNICATION SYSTEMS, NURSE CALL | System, Nurse Call | SYSNURSECALL-Hill-Rom-NaviCare | SYSNURSECALL | NaviCare |  |  |  | Hill-Rom | System, Nurse Call |  | SYSNURSECALL-Hill-Rom-NaviCare |  | 7/5/18 |  |  | Covered PM Repair - Biomedical | MHHS-Cypress | [8 empty] | SYSNURSECALL | System, Nurse Call | Hill-Rom
NO | YES |  |  |  | 151-01969 | 151-01969 | Hill-Rom Services, Inc. | NAVICARE GRS-10 |  | 1416160WIS | CY-Labor & Delivery | MHHS-Cypress |  | System, Nurse Call |  | 151-01969 | 151-01969 | Northwest | MHHS-Cypress | CY-Labor & Delivery | Nurses station |  |  |  |  | HOSPITAL COMMUNICATION SYSTEMS, NURSE CALL | System, Nurse Call | SYSNURSECALL-Hill-Rom-NaviCare | SYSNURSECALL | NaviCare |  |  |  | Hill-Rom | System, Nurse Call |  | SYSNURSECALL-Hill-Rom-NaviCare |  | 8/23/20 |  |  | Not Covered Vendor Only - Biomedical | MHHS-Cypress | [8 empty] | SYSNURSECALL | System, Nurse Call | Hill-Rom
NO | YES |  |  |  | 151-01952 | 151-01952 | Hill-Rom Services, Inc. | NAVICARE GRS-10 |  | 1416112WIS | CY - MATERNAL FETAL MEDICINE CLINIC | MHHS-Cypress |  | System, Nurse Call |  | 151-01952 | 151-01952 | Northwest | Cypress | CY - MATERNAL FETAL MEDICINE CLINIC | Imaging nurses station |  | 2/1/20 |  | No pm required | HOSPITAL COMMUNICATION SYSTEMS, NURSE CALL | System, Nurse Call | SYSNURSECALL-Hill-Rom-NaviCare | SYSNURSECALL | NaviCare |  |  |  | Hill-Rom | System, Nurse Call |  | SYSNURSECALL-Hill-Rom-NaviCare |  | 6/5/19 |  |  | Covered PM Repair - Biomedical | MHHS-Cypress | [8 empty] | SYSNURSECALL | System, Nurse Call | Hill-Rom
NO | YES |  |  |  | 151-01965 | 151-01965 | Hill-Rom Services, Inc. | NAVICARE GRS-10 |  | 14165CWIS | CY - MEDSURG | MHHS-Cypress |  | System, Nurse Call |  | 151-01965 | 151-01965 | Northwest | Cypress | CY - MEDSURG | Nurses station | 4/1/19 | 4/1/20 |  |  | HOSPITAL COMMUNICATION SYSTEMS, NURSE CALL | System, Nurse Call | SYSNURSECALL-Hill-Rom-NaviCare | SYSNURSECALL | NaviCare |  |  |  | Hill-Rom | System, Nurse Call |  | SYSNURSECALL-Hill-Rom-NaviCare |  | 11/27/18 |  |  | Covered PM Repair - Biomedical | MHHS-Cypress | [8 empty] | SYSNURSECALL | System, Nurse Call | Hill-Rom
NO | YES |  |  |  | 151-01966 | 151-01966 | Hill-Rom Services, Inc. | NAVICARE GRS-10 |  | 1416122WIS | CY-Medsurg | MHHS-Cypress |  | System, Nurse Call |  | 151-01966 | 151-01966 | Northwest | MHHS-Cypress | CY-Medsurg | Nurse station | 4/1/19 | 2/1/20 |  |  | HOSPITAL COMMUNICATION SYSTEMS, NURSE CALL | System, Nurse Call | SYSNURSECALL-Hill-Rom-NaviCare | SYSNURSECALL | NaviCare |  |  |  | Hill-Rom | System, Nurse Call |  | SYSNURSECALL-Hill-Rom-NaviCare |  | 10/2/19 |  |  | Covered PM Repair - Biomedical | MHHS-Cypress | [8 empty] | SYSNURSECALL | System, Nurse Call | Hill-Rom
NO | YES |  |  |  | 151-01970 | 151-01970 | Hill-Rom Services, Inc. | NAVICARE GRS-10 |  | 031602FWIS | CY-NICU | MHHS-Cypress |  | System, Nurse Call |  | 151-01970 | 151-01970 | Northwest | MHHS-Cypress | CY-NICU | Nurses station | 2/1/20 | 2/1/20 |  |  | HOSPITAL COMMUNICATION SYSTEMS, NURSE CALL | System, Nurse Call | SYSNURSECALL-Hill-Rom-NaviCare | SYSNURSECALL | NaviCare |  |  |  | Hill-Rom | System, Nurse Call |  | SYSNURSECALL-Hill-Rom-NaviCare |  |  |  |  | Covered PM Repair - Biomedical | MHHS-Cypress | [8 empty] | SYSNURSECALL | System, Nurse Call | Hill-Rom
NO | YES |  |  |  | 151-01971 | 151-01971 | Hill-Rom Services, Inc. | NAVICARE GRS-10 |  | 031601WWIS | CY-NICU | MHHS-Cypress |  | System, Nurse Call |  | 151-01971 | 151-01971 | Northwest | MHHS-Cypress | CY-NICU | Apu nurses station |  |  |  |  | HOSPITAL COMMUNICATION SYSTEMS, NURSE CALL | System, Nurse Call | SYSNURSECALL-Hill-Rom-NaviCare | SYSNURSECALL | NaviCare |  |  |  | Hill-Rom | System, Nurse Call |  | SYSNURSECALL-Hill-Rom-NaviCare |  | 11/14/19 |  |  | Covered PM Repair - Biomedical | MHHS-Cypress | [8 empty] | SYSNURSECALL | System, Nurse Call | Hill-Rom
NO | YES |  |  |  | 151-01972 | 151-01972 | Hill-Rom Services, Inc. | NAVICARE GRS-10 |  | 041631XWIS | CY-PACU | MHHS-Cypress |  | System, Nurse Call |  | 151-01972 | 151-01972 | Northwest | MHHS-Cypress | CY-PACU | Nurses station | 4/1/19 | 4/1/20 |  |  | HOSPITAL COMMUNICATION SYSTEMS, NURSE CALL | System, Nurse Call | SYSNURSECALL-Hill-Rom-NaviCare | SYSNURSECALL | NaviCare |  |  |  | Hill-Rom | System, Nurse Call |  | SYSNURSECALL-Hill-Rom-NaviCare |  | 11/14/19 |  |  | Covered PM Repair - Biomedical | MHHS-Cypress | [8 empty] | SYSNURSECALL | System, Nurse Call | Hill-Rom
NO | YES |  |  |  | 151-01964 | 151-01964 | Hill-Rom Services, Inc. | NAVICARE GRS-10 |  | 1416143WIS | CY-Post Partum | MHHS-Cypress |  | System, Nurse Call |  | 151-01964 | 151-01964 | Northwest | MHHS-Cypress | CY-Post Partum | Nus Station |  |  |  |  | HOSPITAL COMMUNICATION SYSTEMS, NURSE CALL | System, Nurse Call | SYSNURSECALL-Hill-Rom-NaviCare | SYSNURSECALL | NaviCare |  |  |  | Hill-Rom | System, Nurse Call |  | SYSNURSECALL-Hill-Rom-NaviCare |  | 10/22/19 |  |  | Covered PM Repair - Biomedical | MHHS-Cypress | [8 empty] | SYSNURSECALL | System, Nurse Call | Hill-Rom
NO | YES |  |  |  | 151-01967 | 151-01967 | Hill-Rom Services, Inc. | NAVICARE GRS-10 |  | 141618GWIS | CY - POST PARTUM | MHHS-Cypress |  | System, Nurse Call |  | 151-01967 | 151-01967 | Northwest | Cypress | CY - POST PARTUM | Nurses station | 4/1/19 |  |  |  | HOSPITAL COMMUNICATION SYSTEMS, NURSE CALL | System, Nurse Call | SYSNURSECALL-Hill-Rom-NaviCare | SYSNURSECALL | NaviCare |  |  |  | Hill-Rom | System, Nurse Call |  | SYSNURSECALL-Hill-Rom-NaviCare |  | 11/14/19 |  |  | Covered PM Repair - Biomedical | MHHS-Cypress | [8 empty] | SYSNURSECALL | System, Nurse Call | Hill-Rom
NO | YES |  |  |  | 151-01973 | 151-01973 | Hill-Rom Services, Inc. | NAVICARE GRS-10 |  | 141613DWIS | CY-Preop | MHHS-Cypress |  | System, Nurse Call |  | 151-01973 | 151-01973 | Northwest | MHHS-Cypress | CY-Preop | Preop nirsing |  | 2/1/20 |  |  | HOSPITAL COMMUNICATION SYSTEMS, NURSE CALL | System, Nurse Call | SYSNURSECALL-Hill-Rom-NaviCare | SYSNURSECALL | NaviCare |  |  |  | Hill-Rom | System, Nurse Call |  | SYSNURSECALL-Hill-Rom-NaviCare |  | 11/14/19 |  |  | Covered PM Repair - Biomedical | MHHS-Cypress | [8 empty] | SYSNURSECALL | System, Nurse Call | Hill-Rom
NO | YES |  |  |  | 009-10793 | 009-10793 | Hill-Rom Services, Inc. | NAVICARE GRS-10 |  | 024174P4WIS | GH-Cath Lab | MHHS-Greater Heights |  | System, Nurse Call |  | 009-10793 | 009-10793 | Central | MHHS-Greater Heights | GH-Cath Lab | Nurse station |  |  |  |  | HOSPITAL COMMUNICATION SYSTEMS, NURSE CALL | System, Nurse Call | SYSNURSECALL-Hill-Rom-NaviCare | SYSNURSECALL | NaviCare |  |  |  | Hill-Rom | System, Nurse Call |  | SYSNURSECALL-Hill-Rom-NaviCare |  |  |  |  | Covered PM Repair - Biomedical | MHHS-Greater Heights | [8 empty] | SYSNURSECALL | System, Nurse Call | Hill-Rom
NO | YES |  |  |  | 009-33442 | 009-33442 | Hill-Rom Services, Inc. | NAVICARE GRS-10 |  | 00518294WIS | GH - CDU | MHHS-Greater Heights |  | System, Nurse Call |  | 009-33442 | 009-33442 | Central | Memorial Hermann Greater Heights Hospital | GH - CDU | CDU Nurses Station |  |  |  |  | HOSPITAL COMMUNICATION SYSTEMS, NURSE CALL |  | SYSNURSECALL-Hill-Rom-NaviCare | SYSNURSECALL | NaviCare |  |  |  | Hill-Rom | System, Nurse Call |  | SYSNURSECALL-Hill-Rom-NaviCare |  |  |  |  | Covered PM Repair - Biomedical | MHHS-Greater Heights
NO | YES |  |  |  | 009-10792 | 009-10792 | Hill-Rom Services, Inc. | NAVICARE GRS-10 |  | 018171D5WIS | GH-CV ICU | MHHS-Greater Heights |  | System, Nurse Call |  | 009-10792 | 009-10792 | Central | MHHS-Greater Heights | GH-CV ICU | Nurse station | 8/1/18 |  | 8/1/19 |  | HOSPITAL COMMUNICATION SYSTEMS, NURSE CALL | System, Nurse Call | SYSNURSECALL-Hill-Rom-NaviCare | SYSNURSECALL | NaviCare |  |  |  | Hill-Rom | System, Nurse Call |  | SYSNURSECALL-Hill-Rom-NaviCare |  |  |  |  | Covered PM Repair - Biomedical | MHHS-Greater Heights | [8 empty] | SYSNURSECALL | System, Nurse Call | Hill-Rom
NO | YES |  |  |  | 009-08364 | 009-08364 | Hill-Rom Services, Inc. | NAVICARE GRS-10 |  | 47120S8WIS | GH-ER | MHHS-Greater Heights |  | System, Nurse Call |  | 009-08364 | 009-08364 | Central | MHHS-Greater Heights | GH-ER | Nurse station A | 11/1/17 |  | 11/1/18 |  | HOSPITAL COMMUNICATION SYSTEMS, NURSE CALL | System, Nurse Call | SYSNURSECALL-Hill-Rom-NaviCare | SYSNURSECALL | NaviCare |  |  |  | Hill-Rom | System, Nurse Call |  | SYSNURSECALL-Hill-Rom-NaviCare |  |  |  |  | Covered PM Repair - Biomedical | MHHS-Greater Heights | [8 empty] | SYSNURSECALL | System, Nurse Call | Hill-Rom
NO | YES |  |  |  | 009-09183 | 009-09183 | Hill-Rom Services, Inc. | NAVICARE GRS-10 |  | 14130MJWIS | GH-ER | MHHS-Greater Heights |  | System, Nurse Call |  | 009-09183 | 009-09183 | Central | MHHS-Greater Heights | GH-ER | Nurse station D | 11/1/17 |  | 11/1/18 |  | HOSPITAL COMMUNICATION SYSTEMS, NURSE CALL | System, Nurse Call | SYSNURSECALL-Hill-Rom-NaviCare | SYSNURSECALL | NaviCare |  |  |  | Hill-Rom | System, Nurse Call |  | SYSNURSECALL-Hill-Rom-NaviCare |  |  |  |  | Covered PM Repair - Biomedical | MHHS-Greater Heights | [8 empty] | SYSNURSECALL | System, Nurse Call | Hill-Rom
NO | YES |  |  |  | 009-09207 | 009-09207 | Hill-Rom Services, Inc. | NAVICARE GRS-10 |  | 47120RYWIS | GH-ER | MHHS-Greater Heights |  | System, Nurse Call |  | 009-09207 | 009-09207 | Central | MHHS-Greater Heights | GH-ER | Nurse Station | 11/1/17 |  |  |  | HOSPITAL COMMUNICATION SYSTEMS, NURSE CALL | System, Nurse Call | SYSNURSECALL-Hill-Rom-NaviCare | SYSNURSECALL | NaviCare |  |  |  | Hill-Rom | System, Nurse Call |  | SYSNURSECALL-Hill-Rom-NaviCare |  |  |  |  | Covered PM Repair - Biomedical | MHHS-Greater Heights | [8 empty] | SYSNURSECALL | System, Nurse Call | Hill-Rom
NO | YES |  |  |  | 009-09211 | 009-09211 | Hill-Rom Services, Inc. | NAVICARE GRS-10 |  | 047120RUWIS | GH-ER | MHHS-Greater Heights |  | System, Nurse Call |  | 009-09211 | 009-09211 | Central | MHHS-Greater Heights | GH-ER | Nurse station C | 11/1/17 |  |  |  | HOSPITAL COMMUNICATION SYSTEMS, NURSE CALL | System, Nurse Call | SYSNURSECALL-Hill-Rom-NaviCare | SYSNURSECALL | NaviCare |  |  |  | Hill-Rom | System, Nurse Call |  | SYSNURSECALL-Hill-Rom-NaviCare |  |  |  |  | Covered PM Repair - Biomedical | MHHS-Greater Heights | [8 empty] | SYSNURSECALL | System, Nurse Call | Hill-Rom
NO | YES |  |  |  | 009-10864 | 009-10864 | Hill-Rom Services, Inc. | NAVICARE GRS-10 |  | 027171N1WIS | GH - LND | MHHS-Greater Heights |  | System, Nurse Call |  | 009-10864 | 009-10864 | Central | Memorial Hermann Greater Heights Hospital | GH - LND | GH - LND Nurses Station |  |  |  |  | HOSPITAL COMMUNICATION SYSTEMS, NURSE CALL |  | SYSNURSECALL-Hill-Rom-NaviCare | SYSNURSECALL | NaviCare |  |  |  | Hill-Rom | System, Nurse Call |  | SYSNURSECALL-Hill-Rom-NaviCare |  |  |  |  | Covered PM Repair - Biomedical | MHHS-Greater Heights
NO | YES |  |  |  | 009-10865 | 009-10865 | Hill-Rom Services, Inc. | NAVICARE GRS-10 |  | 018171GEWIS | GH-Labor & Delivery | MHHS-Greater Heights |  | System, Nurse Call |  | 009-10865 | 009-10865 | Central | MHHS-Greater Heights | GH-Labor & Delivery | Post Partum nurse station | 5/1/18 |  |  |  | HOSPITAL COMMUNICATION SYSTEMS, NURSE CALL | System, Nurse Call | SYSNURSECALL-Hill-Rom-NaviCare | SYSNURSECALL | NaviCare |  |  |  | Hill-Rom | System, Nurse Call |  | SYSNURSECALL-Hill-Rom-NaviCare |  |  |  |  | Covered PM Repair - Biomedical | MHHS-Greater Heights | [8 empty] | SYSNURSECALL | System, Nurse Call | Hill-Rom
NO | YES |  |  |  | 009-10954 | 009-10954 | Hill-Rom Services, Inc. | NAVICARE GRS-10 |  | 018171DVWIS | GH - NICU | MHHS-Greater Heights |  | System, Nurse Call |  | 009-10954 | 009-10954 | Central | Greater heights | GH - NICU | GH - NICU |  |  |  |  | HOSPITAL COMMUNICATION SYSTEMS, NURSE CALL |  | SYSNURSECALL-Hill-Rom-NaviCare | SYSNURSECALL | NaviCare |  |  |  | Hill-Rom | System, Nurse Call |  | SYSNURSECALL-Hill-Rom-NaviCare |  |  |  |  | Covered PM Repair - Biomedical | MHHS-Greater Heights
NO | YES |  |  |  | 009-10866 | 009-10866 | Hill-Rom Services, Inc. | NAVICARE GRS-10 |  | 018171GUWIS | GH-Nursery | MHHS-Greater Heights |  | System, Nurse Call |  | 009-10866 | 009-10866 | Central | MHHS-Greater Heights | GH-Nursery | Nursery | 5/1/18 |  | 5/1/19 |  | HOSPITAL COMMUNICATION SYSTEMS, NURSE CALL | System, Nurse Call | SYSNURSECALL-Hill-Rom-NaviCare | SYSNURSECALL | NaviCare |  |  |  | Hill-Rom | System, Nurse Call |  | SYSNURSECALL-Hill-Rom-NaviCare |  |  |  |  | Covered PM Repair - Biomedical | MHHS-Greater Heights | [8 empty] | SYSNURSECALL | System, Nurse Call | Hill-Rom
NO | YES |  |  |  | 009-10785 | 009-10785 | Hill-Rom Services, Inc. | NAVICARE GRS-10 |  | 018171H7WIS | GH-Clinical Decision Unit (CDU) | MHHS-Greater Heights |  | System, Nurse Call |  | 009-10785 | 009-10785 | Greater heights | MHHS-Greater Heights | GH-Clinical Decision Unit (CDU) | Nurse Station | 7/1/18 |  | 7/1/19 |  | HOSPITAL COMMUNICATION SYSTEMS, NURSE CALL | System, Nurse Call | SYSNURSECALL-Hill-Rom-NaviCare | SYSNURSECALL | NaviCare |  |  |  | Hill-Rom | System, Nurse Call |  | SYSNURSECALL-Hill-Rom-NaviCare |  | 2/5/19 |  |  | Covered PM Repair - Biomedical | MHHS-Greater Heights | [8 empty] | SYSNURSECALL | System, Nurse Call | Hill-Rom
NO | YES |  |  |  | 009-10784 | 009-10784 | Hill-Rom Services, Inc. | NAVICARE GRS-10 |  | 018171E6WIS | TIRR-Greater Heights | MHHS-Greater Heights |  | System, Nurse Call |  | 009-10784 | 009-10784 | Central | MHHS-Others | TIRR-Greater Heights | Physical thyraphy | 2/1/18 |  |  |  | HOSPITAL COMMUNICATION SYSTEMS, NURSE CALL | System, Nurse Call | SYSNURSECALL-Hill-Rom-NaviCare | SYSNURSECALL | NaviCare |  |  |  | Hill-Rom | System, Nurse Call |  | SYSNURSECALL-Hill-Rom-NaviCare |  | 2/5/19 |  |  | Covered PM Repair - Biomedical | MHHS-Greater Heights | [8 empty] | SYSNURSECALL | System, Nurse Call | Hill-Rom
NO | YES |  |  |  | 009-10876 | 009-10876 | Hill-Rom Services, Inc. | NAVICARE GRS-10 |  | 035170L0WIS | GH-Preop | MHHS-Greater Heights |  | System, Nurse Call |  | 009-10876 | 009-10876 | Central | MHHS-Greater Heights | GH-Preop | Nurse station |  |  |  |  | HOSPITAL COMMUNICATION SYSTEMS, NURSE CALL | System, Nurse Call | SYSNURSECALL-Hill-Rom-NaviCare | SYSNURSECALL | NaviCare |  |  |  | Hill-Rom | System, Nurse Call |  | SYSNURSECALL-Hill-Rom-NaviCare |  |  |  |  | Covered PM Repair - Biomedical | MHHS-Greater Heights | [8 empty] | SYSNURSECALL | System, Nurse Call | Hill-Rom
NO | YES |  |  |  | 009-10477 | 009-10477 | Hill-Rom Services, Inc. | NAVICARE GRS-10 |  | 027171N8WIS | GH - RADIOLOGY | MHHS-Greater Heights |  | System, Nurse Call |  | 009-10477 | 009-10477 | Central | GH- Radiology | GH - RADIOLOGY | GH - RADIOLOGY |  |  |  |  | HOSPITAL COMMUNICATION SYSTEMS, NURSE CALL |  | SYSNURSECALL-Hill-Rom-NaviCare | SYSNURSECALL | NaviCare |  |  |  | Hill-Rom | System, Nurse Call |  | SYSNURSECALL-Hill-Rom-NaviCare |  |  |  |  | Not Covered Vendor Only - Biomedical | MHHS-Greater Heights
NO | YES |  |  |  | 133-08334 | 133-08334 | Hill-Rom Services, Inc. | NAVICARE GRS-10 |  | 23152M2WIS/000AE41BE6B9 | Katy-Day Stay | MHHS-Katy |  | System, Nurse Call |  | 133-08334 | 133-08334 | Katy | MHHS-Katy | Katy-Day Stay | Nurse Station A (ambulatory 2nd fl) | 1/1/18 |  |  |  | HOSPITAL COMMUNICATION SYSTEMS, NURSE CALL | System, Nurse Call | SYSNURSECALL-Hill-Rom-NaviCare | SYSNURSECALL | NaviCare |  |  |  | Hill-Rom | System, Nurse Call |  | SYSNURSECALL-Hill-Rom-NaviCare |  | 3/11/15 |  |  | Covered PM Repair - Biomedical | MHHS-Katy | [8 empty] | SYSNURSECALL | System, Nurse Call | Hill-Rom
NO | YES |  |  |  | 133-08340 | 133-08340 | Hill-Rom Services, Inc. | NAVICARE GRS-10 |  | 23152GYWIS/000AE41BE631 | Katy-ICU | MHHS-Katy |  | System, Nurse Call |  | 133-08340 | 133-08340 | Katy | MHHS-Katy | Katy-ICU | ICU |  | 2/1/20 |  | No pm | HOSPITAL COMMUNICATION SYSTEMS, NURSE CALL | System, Nurse Call | SYSNURSECALL-Hill-Rom-NaviCare | SYSNURSECALL | NaviCare |  |  |  | Hill-Rom | System, Nurse Call |  | SYSNURSECALL-Hill-Rom-NaviCare |  | 3/11/15 |  |  | Covered PM Repair - Biomedical | MHHS-Katy | [8 empty] | SYSNURSECALL | System, Nurse Call | Hill-Rom
NO | YES |  |  |  | 133-08341 | 133-08341 | Hill-Rom Services, Inc. | NAVICARE GRS-10 |  | 23152GWWIS/000AE41BE62F | Katy-ICU | MHHS-Katy |  | System, Nurse Call |  | 133-08341 | 133-08341 | Katy | MHHS-Katy | Katy-ICU | ICU Nurse Station |  |  |  |  | HOSPITAL COMMUNICATION SYSTEMS, NURSE CALL | System, Nurse Call | SYSNURSECALL-Hill-Rom-NaviCare | SYSNURSECALL | NaviCare |  |  |  | Hill-Rom | System, Nurse Call |  | SYSNURSECALL-Hill-Rom-NaviCare |  | 3/11/15 |  |  | Covered PM Repair - Biomedical | MHHS-Katy | [8 empty] | SYSNURSECALL | System, Nurse Call | Hill-Rom
NO | YES |  |  |  | 133-08339 | 133-08339 | Hill-Rom Services, Inc. | NAVICARE GRS-10 |  | 23152GMWIS/000AE41BE627 | Katy-IMU | MHHS-Katy |  | System, Nurse Call |  | 133-08339 | 133-08339 | Katy | MHHS-Katy | Katy-IMU | IMU |  | 2/1/20 |  | No pm | HOSPITAL COMMUNICATION SYSTEMS, NURSE CALL | System, Nurse Call | SYSNURSECALL-Hill-Rom-NaviCare | SYSNURSECALL | NaviCare |  |  |  | Hill-Rom | System, Nurse Call |  | SYSNURSECALL-Hill-Rom-NaviCare |  | 8/3/16 |  |  | Covered PM Repair - Biomedical | MHHS-Katy | [8 empty] | SYSNURSECALL | System, Nurse Call | Hill-Rom
NO | YES |  |  |  | 133-08335 | 133-08335 | Hill-Rom Services, Inc. | NAVICARE GRS-10 |  | 23152FUWIS/000AE41BE60C | Katy-Nursery | MHHS-Katy |  | System, Nurse Call |  | 133-08335 | 133-08335 | Katy | MHHS-Katy | Katy-Nursery | NICU | 5/1/19 | 5/1/20 |  |  | HOSPITAL COMMUNICATION SYSTEMS, NURSE CALL | System, Nurse Call | SYSNURSECALL-Hill-Rom-NaviCare | SYSNURSECALL | NaviCare |  |  |  | Hill-Rom | System, Nurse Call |  | SYSNURSECALL-Hill-Rom-NaviCare |  | 8/3/16 |  |  | Covered PM Repair - Biomedical | MHHS-Katy | [8 empty] | SYSNURSECALL | System, Nurse Call | Hill-Rom
NO | YES |  |  |  | 133-08342 | 133-08342 | Hill-Rom Services, Inc. | NAVICARE GRS-10 |  | 23152HBWIS/000AE41BE63E | Katy-NICU | MHHS-Katy |  | System, Nurse Call |  | 133-08342 | 133-08342 | Katy | MHHS-Katy | Katy-NICU | Nurse station B | 5/1/19 | 5/1/20 |  |  | HOSPITAL COMMUNICATION SYSTEMS, NURSE CALL | System, Nurse Call | SYSNURSECALL-Hill-Rom-NaviCare | SYSNURSECALL | NaviCare |  |  |  | Hill-Rom | System, Nurse Call |  | SYSNURSECALL-Hill-Rom-NaviCare |  | 8/3/16 |  |  | Covered PM Repair - Biomedical | MHHS-Katy | [8 empty] | SYSNURSECALL | System, Nurse Call | Hill-Rom
NO | YES |  |  |  | 133-08336 | 133-08336 | Hill-Rom Services, Inc. | NAVICARE GRS-10 |  | 23152L2WIS/000AE41BE698 | KATY - OB SPECIAL OBSERVATION - 3E | MHHS-Katy |  | System, Nurse Call |  | 133-08336 | 133-08336 | Katy | Memorial Hermann Katy Hospital | KATY - OB SPECIAL OBSERVATION - 3E | Nurses Station |  |  |  |  | HOSPITAL COMMUNICATION SYSTEMS, NURSE CALL |  | SYSNURSECALL-Hill-Rom-NaviCare | SYSNURSECALL | NaviCare |  |  |  | Hill-Rom | System, Nurse Call |  | SYSNURSECALL-Hill-Rom-NaviCare |  |  |  |  | Covered PM Repair - Biomedical | MHHS-Katy
NO | YES |  |  |  | 133-08337 | 133-08337 | Hill-Rom Services, Inc. | NAVICARE GRS-10 |  | 23152MFWIS/000AE41BE6C6 | Katy-Central Supply | MHHS-Katy |  | System, Nurse Call |  | 133-08337 | 133-08337 | Katy | MHHS-Katy | Katy-Central Supply | Pediatrics | 5/1/19 | 5/1/20 |  |  | HOSPITAL COMMUNICATION SYSTEMS, NURSE CALL | System, Nurse Call | SYSNURSECALL-Hill-Rom-NaviCare | SYSNURSECALL | NaviCare |  |  |  | Hill-Rom | System, Nurse Call |  | SYSNURSECALL-Hill-Rom-NaviCare |  | 3/14/16 |  |  | Covered PM Repair - Biomedical | MHHS-Katy | [8 empty] | SYSNURSECALL | System, Nurse Call | Hill-Rom
NO | YES |  |  |  | 133-09926 | 133-09926 | Hill-Rom Services, Inc. | NAVICARE GRS-10 |  | 023152CZWIS/000AE41BE5AE | Katy-Ob Special Observation-3E | MHHS-Katy |  | System, Nurse Call |  | 133-09926 | 133-09926 | Katy | MHHS-Katy | Katy-Ob Special Observation-3E | Nurses station | 5/1/19 | 5/1/20 |  |  | HOSPITAL COMMUNICATION SYSTEMS, NURSE CALL | System, Nurse Call | SYSNURSECALL-Hill-Rom-NaviCare | SYSNURSECALL | NaviCare |  |  |  | Hill-Rom | System, Nurse Call |  | SYSNURSECALL-Hill-Rom-NaviCare |  | 3/14/16 |  |  | Covered PM Repair - Biomedical | MHHS-Katy | [8 empty] | SYSNURSECALL | System, Nurse Call | Hill-Rom
NO | YES |  |  |  | 133-09925 | 133-09925 | Hill-Rom Services, Inc. | NAVICARE GRS-10 |  | 042150JJWIS/000AE41C6DD2 | Katy-OR | MHHS-Katy |  | System, Nurse Call |  | 133-09925 | 133-09925 | Katy | MHHS-Katy | Katy-OR | Control Room | 1/1/18 | 1/1/19 |  |  | HOSPITAL COMMUNICATION SYSTEMS, NURSE CALL | System, Nurse Call | SYSNURSECALL-Hill-Rom-NaviCare | SYSNURSECALL | NaviCare |  |  |  | Hill-Rom | System, Nurse Call |  | SYSNURSECALL-Hill-Rom-NaviCare |  | 8/23/17 |  |  | Covered PM Repair - Biomedical | MHHS-Katy | [8 empty] | SYSNURSECALL | System, Nurse Call | Hill-Rom
NO | YES |  |  |  | 133-09928 | 133-09928 | Hill-Rom Services, Inc. | NAVICARE GRS-10 |  | 003151PEWIS/000AE41B78F1 | Katy-OR | MHHS-Katy |  | System, Nurse Call |  | 133-09928 | 133-09928 | Katy | MHHS-Katy | Katy-OR | Control Room | 1/1/18 | 1/1/19 |  |  | HOSPITAL COMMUNICATION SYSTEMS, NURSE CALL | System, Nurse Call | SYSNURSECALL-Hill-Rom-NaviCare | SYSNURSECALL | NaviCare |  |  |  | Hill-Rom | System, Nurse Call |  | SYSNURSECALL-Hill-Rom-NaviCare |  | 8/23/17 |  |  | Covered PM Repair - Biomedical | MHHS-Katy | [8 empty] | SYSNURSECALL | System, Nurse Call | Hill-Rom
NO | YES |  |  |  | 133-10297 | 133-10297 | Hill-Rom Services, Inc. | NAVICARE GRS-10 |  | 401408G | Katy-PACU | MHHS-Katy |  | System, Nurse Call |  | 133-10297 | 133-10297 | Katy | MHHS-Katy | Katy-PACU | Nurses Station | 7/1/18 |  |  |  | HOSPITAL COMMUNICATION SYSTEMS, NURSE CALL | System, Nurse Call | SYSNURSECALL-Hill-Rom-NaviCare | SYSNURSECALL | NaviCare |  |  |  | Hill-Rom | System, Nurse Call |  | SYSNURSECALL-Hill-Rom-NaviCare |  | 8/23/17 |  |  | Covered PM Repair - Biomedical | MHHS-Katy | [8 empty] | SYSNURSECALL | System, Nurse Call | Hill-Rom
NO | YES |  |  |  | 133-10298 | 133-10298 | Hill-Rom Services, Inc. | NAVICARE GRS-10 |  | 401408C | Katy-PACU | MHHS-Katy |  | System, Nurse Call |  | 133-10298 | 133-10298 | Katy | MHHS-Katy | Katy-PACU | Nurses station in PacU | 7/1/18 |  |  |  | HOSPITAL COMMUNICATION SYSTEMS, NURSE CALL | System, Nurse Call | SYSNURSECALL-Hill-Rom-NaviCare | SYSNURSECALL | NaviCare |  |  |  | Hill-Rom | System, Nurse Call |  | SYSNURSECALL-Hill-Rom-NaviCare |  | 11/2/20 |  |  | Not Covered Vendor Only - Biomedical | MHHS-Katy | [8 empty] | SYSNURSECALL | System, Nurse Call | Hill-Rom
NO | YES |  |  |  | 133-09927 | 133-09927 | Hill-Rom Services, Inc. | NAVICARE GRS-10 |  | 023152L7WIS/000AE41BE69D | Katy-Preadmitting | MHHS-Katy |  | System, Nurse Call |  | 133-09927 | 133-09927 | Katy | MHHS-Katy | Katy-Preadmitting | Preadmission Testing |  |  |  |  | HOSPITAL COMMUNICATION SYSTEMS, NURSE CALL | System, Nurse Call | SYSNURSECALL-Hill-Rom-NaviCare | SYSNURSECALL | NaviCare |  |  |  | Hill-Rom | System, Nurse Call |  | SYSNURSECALL-Hill-Rom-NaviCare |  | 11/2/20 |  |  | Not Covered Vendor Only - Biomedical | MHHS-Katy | [8 empty] | SYSNURSECALL | System, Nurse Call | Hill-Rom
NO | YES |  |  |  | 041-32107 | 041-32107 | Hill-Rom Services, Inc. | NAVICARE GRS-10 |  | 1864990YK12W7214026 | MEMORIAL CITY - CARDIOLOGY | MHHS-Mem City |  | System, Nurse Call |  | 041-32107 | 041-32107 | West | Memorial Hermann Memorial City Medical Center | MEMORIAL CITY - CARDIOLOGY | E7 Nurses Station |  |  |  |  | HOSPITAL COMMUNICATION SYSTEMS, NURSE CALL |  | SYSNURSECALL-Hill-Rom-NaviCare | SYSNURSECALL | NaviCare |  |  |  | Hill-Rom | System, Nurse Call |  | SYSNURSECALL-Hill-Rom-NaviCare |  |  |  |  | Covered PM Repair - Biomedical | MHHS-Mem City
NO | YES |  |  |  | 041-34632 | 041-34632 | Hill-Rom Services, Inc. | NAVICARE GRS-10 |  | 184990YK12W717701S | (null) | MHHS-Mem City |  | System, Nurse Call |  | 041-34632 | 041-34632 | (null) | (null) | (null) | (null) | (null) | (null) | (null) | (null) | HOSPITAL COMMUNICATION SYSTEMS, NURSE CALL |  | SYSNURSECALL-Hill-Rom-NaviCare | SYSNURSECALL | NaviCare |  |  |  | Hill-Rom | System, Nurse Call |  | SYSNURSECALL-Hill-Rom-NaviCare |  |  |  |  | Covered PM Repair - Biomedical | MHHS-Mem City
NO | YES |  |  |  | 041-32112 | 041-32112 | Hill-Rom Services, Inc. | NAVICARE GRS-10 |  | 1864990YK12W717701T | MEMORIAL CITY - CARDIOLOGY | MHHS-Mem City |  | System, Nurse Call |  | 041-32112 | 041-32112 | West | Memorial City - Memorial Cardiology East | MEMORIAL CITY - CARDIOLOGY | Nurse Station |  |  |  |  | HOSPITAL COMMUNICATION SYSTEMS, NURSE CALL |  | SYSNURSECALL-Hill-Rom-NaviCare | SYSNURSECALL | NaviCare |  |  |  | Hill-Rom | System, Nurse Call |  | SYSNURSECALL-Hill-Rom-NaviCare |  |  |  |  | Covered PM Repair - Biomedical | MHHS-Mem City
NO | YES |  |  |  | 041-32111 | 041-32111 | Hill-Rom Services, Inc. | NAVICARE GRS-10 |  | 1864990YK12W721401N | MEMORIAL CITY - CATH LAB | MHHS-Mem City |  | System, Nurse Call |  | 041-32111 | 041-32111 | West | Memorial Hermann Heart | MEMORIAL CITY - CATH LAB | Cath Lab Control Area |  |  |  |  | HOSPITAL COMMUNICATION SYSTEMS, NURSE CALL |  | SYSNURSECALL-Hill-Rom-NaviCare | SYSNURSECALL | NaviCare |  |  |  | Hill-Rom | System, Nurse Call |  | SYSNURSECALL-Hill-Rom-NaviCare |  |  |  |  | Covered PM Repair - Biomedical | MHHS-Mem City
NO | YES |  |  |  | 041-32109 | 041-32109 | Hill-Rom Services, Inc. | NAVICARE GRS-10 |  | 1864990YK12W7177020 | MEMORIAL CITY - CATH LAB HOLDING AREA | MHHS-Mem City |  | System, Nurse Call |  | 041-32109 | 041-32109 | West | Memorial Hermann Heart | MEMORIAL CITY - CATH LAB HOLDING AREA | Nurse |  |  |  |  | HOSPITAL COMMUNICATION SYSTEMS, NURSE CALL |  | SYSNURSECALL-Hill-Rom-NaviCare | SYSNURSECALL | NaviCare |  |  |  | Hill-Rom | System, Nurse Call |  | SYSNURSECALL-Hill-Rom-NaviCare |  |  |  |  | Covered PM Repair - Biomedical | MHHS-Mem City
NO | YES |  |  |  | 041-32101 | 041-32101 | Hill-Rom Services, Inc. | NAVICARE GRS-10 |  | 1864990YK12W7177023 | MEMORIAL CITY - EAST TOWER - IMCU | MHHS-Mem City |  | System, Nurse Call |  | 041-32101 | 041-32101 | West | West | MEMORIAL CITY - EAST TOWER - IMCU | [5 empty] | HOSPITAL COMMUNICATION SYSTEMS, NURSE CALL |  | SYSNURSECALL-Hill-Rom-NaviCare | SYSNURSECALL | NaviCare |  |  |  | Hill-Rom | System, Nurse Call |  | SYSNURSECALL-Hill-Rom-NaviCare |  |  |  |  | Covered PM Repair - Biomedical | MHHS-Mem City
NO | YES | Asset Tag 041-32096 |  |  | 041-32096 | 041-32096 | Hill-Rom Services, Inc. | NAVICARE GRS-10 |  | 1864990YK12W7214007 | MEMORIAL CITY - EAST TOWER - NEUROLOGY | MHHS-Mem City |  | System, Nurse Call |  | 041-32096 | 041-32096 | West |  | MEMORIAL CITY - EAST TOWER - NEUROLOGY | Nurses Station |  |  |  |  | HOSPITAL COMMUNICATION SYSTEMS, NURSE CALL |  | SYSNURSECALL-Hill-Rom-NaviCare | SYSNURSECALL | NaviCare |  |  |  | Hill-Rom | System, Nurse Call |  | SYSNURSECALL-Hill-Rom-NaviCare |  |  |  |  | Covered PM Repair - Biomedical | MHHS-Mem City
NO | YES |  |  |  | 041-32097 | 041-32097 | Hill-Rom Services, Inc. | NAVICARE GRS-10 |  | 1864990YK12W717700V | MEMORIAL CITY - Orthopedics | MHHS-Mem City |  | System, Nurse Call |  | 041-32097 | 041-32097 | West | Memorial City - Memorial East Tower | MEMORIAL CITY - Orthopedics | Ortho Nurse Station |  |  |  |  | HOSPITAL COMMUNICATION SYSTEMS, NURSE CALL |  | SYSNURSECALL-Hill-Rom-NaviCare | SYSNURSECALL | NaviCare |  |  |  | Hill-Rom | System, Nurse Call |  | SYSNURSECALL-Hill-Rom-NaviCare |  |  |  |  | Covered PM Repair - Biomedical | MHHS-Mem City
NO | YES |  |  |  | 041-32100 | 041-32100 | Hill-Rom Services, Inc. | NAVICARE GRS-10 |  | 1864990YK12W7177022 | MEMORIAL CITY - EAST TOWER - NEUROLOGY | MHHS-Mem City |  | System, Nurse Call |  | 041-32100 | 041-32100 | West |  | MEMORIAL CITY - EAST TOWER - NEUROLOGY | [5 empty] | HOSPITAL COMMUNICATION SYSTEMS, NURSE CALL |  | SYSNURSECALL-Hill-Rom-NaviCare | SYSNURSECALL | NaviCare |  |  |  | Hill-Rom | System, Nurse Call |  | SYSNURSECALL-Hill-Rom-NaviCare |  |  |  |  | Covered PM Repair - Biomedical | MHHS-Mem City
NO | YES |  |  |  | 041-32103 | 041-32103 | Hill-Rom Services, Inc. | NAVICARE GRS-10 |  | 1864990YK12W7214022 | Emergency center | MHHS-Mem City |  | System, Nurse Call |  | 041-32103 | 041-32103 | West | Memorial Hermann Memorial city medical center emergency center | Emergency center | Nirse Station |  |  |  |  | HOSPITAL COMMUNICATION SYSTEMS, NURSE CALL |  | SYSNURSECALL-Hill-Rom-NaviCare | SYSNURSECALL | NaviCare |  |  |  | Hill-Rom | System, Nurse Call |  | SYSNURSECALL-Hill-Rom-NaviCare |  |  |  |  | Covered PM Repair - Biomedical | MHHS-Mem City
NO | YES |  |  |  | 041-32104 | 041-32104 | Hill-Rom Services, Inc. | NAVICARE GRS-10 |  | 1864990YK12W7214024 | MEMORIAL CITY - ER | MHHS-Mem City |  | System, Nurse Call |  | 041-32104 | 041-32104 | West | Memorial Hermann Memorial City Medical Center Emergency Center | MEMORIAL CITY - ER | Emergency Room Nurses station |  |  |  |  | HOSPITAL COMMUNICATION SYSTEMS, NURSE CALL |  | SYSNURSECALL-Hill-Rom-NaviCare | SYSNURSECALL | NaviCare |  |  |  | Hill-Rom | System, Nurse Call |  | SYSNURSECALL-Hill-Rom-NaviCare |  |  |  |  | Covered PM Repair - Biomedical | MHHS-Mem City
NO | YES |  |  |  | 041-32106 | 041-32106 | Hill-Rom Services, Inc. | NAVICARE GRS-10 |  | 1864990YK12W721401D | Emergency Center | MHHS-Mem City |  | System, Nurse Call |  | 041-32106 | 041-32106 | West | Memorial Hermann Memorial City Medical Center Emergency Center | Emergency Center | ER Nurses Station |  |  |  |  | HOSPITAL COMMUNICATION SYSTEMS, NURSE CALL |  | SYSNURSECALL-Hill-Rom-NaviCare | SYSNURSECALL | NaviCare |  |  |  | Hill-Rom | System, Nurse Call |  | SYSNURSECALL-Hill-Rom-NaviCare |  |  |  |  | Covered PM Repair - Biomedical | MHHS-Mem City
NO | YES |  |  |  | 041-32102 | 041-32102 | Hill-Rom Services, Inc. | NAVICARE GRS-10 |  | 18464990YK12W7214020 | ER | MHHS-Mem City |  | System, Nurse Call |  | 041-32102 | 041-32102 | West | Memorial Hermann Memorial City Medical Center Emergency Center | ER | Nurses Station |  |  |  |  | HOSPITAL COMMUNICATION SYSTEMS, NURSE CALL |  | SYSNURSECALL-Hill-Rom-NaviCare | SYSNURSECALL | NaviCare |  |  |  | Hill-Rom | System, Nurse Call |  | SYSNURSECALL-Hill-Rom-NaviCare |  |  |  |  | Covered PM Repair - Biomedical | MHHS-Mem City
NO | YES |  |  |  | 041-32116 | 041-32116 | Hill-Rom Services, Inc. | NAVICARE GRS-10 |  | 1864990YK12W721401E | Biomed | MHHS-Mem City |  | System, Nurse Call |  | 041-32116 | 041-32116 | Mem city | Memorial city - Memorial herman hospital | Biomed | Biomed shop |  |  |  | No pm sticker found | HOSPITAL COMMUNICATION SYSTEMS, NURSE CALL |  | SYSNURSECALL-Hill-Rom-NaviCare | SYSNURSECALL | NaviCare |  |  |  | Hill-Rom | System, Nurse Call |  | SYSNURSECALL-Hill-Rom-NaviCare |  |  |  |  | Covered PM Repair - Biomedical | MHHS-Mem City
NO | YES |  |  |  | 041-18812 | 041-18812 | Hill-Rom Services, Inc. | NAVICARE GRS-10 |  | 03151KNWIS/000AE41B7980 | MEMORIAL CITY - MHT - JHC PRE ADMIT | MHHS-Mem City |  | System, Nurse Call |  | 041-18812 | 041-18812 | West | Memorial Hermann - Memorial City | MEMORIAL CITY - MHT - JHC PRE ADMIT | Nurses Station |  |  |  |  | HOSPITAL COMMUNICATION SYSTEMS, NURSE CALL |  | SYSNURSECALL-Hill-Rom-NaviCare | SYSNURSECALL | NaviCare |  |  |  | Hill-Rom | System, Nurse Call |  | SYSNURSECALL-Hill-Rom-NaviCare |  |  |  |  | Covered PM Repair - Biomedical | MHHS-Mem City
NO | YES |  |  |  | 041-18809 | 041-18809 | Hill-Rom Services, Inc. | NAVICARE GRS-10 |  | 03151KBWIS/000AE41B798B | Memorial Hermann-JHC | MHHS-Mem City |  | System, Nurse Call |  | 041-18809 | 041-18809 | West | Memorial Hermann Memorial City Medical Center | Memorial Hermann-JHC | MH8 Medication Room |  |  |  |  | HOSPITAL COMMUNICATION SYSTEMS, NURSE CALL |  | SYSNURSECALL-Hill-Rom-NaviCare | SYSNURSECALL | NaviCare |  |  |  | Hill-Rom | System, Nurse Call |  | SYSNURSECALL-Hill-Rom-NaviCare |  |  |  |  | Covered PM Repair - Biomedical | MHHS-Mem City
NO | YES |  |  |  | 041-18811 | 041-18811 | Hill-Rom Services, Inc. | NAVICARE GRS-10 |  | 0351SSWIS/00AE41B78E4 | MEMORIAL CITY - MHT- JHC PRE OP | MHHS-Mem City |  | System, Nurse Call |  | 041-18811 | 041-18811 | West | West | MEMORIAL CITY - MHT- JHC PRE OP | PRE OP |  |  |  |  | HOSPITAL COMMUNICATION SYSTEMS, NURSE CALL |  | SYSNURSECALL-Hill-Rom-NaviCare | SYSNURSECALL | NaviCare |  |  |  | Hill-Rom | System, Nurse Call |  | SYSNURSECALL-Hill-Rom-NaviCare |  |  |  |  | Covered PM Repair - Biomedical | MHHS-Mem City
NO | YES |  |  |  | 041-32123 | 041-32123 | Hill-Rom Services, Inc. | NAVICARE GRS-10 |  | 1864990YK12W717701M | MEMORIAL CITY - MOR | MHHS-Mem City |  | System, Nurse Call |  | 041-32123 | 041-32123 | West | Memorial City - Memorial Hermann Hospital | MEMORIAL CITY - MOR | Nurse Station |  |  |  | No PM Sticker | HOSPITAL COMMUNICATION SYSTEMS, NURSE CALL |  | SYSNURSECALL-Hill-Rom-NaviCare | SYSNURSECALL | NaviCare |  |  |  | Hill-Rom | System, Nurse Call |  | SYSNURSECALL-Hill-Rom-NaviCare |  |  |  |  | Covered PM Repair - Biomedical | MHHS-Mem City
NO | YES |  |  |  | 041-32122 | 041-32122 | Hill-Rom Services, Inc. | NAVICARE GRS-10 |  | 1864990YK12W717701N | Memorial City-MOR Recovery | MHHS-Mem City |  | System, Nurse Call |  | 041-32122 | 041-32122 | West | Memorial Hermann Memorial City Medical Center | Memorial City-MOR Recovery | E2 Nurses Station |  |  |  |  | HOSPITAL COMMUNICATION SYSTEMS, NURSE CALL |  | SYSNURSECALL-Hill-Rom-NaviCare | SYSNURSECALL | NaviCare |  |  |  | Hill-Rom | System, Nurse Call |  | SYSNURSECALL-Hill-Rom-NaviCare |  |  |  |  | Covered PM Repair - Biomedical | MHHS-Mem City
NO | YES |  |  |  | 041-32120 | 041-32120 | Hill-Rom Services, Inc. | NAVICARE GRS-10 |  | 1864900YK12W717701X | MEMORIAL CITY - Outpatient Surgery | MHHS-Mem City |  | System, Nurse Call |  | 041-32120 | 041-32120 | West | Memorial Hermann Memorial City Medical Center | MEMORIAL CITY - Outpatient Surgery | W1 Step Down |  |  |  |  | HOSPITAL COMMUNICATION SYSTEMS, NURSE CALL |  | SYSNURSECALL-Hill-Rom-NaviCare | SYSNURSECALL | NaviCare |  |  |  | Hill-Rom | System, Nurse Call |  | SYSNURSECALL-Hill-Rom-NaviCare |  |  |  |  | Covered PM Repair - Biomedical | MHHS-Mem City
NO | YES |  |  |  | 041-32119 | 041-32119 | Hill-Rom Services, Inc. | NAVICARE GRS-10 |  | 1864900YK12W7214011 | MEMORIAL CITY - Outpatient Surgery | MHHS-Mem City |  | System, Nurse Call |  | 041-32119 | 041-32119 | West | Memorial Hermann Memorial City Medical Center | MEMORIAL CITY - Outpatient Surgery | W1 Pre-Op Nurses Station |  |  |  |  | HOSPITAL COMMUNICATION SYSTEMS, NURSE CALL |  | SYSNURSECALL-Hill-Rom-NaviCare | SYSNURSECALL | NaviCare |  |  |  | Hill-Rom | System, Nurse Call |  | SYSNURSECALL-Hill-Rom-NaviCare |  |  |  |  | Covered PM Repair - Biomedical | MHHS-Mem City
NO | YES |  |  |  | 041-32121 | 041-32121 | Hill-Rom Services, Inc. | NAVICARE GRS-10 |  | 1864990YK12W721400E | MEMORIAL CITY - Outpatient Surgery | MHHS-Mem City |  | System, Nurse Call |  | 041-32121 | 041-32121 | West | Memorial Hermann Memorial City Medical Center | MEMORIAL CITY - Outpatient Surgery | W1 Recovery |  |  |  |  | HOSPITAL COMMUNICATION SYSTEMS, NURSE CALL |  | SYSNURSECALL-Hill-Rom-NaviCare | SYSNURSECALL | NaviCare |  |  |  | Hill-Rom | System, Nurse Call |  | SYSNURSECALL-Hill-Rom-NaviCare |  |  |  |  | Covered PM Repair - Biomedical | MHHS-Mem City
NO | YES |  |  |  | 041-32124 | 041-32124 | Hill-Rom Services, Inc. | NAVICARE GRS-10 |  | 1864990YK12W7214025 | Imaging radiology | MHHS-Mem City |  | System, Nurse Call |  | 041-32124 | 041-32124 | West | Memorial Hermann Memorial City Medical Center | Imaging radiology | Memorial Hermann imaging front desk |  |  |  |  | HOSPITAL COMMUNICATION SYSTEMS, NURSE CALL |  | SYSNURSECALL-Hill-Rom-NaviCare | SYSNURSECALL | NaviCare |  |  |  | Hill-Rom | System, Nurse Call |  | SYSNURSECALL-Hill-Rom-NaviCare |  |  |  |  | Covered PM Repair - Biomedical | MHHS-Mem City
NO | YES |  |  |  | 142-08432 | 142-08432 | Hill-Rom Services, Inc. | NAVICARE GRS-10 |  | 271905RWIS | NE-2 West Tower | MHHS-Northeast |  | System, Nurse Call |  | 142-08432 | 142-08432 | Katy | MHHS-Northeast | NE-2 West Tower | W2 - nursing | 12/1/19 |  |  |  | HOSPITAL COMMUNICATION SYSTEMS, NURSE CALL | System, Nurse Call | SYSNURSECALL-Hill-Rom-NaviCare | SYSNURSECALL | NaviCare |  |  |  | Hill-Rom | System, Nurse Call |  | SYSNURSECALL-Hill-Rom-NaviCare |  | 1/10/18 |  |  | Covered PM Repair - Biomedical | MHHS-Northeast | [8 empty] | SYSNURSECALL | System, Nurse Call | Hill-Rom
NO | YES |  |  |  | 142-08433 | 142-08433 | Hill-Rom Services, Inc. | NAVICARE GRS-10 |  | 3118022WIS | NE-2 West Tower | MHHS-Northeast |  | System, Nurse Call |  | 142-08433 | 142-08433 | Katy | MHHS-Northeast | NE-2 West Tower | W2 - nursing | 12/1/19 |  |  |  | HOSPITAL COMMUNICATION SYSTEMS, NURSE CALL | System, Nurse Call | SYSNURSECALL-Hill-Rom-NaviCare | SYSNURSECALL | NaviCare |  |  |  | Hill-Rom | System, Nurse Call |  | SYSNURSECALL-Hill-Rom-NaviCare |  | 11/2/20 |  |  | Not Covered Vendor Only - Biomedical | MHHS-Northeast | [8 empty] | SYSNURSECALL | System, Nurse Call | Hill-Rom
NO | YES |  |  |  | 142-07895 | 142-07895 | Hill-Rom Services, Inc. | NAVICARE GRS-10 |  | 11S1864990YK12W808506E | NE-3 West Tower | MHHS-Northeast |  | System, Nurse Call |  | 142-07895 | 142-07895 | Katy | MHHS-Northeast | NE-3 West Tower |  | 10/1/19 | 10/1/20 |  |  | HOSPITAL COMMUNICATION SYSTEMS, NURSE CALL | System, Nurse Call | SYSNURSECALL-Hill-Rom-NaviCare | SYSNURSECALL | NaviCare |  |  |  | Hill-Rom | System, Nurse Call |  | SYSNURSECALL-Hill-Rom-NaviCare |  | 11/2/20 |  |  | Not Covered Vendor Only - Biomedical | MHHS-Northeast | [8 empty] | SYSNURSECALL | System, Nurse Call | Hill-Rom
NO | YES |  |  |  | 142-07898 | 142-07898 | Hill-Rom Services, Inc. | NAVICARE GRS-10 |  | 11S1864990YK12W808506J | NE-3 West Tower | MHHS-Northeast |  | System, Nurse Call |  | 142-07898 | 142-07898 | Katy | MHHS-Northeast | NE-3 West Tower |  | 11/1/18 | 11/1/19 |  |  | HOSPITAL COMMUNICATION SYSTEMS, NURSE CALL | System, Nurse Call | SYSNURSECALL-Hill-Rom-NaviCare | SYSNURSECALL | NaviCare |  |  |  | Hill-Rom | System, Nurse Call |  | SYSNURSECALL-Hill-Rom-NaviCare |  | 11/2/20 |  |  | Not Covered Vendor Only - Biomedical | MHHS-Northeast | [8 empty] | SYSNURSECALL | System, Nurse Call | Hill-Rom
NO | YES |  |  |  | 142-07941 | 142-07941 | Hill-Rom Services, Inc. | NAVICARE GRS-10 |  | 11S1864990YK12W808506L | NE-4 West Tower | MHHS-Northeast |  | System, Nurse Call |  | 142-07941 | 142-07941 | Katy | MHHS-Northeast | NE-4 West Tower |  | 10/1/19 | 10/1/20 |  |  | HOSPITAL COMMUNICATION SYSTEMS, NURSE CALL | System, Nurse Call | SYSNURSECALL-Hill-Rom-NaviCare | SYSNURSECALL | NaviCare |  |  |  | Hill-Rom | System, Nurse Call |  | SYSNURSECALL-Hill-Rom-NaviCare |  | 7/2/20 |  |  | Not Covered Vendor Only - Biomedical | MHHS-Northeast | [8 empty] | SYSNURSECALL | System, Nurse Call | Hill-Rom
NO | YES |  |  |  | 142-07952 | 142-07952 | Hill-Rom Services, Inc. | NAVICARE GRS-10 |  | 11S1864990YK12W808506H | NE - 4 WEST TOWER | MHHS-Northeast |  | System, Nurse Call |  | 142-07952 | 142-07952 | Katy |  | NE - 4 WEST TOWER | Med surg |  |  |  |  | HOSPITAL COMMUNICATION SYSTEMS, NURSE CALL |  | SYSNURSECALL-Hill-Rom-NaviCare | SYSNURSECALL | NaviCare |  |  |  | Hill-Rom | System, Nurse Call |  | SYSNURSECALL-Hill-Rom-NaviCare |  |  |  |  | Not Covered Vendor Only - Biomedical | MHHS-Northeast
NO | YES |  |  |  | 142-06722 | 142-06722 | Hill-Rom Services, Inc. | NAVICARE GRS-10 |  | 1864990YK11W525001T | NE-Clinical Decision Unit | MHHS-Northeast |  | System, Nurse Call |  | 142-06722 | 142-06722 | Katy | MHHS-Northeast | NE-Clinical Decision Unit | Decision Unit | 12/1/18 | 12/1/19 |  |  | HOSPITAL COMMUNICATION SYSTEMS, NURSE CALL | System, Nurse Call | SYSNURSECALL-Hill-Rom-NaviCare | SYSNURSECALL | NaviCare |  |  |  | Hill-Rom | System, Nurse Call |  | SYSNURSECALL-Hill-Rom-NaviCare |  | 1/10/18 |  |  | Covered PM Repair - Biomedical | MHHS-Northeast | [8 empty] | SYSNURSECALL | System, Nurse Call | Hill-Rom
NO | YES |  |  |  | 142-06824 | 142-06824 | Hill-Rom Services, Inc. | NAVICARE GRS-10 |  | 1864990YK12W631305K | NE - CLINICAL DECISION UNIT | MHHS-Northeast |  | System, Nurse Call |  | 142-06824 | 142-06824 | Katy |  | NE - CLINICAL DECISION UNIT | [5 empty] | HOSPITAL COMMUNICATION SYSTEMS, NURSE CALL |  | SYSNURSECALL-Hill-Rom-NaviCare | SYSNURSECALL | NaviCare |  |  |  | Hill-Rom | System, Nurse Call |  | SYSNURSECALL-Hill-Rom-NaviCare |  |  |  |  | Not Covered Vendor Only - Biomedical | MHHS-Northeast
NO | YES |  |  |  | 142-08229 | 142-08229 | Hill-Rom Services, Inc. | NAVICARE GRS-10 |  | 39186SEWIS | NE-Endoscopy | MHHS-Northeast |  | System, Nurse Call |  | 142-08229 | 142-08229 | Katy | MHHS-Northeast | NE-Endoscopy | Peocedure room 1 | 4/1/19 | 4/1/20 |  |  | HOSPITAL COMMUNICATION SYSTEMS, NURSE CALL | System, Nurse Call | SYSNURSECALL-Hill-Rom-NaviCare | SYSNURSECALL | NaviCare |  |  |  | Hill-Rom | System, Nurse Call |  | SYSNURSECALL-Hill-Rom-NaviCare |  | 11/2/20 |  |  | Not Covered Vendor Only - Biomedical | MHHS-Northeast | [8 empty] | SYSNURSECALL | System, Nurse Call | Hill-Rom
NO | YES |  |  |  | 142-08227 | 142-08227 | Hill-Rom Services, Inc. | NAVICARE GRS-10 |  | 43183JBWIS | NE-ER | MHHS-Northeast |  | System, Nurse Call |  | 142-08227 | 142-08227 | Katy | MHHS-Northeast | NE-ER |  | 4/1/19 | 4/1/20 |  |  | HOSPITAL COMMUNICATION SYSTEMS, NURSE CALL | System, Nurse Call | SYSNURSECALL-Hill-Rom-NaviCare | SYSNURSECALL | NaviCare |  |  |  | Hill-Rom | System, Nurse Call |  | SYSNURSECALL-Hill-Rom-NaviCare |  | 8/3/16 |  |  | Covered PM Repair - Biomedical | MHHS-Northeast | [8 empty] | SYSNURSECALL | System, Nurse Call | Hill-Rom
NO | YES |  |  |  | 142-08236 | 142-08236 | Hill-Rom Services, Inc. | NAVICARE GRS-10 |  | 20180ZMWIS | NE-ICU | MHHS-Northeast |  | System, Nurse Call |  | 142-08236 | 142-08236 | Katy | MHHS-Northeast | NE-ICU | Station | 5/1/19 | 5/1/20 |  |  | HOSPITAL COMMUNICATION SYSTEMS, NURSE CALL | System, Nurse Call | SYSNURSECALL-Hill-Rom-NaviCare | SYSNURSECALL | NaviCare |  |  |  | Hill-Rom | System, Nurse Call |  | SYSNURSECALL-Hill-Rom-NaviCare |  | 8/5/19 |  |  | Covered PM Repair - Biomedical | MHHS-Northeast | [8 empty] | SYSNURSECALL | System, Nurse Call | Hill-Rom
NO | YES |  |  |  | 142-08238 | 142-08238 | Hill-Rom Services, Inc. | NAVICARE GRS-10 |  | 11180WYWIS | NE-IMU1 | MHHS-Northeast |  | System, Nurse Call |  | 142-08238 | 142-08238 | Katy | MHHS-Northeast | NE-IMU1 |  | 5/1/19 | 5/1/20 |  |  | HOSPITAL COMMUNICATION SYSTEMS, NURSE CALL | System, Nurse Call | SYSNURSECALL-Hill-Rom-NaviCare | SYSNURSECALL | NaviCare |  |  |  | Hill-Rom | System, Nurse Call |  | SYSNURSECALL-Hill-Rom-NaviCare |  | 8/5/19 |  |  | Covered PM Repair - Biomedical | MHHS-Northeast | [8 empty] | SYSNURSECALL | System, Nurse Call | Hill-Rom
NO | YES |  |  |  | 142-08237 | 142-08237 | Hill-Rom Services, Inc. | NAVICARE GRS-10 |  | 201810AWIS | NE-IMU2 | MHHS-Northeast |  | System, Nurse Call |  | 142-08237 | 142-08237 | Katy | MHHS-Northeast | NE-IMU2 | Station | 5/1/19 |  |  |  | HOSPITAL COMMUNICATION SYSTEMS, NURSE CALL | System, Nurse Call | SYSNURSECALL-Hill-Rom-NaviCare | SYSNURSECALL | NaviCare |  |  |  | Hill-Rom | System, Nurse Call |  | SYSNURSECALL-Hill-Rom-NaviCare |  |  |  |  | Covered PM Repair - Biomedical | MHHS-Northeast | [8 empty] | SYSNURSECALL | System, Nurse Call | Hill-Rom
NO | YES |  |  |  | 142-07367 | 142-07367 | Hill-Rom Services, Inc. | NAVICARE GRS-10 |  | 421722JWIS | NE-Labor & Delivery | MHHS-Northeast |  | System, Nurse Call |  | 142-07367 | 142-07367 | Katy | MHHS-Northeast | NE-Labor & Delivery |  | 5/1/18 | 5/1/19 |  |  | HOSPITAL COMMUNICATION SYSTEMS, NURSE CALL | System, Nurse Call | SYSNURSECALL-Hill-Rom-NaviCare | SYSNURSECALL | NaviCare |  |  |  | Hill-Rom | System, Nurse Call |  | SYSNURSECALL-Hill-Rom-NaviCare |  |  |  |  | Covered PM Repair - Biomedical | MHHS-Northeast | [8 empty] | SYSNURSECALL | System, Nurse Call | Hill-Rom
NO | YES |  |  |  | 142-06779 | 142-06779 | Hill-Rom Services, Inc. | NAVICARE GRS-10 |  | 311805GWIS/5CFF35C13681 | NE-Mother & Baby | MHHS-Northeast |  | System, Nurse Call |  | 142-06779 | 142-06779 | Katy | MHHS-Northeast | NE-Mother & Baby |  | 2/1/19 | 2/1/20 |  |  | HOSPITAL COMMUNICATION SYSTEMS, NURSE CALL | System, Nurse Call | SYSNURSECALL-Hill-Rom-NaviCare | SYSNURSECALL | NaviCare |  |  |  | Hill-Rom | System, Nurse Call |  | SYSNURSECALL-Hill-Rom-NaviCare |  | 4/7/20 |  |  | Not Covered Vendor Only - Biomedical | MHHS-Northeast | [8 empty] | SYSNURSECALL | System, Nurse Call | Hill-Rom
NO | YES |  |  |  | 142-06778 | 142-06778 | Hill-Rom Services, Inc. | NAVICARE GRS-10 |  | 051828NWIS/5CFF35C07B86 | NE-NICU | MHHS-Northeast |  | System, Nurse Call |  | 142-06778 | 142-06778 | Katy | MHHS-Northeast | NE-NICU |  | 2/1/19 | 2/1/20 |  |  | HOSPITAL COMMUNICATION SYSTEMS, NURSE CALL | System, Nurse Call | SYSNURSECALL-Hill-Rom-NaviCare | SYSNURSECALL | NaviCare |  |  |  | Hill-Rom | System, Nurse Call |  | SYSNURSECALL-Hill-Rom-NaviCare |  | 4/7/20 |  |  | Not Covered Vendor Only - Biomedical | MHHS-Northeast | [8 empty] | SYSNURSECALL | System, Nurse Call | Hill-Rom
NO | YES |  |  |  |  | 142-06047 | Hill-Rom Services, Inc. | NAVICARE GRS-10 |  | 33140YJWIS/000AE41B0D1C | NE-OR Holding | MHHS-Northeast |  | System, Nurse Call |  |  | 142-06047 | Katy | MHHS-Northeast | NE-OR Holding | Procedure room |  |  |  |  | HOSPITAL COMMUNICATION SYSTEMS, NURSE CALL | System, Nurse Call | SYSNURSECALL-Hill-Rom-NaviCare | SYSNURSECALL | NaviCare |  |  |  | Hill-Rom | System, Nurse Call |  | SYSNURSECALL-Hill-Rom-NaviCare |  | 9/3/20 |  |  | Not Covered Vendor Only - Biomedical | MHHS-Northeast | [8 empty] | SYSNURSECALL | System, Nurse Call | Hill-Rom
NO | YES |  |  |  | 142-08239 | 142-08239 | Hill-Rom Services, Inc. | NAVICARE GRS-10 |  | 02131NXWIS | NE-PACU | MHHS-Northeast |  | System, Nurse Call |  | 142-08239 | 142-08239 | Katy | MHHS-Northeast | NE-PACU |  | 5/1/19 | 5/1/20 |  |  | HOSPITAL COMMUNICATION SYSTEMS, NURSE CALL | System, Nurse Call | SYSNURSECALL-Hill-Rom-NaviCare | SYSNURSECALL | NaviCare |  |  |  | Hill-Rom | System, Nurse Call |  | SYSNURSECALL-Hill-Rom-NaviCare |  | 3/11/15 |  |  | Covered PM Repair - Biomedical | MHHS-Northeast | [8 empty] | SYSNURSECALL | System, Nurse Call | Hill-Rom
NO | YES |  |  |  | 142-08228 | 142-08228 | Hill-Rom Services, Inc. | NAVICARE GRS-10 |  | 43183G5WIS | NE-Radiology | MHHS-Northeast |  | System, Nurse Call |  | 142-08228 | 142-08228 | Katy | MHHS-Northeast | NE-Radiology | X-Ray Control Room | 4/1/19 | 4/1/20 |  |  | HOSPITAL COMMUNICATION SYSTEMS, NURSE CALL | System, Nurse Call | SYSNURSECALL-Hill-Rom-NaviCare | SYSNURSECALL | NaviCare |  |  |  | Hill-Rom | System, Nurse Call |  | SYSNURSECALL-Hill-Rom-NaviCare |  | 3/11/15 |  |  | Covered PM Repair - Biomedical | MHHS-Northeast | [8 empty] | SYSNURSECALL | System, Nurse Call | Hill-Rom
NO | YES |  |  |  |  | 099-01904 | Hill-Rom Services, Inc. | NAVICARE GRS-10 |  | 000AE418D821 | MH MG-(NE)-Summer Creek CCC | MHHS-Summer Creek CCC |  | System, Nurse Call |  |  | 099-01904 | Katy | MHHS-MG | MH MG-(NE)-Summer Creek CCC | Nurses station | 3/1/18 | 3/1/19 |  |  | HOSPITAL COMMUNICATION SYSTEMS, NURSE CALL | System, Nurse Call | SYSNURSECALL-Hill-Rom-NaviCare | SYSNURSECALL | NaviCare |  |  |  | Hill-Rom | System, Nurse Call |  | SYSNURSECALL-Hill-Rom-NaviCare |  |  |  |  | Covered PM Repair - Biomedical | MHHS-Summer Creek CCC | [8 empty] | SYSNURSECALL | System, Nurse Call | Hill-Rom
NO | YES |  |  |  | 013-19973 | 013-19973 | Hill-Rom Services, Inc. | NAVICARE GRS-10 |  | 1864990YK12W81450A5 | SW-Endoscopy | MHHS-Southwest |  | System, Nurse Call |  | 013-19973 | 013-19973 | Southwest | MHHS-Southwest | SW-Endoscopy | Bay 4 | 2/1/19 |  | 2/1/20 |  | HOSPITAL COMMUNICATION SYSTEMS, NURSE CALL | System, Nurse Call | SYSNURSECALL-Hill-Rom-NaviCare | SYSNURSECALL | NaviCare |  |  |  | Hill-Rom | System, Nurse Call |  | SYSNURSECALL-Hill-Rom-NaviCare |  | 4/1/19 |  |  | Covered PM Repair - Biomedical | MHHS-Southwest | [8 empty] | SYSNURSECALL | System, Nurse Call | Hill-Rom
NO | YES |  |  |  | 013-19974 | 013-19974 | Hill-Rom Services, Inc. | NAVICARE GRS-10 |  | 1864990YK12W81450AK | SW-Endoscopy | MHHS-Southwest |  | System, Nurse Call |  | 013-19974 | 013-19974 | Southwest | MHHS-Southwest | SW-Endoscopy | Nurses Station | 2/1/19 |  | 2/1/20 |  | HOSPITAL COMMUNICATION SYSTEMS, NURSE CALL | System, Nurse Call | SYSNURSECALL-Hill-Rom-NaviCare | SYSNURSECALL | NaviCare |  |  |  | Hill-Rom | System, Nurse Call |  | SYSNURSECALL-Hill-Rom-NaviCare |  | 4/1/19 |  |  | Covered PM Repair - Biomedical | MHHS-Southwest | [8 empty] | SYSNURSECALL | System, Nurse Call | Hill-Rom
NO | YES |  |  |  | 013-19975 | 013-19975 | Hill-Rom Services, Inc. | NAVICARE GRS-10 |  |  | SW-Endoscopy | MHHS-Southwest |  | System, Nurse Call |  | 013-19975 | 013-19975 | Southwest | MHHS-Southwest | SW-Endoscopy | Nurse station |  |  |  |  | HOSPITAL COMMUNICATION SYSTEMS, NURSE CALL | System, Nurse Call | SYSNURSECALL-Hill-Rom-NaviCare | SYSNURSECALL | NaviCare |  |  |  | Hill-Rom | System, Nurse Call |  | SYSNURSECALL-Hill-Rom-NaviCare |  |  |  |  | Covered PM Repair - Biomedical | MHHS-Southwest | [8 empty] | SYSNURSECALL | System, Nurse Call | Hill-Rom
NO | YES |  |  |  | 013-19956 | 013-19956 | Hill-Rom Services, Inc. | NAVICARE GRS-10 |  | NSN | SW-ICU | MHHS-Southwest |  | System, Nurse Call |  | 013-19956 | 013-19956 | Southwest | MHHS-Southwest | SW-ICU | ICU HALLWAY | 6/1/18 |  | 6/1/19 |  | HOSPITAL COMMUNICATION SYSTEMS, NURSE CALL | System, Nurse Call | SYSNURSECALL-Hill-Rom-NaviCare | SYSNURSECALL | NaviCare |  |  |  | Hill-Rom | System, Nurse Call |  | SYSNURSECALL-Hill-Rom-NaviCare |  |  |  |  | Covered PM Repair - Biomedical | MHHS-Southwest | [8 empty] | SYSNURSECALL | System, Nurse Call | Hill-Rom
NO | YES |  |  |  | 013-19957 | 013-19957 | Hill-Rom Services, Inc. | NAVICARE GRS-10 |  |  | ICU D | MHHS-Southwest |  | System, Nurse Call |  | 013-19957 | 013-19957 | Southwest | Memorial Hermann Southwest Hospital | ICU D |  | 6/1/19 |  | 6/1/20 |  | HOSPITAL COMMUNICATION SYSTEMS, NURSE CALL | System, Nurse Call | SYSNURSECALL-Hill-Rom-NaviCare | SYSNURSECALL | NaviCare |  |  |  | Hill-Rom | System, Nurse Call |  | SYSNURSECALL-Hill-Rom-NaviCare |  |  |  |  | Covered PM Repair - Biomedical | MHHS-Southwest | [8 empty] | SYSNURSECALL | System, Nurse Call | Hill-Rom
NO | YES |  |  |  | 013-11961 | 013-11961 | Hill-Rom Services, Inc. | NAVICARE GRS-10 |  | F349AA0188 | SW-Labor | MHHS-Southwest |  | System, Nurse Call |  | 013-11961 | 013-11961 | Southwest | MHHS-Southwest | SW-Labor | LDR7 |  |  |  |  | HOSPITAL COMMUNICATION SYSTEMS, NURSE CALL | System, Nurse Call | SYSNURSECALL-Hill-Rom-NaviCare | SYSNURSECALL | NaviCare |  |  |  | Hill-Rom | System, Nurse Call |  | SYSNURSECALL-Hill-Rom-NaviCare |  | 4/1/19 |  |  | Covered PM Repair - Biomedical | MHHS-Southwest | [8 empty] | SYSNURSECALL | System, Nurse Call | Hill-Rom
NO | YES |  |  |  | 013-19464 | 013-19464 | Hill-Rom Services, Inc. | NAVICARE GRS-10 |  | 43t1866yk19w93271aj | SW-Med/Surg 6 | MHHS-Southwest |  | System, Nurse Call |  | 013-19464 | 013-19464 | Southwest | MHHS-Southwest | SW-Med/Surg 6 | Floor 6 | 7/1/18 |  |  |  | HOSPITAL COMMUNICATION SYSTEMS, NURSE CALL | System, Nurse Call | SYSNURSECALL-Hill-Rom-NaviCare | SYSNURSECALL | NaviCare |  |  |  | Hill-Rom | System, Nurse Call |  | SYSNURSECALL-Hill-Rom-NaviCare |  |  |  |  | Covered PM Repair - Biomedical | MHHS-Southwest | [8 empty] | SYSNURSECALL | System, Nurse Call | Hill-Rom
NO | YES |  |  |  | 013-19826 | 013-19826 | Hill-Rom Services, Inc. | NAVICARE GRS-10 |  | 08110Z7WIS/001A6482D033 | SW-Rehab | MHHS-Southwest |  | System, Nurse Call |  | 013-19826 | 013-19826 | Southwest | MHHS-Southwest | SW-Rehab | Floor 8 | 7/1/18 |  |  |  | HOSPITAL COMMUNICATION SYSTEMS, NURSE CALL | System, Nurse Call | SYSNURSECALL-Hill-Rom-NaviCare | SYSNURSECALL | NaviCare |  |  |  | Hill-Rom | System, Nurse Call |  | SYSNURSECALL-Hill-Rom-NaviCare |  |  |  |  | Covered PM Repair - Biomedical | MHHS-Southwest | [8 empty] | SYSNURSECALL | System, Nurse Call | Hill-Rom
NO | YES |  |  |  | 013-19943 | 013-19943 | Hill-Rom Services, Inc. | NAVICARE GRS-10 |  |  | OPID-(SW)-Southwest Bc-450 (Mp1) | MHHS-Southwest |  | System, Nurse Call |  | 013-19943 | 013-19943 | Southwest | MHHS-Others | OPID-(SW)-Southwest Bc-450 (Mp1) | Breast Center | 1/1/19 |  |  |  | HOSPITAL COMMUNICATION SYSTEMS, NURSE CALL | System, Nurse Call | SYSNURSECALL-Hill-Rom-NaviCare | SYSNURSECALL | NaviCare |  |  |  | Hill-Rom | System, Nurse Call |  | SYSNURSECALL-Hill-Rom-NaviCare |  |  |  |  | Covered PM Repair - Biomedical | MHHS-Southwest | [8 empty] | SYSNURSECALL | System, Nurse Call | Hill-Rom
NO | YES | [5 empty] | Hill-Rom Services, Inc. | NAVICARE GRS-10 |  | 11S43T1866YK19W93271AM | SW-Med/Surg 6 | MHHS-Southwest |  | System, Nurse Call |  |  |  | Southwest | MHHS-Southwest | SW-Med/Surg 6 | Floor 6 | 7/1/18 |  |  |  | HOSPITAL COMMUNICATION SYSTEMS, NURSE CALL | System, Nurse Call | SYSNURSECALL-Hill-Rom-NaviCare | SYSNURSECALL | NaviCare |  |  |  | Hill-Rom | System, Nurse Call |  | SYSNURSECALL-Hill-Rom-NaviCare |  |  |  |  | Covered PM Repair - Biomedical | MHHS-Southwest | [8 empty] | SYSNURSECALL | System, Nurse Call | Hill-Rom
NO | YES | [5 empty] | Hill-Rom Services, Inc. | NAVICARE GRS-10 |  | 450900LWIS/001A6482761C | SW-ICU | MHHS-Southwest |  | System, Nurse Call |  |  |  | Southwest | MHHS-Southwest | SW-ICU | E Wing nurse station | 7/1/18 |  |  |  | HOSPITAL COMMUNICATION SYSTEMS, NURSE CALL | System, Nurse Call | SYSNURSECALL-Hill-Rom-NaviCare | SYSNURSECALL | NaviCare |  |  |  | Hill-Rom | System, Nurse Call |  | SYSNURSECALL-Hill-Rom-NaviCare |  |  |  |  | Covered PM Repair - Biomedical | MHHS-Southwest | [8 empty] | SYSNURSECALL | System, Nurse Call | Hill-Rom
NO | YES |  |  |  |  | 013-19458 | Hill-Rom Services, Inc. | NAVICARE GRS-10 |  | 25100H7WIS001A64829C99 | SW-Med/Surg 6 | MHHS-Southwest |  | System, Nurse Call |  |  | 013-19458 | Southwest | MHHS-Southwest | SW-Med/Surg 6 | Floor 6 | 9/1/19 |  |  |  | HOSPITAL COMMUNICATION SYSTEMS, NURSE CALL | System, Nurse Call | SYSNURSECALL-Hill-Rom-NaviCare | SYSNURSECALL | NaviCare |  |  |  | Hill-Rom | System, Nurse Call |  | SYSNURSECALL-Hill-Rom-NaviCare |  |  |  |  | Covered PM Repair - Biomedical | MHHS-Southwest | [8 empty] | SYSNURSECALL | System, Nurse Call | Hill-Rom
NO | YES |  |  |  | 013-19937 | 013-19937 | Hill-Rom Services, Inc. | NAVICARE GRS-10 |  | 311806VWIS/5CFF35C136AE | SW-Preop | MHHS-Southwest |  | System, Nurse Call |  | 013-19937 | 013-19937 | Southwest | MHHS-Southwest | SW-Preop | Nurses Station | 1/1/19 |  | 1/1/20 |  | HOSPITAL COMMUNICATION SYSTEMS, NURSE CALL | System, Nurse Call | SYSNURSECALL-Hill-Rom-NaviCare | SYSNURSECALL | NaviCare |  |  |  | Hill-Rom | System, Nurse Call |  | SYSNURSECALL-Hill-Rom-NaviCare |  |  |  |  | Covered PM Repair - Biomedical | MHHS-Southwest | [8 empty] | SYSNURSECALL | System, Nurse Call | Hill-Rom
NO | YES |  |  |  | 129-07688 | 129-07688 | Hill-Rom Services, Inc. | NAVICARE GRS-10 |  | 1864990YK12W7202007 | Sugar Land-Med/Surg-East 4th | MHHS-Sugarland |  | System, Nurse Call |  | 129-07688 | 129-07688 | Sugar Land | MHHS-Sugarland | Sugar Land-Med/Surg-East 4th | Nurses Station | 10/1/19 |  |  |  | HOSPITAL COMMUNICATION SYSTEMS, NURSE CALL | System, Nurse Call | SYSNURSECALL-Hill-Rom-NaviCare | SYSNURSECALL | NaviCare |  |  |  | Hill-Rom | System, Nurse Call |  | SYSNURSECALL-Hill-Rom-NaviCare |  | 8/23/17 |  |  | Covered PM Repair - Biomedical | MHHS-Sugarland | [8 empty] | SYSNURSECALL | System, Nurse Call | Hill-Rom
NO | YES | Asset Tag 129-06841 |  |  | 129-06841 | 129-06841 | Hill-Rom Services, Inc. | NAVICARE GRS-10 |  | AGAS-03615551WIS | Sugar Land-Nurse Call | MHHS-Sugarland |  | System, Nurse Call |  | 129-06841 | 129-06841 | Sugar Land | MHHS-Sugarland | Sugar Land-Nurse Call |  | 10/17/17 |  |  |  | HOSPITAL COMMUNICATION SYSTEMS, NURSE CALL | System, Nurse Call | SYSNURSECALL-Hill-Rom-NaviCare | SYSNURSECALL | NaviCare |  |  |  | Hill-Rom | System, Nurse Call |  | SYSNURSECALL-Hill-Rom-NaviCare |  |  | Finished from Script 3/27/2020 12:11:52pm (Central) |  | Covered PM Repair - Biomedical | MHHS-Sugarland | [8 empty] | SYSNURSECALL | System, Nurse Call | Hill-Rom
NO | YES |  |  |  | 129-06843 | 129-06843 | Hill-Rom Services, Inc. | NAVICARE GRS-10 |  | AGAS-0361556CWIS | Sugar Land-Nurse Call | MHHS-Sugarland |  | System, Nurse Call |  | 129-06843 | 129-06843 | Sugar Land | MHHS-Sugarland | Sugar Land-Nurse Call |  | 11/1/19 | 11/1/20 |  |  | HOSPITAL COMMUNICATION SYSTEMS, NURSE CALL | System, Nurse Call | SYSNURSECALL-Hill-Rom-NaviCare | SYSNURSECALL | NaviCare |  |  |  | Hill-Rom | System, Nurse Call |  | SYSNURSECALL-Hill-Rom-NaviCare |  | 12/28/12 |  |  | Covered PM Repair - Biomedical | MHHS-Sugarland | [8 empty] | SYSNURSECALL | System, Nurse Call | Hill-Rom
NO | YES |  |  |  | 129-06844 | 129-06844 | Hill-Rom Services, Inc. | NAVICARE GRS-10 |  | AGAS-042150JLWIS | Sugar Land-Nurse Call | MHHS-Sugarland |  | System, Nurse Call |  | 129-06844 | 129-06844 | Sugar Land | MHHS-Sugarland | Sugar Land-Nurse Call | Nurses Station | 10/1/19 |  |  |  | HOSPITAL COMMUNICATION SYSTEMS, NURSE CALL | System, Nurse Call | SYSNURSECALL-Hill-Rom-NaviCare | SYSNURSECALL | NaviCare |  |  |  | Hill-Rom | System, Nurse Call |  | SYSNURSECALL-Hill-Rom-NaviCare |  |  |  |  | Covered PM Repair - Biomedical | MHHS-Sugarland | [8 empty] | SYSNURSECALL | System, Nurse Call | Hill-Rom
NO | YES |  |  |  | 129-06845 | 129-06845 | Hill-Rom Services, Inc. | NAVICARE GRS-10 |  | AGAS-042150KPWIS | Sugar Land-Nurse Call | MHHS-Sugarland |  | System, Nurse Call |  | 129-06845 | 129-06845 | Sugar Land | MHHS-Sugarland | Sugar Land-Nurse Call |  | 10/1/19 | 10/1/20 |  |  | HOSPITAL COMMUNICATION SYSTEMS, NURSE CALL | System, Nurse Call | SYSNURSECALL-Hill-Rom-NaviCare | SYSNURSECALL | NaviCare |  |  |  | Hill-Rom | System, Nurse Call |  | SYSNURSECALL-Hill-Rom-NaviCare |  |  |  |  | Covered PM Repair - Biomedical | MHHS-Sugarland | [8 empty] | SYSNURSECALL | System, Nurse Call | Hill-Rom
NO | YES |  |  |  | 129-07176 | 129-07176 | Hill-Rom Services, Inc. | NAVICARE GRS-10 |  | AGAS-0041634FWIS | Sugar Land-Nurse Call | MHHS-Sugarland |  | System, Nurse Call |  | 129-07176 | 129-07176 | Sugar Land | MHHS-Sugarland | Sugar Land-Nurse Call |  | 10/1/19 | 10/1/20 |  |  | HOSPITAL COMMUNICATION SYSTEMS, NURSE CALL | System, Nurse Call | SYSNURSECALL-Hill-Rom-NaviCare | SYSNURSECALL | NaviCare |  |  |  | Hill-Rom | System, Nurse Call |  | SYSNURSECALL-Hill-Rom-NaviCare |  |  |  |  | Covered PM Repair - Biomedical | MHHS-Sugarland | [8 empty] | SYSNURSECALL | System, Nurse Call | Hill-Rom
NO | YES |  |  |  | 129-06166 | 129-06166 | Hill-Rom Services, Inc. | NAVICARE GRS-10 |  | 1864990YK10W502303V | SP CCC - (SL) - EMERGENCY ROOM | MHHS-Sienna Plantation CCC |  | System, Nurse Call |  | 129-06166 | 129-06166 | Sugar Land | MHHS-Others | SP CCC - (SL) - EMERGENCY ROOM | Nurses Station | 5/1/19 |  | 5/1/20 |  | HOSPITAL COMMUNICATION SYSTEMS, NURSE CALL | System, Nurse Call | SYSNURSECALL-Hill-Rom-NaviCare | SYSNURSECALL | NaviCare |  |  |  | Hill-Rom | System, Nurse Call |  | SYSNURSECALL-Hill-Rom-NaviCare |  |  |  |  | Covered PM Repair - Biomedical | MHHS-Sienna Plantation CCC | [8 empty] | SYSNURSECALL | System, Nurse Call | Hill-Rom
NO | YES |  |  |  | 029-10954 | 029-10954 | Hill-Rom Services, Inc. | NAVICARE GRS-10 |  | AGAS-036155AFWIS | Woodlands-PCU5 | MHHS-Woodlands |  | System, Nurse Call |  | 029-10954 | 029-10954 | Woodlands | MHHS-Woodlands | Woodlands-PCU5 | Nurse Station 1 |  |  |  | No p.m. | HOSPITAL COMMUNICATION SYSTEMS, NURSE CALL | System, Nurse Call | SYSNURSECALL-Hill-Rom-NaviCare | SYSNURSECALL | NaviCare |  |  |  | Hill-Rom | System, Nurse Call |  | SYSNURSECALL-Hill-Rom-NaviCare |  |  |  |  | Covered PM Repair - Biomedical | MHHS-Woodlands | [8 empty] | SYSNURSECALL | System, Nurse Call | Hill-Rom
NO | YES |  |  |  | 029-10957 | 029-10957 | Hill-Rom Services, Inc. | NAVICARE GRS-10 |  | AGAS-036155B7WIS | Woodlands-PCU5 | MHHS-Woodlands |  | System, Nurse Call |  | 029-10957 | 029-10957 | Woodlands | MHHS-Woodlands | Woodlands-PCU5 | 5th Floor / Nuse Station 3 |  |  |  | No p.m. | HOSPITAL COMMUNICATION SYSTEMS, NURSE CALL | System, Nurse Call | SYSNURSECALL-Hill-Rom-NaviCare | SYSNURSECALL | NaviCare |  |  |  | Hill-Rom | System, Nurse Call |  | SYSNURSECALL-Hill-Rom-NaviCare |  |  |  |  | Covered PM Repair - Biomedical | MHHS-Woodlands | [8 empty] | SYSNURSECALL | System, Nurse Call | Hill-Rom
NO | YES |  |  |  | 029-10742 | 029-10742 | Hill-Rom Services, Inc. | NAVICARE GRS-10 |  | AGAS-042150JKWIS | Woodlands-CVICU | MHHS-Woodlands |  | System, Nurse Call |  | 029-10742 | 029-10742 | Woodlands | MHHS-Woodlands | Woodlands-CVICU | Nersing station | 11/1/19 |  | 11/1/20 |  | HOSPITAL COMMUNICATION SYSTEMS, NURSE CALL | System, Nurse Call | SYSNURSECALL-Hill-Rom-NaviCare | SYSNURSECALL | NaviCare |  |  |  | Hill-Rom | System, Nurse Call |  | SYSNURSECALL-Hill-Rom-NaviCare |  | 3/25/14 |  |  | Covered PM Repair - Biomedical | MHHS-Woodlands | [8 empty] | SYSNURSECALL | System, Nurse Call | Hill-Rom
NO | YES |  |  |  | 029-10368 | 029-10368 | Hill-Rom Services, Inc. | NAVICARE GRS-10 |  | 03615591WIS | Woodlands-ER | MHHS-Woodlands |  | System, Nurse Call |  | 029-10368 | 029-10368 | Woodlands | MHHS-Woodlands | Woodlands-ER | Nurses Station | 9/1/19 |  | 9/1/20 |  | HOSPITAL COMMUNICATION SYSTEMS, NURSE CALL | System, Nurse Call | SYSNURSECALL-Hill-Rom-NaviCare | SYSNURSECALL | NaviCare |  |  |  | Hill-Rom | System, Nurse Call |  | SYSNURSECALL-Hill-Rom-NaviCare |  | 3/25/14 |  |  | Covered PM Repair - Biomedical | MHHS-Woodlands | [8 empty] | SYSNURSECALL | System, Nurse Call | Hill-Rom
NO | YES |  |  |  | 029-32447 | 029-32447 | Hill-Rom Services, Inc. | NAVICARE GRS-10 |  | 1864990YK12W831707L | Woodlands-Neurology | MHHS-Woodlands |  | System, Nurse Call |  | 029-32447 | 029-32447 | Woodland memorial hospital | MHHS-Woodlands | Woodlands-Neurology | Neuroscience nurse station |  |  |  |  | HOSPITAL COMMUNICATION SYSTEMS, NURSE CALL | System, Nurse Call | SYSNURSECALL-Hill-Rom-NaviCare | SYSNURSECALL | NaviCare |  |  |  | Hill-Rom | System, Nurse Call |  | SYSNURSECALL-Hill-Rom-NaviCare |  |  |  |  | Covered PM Repair - Biomedical | MHHS-Woodlands | [8 empty] | SYSNURSECALL | System, Nurse Call | Hill-Rom
NO | YES |  |  |  | 029-08896 | 029-08896 | Hill-Rom Services, Inc. | NAVICARE GRS-10 |  | 32110AWIS000 | Woodlands-PACU | MHHS-Woodlands |  | System, Nurse Call |  | 029-08896 | 029-08896 | Woodlands | MHHS-Woodlands | Woodlands-PACU | Nurse Station | 9/1/19 |  | 9/1/20 |  | HOSPITAL COMMUNICATION SYSTEMS, NURSE CALL | System, Nurse Call | SYSNURSECALL-Hill-Rom-NaviCare | SYSNURSECALL | NaviCare |  |  |  | Hill-Rom | System, Nurse Call |  | SYSNURSECALL-Hill-Rom-NaviCare |  | 2/9/18 |  |  | Covered PM Repair - Biomedical | MHHS-Woodlands | [8 empty] | SYSNURSECALL | System, Nurse Call | Hill-Rom
NO | YES |  |  |  | 029-08780 | 029-08780 | Hill-Rom Services, Inc. | NAVICARE GRS-10 |  | 43T1866YK1AW31070EM | TIRR-Woodlands Inpatient | MHHS-Woodlands |  | System, Nurse Call |  | 029-08780 | 029-08780 | Woodlands | MHHS-Others | TIRR-Woodlands Inpatient | Joint Center | 10/1/19 |  |  |  | HOSPITAL COMMUNICATION SYSTEMS, NURSE CALL | System, Nurse Call | SYSNURSECALL-Hill-Rom-NaviCare | SYSNURSECALL | NaviCare |  |  |  | Hill-Rom | System, Nurse Call |  | SYSNURSECALL-Hill-Rom-NaviCare |  |  |  |  | Covered PM Repair - Biomedical | MHHS-Woodlands | [8 empty] | SYSNURSECALL | System, Nurse Call | Hill-Rom
NO | YES |  |  |  | 099-00246 | 099-00246 | Hill-Rom Services, Inc. | NAVICARE GRS-10 |  | K306AD7745 | Katy-Central Supply |  |  |  |  | 099-00246 | 099-00246 | Katy | MHHS-Katy | Katy-Central Supply | Pediatrics |  |  |  | No pm
NO | YES |  |  |  | 099-01485 | 099-01485 | Hill-Rom Services, Inc. | NAVICARE GRS-10 |  | 43T1866YK1BW405002D | 2nd floor |  |  |  |  | 099-01485 | 099-01485 |  |  | 2nd floor | Medsurge |  |  |  | No pm
YES | YES |  |  |  | 029-13707 | 029-13707 | Hill-Rom Services, Inc. | NAVICARE GRS-10 |  |  | WOODLANDS - East Tower 5 |  |  |  |  | 029-13707 | 029-13707 | Woodlands | Memorial Hermann Hospital Woodlands | WOODLANDS - East Tower 5 | Nurse Station 2
NO | YES |  |  |  | 013-19970 | 013-19970 | Hill-Rom Services, Inc. | NAVICARE GRS-10 |  | 1864990YK12W8145AH | SW-Preop |  |  |  |  | 013-19970 | 013-19970 | Southwest | MHHS-Southwest | SW-Preop | Nurses Station | 2/1/19 |  | 2/1/20
NO | YES | Serial Number Cnf |  |  | 041-32108 | 041-32108 | Hill-Rom Services, Inc. | NAVICARE GRS-10 |  | Cnf | [5 empty] | 041-32108 | 041-32108 | Med surge | Memorial hermann |  | 7th floor
NO | NO |  |  |  | 151-01956 |  | Hill-Rom Services, Inc. | NAVICARE GRS-10 |  | 04162YBWIS | CY - CARDIAC CATH LAB | MHHS-Cypress |  | System, Nurse Call |  | 151-01956 |  | Northwest & Cypress |  | CY - CARDIAC CATH LAB | [5 empty] | HOSPITAL COMMUNICATION SYSTEMS, NURSE CALL |  | SYSNURSECALL-Hill-Rom-NaviCare | SYSNURSECALL | NaviCare |  |  |  | Hill-Rom | System, Nurse Call |  | SYSNURSECALL-Hill-Rom-NaviCare |  |  |  |  | Not Covered Vendor Only - Biomedical | MHHS-Cypress
NO | NO |  |  |  | 151-03367 |  | Hill-Rom Services, Inc. | NAVICARE GRS-10 |  | AGAS-026183N4WIS | CY - ER | MHHS-Cypress |  | System, Nurse Call |  | 151-03367 |  | Northwest & Cypress |  | CY - ER | [5 empty] | HOSPITAL COMMUNICATION SYSTEMS, NURSE CALL |  | SYSNURSECALL-Hill-Rom-NaviCare | SYSNURSECALL | NaviCare |  |  |  | Hill-Rom | System, Nurse Call |  | SYSNURSECALL-Hill-Rom-NaviCare |  |  |  |  | Covered PM Repair - Biomedical | MHHS-Cypress
NO | NO |  |  |  | 151-02483 |  | Hill-Rom Services, Inc. | NAVICARE GRS-10 |  | 01416144WIS | CY - NURSE CALL | MHHS-Cypress |  | System, Nurse Call |  | 151-02483 |  | Northwest & Cypress |  | CY - NURSE CALL | [5 empty] | HOSPITAL COMMUNICATION SYSTEMS, NURSE CALL |  | SYSNURSECALL-Hill-Rom-NaviCare | SYSNURSECALL | NaviCare |  |  |  | Hill-Rom | System, Nurse Call |  | SYSNURSECALL-Hill-Rom-NaviCare |  |  |  |  | Covered PM Repair - Biomedical | MHHS-Cypress
NO | NO |  |  |  | 009-34499 |  | Hill-Rom Services, Inc. | NAVICARE GRS-10 |  | 049181MGWIS | GH - CARDIAC CARE UNIT (CCU) 3N | MHHS-Greater Heights |  | System, Nurse Call |  | 009-34499 |  | Central & Greater Heights |  | GH - CARDIAC CARE UNIT (CCU) 3N | [5 empty] | HOSPITAL COMMUNICATION SYSTEMS, NURSE CALL |  | SYSNURSECALL-Hill-Rom-NaviCare | SYSNURSECALL | NaviCare |  |  |  | Hill-Rom | System, Nurse Call |  | SYSNURSECALL-Hill-Rom-NaviCare |  |  |  |  | Covered PM Repair - Biomedical | MHHS-Greater Heights
NO | NO |  |  |  | 009-10565 |  | Hill-Rom Services, Inc. | NAVICARE GRS-10 |  | 027171LEwis | GH - GENERAL SURGERY 3 SOUTH | MHHS-Greater Heights |  | System, Nurse Call |  | 009-10565 |  | Central & Greater Heights |  | GH - GENERAL SURGERY 3 SOUTH | [5 empty] | HOSPITAL COMMUNICATION SYSTEMS, NURSE CALL |  | SYSNURSECALL-Hill-Rom-NaviCare | SYSNURSECALL | NaviCare |  |  |  | Hill-Rom | System, Nurse Call |  | SYSNURSECALL-Hill-Rom-NaviCare |  |  |  |  | Covered PM Repair - Biomedical | MHHS-Greater Heights
NO | NO |  |  |  | 009-10566 |  | Hill-Rom Services, Inc. | NAVICARE GRS-10 |  | 027171KBwis | GH - GENERAL SURGERY 3 SOUTH | MHHS-Greater Heights |  | System, Nurse Call |  | 009-10566 |  | Central & Greater Heights |  | GH - GENERAL SURGERY 3 SOUTH | [5 empty] | HOSPITAL COMMUNICATION SYSTEMS, NURSE CALL |  | SYSNURSECALL-Hill-Rom-NaviCare | SYSNURSECALL | NaviCare |  |  |  | Hill-Rom | System, Nurse Call |  | SYSNURSECALL-Hill-Rom-NaviCare |  |  |  |  | Covered PM Repair - Biomedical | MHHS-Greater Heights
NO | NO |  |  |  | 009-10570 |  | Hill-Rom Services, Inc. | NAVICARE GRS-10 |  | 027171KPWIS | GH - GENERAL SURGERY 3 SOUTH | MHHS-Greater Heights |  | System, Nurse Call |  | 009-10570 |  | Central & Greater Heights |  | GH - GENERAL SURGERY 3 SOUTH | [5 empty] | HOSPITAL COMMUNICATION SYSTEMS, NURSE CALL |  | SYSNURSECALL-Hill-Rom-NaviCare | SYSNURSECALL | NaviCare |  |  |  | Hill-Rom | System, Nurse Call |  | SYSNURSECALL-Hill-Rom-NaviCare |  |  |  |  | Covered PM Repair - Biomedical | MHHS-Greater Heights
NO | NO |  |  |  | 009-33441 |  | Hill-Rom Services, Inc. | NAVICARE GRS-10 |  | 02018145wis | GH - GENERAL SURGERY 3 SOUTH | MHHS-Greater Heights |  | System, Nurse Call |  | 009-33441 |  | Central & Greater Heights |  | GH - GENERAL SURGERY 3 SOUTH | [5 empty] | HOSPITAL COMMUNICATION SYSTEMS, NURSE CALL |  | SYSNURSECALL-Hill-Rom-NaviCare | SYSNURSECALL | NaviCare |  |  |  | Hill-Rom | System, Nurse Call |  | SYSNURSECALL-Hill-Rom-NaviCare |  |  |  |  | Covered PM Repair - Biomedical | MHHS-Greater Heights
NO | NO |  |  |  | 009-34640 |  | Hill-Rom Services, Inc. | NAVICARE GRS-10 |  | 041630FWIS | GH - GENERAL SURGERY 3 SOUTH | MHHS-Greater Heights |  | System, Nurse Call |  | 009-34640 |  | Central & Greater Heights |  | GH - GENERAL SURGERY 3 SOUTH | [5 empty] | HOSPITAL COMMUNICATION SYSTEMS, NURSE CALL |  | SYSNURSECALL-Hill-Rom-NaviCare | SYSNURSECALL | NaviCare |  |  |  | Hill-Rom | System, Nurse Call |  | SYSNURSECALL-Hill-Rom-NaviCare |  |  |  |  | Covered PM Repair - Biomedical | MHHS-Greater Heights
NO | NO |  |  |  | 009-10474 |  | Hill-Rom Services, Inc. | NAVICARE GRS-10 |  | 027171MYWIS | GH - ICU | MHHS-Greater Heights |  | System, Nurse Call |  | 009-10474 |  | Central & Greater Heights |  | GH - ICU | [5 empty] | HOSPITAL COMMUNICATION SYSTEMS, NURSE CALL |  | SYSNURSECALL-Hill-Rom-NaviCare | SYSNURSECALL | NaviCare |  |  |  | Hill-Rom | System, Nurse Call |  | SYSNURSECALL-Hill-Rom-NaviCare |  |  |  |  | Covered PM Repair - Biomedical | MHHS-Greater Heights
NO | NO |  |  |  | 009-34501 |  | Hill-Rom Services, Inc. | NAVICARE GRS-10 |  | 018171EUWIS | GH - IMU | MHHS-Greater Heights |  | System, Nurse Call |  | 009-34501 |  | Central & Greater Heights |  | GH - IMU | [5 empty] | HOSPITAL COMMUNICATION SYSTEMS, NURSE CALL |  | SYSNURSECALL-Hill-Rom-NaviCare | SYSNURSECALL | NaviCare |  |  |  | Hill-Rom | System, Nurse Call |  | SYSNURSECALL-Hill-Rom-NaviCare |  |  |  |  | Covered PM Repair - Biomedical | MHHS-Greater Heights
NO | NO | [5 empty] | Hill-Rom Services, Inc. | NAVICARE GRS-10 |  | 0470900SWIS | GH - MED SURG 6 | MHHS-Greater Heights |  | System, Nurse Call |  |  |  | Central & Greater Heights |  | GH - MED SURG 6 | [5 empty] | HOSPITAL COMMUNICATION SYSTEMS, NURSE CALL |  | SYSNURSECALL-Hill-Rom-NaviCare | SYSNURSECALL | NaviCare |  |  |  | Hill-Rom | System, Nurse Call |  | SYSNURSECALL-Hill-Rom-NaviCare |  |  |  |  | Covered PM Repair - Biomedical | MHHS-Greater Heights
NO | NO |  |  |  | 009-10564 |  | Hill-Rom Services, Inc. | NAVICARE GRS-10 |  | 018171FKwis | GH - NEURO 5N | MHHS-Greater Heights |  | System, Nurse Call |  | 009-10564 |  | Central & Greater Heights |  | GH - NEURO 5N | [5 empty] | HOSPITAL COMMUNICATION SYSTEMS, NURSE CALL |  | SYSNURSECALL-Hill-Rom-NaviCare | SYSNURSECALL | NaviCare |  |  |  | Hill-Rom | System, Nurse Call |  | SYSNURSECALL-Hill-Rom-NaviCare |  |  |  |  | Covered PM Repair - Biomedical | MHHS-Greater Heights
NO | NO |  |  |  | 009-10044 |  | Hill-Rom Services, Inc. | NAVICARE GRS-10 |  | 50082JUWIS/001A64823282 | GH - NURSE CALL | MHHS-Greater Heights |  | System, Nurse Call |  | 009-10044 |  | Central & Greater Heights |  | GH - NURSE CALL | [5 empty] | HOSPITAL COMMUNICATION SYSTEMS, NURSE CALL |  | SYSNURSECALL-Hill-Rom-NaviCare | SYSNURSECALL | NaviCare |  |  |  | Hill-Rom | System, Nurse Call |  | SYSNURSECALL-Hill-Rom-NaviCare |  |  |  |  | Covered PM Repair - Biomedical | MHHS-Greater Heights
NO | NO |  |  |  | 009-10796 |  | Hill-Rom Services, Inc. | NAVICARE GRS-10 |  | 027171N5WIS | GH - OR | MHHS-Greater Heights |  | System, Nurse Call |  | 009-10796 |  | Central & Greater Heights |  | GH - OR | [5 empty] | HOSPITAL COMMUNICATION SYSTEMS, NURSE CALL |  | SYSNURSECALL-Hill-Rom-NaviCare | SYSNURSECALL | NaviCare |  |  |  | Hill-Rom | System, Nurse Call |  | SYSNURSECALL-Hill-Rom-NaviCare |  |  |  |  | Not Covered Vendor Only - Biomedical | MHHS-Greater Heights
NO | NO |  |  |  | 009-10873 |  | Hill-Rom Services, Inc. | NAVICARE GRS-10 |  | 027171MDWIS | GH - PACU | MHHS-Greater Heights |  | System, Nurse Call |  | 009-10873 |  | Central & Greater Heights |  | GH - PACU | [5 empty] | HOSPITAL COMMUNICATION SYSTEMS, NURSE CALL |  | SYSNURSECALL-Hill-Rom-NaviCare | SYSNURSECALL | NaviCare |  |  |  | Hill-Rom | System, Nurse Call |  | SYSNURSECALL-Hill-Rom-NaviCare |  |  |  |  | Covered PM Repair - Biomedical | MHHS-Greater Heights
NO | NO |  |  |  | 009-10476 |  | Hill-Rom Services, Inc. | NAVICARE GRS-10 |  | 027171L5WIS | GH - RADIOLOGY | MHHS-Greater Heights |  | System, Nurse Call |  | 009-10476 |  | Central & Greater Heights |  | GH - RADIOLOGY | [5 empty] | HOSPITAL COMMUNICATION SYSTEMS, NURSE CALL |  | SYSNURSECALL-Hill-Rom-NaviCare | SYSNURSECALL | NaviCare |  |  |  | Hill-Rom | System, Nurse Call |  | SYSNURSECALL-Hill-Rom-NaviCare |  |  |  |  | Not Covered Vendor Only - Biomedical | MHHS-Greater Heights
NO | NO |  |  |  | 009-34624 |  | Hill-Rom Services, Inc. | NAVICARE GRS-10 |  | 0191903CWIS | GH - WOUND CARE | MHHS-Greater Heights |  | System, Nurse Call |  | 009-34624 |  | Central & Greater Heights |  | GH - WOUND CARE | [5 empty] | HOSPITAL COMMUNICATION SYSTEMS, NURSE CALL |  | SYSNURSECALL-Hill-Rom-NaviCare | SYSNURSECALL | NaviCare |  |  |  | Hill-Rom | System, Nurse Call |  | SYSNURSECALL-Hill-Rom-NaviCare |  |  |  |  | Covered PM Repair - Biomedical | MHHS-Greater Heights
NO | NO |  |  |  | 133-10206 |  | Hill-Rom Services, Inc. | NAVICARE GRS-10 |  | 361555DWIS/000AE41C3345 | KATY - ER | MHHS-Katy |  | System, Nurse Call |  | 133-10206 |  | Katy |  | KATY - ER | [5 empty] | HOSPITAL COMMUNICATION SYSTEMS, NURSE CALL |  | SYSNURSECALL-Hill-Rom-NaviCare | SYSNURSECALL | NaviCare |  |  |  | Hill-Rom | System, Nurse Call |  | SYSNURSECALL-Hill-Rom-NaviCare |  |  |  |  | Covered PM Repair - Biomedical | MHHS-Katy
NO | NO |  |  |  | 133-08338 |  | Hill-Rom Services, Inc. | NAVICARE GRS-10 |  | 23152GDWIS/000AE41BE61F | KATY - IMU | MHHS-Katy |  | System, Nurse Call |  | 133-08338 |  | Katy |  | KATY - IMU | [5 empty] | HOSPITAL COMMUNICATION SYSTEMS, NURSE CALL |  | SYSNURSECALL-Hill-Rom-NaviCare | SYSNURSECALL | NaviCare |  |  |  | Hill-Rom | System, Nurse Call |  | SYSNURSECALL-Hill-Rom-NaviCare |  |  |  |  | Covered PM Repair - Biomedical | MHHS-Katy
NO | NO |  |  |  | 133-07339 |  | Hill-Rom Services, Inc. | NAVICARE GRS-10 |  | 061513LWIS/000AE41B8619 | KATY - NURSE CALL | MHHS-Katy |  | System, Nurse Call |  | 133-07339 |  | Katy |  | KATY - NURSE CALL | [5 empty] | HOSPITAL COMMUNICATION SYSTEMS, NURSE CALL |  | SYSNURSECALL-Hill-Rom-NaviCare | SYSNURSECALL | NaviCare |  |  |  | Hill-Rom | System, Nurse Call |  | SYSNURSECALL-Hill-Rom-NaviCare |  |  |  |  | Covered PM Repair - Biomedical | MHHS-Katy
NO | NO |  |  |  | 041-32110 |  | Hill-Rom Services, Inc. | NAVICARE GRS-10 |  | 1864990YK12W7214004 | MEMORIAL CITY - CATH LAB HOLDING AREA | MHHS-Mem City |  | System, Nurse Call |  | 041-32110 |  | West & Memorial City |  | MEMORIAL CITY - CATH LAB HOLDING AREA | [5 empty] | HOSPITAL COMMUNICATION SYSTEMS, NURSE CALL |  | SYSNURSECALL-Hill-Rom-NaviCare | SYSNURSECALL | NaviCare |  |  |  | Hill-Rom | System, Nurse Call |  | SYSNURSECALL-Hill-Rom-NaviCare |  |  |  |  | Covered PM Repair - Biomedical | MHHS-Mem City
NO | NO |  |  |  | 041-32098 |  | Hill-Rom Services, Inc. | NAVICARE GRS-10 |  | 1864990YK12W717701K | MEMORIAL CITY - CDU | MHHS-Mem City |  | System, Nurse Call |  | 041-32098 |  | West & Memorial City |  | MEMORIAL CITY - CDU | [5 empty] | HOSPITAL COMMUNICATION SYSTEMS, NURSE CALL |  | SYSNURSECALL-Hill-Rom-NaviCare | SYSNURSECALL | NaviCare |  |  |  | Hill-Rom | System, Nurse Call |  | SYSNURSECALL-Hill-Rom-NaviCare |  |  |  |  | Covered PM Repair - Biomedical | MHHS-Mem City
NO | NO |  |  |  | 041-32126 |  | Hill-Rom Services, Inc. | NAVICARE GRS-10 |  | 1864990YK12W717701J | MEMORIAL CITY - CDU | MHHS-Mem City |  | System, Nurse Call |  | 041-32126 |  | West & Memorial City |  | MEMORIAL CITY - CDU | [5 empty] | HOSPITAL COMMUNICATION SYSTEMS, NURSE CALL |  | SYSNURSECALL-Hill-Rom-NaviCare | SYSNURSECALL | NaviCare |  |  |  | Hill-Rom | System, Nurse Call |  | SYSNURSECALL-Hill-Rom-NaviCare |  |  |  |  | Covered PM Repair - Biomedical | MHHS-Mem City
NO | NO |  |  |  | 041-19962 |  | Hill-Rom Services, Inc. | NAVICARE GRS-10 |  | 001A64824301 | MEMORIAL CITY - DIGESTIVE DISEASE CENTER | MHHS-Mem City |  | System, Nurse Call |  | 041-19962 |  | West & Memorial City |  | MEMORIAL CITY - DIGESTIVE DISEASE CENTER | [5 empty] | HOSPITAL COMMUNICATION SYSTEMS, NURSE CALL |  | SYSNURSECALL-Hill-Rom-NaviCare | SYSNURSECALL | NaviCare |  |  |  | Hill-Rom | System, Nurse Call |  | SYSNURSECALL-Hill-Rom-NaviCare |  |  |  |  | Covered PM Repair - Biomedical | MHHS-Mem City
NO | NO |  |  |  | 041-32105 |  | Hill-Rom Services, Inc. | NAVICARE GRS-10 |  | 1864990YK12W721400 | MEMORIAL CITY - ER | MHHS-Mem City |  | System, Nurse Call |  | 041-32105 |  | West & Memorial City |  | MEMORIAL CITY - ER | [5 empty] | HOSPITAL COMMUNICATION SYSTEMS, NURSE CALL |  | SYSNURSECALL-Hill-Rom-NaviCare | SYSNURSECALL | NaviCare |  |  |  | Hill-Rom | System, Nurse Call |  | SYSNURSECALL-Hill-Rom-NaviCare |  |  |  |  | Covered PM Repair - Biomedical | MHHS-Mem City
NO | NO |  |  |  | 041-32118 |  | Hill-Rom Services, Inc. | NAVICARE GRS-10 |  | 1864990YK12W721400D | MEMORIAL CITY - EXPRESS ADMITTING | MHHS-Mem City |  | System, Nurse Call |  | 041-32118 |  | West & Memorial City |  | MEMORIAL CITY - EXPRESS ADMITTING | [5 empty] | HOSPITAL COMMUNICATION SYSTEMS, NURSE CALL |  | SYSNURSECALL-Hill-Rom-NaviCare | SYSNURSECALL | NaviCare |  |  |  | Hill-Rom | System, Nurse Call |  | SYSNURSECALL-Hill-Rom-NaviCare |  |  |  |  | Covered PM Repair - Biomedical | MHHS-Mem City
NO | NO |  |  |  | 041-32115 |  | Hill-Rom Services, Inc. | NAVICARE GRS-10 |  | 1864990YK12W7214003 | MEMORIAL CITY - MED/SURG | MHHS-Mem City |  | System, Nurse Call |  | 041-32115 |  | West & Memorial City |  | MEMORIAL CITY - MED/SURG | [5 empty] | HOSPITAL COMMUNICATION SYSTEMS, NURSE CALL |  | SYSNURSECALL-Hill-Rom-NaviCare | SYSNURSECALL | NaviCare |  |  |  | Hill-Rom | System, Nurse Call |  | SYSNURSECALL-Hill-Rom-NaviCare |  |  |  |  | Covered PM Repair - Biomedical | MHHS-Mem City
NO | NO |  |  |  | 041-18810 |  | Hill-Rom Services, Inc. | NAVICARE GRS-10 |  | 03151P5WIS/000AE41B78F0 | MEMORIAL CITY - MHT - JHC PACU | MHHS-Mem City |  | System, Nurse Call |  | 041-18810 |  | West & Memorial City |  | MEMORIAL CITY - MHT - JHC PACU | [5 empty] | HOSPITAL COMMUNICATION SYSTEMS, NURSE CALL |  | SYSNURSECALL-Hill-Rom-NaviCare | SYSNURSECALL | NaviCare |  |  |  | Hill-Rom | System, Nurse Call |  | SYSNURSECALL-Hill-Rom-NaviCare |  |  |  |  | Covered PM Repair - Biomedical | MHHS-Mem City
NO | NO |  |  |  | 041-32113 |  | Hill-Rom Services, Inc. | NAVICARE GRS-10 |  | 1864990YK12W717701G | MEMORIAL CITY - MICU | MHHS-Mem City |  | System, Nurse Call |  | 041-32113 |  | West & Memorial City |  | MEMORIAL CITY - MICU | [5 empty] | HOSPITAL COMMUNICATION SYSTEMS, NURSE CALL |  | SYSNURSECALL-Hill-Rom-NaviCare | SYSNURSECALL | NaviCare |  |  |  | Hill-Rom | System, Nurse Call |  | SYSNURSECALL-Hill-Rom-NaviCare |  |  |  |  | Covered PM Repair - Biomedical | MHHS-Mem City
NO | NO |  |  |  | 041-32099 |  | Hill-Rom Services, Inc. | NAVICARE GRS-10 |  | 1864990YK12W717702L | MEMORIAL CITY - NUCLEAR MEDICINE | MHHS-Mem City |  | System, Nurse Call |  | 041-32099 |  | West & Memorial City |  | MEMORIAL CITY - NUCLEAR MEDICINE | [5 empty] | HOSPITAL COMMUNICATION SYSTEMS, NURSE CALL |  | SYSNURSECALL-Hill-Rom-NaviCare | SYSNURSECALL | NaviCare |  |  |  | Hill-Rom | System, Nurse Call |  | SYSNURSECALL-Hill-Rom-NaviCare |  |  |  |  | Covered PM Repair - Biomedical | MHHS-Mem City
NO | NO |  |  |  | 041-32114 |  | Hill-Rom Services, Inc. | NAVICARE GRS-10 |  | 1864990YK12W721401G | MEMORIAL CITY - SICU | MHHS-Mem City |  | System, Nurse Call |  | 041-32114 |  | West & Memorial City |  | MEMORIAL CITY - SICU | [5 empty] | HOSPITAL COMMUNICATION SYSTEMS, NURSE CALL |  | SYSNURSECALL-Hill-Rom-NaviCare | SYSNURSECALL | NaviCare |  |  |  | Hill-Rom | System, Nurse Call |  | SYSNURSECALL-Hill-Rom-NaviCare |  |  |  |  | Covered PM Repair - Biomedical | MHHS-Mem City
NO | NO |  |  |  | 041-32117 |  | Hill-Rom Services, Inc. | NAVICARE GRS-10 |  | 1864990YK12W717701Y | MEMORIAL CITY - WOUND CARE | MHHS-Mem City |  | System, Nurse Call |  | 041-32117 |  | West & Memorial City |  | MEMORIAL CITY - WOUND CARE | [5 empty] | HOSPITAL COMMUNICATION SYSTEMS, NURSE CALL |  | SYSNURSECALL-Hill-Rom-NaviCare | SYSNURSECALL | NaviCare |  |  |  | Hill-Rom | System, Nurse Call |  | SYSNURSECALL-Hill-Rom-NaviCare |  |  |  |  | Covered PM Repair - Biomedical | MHHS-Mem City
NO | NO |  |  |  | 142-07859 |  | Hill-Rom Services, Inc. | NAVICARE GRS-10 |  | 11S1864990YK12W808506F | NE - 2 WEST TOWER | MHHS-Northeast |  | System, Nurse Call |  | 142-07859 |  | Katy |  | NE - 2 WEST TOWER | [5 empty] | HOSPITAL COMMUNICATION SYSTEMS, NURSE CALL |  | SYSNURSECALL-Hill-Rom-NaviCare | SYSNURSECALL | NaviCare |  |  |  | Hill-Rom | System, Nurse Call |  | SYSNURSECALL-Hill-Rom-NaviCare |  |  |  |  | Not Covered Vendor Only - Biomedical | MHHS-Northeast
NO | NO |  |  |  | 142-07869 |  | Hill-Rom Services, Inc. | NAVICARE GRS-10 |  | 11S1864990YK12W808506B | NE - 2 WEST TOWER | MHHS-Northeast |  | System, Nurse Call |  | 142-07869 |  | Katy |  | NE - 2 WEST TOWER | [5 empty] | HOSPITAL COMMUNICATION SYSTEMS, NURSE CALL |  | SYSNURSECALL-Hill-Rom-NaviCare | SYSNURSECALL | NaviCare |  |  |  | Hill-Rom | System, Nurse Call |  | SYSNURSECALL-Hill-Rom-NaviCare |  |  |  |  | Covered PM Repair - Biomedical | MHHS-Northeast
NO | NO | [5 empty] | Hill-Rom Services, Inc. | NAVICARE GRS-10 |  | 47120TEWIS/000AE41969C3 | NE - NURSE CALL | MHHS-Northeast |  | System, Nurse Call |  |  |  | Katy |  | NE - NURSE CALL | [5 empty] | HOSPITAL COMMUNICATION SYSTEMS, NURSE CALL |  | SYSNURSECALL-Hill-Rom-NaviCare | SYSNURSECALL | NaviCare |  |  |  | Hill-Rom | System, Nurse Call |  | SYSNURSECALL-Hill-Rom-NaviCare |  |  |  |  | Not Covered Vendor Only - Biomedical | MHHS-Northeast
NO | NO |  |  |  | 013-19972 |  | Hill-Rom Services, Inc. | NAVICARE GRS-10 |  |  | SW - ENDOSCOPY | MHHS-Southwest |  | System, Nurse Call |  | 013-19972 |  | Southwest |  | SW - ENDOSCOPY | [5 empty] | HOSPITAL COMMUNICATION SYSTEMS, NURSE CALL |  | SYSNURSECALL-Hill-Rom-NaviCare | SYSNURSECALL | NaviCare |  |  |  | Hill-Rom | System, Nurse Call |  | SYSNURSECALL-Hill-Rom-NaviCare |  |  |  |  | Covered PM Repair - Biomedical | MHHS-Southwest
NO | NO |  |  |  | 013-19958 |  | Hill-Rom Services, Inc. | NAVICARE GRS-10 |  | N/A | SW - ICU | MHHS-Southwest |  | System, Nurse Call |  | 013-19958 |  | Southwest |  | SW - ICU | [5 empty] | HOSPITAL COMMUNICATION SYSTEMS, NURSE CALL |  | SYSNURSECALL-Hill-Rom-NaviCare | SYSNURSECALL | NaviCare |  |  |  | Hill-Rom | System, Nurse Call |  | SYSNURSECALL-Hill-Rom-NaviCare |  |  |  |  | Covered PM Repair - Biomedical | MHHS-Southwest
NO | NO |  |  |  | 013-36948 |  | Hill-Rom Services, Inc. | NAVICARE GRS-10 |  | 471703CWIS | SW - MED/SURG 6 | MHHS-Southwest |  | System, Nurse Call |  | 013-36948 |  | Southwest |  | SW - MED/SURG 6 | [5 empty] | HOSPITAL COMMUNICATION SYSTEMS, NURSE CALL |  | SYSNURSECALL-Hill-Rom-NaviCare | SYSNURSECALL | NaviCare |  |  |  | Hill-Rom | System, Nurse Call |  | SYSNURSECALL-Hill-Rom-NaviCare |  |  |  |  | Not Covered Vendor Only - Biomedical | MHHS-Southwest
NO | NO |  |  |  | 013-19599 |  | Hill-Rom Services, Inc. | NAVICARE GRS-10 |  | 11S43T1866YK19W114705A | SW - NURSE CALL | MHHS-Southwest |  | System, Nurse Call |  | 013-19599 |  | Southwest |  | SW - NURSE CALL | [5 empty] | HOSPITAL COMMUNICATION SYSTEMS, NURSE CALL |  | SYSNURSECALL-Hill-Rom-NaviCare | SYSNURSECALL | NaviCare |  |  |  | Hill-Rom | System, Nurse Call |  | SYSNURSECALL-Hill-Rom-NaviCare |  |  |  |  | Covered PM Repair - Biomedical | MHHS-Southwest
NO | NO |  |  |  | 013-19607 (1084533) |  | Hill-Rom Services, Inc. | NAVICARE GRS-10 |  |  | SW - NURSE CALL | MHHS-Southwest |  | System, Nurse Call |  | 013-19607 (1084533) |  | Southwest |  | SW - NURSE CALL | [5 empty] | HOSPITAL COMMUNICATION SYSTEMS, NURSE CALL |  | SYSNURSECALL-Hill-Rom-NaviCare | SYSNURSECALL | NaviCare |  |  |  | Hill-Rom | System, Nurse Call |  | SYSNURSECALL-Hill-Rom-NaviCare |  |  |  |  | Covered PM Repair - Biomedical | MHHS-Southwest
NO | NO | [5 empty] | Hill-Rom Services, Inc. | NAVICARE GRS-10 |  | 470902YWIS001A64827921 | SW - NURSE CALL | MHHS-Southwest |  | System, Nurse Call |  |  |  | Southwest |  | SW - NURSE CALL | [5 empty] | HOSPITAL COMMUNICATION SYSTEMS, NURSE CALL |  | SYSNURSECALL-Hill-Rom-NaviCare | SYSNURSECALL | NaviCare |  |  |  | Hill-Rom | System, Nurse Call |  | SYSNURSECALL-Hill-Rom-NaviCare |  |  |  |  | Covered PM Repair - Biomedical | MHHS-Southwest
NO | NO | [5 empty] | Hill-Rom Services, Inc. | NAVICARE GRS-10 |  | 050082K1WIS | SW - NURSE CALL | MHHS-Southwest |  | System, Nurse Call |  |  |  | Southwest |  | SW - NURSE CALL | [5 empty] | HOSPITAL COMMUNICATION SYSTEMS, NURSE CALL |  | SYSNURSECALL-Hill-Rom-NaviCare | SYSNURSECALL | NaviCare |  |  |  | Hill-Rom | System, Nurse Call |  | SYSNURSECALL-Hill-Rom-NaviCare |  |  |  |  | Covered PM Repair - Biomedical | MHHS-Southwest
NO | NO |  |  |  | 013-19971 |  | Hill-Rom Services, Inc. | NAVICARE GRS-10 |  |  | SW - OR | MHHS-Southwest |  | System, Nurse Call |  | 013-19971 |  | Southwest |  | SW - OR | [5 empty] | HOSPITAL COMMUNICATION SYSTEMS, NURSE CALL |  | SYSNURSECALL-Hill-Rom-NaviCare | SYSNURSECALL | NaviCare |  |  |  | Hill-Rom | System, Nurse Call |  | SYSNURSECALL-Hill-Rom-NaviCare |  |  |  |  | Covered PM Repair - Biomedical | MHHS-Southwest
NO | NO |  |  |  | 013-19942 |  | Hill-Rom Services, Inc. | NAVICARE GRS-10 |  |  | SW - RADIOLOGY | MHHS-Southwest |  | System, Nurse Call |  | 013-19942 |  | Southwest |  | SW - RADIOLOGY | [5 empty] | HOSPITAL COMMUNICATION SYSTEMS, NURSE CALL |  | SYSNURSECALL-Hill-Rom-NaviCare | SYSNURSECALL | NaviCare |  |  |  | Hill-Rom | System, Nurse Call |  | SYSNURSECALL-Hill-Rom-NaviCare |  |  |  |  | Covered PM Repair - Biomedical | MHHS-Southwest
NO | NO |  |  |  | 009-10151 |  | Hill-Rom Services, Inc. | NAVICARE GRS-10 |  | 0041631EWIS | TIRR - GREATER HEIGHTS | MHHS-TIRR |  | System, Nurse Call |  | 009-10151 |  | Central & Greater Heights |  | TIRR - GREATER HEIGHTS | [5 empty] | HOSPITAL COMMUNICATION SYSTEMS, NURSE CALL |  | SYSNURSECALL-Hill-Rom-NaviCare | SYSNURSECALL | NaviCare |  |  |  | Hill-Rom | System, Nurse Call |  | SYSNURSECALL-Hill-Rom-NaviCare |  |  |  |  | Covered PM Repair - Biomedical | MHHS-TIRR
NO | NO |  |  |  | 029-08777 |  | Hill-Rom Services, Inc. | NAVICARE GRS-10 |  | 43T1866YK1AW31070DU | TIRR - WOODLANDS INPATIENT | MHHS-TIRR |  | System, Nurse Call |  | 029-08777 |  | Woodlands |  | TIRR - WOODLANDS INPATIENT | [5 empty] | HOSPITAL COMMUNICATION SYSTEMS, NURSE CALL |  | SYSNURSECALL-Hill-Rom-NaviCare | SYSNURSECALL | NaviCare |  |  |  | Hill-Rom | System, Nurse Call |  | SYSNURSECALL-Hill-Rom-NaviCare |  |  |  |  | Covered PM Repair - Biomedical | MHHS-TIRR
NO | NO |  |  |  | 029-08778 |  | Hill-Rom Services, Inc. | NAVICARE GRS-10 |  | 43T1866YK1AW31070E6 | TIRR - WOODLANDS INPATIENT | MHHS-TIRR |  | System, Nurse Call |  | 029-08778 |  | Woodlands |  | TIRR - WOODLANDS INPATIENT | [5 empty] | HOSPITAL COMMUNICATION SYSTEMS, NURSE CALL |  | SYSNURSECALL-Hill-Rom-NaviCare | SYSNURSECALL | NaviCare |  |  |  | Hill-Rom | System, Nurse Call |  | SYSNURSECALL-Hill-Rom-NaviCare |  |  |  |  | Covered PM Repair - Biomedical | MHHS-TIRR
NO | NO |  |  |  | 029-10872 |  | Hill-Rom Services, Inc. | NAVICARE GRS-10 |  | 43T1866YK19W017508L | TIRR - WOODLANDS INPATIENT | MHHS-TIRR |  | System, Nurse Call |  | 029-10872 |  | Woodlands |  | TIRR - WOODLANDS INPATIENT | [5 empty] | HOSPITAL COMMUNICATION SYSTEMS, NURSE CALL |  | SYSNURSECALL-Hill-Rom-NaviCare | SYSNURSECALL | NaviCare |  |  |  | Hill-Rom | System, Nurse Call |  | SYSNURSECALL-Hill-Rom-NaviCare |  |  |  |  | Covered PM Repair - Biomedical | MHHS-TIRR
NO | NO |  |  |  | 029-10873 |  | Hill-Rom Services, Inc. | NAVICARE GRS-10 |  | 43T1866YK19W01581EW | TIRR - WOODLANDS INPATIENT | MHHS-TIRR |  | System, Nurse Call |  | 029-10873 |  | Woodlands |  | TIRR - WOODLANDS INPATIENT | [5 empty] | HOSPITAL COMMUNICATION SYSTEMS, NURSE CALL |  | SYSNURSECALL-Hill-Rom-NaviCare | SYSNURSECALL | NaviCare |  |  |  | Hill-Rom | System, Nurse Call |  | SYSNURSECALL-Hill-Rom-NaviCare |  |  |  |  | Covered PM Repair - Biomedical | MHHS-TIRR
NO | NO |  |  |  | 029-07287 |  | Hill-Rom Services, Inc. | NAVICARE GRS-10 |  | 0321101KWIS | WOODLANDS - CATH LAB | MHHS-Woodlands |  | System, Nurse Call |  | 029-07287 |  | Woodlands |  | WOODLANDS - CATH LAB | [5 empty] | HOSPITAL COMMUNICATION SYSTEMS, NURSE CALL |  | SYSNURSECALL-Hill-Rom-NaviCare | SYSNURSECALL | NaviCare |  |  |  | Hill-Rom | System, Nurse Call |  | SYSNURSECALL-Hill-Rom-NaviCare |  |  |  |  | Covered PM Repair - Biomedical | MHHS-Woodlands
NO | NO |  |  |  | 029-11715 |  | Hill-Rom Services, Inc. | NAVICARE GRS-10 |  | AGAS-0361557AWIS | WOODLANDS - ER | MHHS-Woodlands |  | System, Nurse Call |  | 029-11715 |  | Woodlands |  | WOODLANDS - ER | [5 empty] | HOSPITAL COMMUNICATION SYSTEMS, NURSE CALL |  | SYSNURSECALL-Hill-Rom-NaviCare | SYSNURSECALL | NaviCare |  |  |  | Hill-Rom | System, Nurse Call |  | SYSNURSECALL-Hill-Rom-NaviCare |  |  |  |  | Covered PM Repair - Biomedical | MHHS-Woodlands
NO | NO |  |  |  | 029-12658 |  | Hill-Rom Services, Inc. | NAVICARE GRS-10 |  | 11S1864990YK12W8354068 | WOODLANDS - NICU (NEW) | MHHS-Woodlands |  | System, Nurse Call |  | 029-12658 |  | Woodlands |  | WOODLANDS - NICU (NEW) | [5 empty] | HOSPITAL COMMUNICATION SYSTEMS, NURSE CALL |  | SYSNURSECALL-Hill-Rom-NaviCare | SYSNURSECALL | NaviCare |  |  |  | Hill-Rom | System, Nurse Call |  | SYSNURSECALL-Hill-Rom-NaviCare |  |  |  |  | Covered PM Repair - Biomedical | MHHS-Woodlands
NO | NO |  |  |  | 029-08897 |  | Hill-Rom Services, Inc. | NAVICARE GRS-10 |  | 0321100TWIS | WOODLANDS - NURSE CALL | MHHS-Woodlands |  | System, Nurse Call |  | 029-08897 |  | Woodlands |  | WOODLANDS - NURSE CALL | [5 empty] | HOSPITAL COMMUNICATION SYSTEMS, NURSE CALL |  | SYSNURSECALL-Hill-Rom-NaviCare | SYSNURSECALL | NaviCare |  |  |  | Hill-Rom | System, Nurse Call |  | SYSNURSECALL-Hill-Rom-NaviCare |  |  |  |  | Not Covered Vendor Only - Lab Ana/Anes | MHHS-Woodlands
NO | NO |  |  |  | 029-08898 |  | Hill-Rom Services, Inc. | NAVICARE GRS-10 |  | 0321100SWIS | WOODLANDS - NURSE CALL | MHHS-Woodlands |  | System, Nurse Call |  | 029-08898 |  | Woodlands |  | WOODLANDS - NURSE CALL | [5 empty] | HOSPITAL COMMUNICATION SYSTEMS, NURSE CALL |  | SYSNURSECALL-Hill-Rom-NaviCare | SYSNURSECALL | NaviCare |  |  |  | Hill-Rom | System, Nurse Call |  | SYSNURSECALL-Hill-Rom-NaviCare |  |  |  |  | Covered PM Repair - Biomedical | MHHS-Woodlands
NO | NO |  |  |  | 029-08899 |  | Hill-Rom Services, Inc. | NAVICARE GRS-10 |  | 0321103BWIS | WOODLANDS - NURSE CALL | MHHS-Woodlands |  | System, Nurse Call |  | 029-08899 |  | Woodlands |  | WOODLANDS - NURSE CALL | [5 empty] | HOSPITAL COMMUNICATION SYSTEMS, NURSE CALL |  | SYSNURSECALL-Hill-Rom-NaviCare | SYSNURSECALL | NaviCare |  |  |  | Hill-Rom | System, Nurse Call |  | SYSNURSECALL-Hill-Rom-NaviCare |  |  |  |  | Covered PM Repair - Biomedical | MHHS-Woodlands
NO | NO |  |  |  | 029-32036 |  | Hill-Rom Services, Inc. | NAVICARE GRS-10 |  | agas-035100G1WIS | WOODLANDS - NURSE CALL | MHHS-Woodlands |  | System, Nurse Call |  | 029-32036 |  | Woodlands |  | WOODLANDS - NURSE CALL | [5 empty] | HOSPITAL COMMUNICATION SYSTEMS, NURSE CALL |  | SYSNURSECALL-Hill-Rom-NaviCare | SYSNURSECALL | NaviCare |  |  |  | Hill-Rom | System, Nurse Call |  | SYSNURSECALL-Hill-Rom-NaviCare |  |  |  |  | Covered PM Repair - Biomedical | MHHS-Woodlands
NO | NO |  |  |  | 029-32037 |  | Hill-Rom Services, Inc. | NAVICARE GRS-10 |  | agas-0151500NWIS | WOODLANDS - NURSE CALL | MHHS-Woodlands |  | System, Nurse Call |  | 029-32037 |  | Woodlands |  | WOODLANDS - NURSE CALL | [5 empty] | HOSPITAL COMMUNICATION SYSTEMS, NURSE CALL |  | SYSNURSECALL-Hill-Rom-NaviCare | SYSNURSECALL | NaviCare |  |  |  | Hill-Rom | System, Nurse Call |  | SYSNURSECALL-Hill-Rom-NaviCare |  |  |  |  | Not Covered Vendor Only - Biomedical | MHHS-Woodlands
NO | NO |  |  |  | 029-08779 |  | Hill-Rom Services, Inc. | NAVICARE GRS-10 |  | 43T866YK1AW31070ER | WOODLANDS - ORTHO | MHHS-Woodlands |  | System, Nurse Call |  | 029-08779 |  | Woodlands |  | WOODLANDS - ORTHO | [5 empty] | HOSPITAL COMMUNICATION SYSTEMS, NURSE CALL |  | SYSNURSECALL-Hill-Rom-NaviCare | SYSNURSECALL | NaviCare |  |  |  | Hill-Rom | System, Nurse Call |  | SYSNURSECALL-Hill-Rom-NaviCare |  |  |  |  | Covered PM Repair - Biomedical | MHHS-Woodlands
NO | NO |  |  |  | 029-10127 |  | Hill-Rom Services, Inc. | NAVICARE GRS-10 |  | 006120SFWIS | WOODLANDS - PREADMISSION | MHHS-Woodlands |  | System, Nurse Call |  | 029-10127 |  | Woodlands |  | WOODLANDS - PREADMISSION | [5 empty] | HOSPITAL COMMUNICATION SYSTEMS, NURSE CALL |  | SYSNURSECALL-Hill-Rom-NaviCare | SYSNURSECALL | NaviCare |  |  |  | Hill-Rom | System, Nurse Call |  | SYSNURSECALL-Hill-Rom-NaviCare |  |  |  |  | Covered PM Repair - Biomedical | MHHS-Woodlands
NO | NO | [5 empty] | Hill-Rom Services, Inc. | NAVICARE GRS-10 |  | 43T1866YK17W9092022 | WOODLANDS - TERRAMONT ER (CLINIC) | MHHS-Woodlands |  | System, Nurse Call |  |  |  | Woodlands |  | WOODLANDS - TERRAMONT ER (CLINIC) | [5 empty] | HOSPITAL COMMUNICATION SYSTEMS, NURSE CALL |  | SYSNURSECALL-Hill-Rom-NaviCare | SYSNURSECALL | NaviCare |  |  |  | Hill-Rom | System, Nurse Call |  | SYSNURSECALL-Hill-Rom-NaviCare |  |  |  |  | Covered PM Repair - Biomedical | MHHS-Woodlands
NO | YES |  |  |  | 009-10931 | 009-10931 | Hill-Rom Services, Inc. | NAVICARE GRS-5 |  | 019170EZWIS | GH-OR | MHHS-Greater Heights |  |  |  | 009-10931 | 009-10931 | Central | MHHS-Greater Heights | GH-OR | Rm 1 |  |  |  |  | HOSPITAL COMMUNICATION SYSTEMS, NURSE CALL |  | .needs class | [5 empty] | Hill-Rom |  |  |  |  | 9/18/19 |  |  | Covered PM Repair - Biomedical | MHHS-Greater Heights
NO | YES |  |  |  | 009-10932 | 009-10932 | Hill-Rom Services, Inc. | NAVICARE GRS-5 |  | 019170ERWIS | GH-OR | MHHS-Greater Heights |  |  |  | 009-10932 | 009-10932 | Central | MHHS-Greater Heights | GH-OR | Rm 2 |  |  |  |  | HOSPITAL COMMUNICATION SYSTEMS, NURSE CALL |  | .needs class | [5 empty] | Hill-Rom |  |  |  |  | 1/24/20 |  |  | Not Covered Vendor Only - Biomedical | MHHS-Greater Heights
NO | YES |  |  |  | 009-10933 | 009-10933 | Hill-Rom Services, Inc. | NAVICARE GRS-5 |  | 02817184WIS | GH-Labor & Delivery-OR | MHHS-Greater Heights |  |  |  | 009-10933 | 009-10933 | Central | MHHS-Greater Heights | GH-Labor & Delivery-OR | OR3 | 2/1/18 |  |  |  | HOSPITAL COMMUNICATION SYSTEMS, NURSE CALL |  | .needs class | [5 empty] | Hill-Rom |  |  |  |  | 11/11/20 |  |  | Not Covered Vendor Only - Biomedical | MHHS-Greater Heights
NO | NO |  |  |  | 009-10794 |  | Hill-Rom Services, Inc. | NAVICARE GRS-5 |  | 0301719pwis | GH - CV ICU | MHHS-Greater Heights |  |  |  | 009-10794 |  | Central & Greater Heights |  | GH - CV ICU | [5 empty] | HOSPITAL COMMUNICATION SYSTEMS, NURSE CALL |  | .needs class | [5 empty] | Hill-Rom | [7 empty] | Covered PM Repair - Biomedical | MHHS-Greater Heights
NO | NO |  |  |  | 009-10376 |  | Hill-Rom Services, Inc. | NAVICARE GRS-5 |  | 028171FGWIS | GH - ICU | MHHS-Greater Heights |  |  |  | 009-10376 |  | Central & Greater Heights |  | GH - ICU | [5 empty] | HOSPITAL COMMUNICATION SYSTEMS, NURSE CALL |  | .needs class | [5 empty] | Hill-Rom | [7 empty] | Covered PM Repair - Biomedical | MHHS-Greater Heights
NO | NO |  |  |  | 009-10377 |  | Hill-Rom Services, Inc. | NAVICARE GRS-5 |  | 0281719UWIS | GH - ICU | MHHS-Greater Heights |  |  |  | 009-10377 |  | Central & Greater Heights |  | GH - ICU | [5 empty] | HOSPITAL COMMUNICATION SYSTEMS, NURSE CALL |  | .needs class | [5 empty] | Hill-Rom | [7 empty] | Covered PM Repair - Biomedical | MHHS-Greater Heights
NO | NO |  |  |  | 009-10378 |  | Hill-Rom Services, Inc. | NAVICARE GRS-5 |  | 0301719YWIS | GH - ICU | MHHS-Greater Heights |  |  |  | 009-10378 |  | Central & Greater Heights |  | GH - ICU | [5 empty] | HOSPITAL COMMUNICATION SYSTEMS, NURSE CALL |  | .needs class | [5 empty] | Hill-Rom | [7 empty] | Covered PM Repair - Biomedical | MHHS-Greater Heights
NO | NO |  |  |  | 009-10379 |  | Hill-Rom Services, Inc. | NAVICARE GRS-5 |  | 0301714XWIS | GH - ICU | MHHS-Greater Heights |  |  |  | 009-10379 |  | Central & Greater Heights |  | GH - ICU | [5 empty] | HOSPITAL COMMUNICATION SYSTEMS, NURSE CALL |  | .needs class | [5 empty] | Hill-Rom | [7 empty] | Covered PM Repair - Biomedical | MHHS-Greater Heights
NO | NO |  |  |  | 009-10475 |  | Hill-Rom Services, Inc. | NAVICARE GRS-5 |  | 0301714YWIS | GH - ICU | MHHS-Greater Heights |  |  |  | 009-10475 |  | Central & Greater Heights |  | GH - ICU | [5 empty] | HOSPITAL COMMUNICATION SYSTEMS, NURSE CALL |  | .needs class | [5 empty] | Hill-Rom | [7 empty] | Covered PM Repair - Biomedical | MHHS-Greater Heights
NO | NO |  |  |  | 009-10955 |  | Hill-Rom Services, Inc. | NAVICARE GRS-5 |  | 0301713KWIS | GH - NICU | MHHS-Greater Heights |  |  |  | 009-10955 |  | Central & Greater Heights |  | GH - NICU | [5 empty] | HOSPITAL COMMUNICATION SYSTEMS, NURSE CALL |  | .needs class | [5 empty] | Hill-Rom | [7 empty] | Not Covered Vendor Only - Biomedical | MHHS-Greater Heights
NO | NO |  |  |  | 009-10800 |  | Hill-Rom Services, Inc. | NAVICARE GRS-5 |  | 0101718RWIS | GH - OUTPATIENT TESTING | MHHS-Greater Heights |  |  |  | 009-10800 |  | Central & Greater Heights |  | GH - OUTPATIENT TESTING | [5 empty] | HOSPITAL COMMUNICATION SYSTEMS, NURSE CALL |  | .needs class | [5 empty] | Hill-Rom | [7 empty] | Not Covered Vendor Only - Biomedical | MHHS-Greater Heights
NO | NO |  |  |  | 009-10862 |  | Hill-Rom Services, Inc. | NAVICARE GRS-5 |  | 0471734YWIS | GH - OUTPATIENT TESTING | MHHS-Greater Heights |  |  |  | 009-10862 |  | Central & Greater Heights |  | GH - OUTPATIENT TESTING | [5 empty] | HOSPITAL COMMUNICATION SYSTEMS, NURSE CALL |  | .needs class | [5 empty] | Hill-Rom | [7 empty] | Not Covered Vendor Only - Biomedical | MHHS-Greater Heights
NO | NO |  |  |  | 009-10863 |  | Hill-Rom Services, Inc. | NAVICARE GRS-5 |  | 0371714EWIS | GH - OUTPATIENT TESTING | MHHS-Greater Heights |  |  |  | 009-10863 |  | Central & Greater Heights |  | GH - OUTPATIENT TESTING | [5 empty] | HOSPITAL COMMUNICATION SYSTEMS, NURSE CALL |  | .needs class | [5 empty] | Hill-Rom | [7 empty] | Not Covered Vendor Only - Biomedical | MHHS-Greater Heights
NO | NO |  |  |  | 009-10874 |  | Hill-Rom Services, Inc. | NAVICARE GRS-5 |  | 0301715GWIS | GH - PACU | MHHS-Greater Heights |  |  |  | 009-10874 |  | Central & Greater Heights |  | GH - PACU | [5 empty] | HOSPITAL COMMUNICATION SYSTEMS, NURSE CALL |  | .needs class | [5 empty] | Hill-Rom | [7 empty] | Not Covered Vendor Only - Biomedical | MHHS-Greater Heights
NO | NO |  |  |  | 009-10373 |  | Hill-Rom Services, Inc. | NAVICARE GRS-5 |  | 041153XMWIS | GH - WOUND CARE | MHHS-Greater Heights |  |  |  | 009-10373 |  | Central & Greater Heights |  | GH - WOUND CARE | [5 empty] | HOSPITAL COMMUNICATION SYSTEMS, NURSE CALL |  | .needs class | [5 empty] | Hill-Rom | [7 empty] | Not Covered Vendor Only - Biomedical | MHHS-Greater Heights
NO | YES |  |  |  | 041-14663 | 041-14663 | Hill-Rom Services, Inc. | NURSE CALL CONSOLE |  | N/A | MEMORIAL CITY | MHHS-Mem City |  |  |  | 041-14663 | 041-14663 | West | Memorial Hermann Memorial City Medical Center | MEMORIAL CITY | MEMORIAL CITY MH7:403.2 |  |  |  |  | HOSPITAL COMMUNICATION SYSTEMS, NURSE CALL |  | .needs class | [5 empty] | Hill-Rom | [7 empty] | Covered PM Repair - Biomedical | MHHS-Mem City
NO | YES | Serial Number Cnf |  |  |  | 041-14689 | Hill-Rom Services, Inc. | NURSE CALL CONSOLE |  | CNF | Memorial City - Pediatrics | MHHS-Mem City |  |  |  |  | 041-14689 | West | Memorial City - Memorial Hermann Hospital | Memorial City - Pediatrics | MH4:403.2 AIDF |  |  |  |  | HOSPITAL COMMUNICATION SYSTEMS, NURSE CALL |  | .needs class | [5 empty] | Hill-Rom | [7 empty] | Covered PM Repair - Biomedical | MHHS-Mem City
NO | YES |  |  |  | 151-04175 | 151-04175 | Hill-Rom Services, Inc. | NURSE CALL CONSOLE |  | 0809011COM | (null) | MHHS-Mem City |  |  |  | 151-04175 | 151-04175 | (null) | (null) | (null) | (null) | (null) | (null) | (null) | (null) | HOSPITAL COMMUNICATION SYSTEMS, NURSE CALL |  | .needs class | [5 empty] | Hill-Rom | [7 empty] | Covered PM Repair - Biomedical | MHHS-Mem City
NO | YES |  |  |  | 041-14713 | 041-14713 | Hill-Rom Services, Inc. | NURSE CALL CONSOLE |  | 4608020COM | Memorial City-Postpartum | MHHS-Mem City |  |  |  | 041-14713 | 041-14713 | West | MHHS-Mem City | Memorial City-Postpartum | Nurse Station | 1/1/19 |  |  |  | HOSPITAL COMMUNICATION SYSTEMS, NURSE CALL |  | .needs class | [5 empty] | Hill-Rom | [7 empty] | Covered PM Repair - Biomedical | MHHS-Mem City
NO | YES |  |  |  | 041-14716 | 041-14716 | Hill-Rom Services, Inc. | NURSE CALL CONSOLE |  | 1209021COM | Memorial City-Postpartum | MHHS-Mem City |  |  |  | 041-14716 | 041-14716 | West | MHHS-Mem City | Memorial City-Postpartum | Nurse Station | 1/1/19 |  |  |  | HOSPITAL COMMUNICATION SYSTEMS, NURSE CALL |  | .needs class | [5 empty] | Hill-Rom | [7 empty] | Covered PM Repair - Biomedical | MHHS-Mem City
NO | YES |  |  |  | 013-19955 | 013-19955 | Hill-Rom Services, Inc. | NURSE CALL CONSOLE |  | NSN | Floor 4 | MHHS-Southwest |  |  |  | 013-19955 | 013-19955 | Southwest | Memorial Hermann Southwest Hospital | Floor 4 | Floor 4 | 8/1/19 |  |  |  | HOSPITAL COMMUNICATION SYSTEMS, NURSE CALL |  | .needs class | [5 empty] | Hill-Rom | [7 empty] | Covered PM Repair - Biomedical | MHHS-Southwest
NO | YES |  |  |  | 013-19950 | 013-19950 | Hill-Rom Services, Inc. | NURSE CALL CONSOLE |  | NSN | SW-ICU-Neuro & Stroke | MHHS-Southwest |  |  |  | 013-19950 | 013-19950 | Southwest | MHHS-Southwest | SW-ICU-Neuro & Stroke | 7th Floor Core Nurses Station | 8/1/19 |  | 8/1/20 |  | HOSPITAL COMMUNICATION SYSTEMS, NURSE CALL |  | .needs class | [5 empty] | Hill-Rom | [7 empty] | Covered PM Repair - Biomedical | MHHS-Southwest
NO | YES |  |  |  | 013-19951 | 013-19951 | Hill-Rom Services, Inc. | NURSE CALL CONSOLE |  | NSN | Floor 7 | MHHS-Southwest |  |  |  | 013-19951 | 013-19951 | Southwest | Memorial Hermann Southwest | Floor 7 | Floor 7 | 8/1/19 |  |  |  | HOSPITAL COMMUNICATION SYSTEMS, NURSE CALL |  | .needs class | [5 empty] | Hill-Rom | [7 empty] | Covered PM Repair - Biomedical | MHHS-Southwest
NO | YES |  |  |  | 129-03087 | 129-03087 | Hill-Rom Services, Inc. | NURSE CALL CONSOLE |  | NSN | Sugar Land-Med/Surg-West 4th | MHHS-Sugarland |  |  |  | 129-03087 | 129-03087 | Sugar Land | MHHS-Sugarland | Sugar Land-Med/Surg-West 4th | Nurses Station A | 1/1/20 | 1/1/21 |  |  | HOSPITAL COMMUNICATION SYSTEMS, NURSE CALL |  | .needs class | [5 empty] | Hill-Rom |  |  |  |  | 9/1/20 |  |  | Not Covered Vendor Only - Biomedical | MHHS-Sugarland
NO | YES |  |  |  | 129-03088 | 129-03088 | Hill-Rom Services, Inc. | NURSE CALL CONSOLE |  | NSN | Sugar Land-Med/Surg-West 4th | MHHS-Sugarland |  |  |  | 129-03088 | 129-03088 | Sugar Land | MHHS-Sugarland | Sugar Land-Med/Surg-West 4th | Nurses Station B | 1/1/20 | 1/1/21 |  |  | HOSPITAL COMMUNICATION SYSTEMS, NURSE CALL |  | .needs class | [5 empty] | Hill-Rom |  |  |  |  | 9/1/20 |  |  | Not Covered Vendor Only - Biomedical | MHHS-Sugarland
YES | YES |  |  |  | 129-03085 | 129-03085 | Hill-Rom Services, Inc. | NURSE CALL CONSOLE |  |  | SUGAR LAND - MED/SURG - WEST 4TH |  |  |  |  | 129-03085 | 129-03085 | Sugar Land | Memorial Hermann Sugar Land Hospital | SUGAR LAND - MED/SURG - WEST 4TH | Nurse Station F
YES | YES |  |  |  | 099-10858 | 099-10858 | Hill-Rom Services, Inc. | NURSE CALL CONSOLE |  |  | SW - ICU - NEURO |  |  |  |  | 099-10858 | 099-10858 | Southwest | Memorial Hermann Southwest Hospital | SW - ICU - NEURO | Nurses Station |  |  |  | New Add
NO | NO | [5 empty] | Hill-Rom Services, Inc. | NURSE CALL CONSOLE |  |  | MEMORIAL CITY - MHT - ONCOLOGY | MHHS-Mem City | [5 empty] | West & Memorial City |  | MEMORIAL CITY - MHT - ONCOLOGY | [5 empty] | HOSPITAL COMMUNICATION SYSTEMS, NURSE CALL |  | .needs class | [5 empty] | Hill-Rom | [7 empty] | Covered PM Repair - Biomedical | MHHS-Mem City
NO | NO |  |  |  | 041-20515 |  | Hill-Rom Services, Inc. | NURSE CALL CONSOLE |  | MD72570377 | MEMORIAL CITY - POSTPARTUM - NURSERY | MHHS-Mem City |  |  |  | 041-20515 |  | West & Memorial City |  | MEMORIAL CITY - POSTPARTUM - NURSERY | [5 empty] | HOSPITAL COMMUNICATION SYSTEMS, NURSE CALL |  | .needs class | [5 empty] | Hill-Rom | [7 empty] | Covered PM Repair - Biomedical | MHHS-Mem City
NO | NO |  |  |  | 013-19954 |  | Hill-Rom Services, Inc. | NURSE CALL CONSOLE |  | N/A | SW - ICU | MHHS-Southwest |  |  |  | 013-19954 |  | Southwest |  | SW - ICU | [5 empty] | HOSPITAL COMMUNICATION SYSTEMS, NURSE CALL |  | .needs class | [5 empty] | Hill-Rom | [7 empty] | Covered PM Repair - Biomedical | MHHS-Southwest
NO | NO |  |  |  | 013-19952 |  | Hill-Rom Services, Inc. | NURSE CALL CONSOLE |  |  | SW - ICU - NEURO & STROKE | MHHS-Southwest |  |  |  | 013-19952 |  | Southwest |  | SW - ICU - NEURO & STROKE | [5 empty] | HOSPITAL COMMUNICATION SYSTEMS, NURSE CALL |  | .needs class | [5 empty] | Hill-Rom | [7 empty] | Covered PM Repair - Biomedical | MHHS-Southwest
NO | NO | [5 empty] | Hill-Rom Services, Inc. | NURSE CALL CONSOLE |  |  | SW - NURSE CALL | MHHS-Southwest | [5 empty] | Southwest |  | SW - NURSE CALL | [5 empty] | HOSPITAL COMMUNICATION SYSTEMS, NURSE CALL |  | .needs class | [5 empty] | Hill-Rom | [7 empty] | Covered PM Repair - Biomedical | MHHS-Southwest
NO | NO | [5 empty] | Hill-Rom Services, Inc. | NURSE CALL CONSOLE |  |  | SUGAR LAND - ICU | MHHS-Sugarland | [5 empty] | Sugar Land |  | SUGAR LAND - ICU | [5 empty] | HOSPITAL COMMUNICATION SYSTEMS, NURSE CALL |  | .needs class | [5 empty] | Hill-Rom | [7 empty] | Not Covered Vendor Only - Biomedical | MHHS-Sugarland
NO | NO | [5 empty] | Hill-Rom Services, Inc. | NURSE CALL CONSOLE |  |  | SUGAR LAND - MED/SURG - WEST 4TH | MHHS-Sugarland | [5 empty] | Sugar Land |  | SUGAR LAND - MED/SURG - WEST 4TH | [5 empty] | HOSPITAL COMMUNICATION SYSTEMS, NURSE CALL |  | .needs class | [5 empty] | Hill-Rom | [7 empty] | Not Covered Vendor Only - Biomedical | MHHS-Sugarland
NO | NO | [5 empty] | Hill-Rom Services, Inc. | NURSE CALL CONSOLE |  |  | SUGAR LAND - MED/SURG - WEST 4TH | MHHS-Sugarland | [5 empty] | Sugar Land |  | SUGAR LAND - MED/SURG - WEST 4TH | [5 empty] | HOSPITAL COMMUNICATION SYSTEMS, NURSE CALL |  | .needs class | [5 empty] | Hill-Rom | [7 empty] | Not Covered Vendor Only - Biomedical | MHHS-Sugarland
NO | NO | [5 empty] | Hill-Rom Services, Inc. | NURSE CALL CONSOLE |  | 3902026dsi | TIRR - NURSE CALL | MHHS-TIRR | [5 empty] | TMC |  | TIRR - NURSE CALL | [5 empty] | HOSPITAL COMMUNICATION SYSTEMS, NURSE CALL |  | .needs class | [5 empty] | Hill-Rom | [7 empty] | Not Covered Vendor Only - Biomedical | MHHS-TIRR
NO | NO | [5 empty] | Hill-Rom Services, Inc. | NURSE CALL CONSOLE |  | 3602020dsi | TIRR - NURSE CALL | MHHS-TIRR | [5 empty] | TMC |  | TIRR - NURSE CALL | [5 empty] | HOSPITAL COMMUNICATION SYSTEMS, NURSE CALL |  | .needs class | [5 empty] | Hill-Rom | [7 empty] | Not Covered Vendor Only - Biomedical | MHHS-TIRR
NO | YES |  |  |  | 041-14658 | 041-14658 | Hill-Rom Services, Inc. | P2519A00 |  | 0508188CEA | MEMORIAL CITY - MHT - MED/SURG | MHHS-Mem City |  |  |  | 041-14658 | 041-14658 | West | West | MEMORIAL CITY - MHT - MED/SURG | MH6:403.2 AIDF |  |  |  |  | POWER SUPPLIES |  | .needs class |  |  |  |  | .needs class | Hill-Rom | [7 empty] | Covered PM Repair - Biomedical | MHHS-Mem City
NO | YES |  |  |  | 041-14660 | 041-14660 | Hill-Rom Services, Inc. | P2519A00 |  | 0508189CEA | MEMORIAL CITY | MHHS-Mem City |  |  |  | 041-14660 | 041-14660 | West | Memorial Hermann Memorial City Medical Center | MEMORIAL CITY | MEMORIAL CITY MH7:403.2 |  |  |  |  | POWER SUPPLIES |  | .needs class |  |  |  |  | .needs class | Hill-Rom | [7 empty] | Covered PM Repair - Biomedical | MHHS-Mem City
NO | YES |  |  |  | 041-14680 | 041-14680 | Hill-Rom Services, Inc. | P2519A00 |  | 0208208CEA | Memorial City - Pediatrics | MHHS-Mem City |  |  |  | 041-14680 | 041-14680 | West | Memorial City - Memorial Hermann Hospital | Memorial City - Pediatrics | MH4:403.2 AIDF |  |  |  | No PM sticker | POWER SUPPLIES |  | .needs class |  |  |  |  | .needs class | Hill-Rom | [7 empty] | Covered PM Repair - Biomedical | MHHS-Mem City
NO | YES |  |  |  | 041-14684 | 041-14684 | Hill-Rom Services, Inc. | P2519A00 |  | 0508187CEA | Memorial City - Pediatrics | MHHS-Mem City |  |  |  | 041-14684 | 041-14684 | West | Memorial City - Memorial Hermann Hospital | Memorial City - Pediatrics | MH4:403.2 AIDF |  |  |  |  | POWER SUPPLIES |  | .needs class |  |  |  |  | .needs class | Hill-Rom | [7 empty] | Covered PM Repair - Biomedical | MHHS-Mem City
NO | NO | [5 empty] | Hill-Rom Services, Inc. | P2519A00 |  |  | MEMORIAL CITY - CARDIOLOGY | MHHS-Mem City | [5 empty] | West & Memorial City |  | MEMORIAL CITY - CARDIOLOGY | [5 empty] | POWER SUPPLIES |  | .needs class |  |  |  |  | .needs class | Hill-Rom | [7 empty] | Covered PM Repair - Biomedical | MHHS-Mem City
NO | NO |  |  |  | 041-14672 |  | Hill-Rom Services, Inc. | P2519A00 |  | 0208209CEA | MEMORIAL CITY - CDU | MHHS-Mem City |  |  |  | 041-14672 |  | West & Memorial City |  | MEMORIAL CITY - CDU | [5 empty] | POWER SUPPLIES |  | .needs class |  |  |  |  | .needs class | Hill-Rom | [7 empty] | Covered PM Repair - Biomedical | MHHS-Mem City
NO | NO |  |  |  | 041-14707 |  | Hill-Rom Services, Inc. | P2519A00 |  | 0508197CEA | MEMORIAL CITY - LABOR & DELIVERY | MHHS-Mem City |  |  |  | 041-14707 |  | West & Memorial City |  | MEMORIAL CITY - LABOR & DELIVERY | [5 empty] | POWER SUPPLIES |  | .needs class |  |  |  |  | .needs class | Hill-Rom | [7 empty] | Covered PM Repair - Biomedical | MHHS-Mem City
NO | NO |  |  |  | 041-14646 |  | Hill-Rom Services, Inc. | P2519A00 |  | 1008047CEA | MEMORIAL CITY - MHT - ONCOLOGY | MHHS-Mem City |  |  |  | 041-14646 |  | West & Memorial City |  | MEMORIAL CITY - MHT - ONCOLOGY | [5 empty] | POWER SUPPLIES |  | .needs class |  |  |  |  | .needs class | Hill-Rom | [7 empty] | Covered PM Repair - Biomedical | MHHS-Mem City
NO | NO |  |  |  | 041-14648 |  | Hill-Rom Services, Inc. | P2519A00 |  | 0508190CEA | MEMORIAL CITY - MHT - ONCOLOGY | MHHS-Mem City |  |  |  | 041-14648 |  | West & Memorial City |  | MEMORIAL CITY - MHT - ONCOLOGY | [5 empty] | POWER SUPPLIES |  | .needs class |  |  |  |  | .needs class | Hill-Rom | [7 empty] | Covered PM Repair - Biomedical | MHHS-Mem City
NO | NO | [5 empty] | Hill-Rom Services, Inc. | P2519A00 |  |  | MEMORIAL CITY - MOR | MHHS-Mem City | [5 empty] | West & Memorial City |  | MEMORIAL CITY - MOR | [5 empty] | POWER SUPPLIES |  | .needs class |  |  |  |  | .needs class | Hill-Rom | [7 empty] | Covered PM Repair - Biomedical | MHHS-Mem City
NO | NO | [5 empty] | Hill-Rom Services, Inc. | P2519A00 |  |  | MEMORIAL CITY - MOR | MHHS-Mem City | [5 empty] | West & Memorial City |  | MEMORIAL CITY - MOR | [5 empty] | POWER SUPPLIES |  | .needs class |  |  |  |  | .needs class | Hill-Rom | [7 empty] | Covered PM Repair - Biomedical | MHHS-Mem City
NO | NO | [5 empty] | Hill-Rom Services, Inc. | P2519A00 |  |  | MEMORIAL CITY - NUCLEAR MEDICINE | MHHS-Mem City | [5 empty] | West & Memorial City |  | MEMORIAL CITY - NUCLEAR MEDICINE | [5 empty] | POWER SUPPLIES |  | .needs class |  |  |  |  | .needs class | Hill-Rom | [7 empty] | Covered PM Repair - Biomedical | MHHS-Mem City
NO | NO | [5 empty] | Hill-Rom Services, Inc. | P2519A00 |  |  | MEMORIAL CITY - NUCLEAR MEDICINE | MHHS-Mem City | [5 empty] | West & Memorial City |  | MEMORIAL CITY - NUCLEAR MEDICINE | [5 empty] | POWER SUPPLIES |  | .needs class |  |  |  |  | .needs class | Hill-Rom | [7 empty] | Covered PM Repair - Biomedical | MHHS-Mem City
NO | NO | [5 empty] | Hill-Rom Services, Inc. | P2519A00 |  |  | MEMORIAL CITY - OUTPATIENT SURGERY | MHHS-Mem City | [5 empty] | West & Memorial City |  | MEMORIAL CITY - OUTPATIENT SURGERY | [5 empty] | POWER SUPPLIES |  | .needs class |  |  |  |  | .needs class | Hill-Rom | [7 empty] | Covered PM Repair - Biomedical | MHHS-Mem City
NO | NO | [5 empty] | Hill-Rom Services, Inc. | P2519A00 |  |  | MEMORIAL CITY - OUTPATIENT SURGERY | MHHS-Mem City | [5 empty] | West & Memorial City |  | MEMORIAL CITY - OUTPATIENT SURGERY | [5 empty] | POWER SUPPLIES |  | .needs class |  |  |  |  | .needs class | Hill-Rom | [7 empty] | Covered PM Repair - Biomedical | MHHS-Mem City
NO | NO |  |  |  | 041-14719 |  | Hill-Rom Services, Inc. | P2519A00 |  | 0208204CEA | MEMORIAL CITY - POSTPARTUM - NURSERY | MHHS-Mem City |  |  |  | 041-14719 |  | West & Memorial City |  | MEMORIAL CITY - POSTPARTUM - NURSERY | [5 empty] | POWER SUPPLIES |  | .needs class |  |  |  |  | .needs class | Hill-Rom | [7 empty] | Covered PM Repair - Biomedical | MHHS-Mem City
NO | NO |  |  |  | 041-14723 |  | Hill-Rom Services, Inc. | P2519A00 |  | 1008025CEA | MEMORIAL CITY - POSTPARTUM - NURSERY | MHHS-Mem City |  |  |  | 041-14723 |  | West & Memorial City |  | MEMORIAL CITY - POSTPARTUM - NURSERY | [5 empty] | POWER SUPPLIES |  | .needs class |  |  |  |  | .needs class | Hill-Rom | [7 empty] | Covered PM Repair - Biomedical | MHHS-Mem City
NO | NO | [5 empty] | Hill-Rom Services, Inc. | P2519A00 |  |  | SW - NURSE CALL | MHHS-Southwest | [5 empty] | Southwest |  | SW - NURSE CALL | [5 empty] | POWER SUPPLIES |  | .needs class |  |  |  |  | .needs class | Hill-Rom | [7 empty] | Covered PM Repair - Biomedical | MHHS-Southwest
NO | NO | [5 empty] | Hill-Rom Services, Inc. | P2519A00 |  |  | WOODLANDS - NURSE CALL | MHHS-Woodlands | [5 empty] | Woodlands |  | WOODLANDS - NURSE CALL | [5 empty] | POWER SUPPLIES |  | .needs class |  |  |  |  | .needs class | Hill-Rom | [7 empty] | Covered PM Repair - Biomedical | MHHS-Woodlands
NO | NO | [5 empty] | Hill-Rom Services, Inc. | P2519A00 |  |  | WOODLANDS - NURSE CALL | MHHS-Woodlands | [5 empty] | Woodlands |  | WOODLANDS - NURSE CALL | [5 empty] | POWER SUPPLIES |  | .needs class |  |  |  |  | .needs class | Hill-Rom | [7 empty] | Covered PM Repair - Biomedical | MHHS-Woodlands
NO | NO | [5 empty] | Hill-Rom Services, Inc. | P2519A00 |  |  | WOODLANDS - NURSE CALL | MHHS-Woodlands | [5 empty] | Woodlands |  | WOODLANDS - NURSE CALL | [5 empty] | POWER SUPPLIES |  | .needs class |  |  |  |  | .needs class | Hill-Rom | [7 empty] | Covered PM Repair - Biomedical | MHHS-Woodlands
NO | NO | [5 empty] | Hill-Rom Services, Inc. | P2519A00 |  |  | WOODLANDS - NURSE CALL | MHHS-Woodlands | [5 empty] | Woodlands |  | WOODLANDS - NURSE CALL | [5 empty] | POWER SUPPLIES |  | .needs class |  |  |  |  | .needs class | Hill-Rom | [7 empty] | Covered PM Repair - Biomedical | MHHS-Woodlands
NO | NO | [5 empty] | Hill-Rom Services, Inc. | P2519A00 |  |  | WOODLANDS - NURSE CALL | MHHS-Woodlands | [5 empty] | Woodlands |  | WOODLANDS - NURSE CALL | [5 empty] | POWER SUPPLIES |  | .needs class |  |  |  |  | .needs class | Hill-Rom | [7 empty] | Covered PM Repair - Biomedical | MHHS-Woodlands
NO | NO | [5 empty] | Hill-Rom Services, Inc. | P2519A00 |  |  | WOODLANDS - NURSE CALL | MHHS-Woodlands | [5 empty] | Woodlands |  | WOODLANDS - NURSE CALL | [5 empty] | POWER SUPPLIES |  | .needs class |  |  |  |  | .needs class | Hill-Rom | [7 empty] | Covered PM Repair - Biomedical | MHHS-Woodlands
NO | NO | [5 empty] | Hill-Rom Services, Inc. | P2519A00 |  |  | WOODLANDS - NURSE CALL | MHHS-Woodlands | [5 empty] | Woodlands |  | WOODLANDS - NURSE CALL | [5 empty] | POWER SUPPLIES |  | .needs class |  |  |  |  | .needs class | Hill-Rom | [7 empty] | Covered PM Repair - Biomedical | MHHS-Woodlands
NO | NO | [5 empty] | Hill-Rom Services, Inc. | P2519A00 |  |  | WOODLANDS - NURSE CALL | MHHS-Woodlands | [5 empty] | Woodlands |  | WOODLANDS - NURSE CALL | [5 empty] | POWER SUPPLIES |  | .needs class |  |  |  |  | .needs class | Hill-Rom | [7 empty] | Covered PM Repair - Biomedical | MHHS-Woodlands
NO | NO | [5 empty] | Hill-Rom Services, Inc. | P2519A00 |  |  | WOODLANDS - NURSE CALL | MHHS-Woodlands | [5 empty] | Woodlands |  | WOODLANDS - NURSE CALL | [5 empty] | POWER SUPPLIES |  | .needs class |  |  |  |  | .needs class | Hill-Rom | [7 empty] | Covered PM Repair - Biomedical | MHHS-Woodlands
NO | NO | [5 empty] | Hill-Rom Services, Inc. | P2519A00 |  |  | WOODLANDS - NURSE CALL | MHHS-Woodlands | [5 empty] | Woodlands |  | WOODLANDS - NURSE CALL | [5 empty] | POWER SUPPLIES |  | .needs class |  |  |  |  | .needs class | Hill-Rom | [7 empty] | Covered PM Repair - Biomedical | MHHS-Woodlands
NO | NO | [5 empty] | Hill-Rom Services, Inc. | P2519A00 |  |  | WOODLANDS - NURSE CALL | MHHS-Woodlands | [5 empty] | Woodlands |  | WOODLANDS - NURSE CALL | [5 empty] | POWER SUPPLIES |  | .needs class |  |  |  |  | .needs class | Hill-Rom | [7 empty] | Covered PM Repair - Biomedical | MHHS-Woodlands
NO | NO | [5 empty] | Hill-Rom Services, Inc. | P2519A00 |  |  | WOODLANDS - NURSE CALL | MHHS-Woodlands | [5 empty] | Woodlands |  | WOODLANDS - NURSE CALL | [5 empty] | POWER SUPPLIES |  | .needs class |  |  |  |  | .needs class | Hill-Rom | [7 empty] | Covered PM Repair - Biomedical | MHHS-Woodlands
NO | NO | [5 empty] | Hill-Rom Services, Inc. | P2519A00 |  |  | WOODLANDS - NURSE CALL | MHHS-Woodlands | [5 empty] | Woodlands |  | WOODLANDS - NURSE CALL | [5 empty] | POWER SUPPLIES |  | .needs class |  |  |  |  | .needs class | Hill-Rom | [7 empty] | Covered PM Repair - Biomedical | MHHS-Woodlands
NO | NO | [5 empty] | Hill-Rom Services, Inc. | P2519A00 |  | 0508191CEA | WOODLANDS - NURSE CALL | MHHS-Woodlands | [5 empty] | Woodlands |  | WOODLANDS - NURSE CALL | [5 empty] | POWER SUPPLIES |  | .needs class |  |  |  |  | .needs class | Hill-Rom | [7 empty] | Covered PM Repair - Biomedical | MHHS-Woodlands
NO | NO | [5 empty] | Hill-Rom Services, Inc. | P2519A00 |  | 0508168CEA | WOODLANDS - NURSE CALL | MHHS-Woodlands | [5 empty] | Woodlands |  | WOODLANDS - NURSE CALL | [5 empty] | POWER SUPPLIES |  | .needs class |  |  |  |  | .needs class | Hill-Rom | [7 empty] | Covered PM Repair - Biomedical | MHHS-Woodlands
NO | NO | [5 empty] | Hill-Rom Services, Inc. | P2519A05 |  | 2506PHSSLR | NE - NURSE CALL | MHHS-Northeast | [5 empty] | Katy |  | NE - NURSE CALL | [5 empty] | POWER SYSTEMS, UNINTERRUPTIBLE |  | .needs class |  |  |  |  | .needs class | Hill-Rom | [7 empty] | Not Covered Vendor Only - Biomedical | MHHS-Northeast
NO | NO |  |  |  | 005-07294 |  | Hill-Rom Services, Inc. | P2519A05 |  |  | SE - NURSE CALL | MHHS-Southeast |  |  |  | 005-07294 |  | Southeast & Bay Area |  | SE - NURSE CALL | [5 empty] | POWER SYSTEMS, UNINTERRUPTIBLE |  | .needs class |  |  |  |  | .needs class | Hill-Rom | [7 empty] | Covered PM Repair - Biomedical | MHHS-Southeast
NO | NO |  |  |  | 005-30380 |  | Hill-Rom Services, Inc. | P2519A05 |  |  | SE - NURSE CALL | MHHS-Southeast |  |  |  | 005-30380 |  | Southeast & Bay Area |  | SE - NURSE CALL | [5 empty] | POWER SYSTEMS, UNINTERRUPTIBLE |  | .needs class |  |  |  |  | .needs class | Hill-Rom | [7 empty] | Covered PM Repair - Biomedical | MHHS-Southeast
NO | NO |  |  |  | 005-30381 |  | Hill-Rom Services, Inc. | P2519A05 |  |  | SE - NURSE CALL | MHHS-Southeast |  |  |  | 005-30381 |  | Southeast & Bay Area |  | SE - NURSE CALL | [5 empty] | POWER SYSTEMS, UNINTERRUPTIBLE |  | .needs class |  |  |  |  | .needs class | Hill-Rom | [7 empty] | Covered PM Repair - Biomedical | MHHS-Southeast
NO | NO |  |  |  | 013-16641 |  | Hill-Rom Services, Inc. | P2519A05 |  | 2908060CEA | SW - NURSE CALL | MHHS-Southwest |  |  |  | 013-16641 |  | Southwest |  | SW - NURSE CALL | [5 empty] | POWER SYSTEMS, UNINTERRUPTIBLE |  | .needs class |  |  |  |  | .needs class | Hill-Rom | [7 empty] | Covered PM Repair - Biomedical | MHHS-Southwest
NO | NO |  |  |  | 013-16646 |  | Hill-Rom Services, Inc. | P2519A05 |  | 3308164CEA | SW - NURSE CALL | MHHS-Southwest |  |  |  | 013-16646 |  | Southwest |  | SW - NURSE CALL | [5 empty] | POWER SYSTEMS, UNINTERRUPTIBLE |  | .needs class |  |  |  |  | .needs class | Hill-Rom | [7 empty] | Covered PM Repair - Biomedical | MHHS-Southwest
NO | NO |  |  |  | 013-16647 |  | Hill-Rom Services, Inc. | P2519A05 |  | 2908132CEA | SW - NURSE CALL | MHHS-Southwest |  |  |  | 013-16647 |  | Southwest |  | SW - NURSE CALL | [5 empty] | POWER SYSTEMS, UNINTERRUPTIBLE |  | .needs class |  |  |  |  | .needs class | Hill-Rom | [7 empty] | Covered PM Repair - Biomedical | MHHS-Southwest
NO | NO |  |  |  | 013-16648 |  | Hill-Rom Services, Inc. | P2519A05 |  | 290841CEA | SW - NURSE CALL | MHHS-Southwest |  |  |  | 013-16648 |  | Southwest |  | SW - NURSE CALL | [5 empty] | POWER SYSTEMS, UNINTERRUPTIBLE |  | .needs class |  |  |  |  | .needs class | Hill-Rom | [7 empty] | Covered PM Repair - Biomedical | MHHS-Southwest
NO | NO |  |  |  | 013-16770 |  | Hill-Rom Services, Inc. | P2519A05 |  | 2608087CEA | SW - NURSE CALL | MHHS-Southwest |  |  |  | 013-16770 |  | Southwest |  | SW - NURSE CALL | [5 empty] | POWER SYSTEMS, UNINTERRUPTIBLE |  | .needs class |  |  |  |  | .needs class | Hill-Rom | [7 empty] | Covered PM Repair - Biomedical | MHHS-Southwest
NO | NO |  |  |  | 013-19539 |  | Hill-Rom Services, Inc. | P2519A05 |  | 2306GWLSR | SW - NURSE CALL | MHHS-Southwest |  |  |  | 013-19539 |  | Southwest |  | SW - NURSE CALL | [5 empty] | POWER SYSTEMS, UNINTERRUPTIBLE |  | .needs class |  |  |  |  | .needs class | Hill-Rom | [7 empty] | Covered PM Repair - Biomedical | MHHS-Southwest
NO | NO |  |  |  | 013-19872 |  | Hill-Rom Services, Inc. | P2519A05 |  | 2908121CEA | SW - NURSE CALL | MHHS-Southwest |  |  |  | 013-19872 |  | Southwest |  | SW - NURSE CALL | [5 empty] | POWER SYSTEMS, UNINTERRUPTIBLE |  | .needs class |  |  |  |  | .needs class | Hill-Rom | [7 empty] | Covered PM Repair - Biomedical | MHHS-Southwest
NO | NO |  |  |  | 013-19925 |  | Hill-Rom Services, Inc. | P2519A05 |  | 03-26-02-1 | SW - NURSE CALL | MHHS-Southwest |  |  |  | 013-19925 |  | Southwest |  | SW - NURSE CALL | [5 empty] | POWER SYSTEMS, UNINTERRUPTIBLE |  | .needs class |  |  |  |  | .needs class | Hill-Rom | [7 empty] | Covered PM Repair - Biomedical | MHHS-Southwest
NO | NO |  |  |  | 013-34100 |  | Hill-Rom Services, Inc. | P2519A05 |  | 203GWSLR | SW - NURSE CALL | MHHS-Southwest |  |  |  | 013-34100 |  | Southwest |  | SW - NURSE CALL | [5 empty] | POWER SYSTEMS, UNINTERRUPTIBLE |  | .needs class |  |  |  |  | .needs class | Hill-Rom | [7 empty] | Covered PM Repair - Biomedical | MHHS-Southwest
NO | NO | [5 empty] | Hill-Rom Services, Inc. | P2519A05 |  | 2906ZLWSLR | SUGAR LAND - NURSE CALL | MHHS-Sugarland | [5 empty] | Sugar Land |  | SUGAR LAND - NURSE CALL | [5 empty] | POWER SYSTEMS, UNINTERRUPTIBLE |  | .needs class |  |  |  |  | .needs class | Hill-Rom | [7 empty] | Not Covered Vendor Only - Biomedical | MHHS-Sugarland
NO | NO | [5 empty] | Hill-Rom Services, Inc. | P2519A05 |  | 2906ZM0SLR | SUGAR LAND - NURSE CALL | MHHS-Sugarland | [5 empty] | Sugar Land |  | SUGAR LAND - NURSE CALL | [5 empty] | POWER SYSTEMS, UNINTERRUPTIBLE |  | .needs class |  |  |  |  | .needs class | Hill-Rom | [7 empty] | Not Covered Vendor Only - Biomedical | MHHS-Sugarland
NO | NO |  |  |  | 129-04524 |  | Hill-Rom Services, Inc. | P2519A05 |  | 1106102slr | SUGAR LAND - NURSE CALL | MHHS-Sugarland |  |  |  | 129-04524 |  | Sugar Land |  | SUGAR LAND - NURSE CALL | [5 empty] | POWER SYSTEMS, UNINTERRUPTIBLE |  | .needs class |  |  |  |  | .needs class | Hill-Rom | [7 empty] | Covered PM Repair - Biomedical | MHHS-Sugarland
NO | NO |  |  |  | 129-04525 |  | Hill-Rom Services, Inc. | P2519A05 |  | 1106100slr | SUGAR LAND - NURSE CALL | MHHS-Sugarland |  |  |  | 129-04525 |  | Sugar Land |  | SUGAR LAND - NURSE CALL | [5 empty] | POWER SYSTEMS, UNINTERRUPTIBLE |  | .needs class |  |  |  |  | .needs class | Hill-Rom | [7 empty] | Not Covered Vendor Only - Biomedical | MHHS-Sugarland
NO | NO | [5 empty] | Hill-Rom Services, Inc. | P2519A05 |  |  | WOODLANDS - NURSE CALL | MHHS-Woodlands | [5 empty] | Woodlands |  | WOODLANDS - NURSE CALL | [5 empty] | POWER SYSTEMS, UNINTERRUPTIBLE |  | .needs class |  |  |  |  | .needs class | Hill-Rom | [7 empty] | Not Covered Vendor Only - Biomedical | MHHS-Woodlands
NO | NO | [5 empty] | Hill-Rom Services, Inc. | P2519A05 |  |  | WOODLANDS - NURSE CALL | MHHS-Woodlands | [5 empty] | Woodlands |  | WOODLANDS - NURSE CALL | [5 empty] | POWER SYSTEMS, UNINTERRUPTIBLE |  | .needs class |  |  |  |  | .needs class | Hill-Rom | [7 empty] | Not Covered Vendor Only - Biomedical | MHHS-Woodlands
NO | YES |  |  |  | 041-14662 | 041-14662 | Hill-Rom Services, Inc. | P2519A20 |  | 0105004BUD | MEMORIAL CITY - MHT - MED/SURG | MHHS-Mem City |  |  |  | 041-14662 | 041-14662 | West | West | MEMORIAL CITY - MHT - MED/SURG | MH6:403.2 AIDF |  |  |  |  | HOSPITAL COMMUNICATION SYSTEMS, NURSE CALL |  | .needs class |  |  |  |  | .needs class | Hill-Rom | [7 empty] | Not Covered Vendor Only - Biomedical | MHHS-Mem City
NO | YES |  |  |  | 041-14685 | 041-14685 | Hill-Rom Services, Inc. | P2519A20 |  | 0905047BUD | Memorial City - Pediatrics | MHHS-Mem City |  |  |  | 041-14685 | 041-14685 | West | Memorial City - Memorial Hermann Hospital | Memorial City - Pediatrics | MH4:403.2 AIDF |  |  |  |  | HOSPITAL COMMUNICATION SYSTEMS, NURSE CALL |  | .needs class |  |  |  |  | .needs class | Hill-Rom | [7 empty] | Covered PM Repair - Biomedical | MHHS-Mem City
NO | NO |  |  |  | 041-14673 |  | Hill-Rom Services, Inc. | P2519A20 |  | 0905029BUD | MEMORIAL CITY - CDU | MHHS-Mem City |  |  |  | 041-14673 |  | West & Memorial City |  | MEMORIAL CITY - CDU | [5 empty] | HOSPITAL COMMUNICATION SYSTEMS, NURSE CALL |  | .needs class |  |  |  |  | .needs class | Hill-Rom | [7 empty] | Not Covered Vendor Only - Biomedical | MHHS-Mem City
NO | NO |  |  |  | 041-14706 |  | Hill-Rom Services, Inc. | P2519A20 |  | 0105010BUD | MEMORIAL CITY - LABOR & DELIVERY | MHHS-Mem City |  |  |  | 041-14706 |  | West & Memorial City |  | MEMORIAL CITY - LABOR & DELIVERY | [5 empty] | HOSPITAL COMMUNICATION SYSTEMS, NURSE CALL |  | .needs class |  |  |  |  | .needs class | Hill-Rom | [7 empty] | Not Covered Vendor Only - Biomedical | MHHS-Mem City
NO | NO |  |  |  | 041-14670 |  | Hill-Rom Services, Inc. | P2519A20 |  | 1105050BUD | MEMORIAL CITY - MHT - ONCOLOGY | MHHS-Mem City |  |  |  | 041-14670 |  | West & Memorial City |  | MEMORIAL CITY - MHT - ONCOLOGY | [5 empty] | HOSPITAL COMMUNICATION SYSTEMS, NURSE CALL |  | .needs class |  |  |  |  | .needs class | Hill-Rom | [7 empty] | Covered PM Repair - Biomedical | MHHS-Mem City
NO | NO |  |  |  | 041-14722 |  | Hill-Rom Services, Inc. | P2519A20 |  | 0105012BUD | MEMORIAL CITY - POSTPARTUM - NURSERY | MHHS-Mem City |  |  |  | 041-14722 |  | West & Memorial City |  | MEMORIAL CITY - POSTPARTUM - NURSERY | [5 empty] | HOSPITAL COMMUNICATION SYSTEMS, NURSE CALL |  | .needs class |  |  |  |  | .needs class | Hill-Rom | [7 empty] | Covered PM Repair - Biomedical | MHHS-Mem City
NO | NO | [5 empty] | Hill-Rom Services, Inc. | P2519A20 |  | 04-24-03-15 | WOODLANDS - NURSE CALL | MHHS-Woodlands | [5 empty] | Woodlands |  | WOODLANDS - NURSE CALL | [5 empty] | HOSPITAL COMMUNICATION SYSTEMS, NURSE CALL |  | .needs class |  |  |  |  | .needs class | Hill-Rom | [7 empty] | Covered PM Repair - Biomedical | MHHS-Woodlands
NO | NO | [5 empty] | Hill-Rom Services, Inc. | P2519A20 |  |  | WOODLANDS - NURSE CALL | MHHS-Woodlands | [5 empty] | Woodlands |  | WOODLANDS - NURSE CALL | [5 empty] | HOSPITAL COMMUNICATION SYSTEMS, NURSE CALL |  | .needs class |  |  |  |  | .needs class | Hill-Rom | [7 empty] | Covered PM Repair - Biomedical | MHHS-Woodlands
NO | NO | [5 empty] | Hill-Rom Services, Inc. | P2519A20 |  |  | WOODLANDS - NURSE CALL | MHHS-Woodlands | [5 empty] | Woodlands |  | WOODLANDS - NURSE CALL | [5 empty] | HOSPITAL COMMUNICATION SYSTEMS, NURSE CALL |  | .needs class |  |  |  |  | .needs class | Hill-Rom | [7 empty] | Covered PM Repair - Biomedical | MHHS-Woodlands
NO | NO | [5 empty] | Hill-Rom Services, Inc. | P2519A20 |  |  | WOODLANDS - NURSE CALL | MHHS-Woodlands | [5 empty] | Woodlands |  | WOODLANDS - NURSE CALL | [5 empty] | HOSPITAL COMMUNICATION SYSTEMS, NURSE CALL |  | .needs class |  |  |  |  | .needs class | Hill-Rom | [7 empty] | Covered PM Repair - Biomedical | MHHS-Woodlands
NO | NO | [5 empty] | Hill-Rom Services, Inc. | P2519B09 |  |  | SE - NURSE CALL | MHHS-Southeast | [5 empty] | Southeast & Bay Area |  | SE - NURSE CALL | [5 empty] | POWER SUPPLIES |  | .needs class |  |  |  |  | .needs class | Hill-Rom | [7 empty] | Covered PM Repair - Biomedical | MHHS-Southeast
NO | NO |  |  |  | 013-16640 |  | Hill-Rom Services, Inc. | P2519B23 |  | 0912008CEA | SW - NURSE CALL | MHHS-Southwest |  |  |  | 013-16640 |  | Southwest |  | SW - NURSE CALL | [5 empty] | POWER SYSTEMS, UNINTERRUPTIBLE |  | .needs class |  |  |  |  | .needs class | Hill-Rom | [7 empty] | Covered PM Repair - Biomedical | MHHS-Southwest
NO | NO | [5 empty] | Hill-Rom Services, Inc. | P2519B23 |  |  | WOODLANDS - NURSE CALL | MHHS-Woodlands | [5 empty] | Woodlands |  | WOODLANDS - NURSE CALL | [5 empty] | POWER SYSTEMS, UNINTERRUPTIBLE |  | .needs class |  |  |  |  | .needs class | Hill-Rom | [7 empty] | Covered PM Repair - Biomedical | MHHS-Woodlands
NO | NO | [5 empty] | Hill-Rom Services, Inc. | P2519C23 |  | 1209021CEA | NE - NURSE CALL | MHHS-Northeast | [5 empty] | Katy |  | NE - NURSE CALL | [5 empty] | POWER SYSTEMS, UNINTERRUPTIBLE |  | .needs class |  |  |  |  | .needs class | Hill-Rom | [7 empty] | Covered PM Repair - Radiology, Low End | MHHS-Northeast
NO | NO | [5 empty] | Hill-Rom Services, Inc. | P2519C23 |  | 1506012SLR | SUGAR LAND - NURSE CALL | MHHS-Sugarland | [5 empty] | Sugar Land |  | SUGAR LAND - NURSE CALL | [5 empty] | POWER SYSTEMS, UNINTERRUPTIBLE |  | .needs class |  |  |  |  | .needs class | Hill-Rom | [7 empty] | Covered PM Repair - Radiology, Low End | MHHS-Sugarland
NO | NO | [5 empty] | Hill-Rom Services, Inc. | P2519C23 |  | 1206040slr | SUGAR LAND - NURSE CALL | MHHS-Sugarland | [5 empty] | Sugar Land |  | SUGAR LAND - NURSE CALL | [5 empty] | POWER SYSTEMS, UNINTERRUPTIBLE |  | .needs class |  |  |  |  | .needs class | Hill-Rom | [7 empty] | Covered PM Repair - Biomedical | MHHS-Sugarland
NO | NO | [5 empty] | Hill-Rom Services, Inc. | P2519C23 |  | 1306014slr | SUGAR LAND - NURSE CALL | MHHS-Sugarland | [5 empty] | Sugar Land |  | SUGAR LAND - NURSE CALL | [5 empty] | POWER SYSTEMS, UNINTERRUPTIBLE |  | .needs class |  |  |  |  | .needs class | Hill-Rom | [7 empty] | Covered PM Repair - Biomedical | MHHS-Sugarland
NO | NO | [5 empty] | Hill-Rom Services, Inc. | P2519C23 |  | 15066011SLR | SUGAR LAND - NURSE CALL | MHHS-Sugarland | [5 empty] | Sugar Land |  | SUGAR LAND - NURSE CALL | [5 empty] | POWER SYSTEMS, UNINTERRUPTIBLE |  | .needs class |  |  |  |  | .needs class | Hill-Rom | [7 empty] | Covered PM Repair - Biomedical | MHHS-Sugarland
NO | NO | [5 empty] | Hill-Rom Services, Inc. | P2519C23 |  | 4409010CEA | WOODLANDS - NURSE CALL | MHHS-Woodlands | [5 empty] | Woodlands |  | WOODLANDS - NURSE CALL | [5 empty] | POWER SYSTEMS, UNINTERRUPTIBLE |  | .needs class |  |  |  |  | .needs class | Hill-Rom | [7 empty] | Covered PM Repair - Biomedical | MHHS-Woodlands
NO | NO |  |  |  | 129-06846 |  | Hill-Rom Services, Inc. | P2519NNC1A24 |  | 3715313TWN | SUGAR LAND - NURSE CALL | MHHS-Sugarland |  |  |  | 129-06846 |  | Sugar Land |  | SUGAR LAND - NURSE CALL | [5 empty] | HOSPITAL COMMUNICATION SYSTEMS, NURSE CALL |  | .needs class |  |  |  |  | .needs class | Hill-Rom | [7 empty] | Covered PM Repair - Biomedical | MHHS-Sugarland
NO | NO |  |  |  | 129-06847 |  | Hill-Rom Services, Inc. | P2519NNC1A24 |  | 3715137TWN | SUGAR LAND - NURSE CALL | MHHS-Sugarland |  |  |  | 129-06847 |  | Sugar Land |  | SUGAR LAND - NURSE CALL | [5 empty] | HOSPITAL COMMUNICATION SYSTEMS, NURSE CALL |  | .needs class |  |  |  |  | .needs class | Hill-Rom | [7 empty] | Covered PM Repair - Biomedical | MHHS-Sugarland
NO | NO |  |  |  | 129-07017 |  | Hill-Rom Services, Inc. | P2519NNC1A24 |  | 3715136TWN | SUGAR LAND - NURSE CALL | MHHS-Sugarland |  |  |  | 129-07017 |  | Sugar Land |  | SUGAR LAND - NURSE CALL | [5 empty] | HOSPITAL COMMUNICATION SYSTEMS, NURSE CALL |  | .needs class |  |  |  |  | .needs class | Hill-Rom | [7 empty] | Covered PM Repair - Biomedical | MHHS-Sugarland
NO | NO |  |  |  | 129-07018 |  | Hill-Rom Services, Inc. | P2519NNC1A24 |  | 3715291TWN | SUGAR LAND - NURSE CALL | MHHS-Sugarland |  |  |  | 129-07018 |  | Sugar Land |  | SUGAR LAND - NURSE CALL | [5 empty] | HOSPITAL COMMUNICATION SYSTEMS, NURSE CALL |  | .needs class |  |  |  |  | .needs class | Hill-Rom | [7 empty] | Covered PM Repair - Biomedical | MHHS-Sugarland
NO | NO |  |  |  | 129-07019 |  | Hill-Rom Services, Inc. | P2519NNC1A24 |  |  | SUGAR LAND - NURSE CALL | MHHS-Sugarland |  |  |  | 129-07019 |  | Sugar Land |  | SUGAR LAND - NURSE CALL | [5 empty] | HOSPITAL COMMUNICATION SYSTEMS, NURSE CALL |  | .needs class |  |  |  |  | .needs class | Hill-Rom | [7 empty] | Covered PM Repair - Biomedical | MHHS-Sugarland
NO | NO |  |  |  | 129-07020 |  | Hill-Rom Services, Inc. | P2519NNC1A24 |  | 3715290TWN | SUGAR LAND - NURSE CALL | MHHS-Sugarland |  |  |  | 129-07020 |  | Sugar Land |  | SUGAR LAND - NURSE CALL | [5 empty] | HOSPITAL COMMUNICATION SYSTEMS, NURSE CALL |  | .needs class |  |  |  |  | .needs class | Hill-Rom | [7 empty] | Covered PM Repair - Biomedical | MHHS-Sugarland
NO | NO |  |  |  | 029-11716 |  | Hill-Rom Services, Inc. | P2519NNC1A24 |  | 0014B8D24589 | WOODLANDS - ER | MHHS-Woodlands |  |  |  | 029-11716 |  | Woodlands |  | WOODLANDS - ER | [5 empty] | HOSPITAL COMMUNICATION SYSTEMS, NURSE CALL |  | .needs class |  |  |  |  | .needs class | Hill-Rom | [7 empty] | Covered PM Repair - Biomedical | MHHS-Woodlands
NO | NO | [5 empty] | Hill-Rom Services, Inc. | P2519NNC1A24 |  | 291111QTWN001A6482F755 | WOODLANDS - OR | MHHS-Woodlands | [5 empty] | Woodlands |  | WOODLANDS - OR | [5 empty] | HOSPITAL COMMUNICATION SYSTEMS, NURSE CALL |  | .needs class |  |  |  |  | .needs class | Hill-Rom | [7 empty] | Covered PM Repair - Biomedical | MHHS-Woodlands
NO | NO |  |  |  | 029-08781 |  | Hill-Rom Services, Inc. | P2519NNC1A24 |  | 2013040TWN/001A6482FEDA | WOODLANDS - ORTHO | MHHS-Woodlands |  |  |  | 029-08781 |  | Woodlands |  | WOODLANDS - ORTHO | [5 empty] | HOSPITAL COMMUNICATION SYSTEMS, NURSE CALL |  | .needs class |  |  |  |  | .needs class | Hill-Rom | [7 empty] | Covered PM Repair - Biomedical | MHHS-Woodlands
NO | NO | [5 empty] | Hill-Rom Services, Inc. | P2523A1803 |  |  | SUGAR LAND - NURSE CALL | MHHS-Sugarland | [5 empty] | Sugar Land |  | SUGAR LAND - NURSE CALL | [5 empty] | HOSPITAL COMMUNICATION SYSTEMS, NURSE CALL |  | .needs class |  |  |  |  | .needs class | Hill-Rom | [7 empty] | Not Covered Vendor Only - Lab Ana/Anes | MHHS-Sugarland
NO | NO |  |  |  | 129-03089 |  | Hill-Rom Services, Inc. | P2550A15 |  |  | SUGAR LAND - NURSE CALL | MHHS-Sugarland |  |  |  | 129-03089 |  | Sugar Land |  | SUGAR LAND - NURSE CALL | [5 empty] | HOSPITAL COMMUNICATION SYSTEMS, NURSE CALL |  | .needs class |  |  |  |  | .needs class | Hill-Rom | [7 empty] | Not Covered Vendor Only - Lab Ana/Anes | MHHS-Sugarland
NO | NO |  |  |  | 129-03602 |  | Hill-Rom Services, Inc. | P2550A15 |  |  | SUGAR LAND - NURSE CALL | MHHS-Sugarland |  |  |  | 129-03602 |  | Sugar Land |  | SUGAR LAND - NURSE CALL | [5 empty] | HOSPITAL COMMUNICATION SYSTEMS, NURSE CALL |  | .needs class |  |  |  |  | .needs class | Hill-Rom | [7 empty] | Covered PM Repair - Biomedical | MHHS-Sugarland
NO | NO |  |  |  | 129-03900 |  | Hill-Rom Services, Inc. | P2550A15 |  | SKQFRB2A | SUGAR LAND - NURSE CALL | MHHS-Sugarland |  |  |  | 129-03900 |  | Sugar Land |  | SUGAR LAND - NURSE CALL | [5 empty] | HOSPITAL COMMUNICATION SYSTEMS, NURSE CALL |  | .needs class |  |  |  |  | .needs class | Hill-Rom | [7 empty] | Covered PM Repair - Biomedical | MHHS-Sugarland
NO | NO |  |  |  | 013-14797 |  | Hill-Rom Services, Inc. | P2550B10 |  | 11526K6114ZJ1YFM | SW - NURSE CALL | MHHS-Southwest |  |  |  | 013-14797 |  | Southwest |  | SW - NURSE CALL | [5 empty] | HOSPITAL COMMUNICATION SYSTEMS, NURSE CALL |  | .needs class |  |  |  |  | .needs class | Hill-Rom | [7 empty] | Not Covered Vendor Only - Biomedical | MHHS-Southwest
NO | NO |  |  |  | 041-16807 |  | Hill-Rom Services, Inc. | P2576CMA10 |  | 3410011COM | MEMORIAL CITY - CDU | MHHS-Mem City |  |  |  | 041-16807 |  | West & Memorial City |  | MEMORIAL CITY - CDU | [5 empty] | COMPUTERS |  | .needs class |  |  |  |  | .needs class | Hill-Rom | [7 empty] | Not Covered Vendor Only - Lab Ana/Anes | MHHS-Mem City
NO | NO |  |  |  | 041-11960 |  | Hill-Rom Services, Inc. | P2576CMA10 |  | 4613002COM | MEMORIAL CITY - LABOR & DELIVERY | MHHS-Mem City |  |  |  | 041-11960 |  | West & Memorial City |  | MEMORIAL CITY - LABOR & DELIVERY | [5 empty] | COMPUTERS |  | .needs class |  |  |  |  | .needs class | Hill-Rom | [7 empty] | Not Covered Vendor Only - Biomedical | MHHS-Mem City
NO | NO |  |  |  | 041-20859 |  | Hill-Rom Services, Inc. | P2576CMA10 |  | 0917056COM | MEMORIAL CITY - MHT - MED/SURG | MHHS-Mem City |  |  |  | 041-20859 |  | West & Memorial City |  | MEMORIAL CITY - MHT - MED/SURG | [5 empty] | COMPUTERS |  | .needs class |  |  |  |  | .needs class | Hill-Rom | [7 empty] | Not Covered Vendor Only - Lab Ana/Anes | MHHS-Mem City
NO | NO |  |  |  | 041-18808 |  | Hill-Rom Services, Inc. | P2576CMA10 |  | 0515010COM | MEMORIAL CITY - MOR | MHHS-Mem City |  |  |  | 041-18808 |  | West & Memorial City |  | MEMORIAL CITY - MOR | [5 empty] | COMPUTERS |  | .needs class |  |  |  |  | .needs class | Hill-Rom | [7 empty] | Not Covered Vendor Only - Lab Ana/Anes | MHHS-Mem City
NO | NO |  |  |  | 041-18705 |  | Hill-Rom Services, Inc. | P2576CMA10 |  | 2714010COM | MEMORIAL CITY - OUTPATIENT SURGERY | MHHS-Mem City |  |  |  | 041-18705 |  | West & Memorial City |  | MEMORIAL CITY - OUTPATIENT SURGERY | [5 empty] | COMPUTERS |  | .needs class |  |  |  |  | .needs class | Hill-Rom | [7 empty] | Not Covered Vendor Only - Lab Ana/Anes | MHHS-Mem City
NO | NO | [5 empty] | Hill-Rom Services, Inc. | P2576CMA10 |  |  | MEMORIAL CITY - OUTPATIENT SURGERY | MHHS-Mem City | [5 empty] | West & Memorial City |  | MEMORIAL CITY - OUTPATIENT SURGERY | [5 empty] | COMPUTERS |  | .needs class |  |  |  |  | .needs class | Hill-Rom | [7 empty] | Not Covered Vendor Only - Lab Ana/Anes | MHHS-Mem City
NO | NO | [5 empty] | Hill-Rom Services, Inc. | P2576CMA10 |  |  | SUGAR LAND - NURSE CALL | MHHS-Sugarland | [5 empty] | Sugar Land |  | SUGAR LAND - NURSE CALL | [5 empty] | COMPUTERS |  | .needs class |  |  |  |  | .needs class | Hill-Rom | [7 empty] | Not Covered Vendor Only - Lab Ana/Anes | MHHS-Sugarland
NO | NO |  |  |  | 069-41496 |  | Hill-Rom Services, Inc. | P2576CMA10 |  | 2515005com | TMC - MHTMC - NURSE CALL | MHHS-TMC |  |  |  | 069-41496 |  | TMC |  | TMC - MHTMC - NURSE CALL | [5 empty] | COMPUTERS |  | .needs class |  |  |  |  | .needs class | Hill-Rom | [7 empty] | Covered PM Repair - Biomedical | MHHS-TMC
NO | NO | [5 empty] | Hill-Rom Services, Inc. | P2576CMA10 |  | 1309011COM | TMC - MHTMC - NURSE CALL | MHHS-TMC | [5 empty] | TMC |  | TMC - MHTMC - NURSE CALL | [5 empty] | COMPUTERS |  | .needs class |  |  |  |  | .needs class | Hill-Rom | [7 empty] | Covered PM Repair - Biomedical | MHHS-TMC
NO | YES |  |  |  | 041-18340 | 041-18340 | Hill-Rom Services, Inc. | P2576CMA16 |  | 1312007COM | Memorial City-Labor & Delivery | MHHS-Mem City |  |  |  | 041-18340 | 041-18340 | West | MHHS-Mem City | Memorial City-Labor & Delivery |  | 3/1/15 |  |  |  | COMPUTERS |  | .needs class |  |  |  |  | .needs class | Hill-Rom | [7 empty] | Covered PM Repair - Biomedical | MHHS-Mem City
NO | YES |  |  |  |  | 041-14640 | Hill-Rom Services, Inc. | P2576CMA16 |  | 0810016COM | Memorial city - out patient surgery | MHHS-Mem City |  |  |  |  | 041-14640 | West and memorial city | Memorial city - memorial herman hospital | Memorial city - out patient surgery | Preop |  |  |  | No pm sticker found | COMPUTERS |  | .needs class |  |  |  |  | .needs class | Hill-Rom | [7 empty] | Not Covered Vendor Only - Lab Ana/Anes | MHHS-Mem City
NO | YES |  |  |  |  | 013-17252 | Hill-Rom Services, Inc. | P2576CMA16 |  | 3908044CDW | SW-Nurse Call | MHHS-Southwest |  |  |  |  | 013-17252 | Southwest | MHHS-Southwest | SW-Nurse Call | 9th Floor Nursea Station | 4/1/19 |  | 4/1/20 |  | COMPUTERS |  | .needs class |  |  |  |  | .needs class | Hill-Rom | [7 empty] | Covered PM Repair - Biomedical | MHHS-Southwest
NO | YES |  |  |  |  | 013-17798 | Hill-Rom Services, Inc. | P2576CMA16 |  | 30908003COM | SW - Women?Aos Health (5th Floor) | MHHS-Southwest |  |  |  |  | 013-17798 | Southwest | Memorial Hermann Southwest Hospital | SW - Women?Aos Health (5th Floor) | Nurses Station | 5/1/14 |  |  |  | COMPUTERS |  | .needs class |  |  |  |  | .needs class | Hill-Rom |  |  |  |  | 4/11/15 |  |  | Covered PM Repair - Biomedical | MHHS-Southwest
NO | YES |  |  |  | 129-05763 | 129Q05763 | Hill-Rom Services, Inc. | P2576CMA16 |  | 51-HRC02-003 | Pediatric ER | MHHS-Sugarland |  |  |  | 129-05763 | 129Q05763 | Sugar Land | Memorial Hermann Sugar Land Hospital | Pediatric ER | Nurses Station | 10/1/14 |  |  |  | COMPUTERS |  | .needs class |  |  |  |  | .needs class | Hill-Rom | [7 empty] | Covered PM Repair - Biomedical | MHHS-Sugarland
NO | NO |  |  |  | 041-20858 |  | Hill-Rom Services, Inc. | P2576CMA16 |  | 0917052COM | MEMORIAL CITY - MHT - MED/SURG | MHHS-Mem City |  |  |  | 041-20858 |  | West & Memorial City |  | MEMORIAL CITY - MHT - MED/SURG | [5 empty] | COMPUTERS |  | .needs class |  |  |  |  | .needs class | Hill-Rom | [7 empty] | Covered PM Repair - Biomedical | MHHS-Mem City
NO | NO | [5 empty] | Hill-Rom Services, Inc. | P2576CMA16 |  | 2111029COM | SW - NICU | MHHS-Southwest | [5 empty] | Southwest |  | SW - NICU | [5 empty] | COMPUTERS |  | .needs class |  |  |  |  | .needs class | Hill-Rom | [7 empty] | Covered PM Repair - Lab Analyzers/Anesth | MHHS-Southwest
NO | NO |  |  |  | 013-16719 |  | Hill-Rom Services, Inc. | P2576CMA16 |  | 3808029COM (Comark) | SW - NURSE CALL | MHHS-Southwest |  |  |  | 013-16719 |  | Southwest |  | SW - NURSE CALL | [5 empty] | COMPUTERS |  | .needs class |  |  |  |  | .needs class | Hill-Rom | [7 empty] | Covered PM Repair - Lab Analyzers/Anesth | MHHS-Southwest
NO | NO |  |  |  | 013-34107 |  | Hill-Rom Services, Inc. | P2576CMA16 |  | 4114002COM | SW - NURSE CALL | MHHS-Southwest |  |  |  | 013-34107 |  | Southwest |  | SW - NURSE CALL | [5 empty] | COMPUTERS |  | .needs class |  |  |  |  | .needs class | Hill-Rom | [7 empty] | Covered PM Repair - Biomedical | MHHS-Southwest
NO | NO | [5 empty] | Hill-Rom Services, Inc. | P2576CMA16 |  | 0510040COM | SW - NURSE CALL | MHHS-Southwest | [5 empty] | Southwest |  | SW - NURSE CALL | [5 empty] | COMPUTERS |  | .needs class |  |  |  |  | .needs class | Hill-Rom | [7 empty] | Covered PM Repair - Biomedical | MHHS-Southwest
NO | NO | [5 empty] | Hill-Rom Services, Inc. | P2576CMA16 |  |  | SW - NURSE CALL | MHHS-Southwest | [5 empty] | Southwest |  | SW - NURSE CALL | [5 empty] | COMPUTERS |  | .needs class |  |  |  |  | .needs class | Hill-Rom | [7 empty] | Covered PM Repair - Biomedical | MHHS-Southwest
NO | NO |  |  |  | 241-04534 |  | Hill-Rom Services, Inc. | P2576CMA16 |  | 3216012COM | TIRR - NURSE CALL | MHHS-TIRR |  |  |  | 241-04534 |  | TMC |  | TIRR - NURSE CALL | [5 empty] | COMPUTERS |  | .needs class |  |  |  |  | .needs class | Hill-Rom | [7 empty] | Not Covered Vendor Only - Lab Ana/Anes | MHHS-TIRR
NO | NO |  |  |  | 069-36721 |  | Hill-Rom Services, Inc. | P2576CMA16 |  | 2013011COM | TMC - CULLEN - ONCOLOGY/HEMATOLOGY (4C) | MHHS-TMC |  |  |  | 069-36721 |  | TMC |  | TMC - CULLEN - ONCOLOGY/HEMATOLOGY (4C) | [5 empty] | COMPUTERS |  | .needs class |  |  |  |  | .needs class | Hill-Rom | [7 empty] | Not Covered Vendor Only - Biomedical | MHHS-TMC
NO | NO |  |  |  | 074-01327 |  | Hill-Rom Services, Inc. | P2576CMA16 |  |  | TMC - HVI - HEART FAILURE ICU (5HVI) | MHHS-TMC |  |  |  | 074-01327 |  | TMC |  | TMC - HVI - HEART FAILURE ICU (5HVI) | [5 empty] | COMPUTERS |  | .needs class |  |  |  |  | .needs class | Hill-Rom | [7 empty] | Not Covered Vendor Only - Biomedical | MHHS-TMC
NO | NO | [5 empty] | Hill-Rom Services, Inc. | P2576CMA16 |  | 5111030COM | TMC - JONES - SILVER TRAUMA/TCU (8J) | MHHS-TMC | [5 empty] | TMC |  | TMC - JONES - SILVER TRAUMA/TCU (8J) | [5 empty] | COMPUTERS |  | .needs class |  |  |  |  | .needs class | Hill-Rom | [7 empty] | Not Covered Vendor Only - Biomedical | MHHS-TMC
NO | NO |  |  |  | 069-44251 |  | Hill-Rom Services, Inc. | P2576CMA16 |  | 2UA813113 | TMC - MHTMC - NURSE CALL | MHHS-TMC |  |  |  | 069-44251 |  | TMC |  | TMC - MHTMC - NURSE CALL | [5 empty] | COMPUTERS |  | .needs class |  |  |  |  | .needs class | Hill-Rom | [7 empty] | Covered PM Repair - Biomedical | MHHS-TMC
NO | NO | [5 empty] | Hill-Rom Services, Inc. | P2576CMA16 |  | 4808014COM | TMC - MHTMC - NURSE CALL | MHHS-TMC | [5 empty] | TMC |  | TMC - MHTMC - NURSE CALL | [5 empty] | COMPUTERS |  | .needs class |  |  |  |  | .needs class | Hill-Rom | [7 empty] | Not Covered Vendor Only - Lab Ana/Anes | MHHS-TMC
NO | YES |  |  |  | 005-33499 | 005-33499 | Hill-Rom Services, Inc. | P2577NNC1A00 NURSE STATION CONTROLLER |  | 43T2141191100DWIS | SE - EMERGENCY CENTER | MHHS-Southeast |  |  |  | 005-33499 | 005-33499 | Southeast | Memorial Hermman South East | SE - EMERGENCY CENTER | Nurse Station | 7/1/19 |  |  |  | CONTROLLERS |  | .needs class |  |  |  |  | .needs class | Hill-Rom | [7 empty] | Covered PM Repair - Biomedical | MHHS-Southeast
NO | YES |  |  |  | 013-34108 | 013-34108 | Hill-Rom Services, Inc. | P2577NNC1A00 NURSE STATION CONTROLLER |  | 17NNC1A00 | Floor 7 | MHHS-Southwest |  |  |  | 013-34108 | 013-34108 | Southwest | Memorial Hermann Southwest | Floor 7 | Floor 7 | 4/1/19 |  |  |  | CONTROLLERS |  | .needs class |  |  |  |  | .needs class | Hill-Rom |  |  |  |  | 4/8/12 |  |  | Not Covered Vendor Only - Lab Ana/Anes | MHHS-Southwest
NO | YES |  |  |  | 129-31031 | 129-31031 | Hill-Rom Services, Inc. | P2577NNC1A00 NURSE STATION CONTROLLER |  | 43T2141171103KWIS | Family Life Unit | MHHS-Sugarland |  |  |  | 129-31031 | 129-31031 | Sugar Land | Memorial Hermann Sugar Land Hospital | Family Life Unit | Nurses Station | 1/1/20 | 1/1/21 |  |  | CONTROLLERS |  | .needs class |  |  |  |  | .needs class | Hill-Rom |  |  |  |  | 6/23/15 |  |  | Covered PM Repair - Biomedical | MHHS-Sugarland
NO | NO |  |  |  | 129-07760 |  | Hill-Rom Services, Inc. | P2577NNC1A00 NURSE STATION CONTROLLER |  | 47T2141171101FWIS | SUGAR LAND - DAY SURGERY | MHHS-Sugarland |  |  |  | 129-07760 |  | Sugar Land |  | SUGAR LAND - DAY SURGERY | [5 empty] | CONTROLLERS |  | .needs class |  |  |  |  | .needs class | Hill-Rom | [7 empty] | Not Covered Vendor Only - Lab Ana/Anes | MHHS-Sugarland
NO | NO |  |  |  | 129-06039 |  | Hill-Rom Services, Inc. | P2577NNC1A00 NURSE STATION CONTROLLER |  | 43T2141171100BWIS | SUGAR LAND - NURSE CALL | MHHS-Sugarland |  |  |  | 129-06039 |  | Sugar Land |  | SUGAR LAND - NURSE CALL | [5 empty] | CONTROLLERS |  | .needs class |  |  |  |  | .needs class | Hill-Rom | [7 empty] | Covered PM Repair - Biomedical | MHHS-Sugarland
NO | NO |  |  |  | 005-04901 |  | Hill-Rom Services, Inc. | P7925B120 |  |  | SE - NEONATAL ICU | MHHS-Southeast |  | Lamp, Exam |  | 005-04901 |  | Southeast & Bay Area |  | SE - NEONATAL ICU | [5 empty] | LIGHTS, EXAMINATION |  | LAMPEXAM-Hill-Rom-P7925B120 | LAMPEXAM | P7925B120 |  |  |  | Hill-Rom | Lamp, Exam |  | LAMPEXAM-Hill-Rom-P7925B120 |  |  |  |  | Not Covered Vendor Only - Biomedical | MHHS-Southeast
NO | YES | [5 empty] | Hill-Rom Services, Inc. | PM78-1 |  | YJ11506 | GH-Nursery | MHHS-Greater Heights |  | Warmer, Radiant, Infant |  |  |  | Central | MHHS-Greater Heights | GH-Nursery | Nursery | 8/1/19 |  | 5/1/20 |  | WARMING UNITS, PATIENT, RADIANT, INFANT | Warmer, Radiant, Infant | WARMERRADINFANT-Hill-Rom-PM78-1 | WARMERRADINFANT | PM78-1 |  |  |  | Hill-Rom | Warmer, Radiant, Infant |  | WARMERRADINFANT-Hill-Rom-PM78-1 |  | 9/30/19 |  | WRI-SA | Not Covered Vendor Only - Biomedical | MHHS-Greater Heights | [8 empty] | WARMERRADINFANT | Warmer, Radiant, Infant | Hill-Rom
NO | YES |  |  |  | 009-03034 | 009-03034 | Hill-Rom Services, Inc. | PM78-1 |  | ZD31689 | GH-Nursery | MHHS-Greater Heights |  | Warmer, Radiant, Infant |  | 009-03034 | 009-03034 | Central | MHHS-Greater Heights | GH-Nursery | Nursery | 11/1/19 |  | 5/1/20 |  | WARMING UNITS, PATIENT, RADIANT, INFANT | Warmer, Radiant, Infant | WARMERRADINFANT-Hill-Rom-PM78-1 | WARMERRADINFANT | PM78-1 |  |  |  | Hill-Rom | Warmer, Radiant, Infant |  | WARMERRADINFANT-Hill-Rom-PM78-1 |  | 10/2/19 |  | WRI-SA | Covered PM Repair - Biomedical | MHHS-Greater Heights | [8 empty] | WARMERRADINFANT | Warmer, Radiant, Infant | Hill-Rom
NO | YES | [5 empty] | Hill-Rom Services, Inc. | PM78-1 |  | YJ11507 | GH - NICU | MHHS-Greater Heights |  | Warmer, Radiant, Infant |  |  |  | Central | Memorial Hermann Greater Heights Hospital | GH - NICU | NICU |  |  |  |  | WARMING UNITS, PATIENT, RADIANT, INFANT |  | WARMERRADINFANT-Hill-Rom-PM78-1 | WARMERRADINFANT | PM78-1 |  |  |  | Hill-Rom | Warmer, Radiant, Infant |  | WARMERRADINFANT-Hill-Rom-PM78-1 |  |  |  |  | Covered PM Repair - Biomedical | MHHS-Greater Heights
NO | YES |  |  |  | 009-02709 | 009-02709 | Hill-Rom Services, Inc. | PM78-1 |  | YJ10862 | GH-Nursery | MHHS-Greater Heights |  | Warmer, Radiant, Infant |  | 009-02709 | 009-02709 | Central | MHHS-Greater Heights | GH-Nursery | Nursery | 11/1/19 |  | 5/1/20 |  | WARMING UNITS, PATIENT, RADIANT, INFANT | Warmer, Radiant, Infant | WARMERRADINFANT-Hill-Rom-PM78-1 | WARMERRADINFANT | PM78-1 |  |  |  | Hill-Rom | Warmer, Radiant, Infant |  | WARMERRADINFANT-Hill-Rom-PM78-1 |  | 10/28/19 |  | WRI-SA | Covered PM Repair - Biomedical | MHHS-Greater Heights | [8 empty] | WARMERRADINFANT | Warmer, Radiant, Infant | Hill-Rom
NO | YES |  |  |  | 009-02710 | 009-02710 | Hill-Rom Services, Inc. | PM78-1 |  | yj10861 | GH-Nursery | MHHS-Greater Heights |  | Warmer, Radiant, Infant |  | 009-02710 | 009-02710 | Central | MHHS-Greater Heights | GH-Nursery | Nursery | 11/1/19 |  | 5/1/20 |  | WARMING UNITS, PATIENT, RADIANT, INFANT | Warmer, Radiant, Infant | WARMERRADINFANT-Hill-Rom-PM78-1 | WARMERRADINFANT | PM78-1 |  |  |  | Hill-Rom | Warmer, Radiant, Infant |  | WARMERRADINFANT-Hill-Rom-PM78-1 |  |  |  | WRI-SA | Covered PM Repair - Biomedical | MHHS-Greater Heights | [8 empty] | WARMERRADINFANT | Warmer, Radiant, Infant | Hill-Rom
NO | YES |  |  |  |  | 069-09027 | Hill-Rom Services, Inc. | RESUSCITAIRE RW82-1 |  | TSO1989 | TMC 6 Floor | MHHS-TMC |  |  |  |  | 069-09027 | TMC | TMC | TMC 6 Floor | HP690.4 | 12/1/19 |  | 6/1/20 |  | WARMING UNITS, PATIENT, RADIANT, INFANT |  | WARMERRADINFANT-DraegerMed-WBR82-1 |  |  |  |  | WARMERRADINFANT-DraegerMed-WBR82-1 | Hill-Rom |  |  |  |  | 2/1/19 |  |  | Covered PM Repair - Biomedical | MHHS-TMC
NO | YES | [5 empty] | Hill-Rom Services, Inc. | RESUSCITAIRE RW82-1 |  | VNO1296 | TMC-Children's-L&D (5Hp) | MHHS-TMC | [5 empty] | TMC | MHHS-TMC | TMC-Children's-L&D (5Hp) |  | 12/23/19 |  |  |  | WARMING UNITS, PATIENT, RADIANT, INFANT |  | WARMERRADINFANT-DraegerMed-WBR82-1 |  |  |  |  | WARMERRADINFANT-DraegerMed-WBR82-1 | Hill-Rom |  |  |  |  | 2/1/19 | Verified 3/30/2020 4:07pm (Central) |  | Covered PM Repair - Biomedical | MHHS-TMC
NO | YES |  |  |  | 009-03030 | 009-03030 | Hill-Rom Services, Inc. | RESUSCITAIRE RW82VHA-1 |  | ZD02057 | GH-Labor & Delivery | MHHS-Greater Heights |  | Warmer, Radiant, Infant |  | 009-03030 | 009-03030 | Central | MHHS-Greater Heights | GH-Labor & Delivery | Nursery | 11/1/19 |  | 5/1/20 |  | WARMING UNITS, PATIENT, RADIANT, INFANT | Warmer, Radiant, Infant | WARMERRADINFANT-DraegerMed-Resuscitaire-RW82VHA-1 | WARMERRADINFANT | Resuscitaire-RW82VHA-1 |  |  |  | Draeger Inc | Warmer, Radiant, Infant |  |  | WARMERRADINFANT-DraegerMed-Resuscitaire-RW82VHA-1 |  |  | WRI-SA | Covered PM Repair - Biomedical | MHHS-Greater Heights | [8 empty] | WARMERRADINFANT | Warmer, Radiant, Infant | Draeger Inc
NO | YES |  |  |  | 133-04397 | 133-04397 | Hill-Rom Services, Inc. | THE VEST 205 |  | 51-00917 | Katy-Med/Surg 5th Floor | MHHS-Katy |  |  |  | 133-04397 | 133-04397 | Katy | MHHS-Katy | Katy-Med/Surg 5th Floor | Equipment storage | 4/1/19 | 4/1/20 |  |  | AIR-WAY CLEARANCE UNIT, HIGH-FREQUENCY CHEST WALL | Percussor, Accoustical Frequency | PERCUSSORACCFREQ-Hill-Rom-Vest 205 |  |  |  |  | PERCUSSORACCFREQ-Hill-Rom-Vest 205 | Hill-Rom |  |  |  |  | 2/13/20 |  |  | Not Covered Vendor Only - Biomedical | MHHS-Katy | [8 empty] | PERCUSSORACCFREQ | Percussor, Accoustical Frequency | Hill-Rom
NO | YES |  |  |  | 133-04398 | 133-04398 | Hill-Rom Services, Inc. | THE VEST 205 |  | 51-00918 | Katy-Med/Surg 5th Floor | MHHS-Katy |  |  |  | 133-04398 | 133-04398 | Katy | MHHS-Katy | Katy-Med/Surg 5th Floor | Equipment storage | 4/1/19 | 4/1/20 |  |  | AIR-WAY CLEARANCE UNIT, HIGH-FREQUENCY CHEST WALL | Percussor, Accoustical Frequency | PERCUSSORACCFREQ-Hill-Rom-Vest 205 |  |  |  |  | PERCUSSORACCFREQ-Hill-Rom-Vest 205 | Hill-Rom |  |  |  |  | 2/13/20 |  |  | Not Covered Vendor Only - Biomedical | MHHS-Katy | [8 empty] | PERCUSSORACCFREQ | Percussor, Accoustical Frequency | Hill-Rom
NO | YES |  |  |  | 133-07929 | 133-07929 | Hill-Rom Services, Inc. | THE VEST 205 |  | 51-01208 | Katy-Med/Surg 5th Floor | MHHS-Katy |  |  |  | 133-07929 | 133-07929 | Katy | MHHS-Katy | Katy-Med/Surg 5th Floor | Equipment storage | 4/1/19 | 4/1/20 |  |  | AIR-WAY CLEARANCE UNIT, HIGH-FREQUENCY CHEST WALL | Percussor, Accoustical Frequency | PERCUSSORACCFREQ-Hill-Rom-Vest 205 |  |  |  |  | PERCUSSORACCFREQ-Hill-Rom-Vest 205 | Hill-Rom |  |  |  |  | 6/25/21 |  |  | Not Covered Vendor Only - Biomedical | MHHS-Katy | [8 empty] | PERCUSSORACCFREQ | Percussor, Accoustical Frequency | Hill-Rom
NO | YES |  |  |  | 133-09957 | 133-09957 | Hill-Rom Services, Inc. | THE VEST 205 |  | 52-01887 | Katy-Med/Surg 5th Floor | MHHS-Katy |  |  |  | 133-09957 | 133-09957 | Katy | MHHS-Katy | Katy-Med/Surg 5th Floor | Equipment storage | 4/1/19 | 4/1/20 |  |  | AIR-WAY CLEARANCE UNIT, HIGH-FREQUENCY CHEST WALL | Percussor, Accoustical Frequency | PERCUSSORACCFREQ-Hill-Rom-Vest 205 |  |  |  |  | PERCUSSORACCFREQ-Hill-Rom-Vest 205 | Hill-Rom |  |  |  |  | 5/15/20 |  |  | Not Covered Vendor Only - Biomedical | MHHS-Katy | [8 empty] | PERCUSSORACCFREQ | Percussor, Accoustical Frequency | Hill-Rom
NO | YES |  |  |  | 145-00679 | 145-00679 | Hill-Rom Services, Inc. | THE VEST 205 |  | 53-00830 | Pearland-Respiratory Therapy | MHHS-Pearland Hospital |  |  |  | 145-00679 | 145-00679 | Pearland | MHHS-Pearland Hospital | Pearland-Respiratory Therapy | Res store room | 8/1/19 | 8/1/20 |  |  | AIR-WAY CLEARANCE UNIT, HIGH-FREQUENCY CHEST WALL | Percussor, Accoustical Frequency | PERCUSSORACCFREQ-Hill-Rom-Vest 205 |  |  |  |  | PERCUSSORACCFREQ-Hill-Rom-Vest 205 | Hill-Rom |  |  |  |  | 5/15/20 |  |  | Not Covered Vendor Only - Biomedical | MHHS-Pearland Hospital | [8 empty] | PERCUSSORACCFREQ | Percussor, Accoustical Frequency | Hill-Rom
NO | YES |  |  |  | 145-00680 | 145-00680 | Hill-Rom Services, Inc. | THE VEST 205 |  | 53-00775 | Pearland-Respiratory Therapy | MHHS-Pearland Hospital |  |  |  | 145-00680 | 145-00680 | Pearland | MHHS-Pearland Hospital | Pearland-Respiratory Therapy | Res store room | 8/1/19 | 8/1/20 |  |  | AIR-WAY CLEARANCE UNIT, HIGH-FREQUENCY CHEST WALL | Percussor, Accoustical Frequency | PERCUSSORACCFREQ-Hill-Rom-Vest 205 |  |  |  |  | PERCUSSORACCFREQ-Hill-Rom-Vest 205 | Hill-Rom |  |  |  |  | 7/10/22 |  |  | Not Covered Vendor Only - Biomedical | MHHS-Pearland Hospital | [8 empty] | PERCUSSORACCFREQ | Percussor, Accoustical Frequency | Hill-Rom
NO | YES |  |  |  | 129-03238 | 129-03238 | Hill-Rom Services, Inc. | THE VEST 205 |  | 51-00911 | Sugar Land-Respiratory | MHHS-Sugarland |  |  |  | 129-03238 | 129-03238 | Sugar Land | MHHS-Sugarland | Sugar Land-Respiratory | Respiratory cart | 11/1/19 |  | 11/1/20 |  | AIR-WAY CLEARANCE UNIT, HIGH-FREQUENCY CHEST WALL | Percussor, Accoustical Frequency | PERCUSSORACCFREQ-Hill-Rom-Vest 205 |  |  |  |  | PERCUSSORACCFREQ-Hill-Rom-Vest 205 | Hill-Rom |  |  |  |  | 5/15/20 |  |  | Not Covered Vendor Only - Biomedical | MHHS-Sugarland | [8 empty] | PERCUSSORACCFREQ | Percussor, Accoustical Frequency | Hill-Rom
NO | YES |  |  |  | 129-03239 | 129-03239 | Hill-Rom Services, Inc. | THE VEST 205 |  | 51-00864 | SUGAR LAND - RESPIRATORY | MHHS-Sugarland |  |  |  | 129-03239 | 129-03239 | Sugar Land |  | SUGAR LAND - RESPIRATORY |  | 10/1/19 | 10/1/20 |  |  | AIR-WAY CLEARANCE UNIT, HIGH-FREQUENCY CHEST WALL | Percussor, Accoustical Frequency | PERCUSSORACCFREQ-Hill-Rom-Vest 205 |  |  |  |  | PERCUSSORACCFREQ-Hill-Rom-Vest 205 | Hill-Rom |  |  |  |  | 5/15/20 |  |  | Not Covered Vendor Only - Biomedical | MHHS-Sugarland | [8 empty] | PERCUSSORACCFREQ | Percussor, Accoustical Frequency | Hill-Rom
NO | NO | [5 empty] | Hill-Rom Services, Inc. | THE VEST 205 |  | 51-00812 | GH - RESPIRATORY | MHHS-Greater Heights | [5 empty] | Central & Greater Heights |  | GH - RESPIRATORY | [5 empty] | AIR-WAY CLEARANCE UNIT, HIGH-FREQUENCY CHEST WALL |  | PERCUSSORACCFREQ-Hill-Rom-Vest 205 |  |  |  |  | PERCUSSORACCFREQ-Hill-Rom-Vest 205 | Hill-Rom | [7 empty] | Not Covered Vendor Only - Biomedical | MHHS-Greater Heights
NO | YES |  |  |  | 029-08805 | 029-08805 | Hill-Rom Services, Inc. | WBR82-1 |  | GU05636 | Woodlands-Birth Center | MHHS-Woodlands |  | Warmer, Radiant, Infant |  | 029-08805 | 029-08805 | Woodlands | MHHS-Woodlands | Woodlands-Birth Center | Storage 3 | 10/1/19 |  | 4/1/20 |  | WARMING UNITS, PATIENT, RADIANT, INFANT | Warmer, Radiant, Infant | WARMERRADINFANT-DraegerMed-WBR82-1 | WARMERRADINFANT | WBR82-1 |  |  |  | Draeger Inc | Warmer, Radiant, Infant |  |  | WARMERRADINFANT-DraegerMed-WBR82-1 | 1/1/20 |  | WRI-SA | Not Covered Vendor Only - Biomedical | MHHS-Woodlands | [8 empty] | WARMERRADINFANT | Warmer, Radiant, Infant | Draeger Inc
NO | YES |  |  |  | 029-08806 | 029-08806 | Hill-Rom Services, Inc. | WBR82-1 |  | GU05635 | Woodlands-Birth Center | MHHS-Woodlands |  | Warmer, Radiant, Infant |  | 029-08806 | 029-08806 | Woodlands | MHHS-Woodlands | Woodlands-Birth Center | Equipment Room - Pod 4 | 10/1/19 |  | 4/1/19 | Another likely PM Sticker Error | WARMING UNITS, PATIENT, RADIANT, INFANT | Warmer, Radiant, Infant | WARMERRADINFANT-DraegerMed-WBR82-1 | WARMERRADINFANT | WBR82-1 |  |  |  | Draeger Inc | Warmer, Radiant, Infant |  |  | WARMERRADINFANT-DraegerMed-WBR82-1 | 4/25/17 |  | WRI-SA | Covered PM Repair - Biomedical | MHHS-Woodlands | [8 empty] | WARMERRADINFANT | Warmer, Radiant, Infant | Draeger Inc
NO | YES |  |  |  | 029-09367 | 029-09367 | Hill-Rom Services, Inc. | WBR82-1 |  | GM05779 | Woodlands-Birth Center | MHHS-Woodlands |  | Warmer, Radiant, Infant |  | 029-09367 | 029-09367 | Woodlands | MHHS-Woodlands | Woodlands-Birth Center | Equipment Room - Pod 2 | 10/1/19 |  | 4/1/20 |  | WARMING UNITS, PATIENT, RADIANT, INFANT | Warmer, Radiant, Infant | WARMERRADINFANT-DraegerMed-WBR82-1 | WARMERRADINFANT | WBR82-1 |  |  |  | Draeger Inc | Warmer, Radiant, Infant |  |  | WARMERRADINFANT-DraegerMed-WBR82-1 | 4/1/17 |  | WRI-SA | Covered PM Repair - Biomedical | MHHS-Woodlands | [8 empty] | WARMERRADINFANT | Warmer, Radiant, Infant | Draeger Inc
NO | YES | Asset Tag 029-09368 |  |  | 029-09368 | 029-09368 | Hill-Rom Services, Inc. | WBR82-1 |  | GM05780 | Woodlands-Birth Center | MHHS-Woodlands |  | Warmer, Radiant, Infant |  | 029-09368 | 029-09368 | Woodlands | MHHS-Woodlands | Woodlands-Birth Center |  | 10/2/19 |  |  |  | WARMING UNITS, PATIENT, RADIANT, INFANT | Warmer, Radiant, Infant | WARMERRADINFANT-DraegerMed-WBR82-1 | WARMERRADINFANT | WBR82-1 |  |  |  | Draeger Inc | Warmer, Radiant, Infant |  |  | WARMERRADINFANT-DraegerMed-WBR82-1 | 4/3/17 | Finished from Script 3/27/2020 12:11:52pm (Central) | WRI-SA | Covered PM Repair - Biomedical | MHHS-Woodlands | [8 empty] | WARMERRADINFANT | Warmer, Radiant, Infant | Draeger Inc
YES | YES |  |  |  | 099-08116 | 099-08116 | Hillrom | Centrella |  | U100PF7177p | 4N |  |  |  |  | 099-08116 | 099-08116 | Central | Memorial Hermann Hospital greater heights | 4N | 402A | [6 empty] | BEDPATIENTELECTRIC-Hill-Rom-Centrella Smart Plus
YES | YES |  |  |  | 099-08366 | 099-08366 | Hillrom | Nurse Call Station |  |  | 6N |  |  |  |  | 099-08366 | 099-08366 | Central | Memorial Hermann Hospital greater heights | 6N | Nurse Station
NO | YES |  |  |  | 041-33823 | 041-33823 | Hillrom | P3200g000060 |  | J289AD9961 | MEMORIAL CITY - NUCLEAR MEDICINE |  |  |  |  | 041-33823 | 041-33823 | West | Memorial city - nuke med | MEMORIAL CITY - NUCLEAR MEDICINE | Pre admit testing
NO | YES |  |  |  | 099-04314 | 099-04314 | Hilrom | Versacare |  | R033AD2748 | Pearland-4N-Med/Surg |  |  |  |  | 099-04314 | 099-04314 | Pearland | MHHS-Pearland Hospital | Pearland-4N-Med/Surg |  | 2/1/20
NO | YES |  |  |  | 069-25313 | 069-25313 | Hilux |  |  | 609069Q | OR |  |  |  |  | 069-25313 | 069-25313 | TMC | Memorial Hermann-Texas Medical Center | OR | Pedi Storage Room
YES | YES |  |  |  | C4895 | C4895 | Hitachi | Magic wand |  |  | Rehabilitation |  |  |  |  | C4895 | C4895 | Southeast | Memorial Hermann Southeast Hospital | Rehabilitation | Occupational |  |  | 4/1/20 | No sn
NO | YES |  |  |  | 005-33964 | 005-33964 | HITACHI ALOKA MEDICAL | ARIETTA 850 |  | G3048385 | SE-Esophageal Disease Center | MHHS-Southeast |  |  |  | 005-33964 | 005-33964 | Southeast | MHHS-Southeast | SE-Esophageal Disease Center | SE - ESOPHAGEAL DISEASE CENTER | 12/1/19 |  | 12/1/20 |  | ULTRASONIC UNITS, DIAGNOSTIC |  | ULTRASOUNDDIAGNOSTIC-Hitachi-Aloka Arietta 850 |  |  |  |  | ULTRASOUNDDIAGNOSTIC-Hitachi-Aloka Arietta 850 | [5 empty] | 2/2/16 |  |  | Covered PM Repair - Respiratory/Steriliz | MHHS-Southeast
NO | YES |  |  |  | 142-07992 | 142-07992 | HITACHI ALOKA MEDICAL | PROSOUND ALPHA 7 |  | 204K6947 | NE-OR | MHHS-Northeast |  | Ultrasound, Diagnostic |  | 142-07992 | 142-07992 | Katy | MHHS-Northeast | NE-OR | PACU 15 | 1/1/19 | 1/1/20 |  |  | ULTRASONIC UNITS, DIAGNOSTIC | Ultrasound, Diagnostic | ULTRASOUNDDIAGNOSTIC-AlokaCoLtd-ProSound Alpha 7 | ULTRASOUNDDIAGNOSTIC | ProSound Alpha 7 |  |  |  | AlokaCoLtd | Ultrasound, Diagnostic |  |  | ULTRASOUNDDIAGNOSTIC-AlokaCoLtd-ProSound Alpha 7 |  |  | UD-A | Covered PM Repair - Biomedical | MHHS-Northeast | [8 empty] | ULTRASOUNDDIAGNOSTIC | Ultrasound, Diagnostic | AlokaCoLtd
NO | YES | Asset Tag 013-36662 |  |  | 013-36662 | 013-36662 | HITACHI ALOKA MEDICAL | PROSOUND ALPHA 7 |  |  | SW-Preop | MHHS-Southwest |  | Ultrasound, Diagnostic |  | 013-36662 | 013-36662 | Southwest | MHHS-Southwest | SW-Preop | Rm 1 |  |  |  |  | ULTRASONIC UNITS, DIAGNOSTIC | Ultrasound, Diagnostic | ULTRASOUNDDIAGNOSTIC-AlokaCoLtd-ProSound Alpha 7 | ULTRASOUNDDIAGNOSTIC | ProSound Alpha 7 |  |  |  | AlokaCoLtd | Ultrasound, Diagnostic |  |  | ULTRASOUNDDIAGNOSTIC-AlokaCoLtd-ProSound Alpha 7 |  |  | UD-A | Covered PM Repair - Biomedical | MHHS-Southwest | [8 empty] | ULTRASOUNDDIAGNOSTIC | Ultrasound, Diagnostic | AlokaCoLtd
NO | NO |  |  |  | U8AR0320 |  | Hitachi Medical Systems America, Inc. |  |  | U8AR0320 | SE - ESOPHAGEAL DISEASE CENTER | MHHS-Southeast |  |  |  | U8AR0320 |  | Southeast & Bay Area |  | SE - ESOPHAGEAL DISEASE CENTER | [5 empty] | ULTRASONIC UNITS, DIAGNOSTIC |  | .needs class | [5 empty] | Hitachi Medical | [7 empty] | Covered PM Repair - Biomedical | MHHS-Southeast
NO | NO |  |  |  | 069-15253 |  | Hitachi Medical Systems America, Inc. | ELECSYS 2010 |  | 1283-29 | TMC - LABORATORY - CHEMISTRY (1R) | MHHS-TMC |  | Analyzer, Immunochemistry |  | 069-15253 |  | TMC |  | TMC - LABORATORY - CHEMISTRY (1R) | [5 empty] | ANALYZERS, LABORATORY, IMMUNOASSAY |  | ANALYZERIMMUNOCHEMISTRY-RocheDiag-Elecsys 2010 | ANALYZERIMMUNOCHEMISTRY | Elecsys 2010 |  |  |  | RocheDiag | Analyzer, Immunochemistry |  |  | ANALYZERIMMUNOCHEMISTRY-RocheDiag-Elecsys 2010 |  |  |  | Covered PM Repair - Biomedical | MHHS-TMC
NO | YES |  |  |  | 041-18823 | 041-18823 | Hitachi Medical Systems America, Inc. | HI VISION 900 |  | KE12026702 | MEMORIAL CITY - DIGESTIVE DISEASE CENTER | MHHS-Mem City |  | Ultrasound, Diagnostic |  | 041-18823 | 041-18823 | West | Memorial Hermann Memorial City Medical Center | MEMORIAL CITY - DIGESTIVE DISEASE CENTER | Endo procedure room 4 |  |  |  |  | ULTRASONIC UNITS, DIAGNOSTIC |  | ULTRASOUNDDIAGNOSTIC-Hitachi Medical-HI VISION 900 | ULTRASOUNDDIAGNOSTIC | HI VISION 900 |  |  |  | Hitachi Medical | Ultrasound, Diagnostic |  | ULTRASOUNDDIAGNOSTIC-Hitachi Medical-HI VISION 900 |  |  |  |  | Not Covered Vendor Only - Biomedical | MHHS-Mem City
NO | YES |  |  |  | 009-09235 | 009-09235 | Hitachi Medical Systems America, Inc. | HI VISION PREIRUS |  | G310183016 | GH-OR | MHHS-Greater Heights |  |  |  | 009-09235 | 009-09235 | Central | MHHS-Greater Heights | GH-OR | Equipment storage | 5/1/19 |  | 5/1/20 |  | ULTRASONIC UNITS, DIAGNOSTIC |  | .needs class | [5 empty] | Hitachi Medical |  |  |  |  | 6/28/19 |  |  | Covered PM Repair - Biomedical | MHHS-Greater Heights
NO | NO |  |  |  | R-069-GIUS1 |  | Hitachi Medical Systems America, Inc. | HI VISION PREIRUS |  | KE13335404 | TMC - GI/ENDO - ADULT (1J) | MHHS-TMC |  |  |  | R-069-GIUS1 |  | TMC |  | TMC - GI/ENDO - ADULT (1J) | [5 empty] | ULTRASONIC UNITS, DIAGNOSTIC |  | .needs class | [5 empty] | Hitachi Medical | [7 empty] | Covered PM Repair - Biomedical | MHHS-TMC
NO | NO |  |  |  | R-069-DDCUS2 |  | Hitachi Medical Systems America, Inc. | HI VISION PREIRUS |  | G310050514 | TMC - PLAZA - ERTAN DDC (STE 1400) | MHHS-TMC |  |  |  | R-069-DDCUS2 |  | TMC |  | TMC - PLAZA - ERTAN DDC (STE 1400) | [5 empty] | ULTRASONIC UNITS, DIAGNOSTIC |  | .needs class | [5 empty] | Hitachi Medical | [7 empty] | Covered PM Repair - Biomedical | MHHS-TMC
NO | YES |  |  |  | 041-20857 | 041-20857 | Hitachi Medical Systems America, Inc. | PROSOUND F75 |  | 202D9446 | MEMORIAL CITY - DIGESTIVE DISEASE CENTER | MHHS-Mem City |  | Ultrasound, Diagnostic |  | 041-20857 | 041-20857 | West | Memorial Hermann Memorial City Medical Center | MEMORIAL CITY - DIGESTIVE DISEASE CENTER | MEMORIAL CITY - DIGESTIVE |  |  |  |  | ULTRASONIC UNITS, DIAGNOSTIC |  | ULTRASOUNDDIAGNOSTIC-AlokaCoLtd-ProSound F75 | ULTRASOUNDDIAGNOSTIC | ProSound F75 |  |  |  | AlokaCoLtd | Ultrasound, Diagnostic |  |  | ULTRASOUNDDIAGNOSTIC-AlokaCoLtd-ProSound F75 |  |  |  | Covered PM Repair - Biomedical | MHHS-Mem City
YES | YES | Asset Tag 069-38051 |  |  | 069-38051 | 069-38051 | Hitachi-Aloka | EZU-MT28-SI |  |  | TMC - GI/ENDO - ADULT (1J) |  |  |  |  | 069-38051 | 069-38051 | TMC | Memorial Hermann-Texas Medical Center | TMC - GI/ENDO - ADULT (1J)
YES | YES |  |  |  | 013-36740 | 013-36740 | HK Surgical | KIP-II |  | HK15M092171 | Cardiovascular |  |  |  |  | 013-36740 | 013-36740 | Southwest | Memorial Harmann Hospital - Medical Plaza 2 | Cardiovascular | Cardiovascular |  |  |  | Out of order |  | Pump, Infusion | PUMPINFUSION-HKSurgical-KIP-II | [12 empty] | PUI-A | [9 empty] | Pump, Infusion | PUMPINFUSION | Pump, Infusion | HK Surgical
NO | YES |  |  |  | 241-01884 |  | HOCOMA INC | ARMEO SPRING |  | TDG90-234000C0-000 | TIRR-Therapy Gym | MHHS-TIRR |  | Exerciser/Ergometer, Arm |  | 241-01884 |  | TMC | MHHS-Others | TIRR-Therapy Gym | Reb | 10/1/19 |  |  |  | EXERCISERS | Exerciser/Ergometer, Arm | EXERCISERERGOMETERARM-Hocoma Inc.-ArmeoSpring | EXERCISERERGOMETERARM | ArmeoSpring |  |  |  | Hocoma Inc. | Exerciser/Ergometer, Arm |  |  | EXERCISERERGOMETERARM-Hocoma Inc.-ArmeoSpring | 2/20/16 |  | EEA-A | Covered PM Repair - Respiratory/Steriliz | MHHS-TIRR | [8 empty] | EXERCISERERGOMETERARM | Exerciser/Ergometer, Arm | Hocoma Inc.
NO | YES |  |  |  | 029-10065 | 029-10065 | HOCOMA INC | ARMEO SPRING |  | AO0466 | TIRR-Op-Woodlands (Mp2, Ste 200) | MHHS-TIRR |  | Exerciser/Ergometer, Arm |  | 029-10065 | 029-10065 | Woodlands | MHHS-Others | TIRR-Op-Woodlands (Mp2, Ste 200) | MP2 suite 270 | 4/1/19 |  |  |  | EXERCISERS | Exerciser/Ergometer, Arm | EXERCISERERGOMETERARM-Hocoma Inc.-ArmeoSpring | EXERCISERERGOMETERARM | ArmeoSpring |  |  |  | Hocoma Inc. | Exerciser/Ergometer, Arm |  |  | EXERCISERERGOMETERARM-Hocoma Inc.-ArmeoSpring |  |  | EEA-A | Covered PM Repair - Biomedical | MHHS-TIRR | [8 empty] | EXERCISERERGOMETERARM | Exerciser/Ergometer, Arm | Hocoma Inc.
NO | YES |  |  |  | 069-28248 | 069-28248 | HOCOMA INC | ARMEO SPRING |  | AO0116 | J6 | MHHS-TMC |  | Exerciser/Ergometer, Arm |  | 069-28248 | 069-28248 | TMC | Memorial Hermann-Texas Medical Center | J6 | J6485 | 4/1/17 |  | 4/1/18 |  | EXERCISERS | Exerciser/Ergometer, Arm | EXERCISERERGOMETERARM-Hocoma Inc.-ArmeoSpring | EXERCISERERGOMETERARM | ArmeoSpring |  |  |  | Hocoma Inc. | Exerciser/Ergometer, Arm |  |  | EXERCISERERGOMETERARM-Hocoma Inc.-ArmeoSpring | 2/2/16 |  | EEA-A | Covered PM Repair - Respiratory/Steriliz | MHHS-TMC | [8 empty] | EXERCISERERGOMETERARM | Exerciser/Ergometer, Arm | Hocoma Inc.
NO | NO |  |  |  | 009-10384 |  | HOCOMA INC | ARMEO SPRING |  | AO0727 | TIRR - GREATER HEIGHTS | MHHS-TIRR |  | Exerciser/Ergometer, Arm |  | 009-10384 |  | Central & Greater Heights |  | TIRR - GREATER HEIGHTS | [5 empty] | EXERCISERS |  | EXERCISERERGOMETERARM-Hocoma Inc.-ArmeoSpring | EXERCISERERGOMETERARM | ArmeoSpring |  |  |  | Hocoma Inc. | Exerciser/Ergometer, Arm |  |  | EXERCISERERGOMETERARM-Hocoma Inc.-ArmeoSpring |  |  |  | Covered PM Repair - Respiratory/Steriliz | MHHS-TIRR
NO | NO | [5 empty] | HOCOMA INC | ARMEO SPRING |  | AO0206 | TIRR - KIRBY GLENN | MHHS-TIRR |  | Exerciser/Ergometer, Arm |  |  |  | TMC |  | TIRR - KIRBY GLENN | [5 empty] | EXERCISERS |  | EXERCISERERGOMETERARM-Hocoma Inc.-ArmeoSpring | EXERCISERERGOMETERARM | ArmeoSpring |  |  |  | Hocoma Inc. | Exerciser/Ergometer, Arm |  |  | EXERCISERERGOMETERARM-Hocoma Inc.-ArmeoSpring |  |  |  | Covered PM Repair - Respiratory/Steriliz | MHHS-TIRR
NO | YES |  |  |  | 241-01623 | 241-01623 | HOCOMA INC | EROGO |  | ER0149 | TIRR-Therapy Gym | MHHS-TIRR |  |  |  | 241-01623 | 241-01623 | TMC | MHHS-Others | TIRR-Therapy Gym | Rehab | 12/1/19 |  |  |  | TABLES, EXAMINATION/TREATMENT, ADJUSTABLE, ORTHOPE |  | .needs class | [5 empty] | Hocoma Inc. | [7 empty] | Not Covered Vendor Only - Biomedical | MHHS-TIRR
NO | YES | Serial Number 106 |  |  |  | 241-01995 | HOCOMA INC | LOKOMAT |  |  | TIRR-Kirby Glenn | MHHS-TIRR |  | Exerciser, Leg |  |  | 241-01995 | TMC | MHHS-Others | TIRR-Kirby Glenn | Rehab | 12/1/18 |  |  |  | EXERCISERS | Exerciser, Leg | EXERCISERLEG-Hocoma Inc.-Lokomat | EXERCISERLEG | Lokomat |  |  |  | Hocoma Inc. | Exerciser, Leg |  | EXERCISERLEG-Hocoma Inc.-Lokomat |  | 6/1/14 |  | ELEG-A | Covered PM Repair - Biomedical | MHHS-TIRR | [8 empty] | EXERCISERLEG | Exerciser, Leg | Hocoma Inc.
NO | YES |  |  |  | 151-03900 | 151-03900 | HOGGAN Health Ind | Micro fet 2 |  | 1D264W | SMR-(MC)-Willowbrook |  |  |  |  | 151-03900 | 151-03900 | Notth cypress | MHHS-Others | SMR-(MC)-Willowbrook | Bay 1 cabinet | 2/1/20
YES | YES |  |  |  | 151-03884 | 151-03884 | HOGGAN Health Ind | Micro Fet 2 |  | 1C774W | CY-Cypress Sports Willowrook |  |  |  |  | 151-03884 | 151-03884 | Willowbrook | Willowbrook | CY-Cypress Sports Willowrook |  | 2/1/20 | 2/1/20
YES | YES |  |  |  | 099-02482 | 099-02482 | HOGGAN Health Ind | MicroFET 2 |  | IB366W | Katy - Sports Medicine And Rehab |  |  |  |  | 099-02482 | 099-02482 | Katy | Memorial Hermann Katy Hospital | Katy - Sports Medicine And Rehab | Sports Medicine And Rehab | [5 empty] | Dynamometer | DYNAMOMETER-HOGGAN Health Ind-MicroFET 2 | [22 empty] | Dynamometer | DYNAMOMETER | Dynamometer | HOGGAN Health Ind
YES | YES |  |  |  | 099-00816 | 099-00816 | HOGGAN Health Ind | MicroFET 2 |  | 1F885W | SMR - (NE) - KINGWOOD CCC |  |  |  |  | 099-00816 | 099-00816 | Katy | Memorial Hermann Sports Medicine | SMR - (NE) - KINGWOOD CCC | SMR | [5 empty] | Dynamometer | DYNAMOMETER-HOGGAN Health Ind-MicroFET 2 | [22 empty] | Dynamometer | DYNAMOMETER | Dynamometer | HOGGAN Health Ind
YES | YES |  |  |  | 099-00190 | 099-00190 | HOGGAN Health Ind | MicroFET 2 |  | 1E095W | 1st Floor |  |  |  |  | 099-00190 | 099-00190 | Katy | Katy | 1st Floor | Sports |  |  |  | No pm |  | Dynamometer | DYNAMOMETER-HOGGAN Health Ind-MicroFET 2 | [22 empty] | Dynamometer | DYNAMOMETER | Dynamometer | HOGGAN Health Ind
YES | YES |  |  |  | 074-06052 | 074-06052 | HOGGAN Health Ind | MicroFET 2 |  | 1A512W | Iron Man |  |  |  |  | 074-06052 | 074-06052 | Woodlands | Memorial Hermann The Woodlands Medical Center | Iron Man | Iron Man | [5 empty] | Dynamometer | DYNAMOMETER-HOGGAN Health Ind-MicroFET 2 | [22 empty] | Dynamometer | DYNAMOMETER | Dynamometer | HOGGAN Health Ind
YES | YES |  |  |  | 099-13406 | 099-13406 | HOGGAN Health Ind | MicroFET 2 |  | 1B251W | SMR - (MC) - BASEBALL USA |  |  |  |  | 099-13406 | 099-13406 | West | Memorial Hermann Sports Medicine | SMR - (MC) - BASEBALL USA |  |  |  |  | New Add |  | Dynamometer | DYNAMOMETER-HOGGAN Health Ind-MicroFET 2 | [22 empty] | Dynamometer | DYNAMOMETER | Dynamometer | HOGGAN Health Ind
YES | YES |  |  |  | 074-06051 | 074-06051 | HOGGAN Health Ind | MicroFET 3 |  |  | SMR - (WDLS) - MED PLAZA 4 (MP4) |  |  |  |  | 074-06051 | 074-06051 | Woodlands | Woodlands Med Plaza 4 | SMR - (WDLS) - MED PLAZA 4 (MP4) | Station
NO | NO |  |  |  | 000-05158 |  | Hoggan Health Industries | MICROFET2 |  |  | SMR - (KY) - IRONMAN KATY | MHHS-SMR |  | Dynamometer |  | 000-05158 |  | Katy |  | SMR - (KY) - IRONMAN KATY | [5 empty] | MASSAGE MACHINE, PHYSICAL THERAPY |  | DYNAMOMETER-HOGGAN Health Ind-MicroFET 2 | DYNAMOMETER | MicroFET 2 |  |  |  | HOGGAN Health Ind | Dynamometer |  |  | DYNAMOMETER-HOGGAN Health Ind-MicroFET 2 |  |  |  | Covered PM Repair - Biomedical | MHHS-SMR
NO | NO |  |  |  | 1H439W |  | Hoggan Health Industries | MICROFET2 |  | 1H439W | SMR - (KY) - IRONMAN KATY | MHHS-SMR |  | Dynamometer |  | 1H439W |  | Katy |  | SMR - (KY) - IRONMAN KATY | [5 empty] | MASSAGE MACHINE, PHYSICAL THERAPY |  | DYNAMOMETER-HOGGAN Health Ind-MicroFET 2 | DYNAMOMETER | MicroFET 2 |  |  |  | HOGGAN Health Ind | Dynamometer |  |  | DYNAMOMETER-HOGGAN Health Ind-MicroFET 2 |  |  |  | Covered PM Repair - Biomedical | MHHS-SMR
NO | NO |  |  |  | 925-01981 |  | Hoggan Health Industries | MICROFET2 |  | 1A511W | SMR - (MHOSH) - BELLAIRE | MHHS-SMR |  | Dynamometer |  | 925-01981 |  | Central & Greater Heights |  | SMR - (MHOSH) - BELLAIRE | [5 empty] | MASSAGE MACHINE, PHYSICAL THERAPY |  | DYNAMOMETER-HOGGAN Health Ind-MicroFET 2 | DYNAMOMETER | MicroFET 2 |  |  |  | HOGGAN Health Ind | Dynamometer |  |  | DYNAMOMETER-HOGGAN Health Ind-MicroFET 2 |  |  |  | Covered PM Repair - Biomedical | MHHS-SMR
NO | NO |  |  |  | 069-45411 |  | Hoggan Health Industries | MICROFET2 |  | 1A199W | SMR - (TMC) - IRONMAN [MHMP-16FLR] | MHHS-SMR |  | Dynamometer |  | 069-45411 |  | TMC |  | SMR - (TMC) - IRONMAN [MHMP-16FLR] | [5 empty] | MASSAGE MACHINE, PHYSICAL THERAPY |  | DYNAMOMETER-HOGGAN Health Ind-MicroFET 2 | DYNAMOMETER | MicroFET 2 |  |  |  | HOGGAN Health Ind | Dynamometer |  |  | DYNAMOMETER-HOGGAN Health Ind-MicroFET 2 |  |  |  | Covered PM Repair - Biomedical | MHHS-SMR
NO | NO |  |  |  | 925-01971 |  | Hoggan Health Industries | MICROFET2 |  | A1040 | SMR - (TMC) - SHEPHERD SQUARE | MHHS-SMR |  | Dynamometer |  | 925-01971 |  | TMC |  | SMR - (TMC) - SHEPHERD SQUARE | [5 empty] | MASSAGE MACHINE, PHYSICAL THERAPY |  | DYNAMOMETER-HOGGAN Health Ind-MicroFET 2 | DYNAMOMETER | MicroFET 2 |  |  |  | HOGGAN Health Ind | Dynamometer |  |  | DYNAMOMETER-HOGGAN Health Ind-MicroFET 2 |  |  |  | Covered PM Repair - Biomedical | MHHS-SMR
NO | NO | [5 empty] | Hoggan Health Industries | MICROFET2 |  | 1C776W | SMR - (WDLS) - SPRING SPORTS PARK | MHHS-SMR |  | Dynamometer |  |  |  | Woodlands |  | SMR - (WDLS) - SPRING SPORTS PARK | [5 empty] | MASSAGE MACHINE, PHYSICAL THERAPY |  | DYNAMOMETER-HOGGAN Health Ind-MicroFET 2 | DYNAMOMETER | MicroFET 2 |  |  |  | HOGGAN Health Ind | Dynamometer |  |  | DYNAMOMETER-HOGGAN Health Ind-MicroFET 2 |  |  |  | Covered PM Repair - Biomedical | MHHS-SMR
NO | YES |  |  |  | 000-03695 | 000-03695 | Hoist | HD-1610 |  | 00-1178 | Rehabilitation Center | MHHS-SMR |  |  |  | 000-03695 | 000-03695 | Katy | SMR NE Kingwood | Rehabilitation Center | Gym |  |  |  | No p.m. | EXERCISERS |  | .needs class | [5 empty] | Hoist Fitness Sys | [7 empty] | Covered PM Repair - Biomedical | MHHS-SMR
NO | YES |  |  |  |  | 099-02175 | Holiday Air Conditioning and Refrigeration Inc. | LCH0701PW |  | 60106718AN | SMR-(TMC)-Shepherd Square | MHHS-SMR |  |  |  |  | 099-02175 | TMC | MHHS-Others | SMR-(TMC)-Shepherd Square |  | 3/1/19 | 3/1/20 |  |  | FREEZERS, LABORATORY |  | .needs class | [10 empty] | 7/1/16 |  |  | Covered PM Repair - Biomedical | MHHS-SMR
YES | YES |  |  |  | 005-34353 | 005-34353 | Hologic | 3Dimensions |  | EWS160301273 | Mamography |  |  |  |  | 005-34353 | 005-34353 |  | Memorial Hermann Pasdena | Mamography | Mamo | 1/1/20 | 1/1/21 |  |  | Mamo | Radiographic Unit, Mammographic | RADIOGRAPHICUNITMAMMO-HOLOGIC-3Dimensions | [12 empty] | RUM-SA | [7 empty] | 1/1/19 |  | Radiographic Unit, Mammographic | RADIOGRAPHICUNITMAMMO | Radiographic Unit, Mammographic | HOLOGIC
NO | YES | Serial Number 3DM160100971 |  |  | 099-10644 | 099-10644 | Hologic | 3Dimensions |  | 3DM160100971 | OPID-(SW)-Southwest Bc-450 (Mp1) |  |  |  |  | 099-10644 | 099-10644 | Southwest | MHHS-Others | OPID-(SW)-Southwest Bc-450 (Mp1) | Breast Center | [5 empty] | Radiographic Unit, Mammographic | RADIOGRAPHICUNITMAMMO-HOLOGIC-3Dimensions | [12 empty] | RUM-SA | [9 empty] | Radiographic Unit, Mammographic | RADIOGRAPHICUNITMAMMO | Radiographic Unit, Mammographic | HOLOGIC
NO | YES | Asset Tag 133-31040 |  |  | 133-31040 | 133-31040 | Hologic | 3Dimensions |  | 3DM160100970 | Imaging center |  |  |  |  | 133-31040 | 133-31040 | Katy | Memorial Hermann Imaging Center - Katy Plaza 1 (#120) | Imaging center | Suite 100
NO | YES |  |  |  | 133-02068 | 133-02068 | Hologic | 60000 Fluoroscan Premier Encore |  | 07-1105-02CE | Imaging |  |  |  |  | 133-02068 | 133-02068 | Katy | Memorial Hermann Katy | Imaging | Surgery | 11/1/19 | 11/1/20 |  |  | Mini C | [22 empty] | 11/1/05
YES | YES |  |  |  | 133-08280 | 133-08280 | Hologic | Affirm |  |  | OPID - (KY) - KATY - 445 (MP1) |  |  |  |  | 133-08280 | 133-08280 | Katy | Memorial Hermann Imaging Center - Katy Plaza 1 (#120) | OPID - (KY) - KATY - 445 (MP1) | Stereo Room | [5 empty] | Stereotactic Biopsy Unit | STEREOTACTICBIOPSYUNT-Hologic-Affirm | [12 empty] | SBU-SA | [9 empty] | Stereotactic Biopsy Unit | STEREOTACTICBIOPSYUNT | Stereotactic Biopsy Unit | HOLOGIC
YES | YES |  |  |  | 099-03520 | 099-03520 | Hologic | Affirm prone biopsy system |  | Aws1000366 | Mamo |  |  |  |  | 099-03520 | 099-03520 |  | Memorial Hermon CCC | Mamo | C1:308 | 2/1/19 | 8/1/20 | [25 empty] | 2/1/20
YES | YES |  |  |  | 069-28325 | 069-28325 | Hologic | ASY-01379 |  |  | OPID - (TMC) - BREAST CARE CENTER [MHMP-STE1600] - 453 |  |  |  |  | 069-28325 | 069-28325 | TMC | Memorial Hermann Breast Care Center - Texas Medical Center (#1600) | OPID - (TMC) - BREAST CARE CENTER [MHMP-STE1600] - 453 | Bone Densith
YES | YES |  |  |  | 005-33534 | 005-33534 | Hologic | ASY-07185 |  | MXL8301J88 | [5 empty] | 005-33534 | 005-33534 | South East | Memorial Herman Southeast 11800 ASTORIA |  | Bone Density | 10/1/19 | 10/1/20
NO | YES |  |  |  | 929-00917 | 929-00917 | Hologic | ATEC Sapphire |  |  | OPID-(NE)-Northeast-437 (Mp1) |  |  |  |  | 929-00917 | 929-00917 | Katy | MHHS-Others | OPID-(NE)-Northeast-437 (Mp1) | Mammo Office | 10/1/17 | 10/1/18 |  |  |  | Stereotactic Biopsy Unit | STEREOTACTICBIOPSYUNT-Hologic-ATEC Sapphire | [12 empty] | SBU-SA | [9 empty] | Stereotactic Biopsy Unit | STEREOTACTICBIOPSYUNT | Stereotactic Biopsy Unit | Hologic
YES | YES |  |  |  | 129-07331 | 129-07331 | Hologic | ATEC Sapphire |  |  | OPID - (SL) - SUGAR LAND - 449 (MP1) |  |  |  |  | 129-07331 | 129-07331 | Sugar Land | MD Anderson Breast Care with Memorial Hermann - Sugar Land (#120) | OPID - (SL) - SUGAR LAND - 449 (MP1) | Hall | [5 empty] | Stereotactic Biopsy Unit | STEREOTACTICBIOPSYUNT-Hologic-ATEC Sapphire | [12 empty] | SBU-SA | [9 empty] | Stereotactic Biopsy Unit | STEREOTACTICBIOPSYUNT | Stereotactic Biopsy Unit | Hologic
NO | YES | [5 empty] | Hologic | ATEC Sapphire |  |  | OPID - (MC) - BOBETTA LINDIG BREAST CARE [MP4-STE300] - 452 | [6 empty] | West | MD Anderson Breast Care with Memorial Hermann - Memorial City (#300) | OPID - (MC) - BOBETTA LINDIG BREAST CARE [MP4-STE300] - 452 | Hall | 12/1/16 |  | 6/1/18 |  |  | Stereotactic Biopsy Unit | STEREOTACTICBIOPSYUNT-Hologic-ATEC Sapphire | [12 empty] | SBU-SA | [9 empty] | Stereotactic Biopsy Unit | STEREOTACTICBIOPSYUNT | Stereotactic Biopsy Unit | Hologic
NO | YES |  |  |  |  | 241-01646 | Hologic | Discovery |  |  | TIRR-RADIOLOGY | [5 empty] | 241-01646 | TIRR | MHHS-TIRR | TIRR-RADIOLOGY | DEXA
YES | YES |  |  |  | 099-03571 | 099-03571 | Hologic | Genius 3Dimensions |  | 3DM160100983 | SL OPID |  |  |  |  | 099-03571 | 099-03571 | Sugar Land | MH SL | SL OPID | SL, PB1, Suite 120, Room 124 | 12/1/19 | 12/1/20 |  |  | Mammographic System Digital | Radiographic Unit, Mammographic | RADIOGRAPHICUNITMAMMO-HOLOGIC-Genius 3Dimensions | [12 empty] | RUM-SA | [7 empty] | 12/1/19 |  | Radiographic Unit, Mammographic | RADIOGRAPHICUNITMAMMO | Radiographic Unit, Mammographic | HOLOGIC
YES | YES |  |  |  | 129-07811 | 129-07811 | Hologic | Genius 3Dimensions |  | 3DM160100968 | SL OPID |  |  |  |  | 129-07811 | 129-07811 | Sugar Land | MH SL | SL OPID | SL, PB1, Suite 120, Mammo-1 | 11/1/19 | 11/1/20 |  |  | Mammocraphic System Digital | Radiographic Unit, Mammographic | RADIOGRAPHICUNITMAMMO-HOLOGIC-Genius 3Dimensions | [12 empty] | RUM-SA | [7 empty] | 2/1/19 |  | Radiographic Unit, Mammographic | RADIOGRAPHICUNITMAMMO | Radiographic Unit, Mammographic | HOLOGIC
YES | YES |  |  |  | 099-03597 | 099-03597 | Hologic | Genius 3Dimensions |  | 3DM160100723 | [5 empty] | 099-03597 | 099-03597 |  | 27700 NW Freeway, Herman Memorial |  | C1 402 Mammography | 7/1/19 | 7/1/20 |  |  |  | Radiographic Unit, Mammographic | RADIOGRAPHICUNITMAMMO-HOLOGIC-Genius 3Dimensions | [12 empty] | RUM-SA | [9 empty] | Radiographic Unit, Mammographic | RADIOGRAPHICUNITMAMMO | Radiographic Unit, Mammographic | HOLOGIC
YES | YES |  |  |  | 005-34355 | 005-34355 | Hologic | Genius 3Dimensions |  | GAN160101651 | Imaging center 100 |  |  |  |  | 005-34355 | 005-34355 | Southeast | Memorial Hermann Urgent Care Friendswood (#112) | Imaging center 100 | 120 Mammography | [5 empty] | Radiographic Unit, Mammographic | RADIOGRAPHICUNITMAMMO-HOLOGIC-Genius 3Dimensions | [12 empty] | RUM-SA | [9 empty] | Radiographic Unit, Mammographic | RADIOGRAPHICUNITMAMMO | Radiographic Unit, Mammographic | HOLOGIC
YES | YES |  |  |  | 069-45949 | 069-45949 | Hologic | Genius 3Dimensions |  | 3MD160100966 | OPID - (TMC) - BREAST CARE CENTER [MHMP-STE1600] - 453 |  |  |  |  | 069-45949 | 069-45949 | TMC | Memorial Hermann Breast Care Center - Texas Medical Center (#1600) | OPID - (TMC) - BREAST CARE CENTER [MHMP-STE1600] - 453 | Stereotactic | 12/1/19 |  | 12/1/20 |  |  | Radiographic Unit, Mammographic | RADIOGRAPHICUNITMAMMO-HOLOGIC-Genius 3Dimensions | [12 empty] | RUM-SA | [9 empty] | Radiographic Unit, Mammographic | RADIOGRAPHICUNITMAMMO | Radiographic Unit, Mammographic | HOLOGIC
NO | YES |  |  |  | 142-08398 | 142-08398 | Hologic | Horizon |  | 302412M | OPID-(NE)-Northeast-437 (Mp1) |  |  |  |  | 142-08398 | 142-08398 | Humble | MHHS-Others | OPID-(NE)-Northeast-437 (Mp1) |  |  | 12/1/19 |  |  |  | Densitometer, Bone | DENSITOMETERBONE-Hologic-Horizon | [12 empty] | DENBONE-A | [9 empty] | Densitometer, Bone | DENSITOMETERBONE | Densitometer, Bone | Hologic
NO | YES |  |  |  | 029-11246 | 029-11246 | Hologic | Horizon |  | 300065M | [5 empty] | 029-11246 | 029-11246 |  | MH CCC |  | C1 223 | 2/1/20 | 2/1/21 |  |  |  | Densitometer, Bone | DENSITOMETERBONE-Hologic-Horizon | [12 empty] | DENBONE-A | [9 empty] | Densitometer, Bone | DENSITOMETERBONE | Densitometer, Bone | Hologic
YES | YES |  |  |  | CN774ET1980678 | CN774ET1980678 | Hologic | Horizon |  |  | MC Breast Center |  |  |  |  | CN774ET1980678 | CN774ET1980678 | West | MD Anderson Breast Care with Memorial Hermann - Memorial City (#300) | MC Breast Center | MC-Breast Center- Bone Density | [5 empty] | Densitometer, Bone | DENSITOMETERBONE-Hologic-Horizon | [12 empty] | DENBONE-A | [9 empty] | Densitometer, Bone | DENSITOMETERBONE | Densitometer, Bone | Hologic
YES | YES |  |  |  | 099-06861 | 099-06861 | Hologic | Horizon |  |  | OPID - (MC) - BOBETTA LINDIG BREAST CARE [MP4-STE300] - 452 |  |  |  |  | 099-06861 | 099-06861 | West | West | OPID - (MC) - BOBETTA LINDIG BREAST CARE [MP4-STE300] - 452 | (MC) - BOBETTA LINDIG BREAST CARE [MP4-STE300] - 452 | [5 empty] | Densitometer, Bone | DENSITOMETERBONE-Hologic-Horizon | [12 empty] | DENBONE-A | [9 empty] | Densitometer, Bone | DENSITOMETERBONE | Densitometer, Bone | Hologic
NO | YES |  |  |  | 005-12341 | 005-12341 | Hologic | Horizon W |  | 300832M | Mamo |  |  |  |  | 005-12341 | 005-12341 |  | Memorial Hermann CCC | Mamo | C1:307 | 2/1/19 | 2/1/20 |  |  | Bone Den | [22 empty] | 10/1/17
YES | YES |  |  |  | 583-00568 | 583-00568 | Hologic | Horizon Wi |  |  | SL OPID |  |  |  |  | 583-00568 | 583-00568 | Sugar Land | MH SL | SL OPID | SL, PB1, Suite 120, Room 125 | 12/1/19 | 12/1/20 |  |  | Bone Density | [22 empty] | 5/1/15
NO | YES |  |  |  |  | 929-00828 | Hologic | Horizon Wi |  |  | MH MG - (CY) - CY-FAIR MED PLAZA | [5 empty] | 929-00828 |  | MHHS-MG | MH MG - (CY) - CY-FAIR MED PLAZA | 104.31 Bone Density | 2/1/20 | 2/1/21
YES | YES |  |  |  | 142-08963 | 142-08963 | Hologic | MicroFET2 |  | 1C536W | SMR - (SL) - SL IRONMAN [MP2-STE100] |  |  |  |  | 142-08963 | 142-08963 | Sugar Land | IRONMAN Sports Medicine Institute at Sugar Land (#100) | SMR - (SL) - SL IRONMAN [MP2-STE100] | Gym Floor
YES | YES |  |  |  | 142-08964 | 142-08964 | Hologic | MicroFET2 |  | 1C535W | SMR - (SL) - SL IRONMAN [MP2-STE100] |  |  |  |  | 142-08964 | 142-08964 | Sugar Land | IRONMAN Sports Medicine Institute at Sugar Land (#100) | SMR - (SL) - SL IRONMAN [MP2-STE100] | Gym Floor
YES | YES |  |  |  | 151-04146 | 151-04146 | Hologic | My Sure |  | H3176E15D0 | MEMORIAL CITY - OUTPATIENT SURGERY |  |  |  |  | 151-04146 | 151-04146 | West | Memorial City- Memorial Hermann Hospital | MEMORIAL CITY - OUTPATIENT SURGERY | Case Cart Staging Area W1 300.26
YES | YES |  |  |  | 151-04147 | 151-04147 | Hologic | My Sure |  | H2180L13D0 | MEMORIAL CITY - OUTPATIENT SURGERY |  |  |  |  | 151-04147 | 151-04147 | West | Memorial City- Memorial Hermann Hospital | MEMORIAL CITY - OUTPATIENT SURGERY | Case Cart Staging Area W1 300.26 |  |  |  | No PM sticker found
YES | YES |  |  |  | 099-03697 | 099-03697 | Hologic | QDR Horizon |  |  | Katy Imaging Clinic |  |  |  |  | 099-03697 | 099-03697 | Katy | Memorial Hermann | Katy Imaging Clinic | Katy | 2/1/19 | 2/1/20
NO | YES |  |  |  | 133-05629 | 133-05629 | Hologic | R2 Cenova |  | C0381 | OPID-(KY)-Katy-445 (Mp1) |  |  |  |  | 133-05629 | 133-05629 | Katy | MHHS-Others | OPID-(KY)-Katy-445 (Mp1) | Katy (Mammo) |  |  |  | CAD |  | Radiology Work Station | RADWORK-Hologic-R2 Cenova | [22 empty] | Radiology Work Station | RADWORK | Radiology Work Station | Hologic
NO | YES |  |  |  | 133-10234 | 133-10234 | Hologic | R2SYS-2200 |  | C5605 | OPID-(KY)-Katy-445 (Mp1) |  |  |  |  | 133-10234 | 133-10234 | Katy | MHHS-Others | OPID-(KY)-Katy-445 (Mp1) | Katy (Mammo) |  |  |  | CAD
YES | YES |  |  |  | 151-04984 | 151-04984 | Hologic | Rm-flt-100 |  | M0072E18D0 | Control room |  |  |  |  | 151-04984 | 151-04984 | Northwest | Memorial Hermann Cypress Hospital | Control room | M3 234
NO | YES |  |  |  |  | 029-04950 | Hologic | Saphire |  |  | WOODLANDS-RADIOLOGY | [5 empty] | 029-04950 | Woodlands | MHHS-WOODLANDS | WOODLANDS-RADIOLOGY | MRI EQUIPMENT RM
NO | YES |  |  |  | 133-04475 | 133-04475 | Hologic | Secure View |  | 3980808B0574 | OPID-(KY)-Katy-445 (Mp1) |  |  |  |  | 133-04475 | 133-04475 | Katy | MHHS-Others | OPID-(KY)-Katy-445 (Mp1) | Katy (Mammo) |  |  |  | Tech
NO | YES | Serial Number 3980609B0731 |  |  | 005-07060 | 005-07060 | Hologic | SecureViewRT |  | 3980609B0731 | Women center |  |  |  |  | 005-07060 | 005-07060 | Southeast | Memorial Hermann Southeast Hospital - Outpatient Services | Women center | Mammo office |  |  |  | No pm sticker
NO | YES |  |  |  | 041-10327 | 041-10327 | Hologic | Selenia |  |  | MC Breast Center |  |  |  |  | 041-10327 | 041-10327 | West | MD Anderson Breast Care with Memorial Hermann - Memorial City (#300) | MC Breast Center | MC-Breast Center- Room 3 | [5 empty] | Radiographic Unit, Mammographic | RADIOGRAPHICUNITMAMMO-Hologic-Selenia | [12 empty] | RUM-SA | [9 empty] | Radiographic Unit, Mammographic | RADIOGRAPHICUNITMAMMO | Radiographic Unit, Mammographic | Hologic
NO | YES | Asset Tag 005-07062 |  |  | 005-07062 | 005-07062 | Hologic | Selenia |  |  | Women center |  |  |  |  | 005-07062 | 005-07062 | Southeast | Memorial Hermann Southeast Hospital - Outpatient Services | Women center | Mammo |  |  |  | System tag. 2840609787W
YES | YES |  |  |  | 929-00781 | 929-00781 | Hologic | Selenia Dimensioms AWS | [7 empty] | 929-00781 | 929-00781 |  | Herman Memorial 13114 FM RD (104) |  | 104.33 Mammography | 11/1/19 | 5/1/20
YES | YES |  |  |  | 133-10232 | 133-10232 | Hologic | Selenia Dimensions |  |  | Katy Jmaging Center |  |  |  |  | 133-10232 | 133-10232 | Katy | Memorial Hermann | Katy Jmaging Center | Katy | [5 empty] | Radiographic Unit, Mammographic | RADIOGRAPHICUNITMAMMO-Hologic-Selenia Dimensions | [12 empty] | RUM-SA | [9 empty] | Radiographic Unit, Mammographic | RADIOGRAPHICUNITMAMMO | Radiographic Unit, Mammographic | Hologic
NO | YES |  |  |  | 133-08581 | 133-08581 | Hologic | Selenia Dimensions |  |  | OPID-(KY)-Katy-445 (Mp1) |  |  |  |  | 133-08581 | 133-08581 | Katy | MHHS-Others | OPID-(KY)-Katy-445 (Mp1) | Katy | 12/1/19 | 6/1/20 |  |  |  | Radiographic Unit, Mammographic | RADIOGRAPHICUNITMAMMO-Hologic-Selenia Dimensions | [12 empty] | RUM-SA | [9 empty] | Radiographic Unit, Mammographic | RADIOGRAPHICUNITMAMMO | Radiographic Unit, Mammographic | Hologic
NO | YES |  |  |  | 129-04715 | 129-04715 | Hologic | Selenia Dimensions |  |  | SL OPID |  |  |  |  | 129-04715 | 129-04715 | Sugar Land | MH SL | SL OPID | SL, PB1, Suite 120, Room 120.8 | 12/1/19 | 12/1/20 |  |  | Mammographic System | Radiographic Unit, Mammographic | RADIOGRAPHICUNITMAMMO-Hologic-Selenia Dimensions | [12 empty] | RUM-SA | [7 empty] | 9/1/10 |  | Radiographic Unit, Mammographic | RADIOGRAPHICUNITMAMMO | Radiographic Unit, Mammographic | Hologic
YES | YES |  |  |  | 029-09294 | 029-09294 | Hologic | Selenia Dimensions | [7 empty] | 029-09294 | 029-09294 | Woodlands | OPID |  | MH Woodlands | 7/1/19 | 2/1/20 |  |  |  | Radiographic Unit, Mammographic | RADIOGRAPHICUNITMAMMO-Hologic-Selenia Dimensions | [12 empty] | RUM-SA | [9 empty] | Radiographic Unit, Mammographic | RADIOGRAPHICUNITMAMMO | Radiographic Unit, Mammographic | Hologic
YES | YES |  |  |  | 029-07743 | 029-07743 | Hologic | Selenia Dimensions | [7 empty] | 029-07743 | 029-07743 | Woodlands | HM Woodlands |  | Rm 150.6 | 10/1/18 | 10/1/19 |  |  |  | Radiographic Unit, Mammographic | RADIOGRAPHICUNITMAMMO-Hologic-Selenia Dimensions | [12 empty] | RUM-SA | [9 empty] | Radiographic Unit, Mammographic | RADIOGRAPHICUNITMAMMO | Radiographic Unit, Mammographic | Hologic
YES | YES |  |  |  | 029-11245 | 029-11245 | Hologic | Selenia Dimensions | [7 empty] | 029-11245 | 029-11245 | CCC Spring | MH CCC SPRING TX |  | C1 224 | 11/1/19 | 2/1/20 |  |  |  | Radiographic Unit, Mammographic | RADIOGRAPHICUNITMAMMO-Hologic-Selenia Dimensions | [12 empty] | RUM-SA | [9 empty] | Radiographic Unit, Mammographic | RADIOGRAPHICUNITMAMMO | Radiographic Unit, Mammographic | Hologic
NO | YES |  |  |  | 005-12339 | 005-12339 | Hologic | Selenia Dimensions |  | SDM131500437 | Mamo |  |  |  |  | 005-12339 | 005-12339 |  | Memorial Herman CCC | Mamo | C1:319 | 8/1/19 | 2/1/20 |  |  |  | Radiographic Unit, Mammographic | RADIOGRAPHICUNITMAMMO-Hologic-Selenia Dimensions | [12 empty] | RUM-SA | [7 empty] | 1/1/17 |  | Radiographic Unit, Mammographic | RADIOGRAPHICUNITMAMMO | Radiographic Unit, Mammographic | Hologic
NO | YES |  |  |  | 005-12338 | 005-12338 | Hologic | Selenia Dimensions |  | SDM131500432 | Mamo |  |  |  |  | 005-12338 | 005-12338 |  | Memorial Hermann CCC | Mamo | C1:318 | 8/1/19 | 1/1/20 |  |  |  | Radiographic Unit, Mammographic | RADIOGRAPHICUNITMAMMO-Hologic-Selenia Dimensions | [12 empty] | RUM-SA | [9 empty] | Radiographic Unit, Mammographic | RADIOGRAPHICUNITMAMMO | Radiographic Unit, Mammographic | Hologic
NO | YES |  |  |  | 041-19197 | 041-19197 | Hologic | Selenia Dimensions |  |  | Mamo |  |  |  |  | 041-19197 | 041-19197 |  | Memorial Hermann CCC | Mamo | C1:317 | 8/1/19 | 1/1/20 |  |  |  | Radiographic Unit, Mammographic | RADIOGRAPHICUNITMAMMO-Hologic-Selenia Dimensions | [12 empty] | RUM-SA | [9 empty] | Radiographic Unit, Mammographic | RADIOGRAPHICUNITMAMMO | Radiographic Unit, Mammographic | Hologic
YES | YES |  |  |  | 005-08324 | 005-08324 | Hologic | Selenia Dimensions |  |  | Women Center |  |  |  |  | 005-08324 | 005-08324 | Southeast | Memorial Hermann Houston | Women Center | Mammo |  |  |  | System tag # 81010121868 |  | Radiographic Unit, Mammographic | RADIOGRAPHICUNITMAMMO-Hologic-Selenia Dimensions | [12 empty] | RUM-SA | [7 empty] | 10/1/12 |  | Radiographic Unit, Mammographic | RADIOGRAPHICUNITMAMMO | Radiographic Unit, Mammographic | Hologic
YES | YES |  |  |  | 013-18469 | 013-18469 | Hologic | Selenia Dimensions |  |  | Women Clinic |  |  |  |  | 013-18469 | 013-18469 | SOuthwest | Memorial Hermann Southwest | Women Clinic | Room 5 | [5 empty] | Radiographic Unit, Mammographic | RADIOGRAPHICUNITMAMMO-Hologic-Selenia Dimensions | [12 empty] | RUM-SA | [7 empty] | 10/1/11 |  | Radiographic Unit, Mammographic | RADIOGRAPHICUNITMAMMO | Radiographic Unit, Mammographic | Hologic
NO | YES |  |  |  | 013-36651 | 013-36651 | Hologic | Selenia Dimensions |  |  | Women Clinic |  |  |  |  | 013-36651 | 013-36651 | Southwest | Memorial Hermann Southwest | Women Clinic | Room2 | [5 empty] | Radiographic Unit, Mammographic | RADIOGRAPHICUNITMAMMO-Hologic-Selenia Dimensions | [12 empty] | RUM-SA | [7 empty] | 2/1/19 |  | Radiographic Unit, Mammographic | RADIOGRAPHICUNITMAMMO | Radiographic Unit, Mammographic | Hologic
NO | YES |  |  |  | 013-36653 | 013-36653 | Hologic | Selenia Dimensions |  |  | Womens Clinic |  |  |  |  | 013-36653 | 013-36653 | Southwest | Memorial Hermann Southwest | Womens Clinic | Room 8 | 2/1/20 |  |  |  |  | Radiographic Unit, Mammographic | RADIOGRAPHICUNITMAMMO-Hologic-Selenia Dimensions | [12 empty] | RUM-SA | [7 empty] | 3/1/18 |  | Radiographic Unit, Mammographic | RADIOGRAPHICUNITMAMMO | Radiographic Unit, Mammographic | Hologic
YES | YES |  |  |  | 099-10645 | 099-10645 | Hologic | Selenia Dimensions |  |  | Breast Center |  |  |  |  | 099-10645 | 099-10645 | Southwest | Memorial Herman Southwest Hospital | Breast Center | Breast Center | [5 empty] | Radiographic Unit, Mammographic | RADIOGRAPHICUNITMAMMO-Hologic-Selenia Dimensions | [12 empty] | RUM-SA | [9 empty] | Radiographic Unit, Mammographic | RADIOGRAPHICUNITMAMMO | Radiographic Unit, Mammographic | Hologic
YES | YES |  |  |  | 099-10661 | 099-10661 | Hologic | Selenia Dimensions |  | 81111122133RM | Breast Center |  |  |  |  | 099-10661 | 099-10661 | Southwest | Memorial Herman Southwest Hospital | Breast Center | Breast Center | [5 empty] | Radiographic Unit, Mammographic | RADIOGRAPHICUNITMAMMO-Hologic-Selenia Dimensions | [12 empty] | RUM-SA | [9 empty] | Radiographic Unit, Mammographic | RADIOGRAPHICUNITMAMMO | Radiographic Unit, Mammographic | Hologic
NO | YES |  |  |  | 041-17360 | 041-17360 | Hologic | Selenia Dimensions |  |  | MC Breast Center |  |  |  |  | 041-17360 | 041-17360 | West | MD Anderson Breast Care with Memorial Hermann - Memorial City (#300) | MC Breast Center | MC-Breast Center- Room 2 | [5 empty] | Radiographic Unit, Mammographic | RADIOGRAPHICUNITMAMMO-Hologic-Selenia Dimensions | [12 empty] | RUM-SA | [9 empty] | Radiographic Unit, Mammographic | RADIOGRAPHICUNITMAMMO | Radiographic Unit, Mammographic | Hologic
NO | YES |  |  |  | 041-20547 | 041-20547 | Hologic | Selenia Dimensions |  |  | MC Breast Center |  |  |  |  | 041-20547 | 041-20547 | West | MD Anderson Breast Care with Memorial Hermann - Memorial City (#300) | MC Breast Center | MC-Breast Center- Room 4 | [5 empty] | Radiographic Unit, Mammographic | RADIOGRAPHICUNITMAMMO-Hologic-Selenia Dimensions | [12 empty] | RUM-SA | [9 empty] | Radiographic Unit, Mammographic | RADIOGRAPHICUNITMAMMO | Radiographic Unit, Mammographic | Hologic
NO | YES |  |  |  | 099-14288 | 099-14288 | Hologic | Selenia Dimensions |  | 81007080016RM | MC Breast Center |  |  |  |  | 099-14288 | 099-14288 | West | MD Anderson Breast Care with Memorial Hermann - Memorial City (#300) | MC Breast Center | MC-Breast Center- Room 5 | [5 empty] | Radiographic Unit, Mammographic | RADIOGRAPHICUNITMAMMO-Hologic-Selenia Dimensions | [12 empty] | RUM-SA | [9 empty] | Radiographic Unit, Mammographic | RADIOGRAPHICUNITMAMMO | Radiographic Unit, Mammographic | Hologic
YES | YES |  |  |  | 041-20546 | 041-20546 | Hologic | Selenia Dimensions |  |  | MC Breast Center |  |  |  |  | 041-20546 | 041-20546 | West | MD Anderson Breast Care with Memorial Hermann - Memorial City (#300) | MC Breast Center | MC-Breast Center- Room 1 | [5 empty] | Radiographic Unit, Mammographic | RADIOGRAPHICUNITMAMMO-Hologic-Selenia Dimensions | [11 empty] | 8-003166368 | RUM-SA | [9 empty] | Radiographic Unit, Mammographic | RADIOGRAPHICUNITMAMMO | Radiographic Unit, Mammographic | Hologic
NO | YES |  |  |  | 133-08308 | 133-08308 | Hologic | Selenia Dimensions |  |  | Imaging center |  |  |  |  | 133-08308 | 133-08308 | Katy | Memorial Hermann Imaging Center - Katy Plaza 1 (#120) | Imaging center | Suite 100
YES | YES |  |  |  | 005-09513 | 005-09513 | Hologic | Suros Pearl |  |  | MH MG - (SE) - LC CCC - TIMESHARE |  |  |  |  | 005-09513 | 005-09513 | Southeast | Memorial Hermann Convenient Care Center in League City (League City CCC) | MH MG - (SE) - LC CCC - TIMESHARE | Ste300 | 3/1/20 |  | 3/1/20 |  |  | Stereotactic Biopsy Unit | STEREOTACTICBIOPSYUNT-Hologic-Suros Pearl | [12 empty] | SBU-SA | [9 empty] | Stereotactic Biopsy Unit | STEREOTACTICBIOPSYUNT | Stereotactic Biopsy Unit | Hologic
YES | YES |  |  |  | 099-03596 | 099-03596 | Hologic | SVRT-00300 | [7 empty] | 099-03596 | 099-03596 |  | 27700 NW Freeway, Herman Memorial |  | C1 411
NO | YES |  |  |  | 069-28420 | 069-28420 | Hologic | Thermo Kevex X-Ray |  | 09-0110-29 | TMC-Sarofim 3-OR |  |  |  |  | 069-28420 | 069-28420 | TMC | MHHS-TMC | TMC-Sarofim 3-OR | Hall | 9/1/19 |  | 9/1/20
YES | YES |  |  |  | 099-10992 | 099-10992 | Hologic | TLI |  | 61642C17D0 | SW - LABORATORY |  |  |  |  | 099-10992 | 099-10992 | Southwest | Memorial Hermann Southwest Hospital | SW - LABORATORY | Core Lab |  |  |  | New Add |  | In Vitro Fertilization Instrumentation | MISCELLANEOUS-Hologic-TLI | [22 empty] | Miscellaneous | MISCELLANEOUS | In Vitro Fertilization Instrumentation | Hologic
YES | YES |  |  |  | 151-04809 | 151-04809 | Hologic | Tli q |  | 61963li8d0 | Lab |  |  |  |  | 151-04809 | 151-04809 | Cypress | Cypress | Lab | Hematology | 2/1/20 | 2/1/20
NO | YES |  |  |  | 013-38849 | 013-38849 | HOLOGIC INC | 3DM-SYS-STD |  | 3DM160100807 | OPID-(SW)-Southwest Bc-450 (Mp1) | MHHS-OPID |  |  |  | 013-38849 | 013-38849 | Southwest | MHHS-Others | OPID-(SW)-Southwest Bc-450 (Mp1) | Room 6 | 2/1/20 |  |  |  | RADIOGRAPHIC UNITS, MAMMOGRAPHIC |  | .needs class |  |  |  |  | .needs class | [8 empty] | Covered PM Repair - Biomedical | MHHS-OPID | [5 empty] | 8/1/19
NO | YES |  |  |  | 009-03812 |  | HOLOGIC INC |  |  | 06-0403-08 | GH - RADIOLOGY | MHHS-Greater Heights |  | C-Arm, Portable |  | 009-03812 |  | Central & Greater Heights |  | GH - RADIOLOGY |  | 3/11/19 |  |  |  | RADIOGRAPHIC/FLUOROSCOPIC UNITS, MOBILE |  | CARMPORTABLE-Fluoroscan Imag-60000 | CARMPORTABLE |  |  |  |  | FLUOROSCAN | C-Arm, Portable |  |  | CARMPORTABLE-Fluoroscan Imag-60000 | 9/2/14 |  |  | Covered PM Repair - Biomedical | MHHS-Greater Heights
NO | YES |  |  |  | 009-34441 |  | HOLOGIC INC | AFFIRM |  |  | GH - OUTPATIENT RADIOLOGY | MHHS-Greater Heights |  | Stereotactic Biopsy Unit |  | 009-34441 |  | Central & Greater Heights |  | GH - OUTPATIENT RADIOLOGY |  | 7/10/19 |  |  |  | STEREOTACTIC SYSTEM |  | STEREOTACTICBIOPSYUNT-Hologic-Affirm | STEREOTACTICBIOPSYUNT | Affirm |  |  |  | HOLOGIC | Stereotactic Biopsy Unit |  |  | STEREOTACTICBIOPSYUNT-Hologic-Affirm | 1/1/15 |  |  | Covered PM Repair - Biomedical | MHHS-Greater Heights
NO | YES |  |  |  | R-133-08280 |  | HOLOGIC INC | AFFIRM |  |  | OPID - (KY) - KATY - 445 (MP1) | MHHS-OPID |  | Stereotactic Biopsy Unit |  | R-133-08280 |  | Katy |  | OPID - (KY) - KATY - 445 (MP1) |  | 4/7/17 |  |  |  | STEREOTACTIC SYSTEM |  | STEREOTACTICBIOPSYUNT-Hologic-Affirm | STEREOTACTICBIOPSYUNT | Affirm |  |  |  | HOLOGIC | Stereotactic Biopsy Unit |  |  | STEREOTACTICBIOPSYUNT-Hologic-Affirm | 1/1/15 |  |  | Covered PM Repair - Biomedical | MHHS-OPID
NO | YES |  |  |  | R-041-20551 |  | HOLOGIC INC | AFFIRM |  | APB1000125 | OPID - (MC) - BOBETTA LINDIG BREAST CARE [MP4-STE300] - 452 | MHHS-OPID |  | Stereotactic Biopsy Unit |  | R-041-20551 |  | West & Memorial City |  | OPID - (MC) - BOBETTA LINDIG BREAST CARE [MP4-STE300] - 452 |  | 7/23/19 |  |  |  | STEREOTACTIC SYSTEM |  | STEREOTACTICBIOPSYUNT-Hologic-Affirm | STEREOTACTICBIOPSYUNT | Affirm |  |  |  | HOLOGIC | Stereotactic Biopsy Unit |  |  | STEREOTACTICBIOPSYUNT-Hologic-Affirm | 1/1/15 |  |  | Covered PM Repair - Biomedical | MHHS-OPID
NO | YES |  |  |  | R-005-12340 |  | HOLOGIC INC | AFFIRM |  | APB1100342 | OPID - (SE) - VICTORY BREAST CARE (CCC) - 402 | MHHS-OPID |  | Stereotactic Biopsy Unit |  | R-005-12340 |  | Southeast & Bay Area |  | OPID - (SE) - VICTORY BREAST CARE (CCC) - 402 |  | 4/8/19 |  |  |  | STEREOTACTIC SYSTEM |  | STEREOTACTICBIOPSYUNT-Hologic-Affirm | STEREOTACTICBIOPSYUNT | Affirm |  |  |  | HOLOGIC | Stereotactic Biopsy Unit |  |  | STEREOTACTICBIOPSYUNT-Hologic-Affirm | 1/1/15 |  |  | Covered PM Repair - Biomedical | MHHS-OPID
NO | YES |  |  |  | R-129-07225 |  | HOLOGIC INC | AFFIRM |  |  | OPID - (SL) - SUGAR LAND BREAST CENTER - (MP1) | MHHS-OPID |  | Stereotactic Biopsy Unit |  | R-129-07225 |  | Sugar Land |  | OPID - (SL) - SUGAR LAND BREAST CENTER - (MP1) |  | 12/11/18 |  |  |  | STEREOTACTIC SYSTEM |  | STEREOTACTICBIOPSYUNT-Hologic-Affirm | STEREOTACTICBIOPSYUNT | Affirm |  |  |  | HOLOGIC | Stereotactic Biopsy Unit |  |  | STEREOTACTICBIOPSYUNT-Hologic-Affirm | 1/1/15 |  |  | Covered PM Repair - Biomedical | MHHS-OPID
NO | YES |  |  |  | R-005-09501 |  | HOLOGIC INC | AFFIRM |  |  | OPID - (WDLS) - WOODLANDS BREAST CARE [MP3-STE150] - 451 | MHHS-OPID |  | Stereotactic Biopsy Unit |  | R-005-09501 |  | Woodlands |  | OPID - (WDLS) - WOODLANDS BREAST CARE [MP3-STE150] - 451 |  | 8/9/19 |  |  |  | STEREOTACTIC SYSTEM |  | STEREOTACTICBIOPSYUNT-Hologic-Affirm | STEREOTACTICBIOPSYUNT | Affirm |  |  |  | HOLOGIC | Stereotactic Biopsy Unit |  |  | STEREOTACTICBIOPSYUNT-Hologic-Affirm | 1/1/15 |  |  | Covered PM Repair - Biomedical | MHHS-OPID
NO | YES |  |  |  | 133-10074 | 133-10074 | HOLOGIC INC | AQUILEX |  | 1705CE0812 | Katy-OR | MHHS-Katy |  | Irrigation/Aspiration Unit |  | 133-10074 | 133-10074 | Katy | MHHS-Katy | Katy-OR | OR - equipment | 1/1/20 | 1/1/21 |  |  | IRRIGATION/DISTENTION SYSTEMS | Irrigation/Aspiration Unit | IRRIGATIONASPNUNIT-Hologic-Aquilex | IRRIGATIONASPNUNIT | Aquilex |  |  |  | Hologic | Irrigation/Aspiration Unit |  |  | IRRIGATIONASPNUNIT-Hologic-Aquilex | 11/22/19 |  | IAU-SA | Covered PM Repair - Biomedical | MHHS-Katy | [8 empty] | IRRIGATIONASPNUNIT | Irrigation/Aspiration Unit | Hologic
NO | YES |  |  |  | 041-32927 | 041-32927 | HOLOGIC INC | AQUILEX |  | 1506CE0606 | MEMORIAL CITY MOR | MHHS-Mem City |  | Irrigation/Aspiration Unit |  | 041-32927 | 041-32927 | West | Memorial Hermann Memorial City Medical Center | MEMORIAL CITY MOR | MEMORIAL CITY MOR |  |  |  |  | IRRIGATION/DISTENTION SYSTEMS |  | IRRIGATIONASPNUNIT-Hologic-Aquilex | IRRIGATIONASPNUNIT | Aquilex |  |  |  | Hologic | Irrigation/Aspiration Unit |  |  | IRRIGATIONASPNUNIT-Hologic-Aquilex |  |  |  | Covered PM Repair - Biomedical | MHHS-Mem City
NO | YES |  |  |  | 041-32772 | 041-32772 | HOLOGIC INC | AQUILEX |  | 1602CE0515 | MEMORIAL CITY - OUTPATIENT SURGERY | MHHS-Mem City |  | Irrigation/Aspiration Unit |  | 041-32772 | 041-32772 | West | Memorial City- Memorial Hermann Hospital | MEMORIAL CITY - OUTPATIENT SURGERY | Case Cart Staging Area W1 300.26 |  |  |  |  | IRRIGATION/DISTENTION SYSTEMS |  | IRRIGATIONASPNUNIT-Hologic-Aquilex | IRRIGATIONASPNUNIT | Aquilex |  |  |  | Hologic | Irrigation/Aspiration Unit |  |  | IRRIGATIONASPNUNIT-Hologic-Aquilex |  |  |  | Covered PM Repair - Biomedical | MHHS-Mem City
NO | YES |  |  |  | 041-32778 | 041-32778 | HOLOGIC INC | AQUILEX |  | 1704CE0137 | MEMORIAL CITY - Outpatient Surgery | MHHS-Mem City |  | Irrigation/Aspiration Unit |  | 041-32778 | 041-32778 | West | Memorial Hermann Memorial City Medical Center | MEMORIAL CITY - Outpatient Surgery | W1 Case Cart Staging Area |  |  |  |  | IRRIGATION/DISTENTION SYSTEMS |  | IRRIGATIONASPNUNIT-Hologic-Aquilex | IRRIGATIONASPNUNIT | Aquilex |  |  |  | Hologic | Irrigation/Aspiration Unit |  |  | IRRIGATIONASPNUNIT-Hologic-Aquilex |  |  |  | Covered PM Repair - Biomedical | MHHS-Mem City
NO | YES |  |  |  | 145-00434 | 145-00434 | HOLOGIC INC | AQUILEX |  | 1510CE0063 | Pearland-OR | MHHS-Pearland Hospital |  | Irrigation/Aspiration Unit |  | 145-00434 | 145-00434 | Pearland | MHHS-Pearland Hospital | Pearland-OR | O.R. Pack storage | 9/1/19 | 9/1/20 |  |  | IRRIGATION/DISTENTION SYSTEMS | Irrigation/Aspiration Unit | IRRIGATIONASPNUNIT-Hologic-Aquilex | IRRIGATIONASPNUNIT | Aquilex |  |  |  | Hologic | Irrigation/Aspiration Unit |  |  | IRRIGATIONASPNUNIT-Hologic-Aquilex | 11/22/19 |  | IAU-SA | Covered PM Repair - Biomedical | MHHS-Pearland Hospital | [8 empty] | IRRIGATIONASPNUNIT | Irrigation/Aspiration Unit | Hologic
NO | YES |  |  |  | 129-06422 | 129-06422 | HOLOGIC INC | AQUILEX |  | 1510CE0832 | Sugar Land-OR | MHHS-Sugarland |  | Irrigation/Aspiration Unit |  | 129-06422 | 129-06422 | Sugar Land | MHHS-Sugarland | Sugar Land-OR |  | 8/1/19 | 8/1/20 |  |  | IRRIGATION/DISTENTION SYSTEMS | Irrigation/Aspiration Unit | IRRIGATIONASPNUNIT-Hologic-Aquilex | IRRIGATIONASPNUNIT | Aquilex |  |  |  | Hologic | Irrigation/Aspiration Unit |  |  | IRRIGATIONASPNUNIT-Hologic-Aquilex | 11/22/19 |  | IAU-SA | Covered PM Repair - Biomedical | MHHS-Sugarland | [8 empty] | IRRIGATIONASPNUNIT | Irrigation/Aspiration Unit | Hologic
NO | NO |  |  |  | 069-38368 |  | HOLOGIC INC | AQUILEX |  | 1209CE460 | TMC - OR - ROBERTSON (2R) | MHHS-TMC |  | Irrigation/Aspiration Unit |  | 069-38368 |  | TMC |  | TMC - OR - ROBERTSON (2R) | [5 empty] | IRRIGATION/DISTENTION SYSTEMS |  | IRRIGATIONASPNUNIT-Hologic-Aquilex | IRRIGATIONASPNUNIT | Aquilex |  |  |  | Hologic | Irrigation/Aspiration Unit |  |  | IRRIGATIONASPNUNIT-Hologic-Aquilex |  |  |  | Covered PM Repair - Biomedical | MHHS-TMC
NO | YES | [5 empty] | HOLOGIC INC | ASY-01418 |  |  | GH-Radiology | MHHS-Greater Heights |  | Stereotactic Biopsy Unit |  |  |  | Central | MHHS-Greater Heights | GH-Radiology | Womens Center Mamo Room 1 |  |  |  |  | RADIOGRAPHIC UNITS, MAMMOGRAPHIC |  | STEREOTACTICBIOPSYUNT-Hologic-ASY-01418 | STEREOTACTICBIOPSYUNT | ASY-01418 |  |  |  | Hologic | Stereotactic Biopsy Unit |  |  | STEREOTACTICBIOPSYUNT-Hologic-ASY-01418 | 1/1/20 |  |  | Not Covered Vendor Only - Biomedical | MHHS-Greater Heights
NO | YES | [5 empty] | HOLOGIC INC | ASY-01418 |  |  | GH-Radiology | MHHS-Greater Heights |  | Stereotactic Biopsy Unit |  |  |  | Central | MHHS-Greater Heights | GH-Radiology | Womans Center Mamo Room 2 | 12/1/19 |  |  |  | RADIOGRAPHIC UNITS, MAMMOGRAPHIC |  | STEREOTACTICBIOPSYUNT-Hologic-ASY-01418 | STEREOTACTICBIOPSYUNT | ASY-01418 |  |  |  | Hologic | Stereotactic Biopsy Unit |  |  | STEREOTACTICBIOPSYUNT-Hologic-ASY-01418 | 1/1/20 |  |  | Not Covered Vendor Only - Biomedical | MHHS-Greater Heights
NO | YES |  |  |  | R-133-07627 |  | HOLOGIC INC | ASY-01418 |  |  | OPID - (KY) - KATY - 445 (MP1) | MHHS-OPID |  | Stereotactic Biopsy Unit |  | R-133-07627 |  | Katy |  | OPID - (KY) - KATY - 445 (MP1) |  | 4/16/19 |  |  |  | RADIOGRAPHIC UNITS, MAMMOGRAPHIC |  | STEREOTACTICBIOPSYUNT-Hologic-ASY-01418 | STEREOTACTICBIOPSYUNT | ASY-01418 |  |  |  | Hologic | Stereotactic Biopsy Unit |  |  | STEREOTACTICBIOPSYUNT-Hologic-ASY-01418 | 1/1/20 |  |  | Not Covered Vendor Only - Biomedical | MHHS-OPID
NO | YES |  |  |  | R-142-03385 |  | HOLOGIC INC | ASY-01418 |  |  | OPID - (NE) - NORTHEAST - 437 (MP1) | MHHS-OPID |  | Stereotactic Biopsy Unit |  | R-142-03385 |  | Katy |  | OPID - (NE) - NORTHEAST - 437 (MP1) |  | 12/20/18 |  |  |  | RADIOGRAPHIC UNITS, MAMMOGRAPHIC |  | STEREOTACTICBIOPSYUNT-Hologic-ASY-01418 | STEREOTACTICBIOPSYUNT | ASY-01418 |  |  |  | Hologic | Stereotactic Biopsy Unit |  |  | STEREOTACTICBIOPSYUNT-Hologic-ASY-01418 | 1/1/20 |  |  | Not Covered Vendor Only - Biomedical | MHHS-OPID
NO | NO |  |  |  | 129-05207 |  | HOLOGIC INC | ASY-01418 |  |  | MH MG - (STX) - SOUTH TEXAS - WHARTON | MHHS-MG |  | Stereotactic Biopsy Unit |  | 129-05207 |  | South |  | MH MG - (STX) - SOUTH TEXAS - WHARTON | [5 empty] | RADIOGRAPHIC UNITS, MAMMOGRAPHIC |  | STEREOTACTICBIOPSYUNT-Hologic-ASY-01418 | STEREOTACTICBIOPSYUNT | ASY-01418 |  |  |  | Hologic | Stereotactic Biopsy Unit |  |  | STEREOTACTICBIOPSYUNT-Hologic-ASY-01418 |  |  |  | Not Covered Vendor Only - Biomedical | MHHS-MG
NO | YES |  |  |  | R-005-09513 |  | HOLOGIC INC | ATEC PEARL |  |  | OPID - (SE) - VICTORY BREAST CARE (CCC) - 402 | MHHS-OPID |  | Stereotactic Biopsy Unit |  | R-005-09513 |  | Southeast & Bay Area |  | OPID - (SE) - VICTORY BREAST CARE (CCC) - 402 |  | 7/13/18 |  |  |  | STEREOTACTIC SYSTEM |  | STEREOTACTICBIOPSYUNT-Hologic-ATEC Pearl | STEREOTACTICBIOPSYUNT | ATEC Pearl |  |  |  | Hologic | Stereotactic Biopsy Unit |  |  | STEREOTACTICBIOPSYUNT-Hologic-ATEC Pearl | 1/1/20 |  |  | Not Covered Vendor Only - Biomedical | MHHS-OPID
NO | YES |  |  |  | 005-09085 | 005-09085 | HOLOGIC INC | ATEC PEARL |  |  | SE-Noninvasive Cardiology | MHHS-Southeast |  | Stereotactic Biopsy Unit |  | 005-09085 | 005-09085 | Southeast | MHHS-Southeast | SE-Noninvasive Cardiology | Mammo room 2 | 8/1/19 |  | 4/1/21 |  | STEREOTACTIC SYSTEM |  | STEREOTACTICBIOPSYUNT-Hologic-ATEC Pearl | STEREOTACTICBIOPSYUNT | ATEC Pearl |  |  |  | Hologic | Stereotactic Biopsy Unit |  |  | STEREOTACTICBIOPSYUNT-Hologic-ATEC Pearl | 1/1/20 |  |  | Not Covered Vendor Only - Biomedical | MHHS-Southeast
NO | YES | [5 empty] | HOLOGIC INC | ATEC SAPPHIRE |  |  | GH - OUTPATIENT RADIOLOGY | MHHS-Greater Heights |  | Stereotactic Biopsy Unit |  |  |  | Central & Greater Heights |  | GH - OUTPATIENT RADIOLOGY |  | 7/25/19 |  |  |  | STEREOTACTIC SYSTEM |  | STEREOTACTICBIOPSYUNT-Hologic-ATEC Sapphire | STEREOTACTICBIOPSYUNT | ATEC Sapphire |  |  |  | Hologic | Stereotactic Biopsy Unit |  |  | STEREOTACTICBIOPSYUNT-Hologic-ATEC Sapphire | 1/1/20 |  |  | Not Covered Vendor Only - Biomedical | MHHS-Greater Heights
NO | YES |  |  |  | 041-19948 | 041-19948 | HOLOGIC INC | ATEC SAPPHIRE |  |  | OPID - (CY) - CYPRESS BREAST CARE [MP1-STE140] | MHHS-OPID |  | Stereotactic Biopsy Unit |  | 041-19948 | 041-19948 | Northwest | MHHS-Others | OPID - (CY) - CYPRESS BREAST CARE [MP1-STE140] | Procedure Room | 2/1/18 |  |  |  | STEREOTACTIC SYSTEM | Stereotactic Biopsy Unit | STEREOTACTICBIOPSYUNT-Hologic-ATEC Sapphire | STEREOTACTICBIOPSYUNT | ATEC Sapphire |  |  |  | Hologic | Stereotactic Biopsy Unit |  |  | STEREOTACTICBIOPSYUNT-Hologic-ATEC Sapphire | 1/1/20 |  | SBU-SA | Not Covered Vendor Only - Biomedical | MHHS-OPID | [8 empty] | STEREOTACTICBIOPSYUNT | Stereotactic Biopsy Unit | Hologic
NO | YES |  |  |  | 133-10359 | 133-10359 | HOLOGIC INC | ATEC SAPPHIRE |  |  | OPID-(KY)-Katy-445 (Mp1) | MHHS-OPID |  | Stereotactic Biopsy Unit |  | 133-10359 | 133-10359 | Katy | MHHS-Others | OPID-(KY)-Katy-445 (Mp1) |  | 1/1/20 | 1/1/21 |  |  | STEREOTACTIC SYSTEM | Stereotactic Biopsy Unit | STEREOTACTICBIOPSYUNT-Hologic-ATEC Sapphire | STEREOTACTICBIOPSYUNT | ATEC Sapphire |  |  |  | Hologic | Stereotactic Biopsy Unit |  |  | STEREOTACTICBIOPSYUNT-Hologic-ATEC Sapphire | 3/1/20 |  | SBU-SA | Not Covered Vendor Only - Biomedical | MHHS-OPID | [8 empty] | STEREOTACTICBIOPSYUNT | Stereotactic Biopsy Unit | Hologic
NO | YES |  |  |  | 041-18807 |  | HOLOGIC INC | ATEC SAPPHIRE |  |  | OPID - (MC) - MEMORIAL CITY - 422 (MP4) | MHHS-OPID |  | Stereotactic Biopsy Unit |  | 041-18807 |  | West & Memorial City |  | OPID - (MC) - MEMORIAL CITY - 422 (MP4) |  | 8/23/18 |  |  |  | STEREOTACTIC SYSTEM |  | STEREOTACTICBIOPSYUNT-Hologic-ATEC Sapphire | STEREOTACTICBIOPSYUNT | ATEC Sapphire |  |  |  | Hologic | Stereotactic Biopsy Unit |  |  | STEREOTACTICBIOPSYUNT-Hologic-ATEC Sapphire | 1/1/20 |  |  | Not Covered Vendor Only - Biomedical | MHHS-OPID
NO | YES |  |  |  | R-929-00848 |  | HOLOGIC INC | ATEC SAPPHIRE |  |  | OPID - (SE) - VICTORY BREAST CARE (CCC) - 402 | MHHS-OPID |  | Stereotactic Biopsy Unit |  | R-929-00848 |  | Southeast & Bay Area |  | OPID - (SE) - VICTORY BREAST CARE (CCC) - 402 |  | 9/19/19 |  |  |  | STEREOTACTIC SYSTEM |  | STEREOTACTICBIOPSYUNT-Hologic-ATEC Sapphire | STEREOTACTICBIOPSYUNT | ATEC Sapphire |  |  |  | Hologic | Stereotactic Biopsy Unit |  |  | STEREOTACTICBIOPSYUNT-Hologic-ATEC Sapphire | 1/1/20 |  |  | Not Covered Vendor Only - Biomedical | MHHS-OPID
NO | YES |  |  |  | 013-36303 |  | HOLOGIC INC | ATEC SAPPHIRE |  |  | OPID - (SW) - SOUTHWEST BC - 450 (MP1) | MHHS-OPID |  | Stereotactic Biopsy Unit |  | 013-36303 |  | Southwest |  | OPID - (SW) - SOUTHWEST BC - 450 (MP1) |  | 2/12/19 |  |  |  | STEREOTACTIC SYSTEM |  | STEREOTACTICBIOPSYUNT-Hologic-ATEC Sapphire | STEREOTACTICBIOPSYUNT | ATEC Sapphire |  |  |  | Hologic | Stereotactic Biopsy Unit |  |  | STEREOTACTICBIOPSYUNT-Hologic-ATEC Sapphire | 1/1/20 |  |  | Not Covered Vendor Only - Biomedical | MHHS-OPID
NO | YES |  |  |  | 069-28311 | 069-28311 | HOLOGIC INC | ATEC SAPPHIRE |  |  | OPID - (TMC) - BREAST CARE CENTER [MHMP-STE1600] - 453 | MHHS-OPID |  | Stereotactic Biopsy Unit |  | 069-28311 | 069-28311 | TMC | Memorial Hermann Breast Care Center - Texas Medical Center (#1600) | OPID - (TMC) - BREAST CARE CENTER [MHMP-STE1600] - 453 | Stereotactic | 5/1/18 |  |  |  | STEREOTACTIC SYSTEM | Stereotactic Biopsy Unit | STEREOTACTICBIOPSYUNT-Hologic-ATEC Sapphire | STEREOTACTICBIOPSYUNT | ATEC Sapphire |  |  |  | Hologic | Stereotactic Biopsy Unit |  |  | STEREOTACTICBIOPSYUNT-Hologic-ATEC Sapphire | 1/1/20 |  | SBU-SA | Not Covered Vendor Only - Biomedical | MHHS-OPID | [8 empty] | STEREOTACTICBIOPSYUNT | Stereotactic Biopsy Unit | Hologic
NO | YES |  |  |  | 069-29561 |  | HOLOGIC INC | ATEC SAPPHIRE |  |  | OPID - (TMC) - UPPER KIRBY BC - 454 | MHHS-OPID |  | Stereotactic Biopsy Unit |  | 069-29561 |  | TMC |  | OPID - (TMC) - UPPER KIRBY BC - 454 |  | 2/13/19 |  |  |  | STEREOTACTIC SYSTEM |  | STEREOTACTICBIOPSYUNT-Hologic-ATEC Sapphire | STEREOTACTICBIOPSYUNT | ATEC Sapphire |  |  |  | Hologic | Stereotactic Biopsy Unit |  |  | STEREOTACTICBIOPSYUNT-Hologic-ATEC Sapphire | 1/1/20 |  |  | Not Covered Vendor Only - Biomedical | MHHS-OPID
NO | YES |  |  |  | 029-09296 | 029-09296 | HOLOGIC INC | ATEC SAPPHIRE |  |  | OPID-(WDLS)-Woodlands Breast Care [Mp3-Ste150]-451 | MHHS-OPID |  | Stereotactic Biopsy Unit |  | 029-09296 | 029-09296 | Woodlands | MHHS-Others | OPID-(WDLS)-Woodlands Breast Care [Mp3-Ste150]-451 |  | 10/1/19 |  |  |  | STEREOTACTIC SYSTEM | Stereotactic Biopsy Unit | STEREOTACTICBIOPSYUNT-Hologic-ATEC Sapphire | STEREOTACTICBIOPSYUNT | ATEC Sapphire |  |  |  | Hologic | Stereotactic Biopsy Unit |  |  | STEREOTACTICBIOPSYUNT-Hologic-ATEC Sapphire | 1/1/20 |  | SBU-SA | Not Covered Vendor Only - Biomedical | MHHS-OPID | [8 empty] | STEREOTACTICBIOPSYUNT | Stereotactic Biopsy Unit | Hologic
NO | NO |  |  |  | R-129-07331 |  | HOLOGIC INC | ATEC SAPPHIRE |  |  | OPID - (SL) - SUGAR LAND - 449 (MP1) | MHHS-OPID |  | Stereotactic Biopsy Unit |  | R-129-07331 |  | Sugar Land |  | OPID - (SL) - SUGAR LAND - 449 (MP1) | [5 empty] | STEREOTACTIC SYSTEM |  | STEREOTACTICBIOPSYUNT-Hologic-ATEC Sapphire | STEREOTACTICBIOPSYUNT | ATEC Sapphire |  |  |  | Hologic | Stereotactic Biopsy Unit |  |  | STEREOTACTICBIOPSYUNT-Hologic-ATEC Sapphire |  |  |  | Not Covered Vendor Only - Biomedical | MHHS-OPID
NO | YES | [5 empty] | HOLOGIC INC | DISCOVERY QDR SERIES |  |  | GH - OUTPATIENT RADIOLOGY | MHHS-Greater Heights | [5 empty] | Central & Greater Heights |  | GH - OUTPATIENT RADIOLOGY |  | 8/5/19 |  |  |  | DENSITOMETERS, BONE |  | .needs class | [13 empty] | Covered PM Repair - Biomedical | MHHS-Greater Heights
NO | YES |  |  |  | R-142-03193 |  | HOLOGIC INC | DISCOVERY QDR SERIES |  |  | OPID - (NE) - NORTHEAST - 437 (MP1) | MHHS-OPID |  |  |  | R-142-03193 |  | Katy |  | OPID - (NE) - NORTHEAST - 437 (MP1) |  | 6/26/19 |  |  |  | DENSITOMETERS, BONE |  | .needs class | [10 empty] | 4/15/19 |  |  | Covered PM Repair - Radiology, Low End | MHHS-OPID
NO | YES |  |  |  | 133-10361 | 133-10361 | HOLOGIC INC | FLT-100 |  | M0238L18D0 | Katy-OR | MHHS-Katy |  | System, Fluid Management |  | 133-10361 | 133-10361 | Katy | MHHS-Katy | Katy-OR | OR - equipment | 1/1/20 | 1/1/21 |  |  | DEFAULT | System, Fluid Management | SYSFLUIDMANAGE-HOLOGIC-FLT-100 | SYSFLUIDMANAGE | FLT-100 |  |  |  | HOLOGIC | System, Fluid Management |  |  | SYSFLUIDMANAGE-HOLOGIC-FLT-100 |  |  |  | Covered PM Repair - Biomedical | MHHS-Katy | [8 empty] | SYSFLUIDMANAGE | System, Fluid Management | HOLOGIC
NO | NO |  |  |  | 133-10420 |  | HOLOGIC INC | FLT-100 |  | M0429D19D0 | KATY - OR | MHHS-Katy |  | System, Fluid Management |  | 133-10420 |  | Katy |  | KATY - OR | [5 empty] | DEFAULT |  | SYSFLUIDMANAGE-HOLOGIC-FLT-100 | SYSFLUIDMANAGE | FLT-100 |  |  |  | HOLOGIC | System, Fluid Management |  |  | SYSFLUIDMANAGE-HOLOGIC-FLT-100 |  |  |  | Covered PM Repair - Biomedical | MHHS-Katy
NO | NO |  |  |  | M0098E18DO |  | HOLOGIC INC | FLT-100 |  | M0098E18DO | KATY - OR | MHHS-Katy |  | System, Fluid Management |  | M0098E18DO |  | Katy |  | KATY - OR | [5 empty] | DEFAULT |  | SYSFLUIDMANAGE-HOLOGIC-FLT-100 | SYSFLUIDMANAGE | FLT-100 |  |  |  | HOLOGIC | System, Fluid Management |  |  | SYSFLUIDMANAGE-HOLOGIC-FLT-100 |  |  |  | Covered PM Repair - Biomedical | MHHS-Katy
NO | YES |  |  |  | 583-00531 | 583-00531 | HOLOGIC INC | FLUOROSCAN INSIGHT |  | 20-0416-30 | KT CCC-(KY)-Emergency Room | MHHS-South Katy CCC |  | C-Arm, Portable |  | 583-00531 | 583-00531 | Katy | MHHS-Others | KT CCC-(KY)-Emergency Room | Mamo | 2/1/20 | 2/1/21 |  |  | RADIOGRAPHIC/FLUOROSCOPIC UNITS, MOBILE | C-Arm, Portable | CARMPORTABLE-Hologic-Fluoroscan InSight | CARMPORTABLE | Fluoroscan InSight |  |  |  | Hologic | C-Arm, Portable |  |  | CARMPORTABLE-Hologic-Fluoroscan InSight | 5/9/20 |  | CAP-A | Not Covered Vendor Only - Rad, High End | MHHS-South Katy CCC | [8 empty] | CARMPORTABLE | C-Arm, Portable | Hologic
NO | YES |  |  |  | R-069-CA4 |  | HOLOGIC INC | FLUOROSCAN INSIGHT |  | 09-1209-16 | TMC - RADIOLOGY - CHILDRENS HOSPITAL | MHHS-TMC |  | C-Arm, Portable |  | R-069-CA4 |  | TMC |  | TMC - RADIOLOGY - CHILDRENS HOSPITAL |  | 2/20/19 |  |  |  | RADIOGRAPHIC/FLUOROSCOPIC UNITS, MOBILE |  | CARMPORTABLE-Hologic-Fluoroscan InSight | CARMPORTABLE | Fluoroscan InSight |  |  |  | Hologic | C-Arm, Portable |  |  | CARMPORTABLE-Hologic-Fluoroscan InSight |  |  |  | Not Covered Vendor Only - Rad, High End | MHHS-TMC
NO | YES |  |  |  | 133-08395 | 133-08395 | HOLOGIC INC | FLUOROSCAN INSIGHT-FD MINI C-ARM SYSTEM |  | 20-1114-23 | Katy-OR | MHHS-Katy |  |  |  | 133-08395 | 133-08395 | Katy | MHHS-Katy | Katy-OR | Imaging Dept | 11/1/19 | 11/1/20 |  |  | RADIOGRAPHIC/FLUOROSCOPIC UNITS, MOBILE |  | .needs class | [10 empty] | 7/22/14 |  |  | Covered PM Repair - Biomedical | MHHS-Katy
NO | YES |  |  |  | 041-20528 | 041-20528 | HOLOGIC INC | FLUOROSCAN INSIGHT-FD MINI C-ARM SYSTEM |  | 20-0616-30 | MEMORIAL CITY - Orthopedic Surgery | MHHS-Mem City |  |  |  | 041-20528 | 041-20528 | West | Memorial Hermann Memorial City Medical Center | MEMORIAL CITY - Orthopedic Surgery | Memorial City - Orthopedic Surgery main hallway |  |  |  |  | RADIOGRAPHIC/FLUOROSCOPIC UNITS, MOBILE |  | .needs class | [13 empty] | Not Covered Vendor Only - Biomedical | MHHS-Mem City
NO | YES |  |  |  | 041-20529 | 041-20529 | HOLOGIC INC | FLUOROSCAN INSIGHT-FD MINI C-ARM SYSTEM |  | 20-0616-31 | MEMORIAL CITY - Orthopedic Surgery | MHHS-Mem City |  |  |  | 041-20529 | 041-20529 | West | Memorial Hermann Memorial City Medical Center | MEMORIAL CITY - Orthopedic Surgery | Memorial City - Orthopedic Surgery main hallway |  |  |  |  | RADIOGRAPHIC/FLUOROSCOPIC UNITS, MOBILE |  | .needs class | [13 empty] | Covered PM Repair - Biomedical | MHHS-Mem City
NO | YES |  |  |  | 017-01024 | 017-01024 | HOLOGIC INC | HORIZON A |  |  | OPID-(SE)-Pasadena-465 | MHHS-OPID |  |  |  | 017-01024 | 017-01024 | Southeast & Bay Area | MHHS-Others | OPID-(SE)-Pasadena-465 | Bone Density Room | 12/1/19 |  |  |  | DENSITOMETERS, BONE |  | .needs class | [10 empty] | 3/3/14 |  |  | Covered PM Repair - Respiratory/Steriliz | MHHS-OPID
NO | YES |  |  |  | 129-07801 |  | HOLOGIC INC | HORIZON A |  | 2UA5112405 | OPID - (SL) - SUGAR LAND - 449 (MP1) | MHHS-OPID |  |  |  | 129-07801 |  | Sugar Land |  | OPID - (SL) - SUGAR LAND - 449 (MP1) |  | 7/28/17 |  |  |  | DENSITOMETERS, BONE |  | .needs class | [10 empty] | 2/5/14 |  |  | Covered PM Repair - Respiratory/Steriliz | MHHS-OPID
NO | YES |  |  |  | 041-20896 |  | HOLOGIC INC | HORIZON W |  | 300861M | OPID - (MC) - BOBETTA LINDIG BREAST CARE [MP4-STE300] - 452 | MHHS-OPID |  |  |  | 041-20896 |  | West & Memorial City |  | OPID - (MC) - BOBETTA LINDIG BREAST CARE [MP4-STE300] - 452 |  | 10/11/18 |  |  |  | DENSITOMETERS, BONE |  | .needs class | [10 empty] | 1/5/16 |  |  | Covered PM Repair - Biomedical | MHHS-OPID
NO | YES |  |  |  | R-005-BMD |  | HOLOGIC INC | HORIZON W |  | 301725M | SE - RADIOLOGY - NUC MED | MHHS-Southeast |  |  |  | R-005-BMD |  | Southeast & Bay Area |  | SE - RADIOLOGY - NUC MED |  | 10/3/19 |  |  |  | DENSITOMETERS, BONE |  | .needs class | [10 empty] | 7/30/15 |  |  | Covered PM Repair - Respiratory/Steriliz | MHHS-Southeast
NO | YES |  |  |  | 009-34610 | 009-34610 | HOLOGIC INC | HORIZON-WI |  | MXL8301J64 | GH-Radiology | MHHS-Greater Heights |  |  |  | 009-34610 | 009-34610 | Central | MHHS-Greater Heights | GH-Radiology | Bone Density | 9/1/19 |  |  |  | DENSITOMETERS, BONE |  | .needs class | [10 empty] | 1/5/16 |  |  | Covered PM Repair - Biomedical | MHHS-Greater Heights
NO | YES |  |  |  | 041-19941 |  | HOLOGIC INC | HORIZON-WI |  |  | OPID - (CY) - CYPRESS BREAST CARE [MP1-STE140] | MHHS-OPID |  |  |  | 041-19941 |  | Northwest & Cypress | MHHS-Others | OPID - (CY) - CYPRESS BREAST CARE [MP1-STE140] | C1 404 | 1/1/20 | 2/1/21 |  |  | DENSITOMETERS, BONE |  | .needs class | [10 empty] | 1/5/16 |  |  | Covered PM Repair - Biomedical | MHHS-OPID
NO | YES |  |  |  | R-133-07377 |  | HOLOGIC INC | HORIZON-WI |  |  | OPID - (KY) - KATY - 445 (MP1) | MHHS-OPID |  |  |  | R-133-07377 |  | Katy |  | OPID - (KY) - KATY - 445 (MP1) |  | 2/6/19 |  |  |  | DENSITOMETERS, BONE |  | .needs class | [10 empty] | 7/30/15 |  |  | Covered PM Repair - Respiratory/Steriliz | MHHS-OPID
NO | YES |  |  |  | 000-04490 | 000-04490 | HOLOGIC INC | HORIZON-WI |  | 301702M | OPID-(NE)-Kingwood CCC | MHHS-OPID |  |  |  | 000-04490 | 000-04490 | Katy | MHHS-Others | OPID-(NE)-Kingwood CCC | MH KINGWOOD CCC |  |  |  |  | DENSITOMETERS, BONE |  | .needs class | [10 empty] | 7/30/15 |  |  | Covered PM Repair - Respiratory/Steriliz | MHHS-OPID
NO | YES |  |  |  | 925-00999 | 925-00999 | HOLOGIC INC | HORIZON-WI |  | 302393M | MH MG - (SE) - URGENT CARE - FRIENDSWOOD | MHHS-OPID |  |  |  | 925-00999 | 925-00999 | Southeast | Memorial Hermann Urgent Care Friendswood (#112) | MH MG - (SE) - URGENT CARE - FRIENDSWOOD |  | 10/1/19 |  |  |  | DENSITOMETERS, BONE |  | .needs class | [10 empty] | 12/17/20 |  |  | Not Covered Vendor Only - Resp/Ster | MHHS-OPID
NO | YES |  |  |  | 013-36863 | 013-36863 | HOLOGIC INC | HORIZON-WI |  |  | OPID-(SW)-Southwest Bc-450 (Mp1) | MHHS-OPID |  |  |  | 013-36863 | 013-36863 | Southwest | MHHS-Others | OPID-(SW)-Southwest Bc-450 (Mp1) | Bone Density room |  |  | 2/1/20 |  | DENSITOMETERS, BONE |  | .needs class | [10 empty] | 12/17/20 |  |  | Not Covered Vendor Only - Resp/Ster | MHHS-OPID | [5 empty] | 7/1/15
NO | YES |  |  |  | 069-43103 | 069-43103 | HOLOGIC INC | HORIZON-WI |  | 300545M | OPID - (TMC) - BREAST CARE CENTER [MHMP-STE1600] - 453 | MHHS-OPID |  |  |  | 069-43103 | 069-43103 | TMC | Memorial Hermann Breast Care Center - Texas Medical Center (#1600) | OPID - (TMC) - BREAST CARE CENTER [MHMP-STE1600] - 453 | Bone Densith | 8/1/19 |  | 8/1/20 |  | DENSITOMETERS, BONE |  | .needs class | [10 empty] | 12/17/20 |  |  | Not Covered Vendor Only - Resp/Ster | MHHS-OPID
NO | YES |  |  |  | 069-43633 | 069-43633 | HOLOGIC INC | HORIZON-WI |  |  | OPID - (TMC) - UPPER KIRBY - 467 | MHHS-OPID |  |  |  | 069-43633 | 069-43633 | TMC | Upper Kirby Outpatient Imaging | OPID - (TMC) - UPPER KIRBY - 467 | Bone Density | 3/1/19 |  |  |  | DENSITOMETERS, BONE |  | .needs class | [10 empty] | 12/17/20 |  |  | Not Covered Vendor Only - Resp/Ster | MHHS-OPID
NO | YES |  |  |  | 029-09654 | 029-09654 | HOLOGIC INC | HORIZON-WI |  |  | OPID-(WDLS)-Woodlands Breast Care [Mp3-Ste150]-451 | MHHS-OPID |  |  |  | 029-09654 | 029-09654 | Woodlands | MHHS-Others | OPID-(WDLS)-Woodlands Breast Care [Mp3-Ste150]-451 |  | 9/1/19 |  |  |  | DENSITOMETERS, BONE |  | .needs class | [10 empty] | 9/22/17 |  |  | Covered PM Repair - Biomedical | MHHS-OPID
NO | YES |  |  |  | 041-19939 | 041-19939 | HOLOGIC INC | MULTICARE PLATINUM |  |  | OPID - (CY) - CYPRESS BREAST CARE [MP1-STE140] | MHHS-OPID |  | Table, X-Ray |  | 041-19939 | 041-19939 | Northwest & Cypress | MHHS-Others | OPID - (CY) - CYPRESS BREAST CARE [MP1-STE140] | C1:406 | 2/1/19 | 2/1/21 |  |  | STEREOTACTIC SYSTEM |  | TABLEXRAY-HOLOGIC-MultiCare Platinum | TABLEXRAY | MultiCare Platinum |  |  |  | HOLOGIC | Table, X-Ray |  |  | TABLEXRAY-HOLOGIC-MultiCare Platinum |  |  |  | Covered PM Repair - Respiratory/Steriliz | MHHS-OPID | [5 empty] | 2/1/20
NO | YES |  |  |  | 069-33691 |  | HOLOGIC INC | MULTICARE PLATINUM |  |  | OPID - (TMC) - BREAST CARE CENTER [MHMP-STE1600] - 453 | MHHS-OPID |  | Table, X-Ray |  | 069-33691 |  | TMC |  | OPID - (TMC) - BREAST CARE CENTER [MHMP-STE1600] - 453 |  | 9/4/19 |  |  |  | STEREOTACTIC SYSTEM |  | TABLEXRAY-HOLOGIC-MultiCare Platinum | TABLEXRAY | MultiCare Platinum |  |  |  | HOLOGIC | Table, X-Ray |  |  | TABLEXRAY-HOLOGIC-MultiCare Platinum |  |  |  | Covered PM Repair - Respiratory/Steriliz | MHHS-OPID
NO | YES |  |  |  | 041-20711 | 041-20711 | HOLOGIC INC | MYOSURE |  | H6063B17D0 | MEMORIAL CITY MOR | MHHS-Mem City |  | Shaver System Control Unit |  | 041-20711 | 041-20711 | West | Memorial Hermann Memorial City Medical Center | MEMORIAL CITY MOR | MEMORIAL CITY MOR |  |  |  |  | ELECTROSURGICAL UNITS |  | SHAVERSYSCONTROLUNIT-Interlace Medical-Myosure | SHAVERSYSCONTROLUNIT | Myosure |  |  |  | Interlace Medical | Shaver System Control Unit |  |  | SHAVERSYSCONTROLUNIT-Interlace Medical-Myosure |  |  |  | Covered PM Repair - Biomedical | MHHS-Mem City
NO | YES |  |  |  | 145-00639 | 145-00639 | HOLOGIC INC | MYOSURE |  | H5082I16D0 | Pearland-OR | MHHS-Pearland Hospital |  | Shaver System Control Unit |  | 145-00639 | 145-00639 | Pearland | MHHS-Pearland Hospital | Pearland-OR | O.R. Pack storage | 9/1/19 | 9/1/20 |  |  | ELECTROSURGICAL UNITS | Shaver System Control Unit | SHAVERSYSCONTROLUNIT-Interlace Medical-Myosure | SHAVERSYSCONTROLUNIT | Myosure |  |  |  | Interlace Medical | Shaver System Control Unit |  |  | SHAVERSYSCONTROLUNIT-Interlace Medical-Myosure | 3/1/13 |  |  | Covered PM Repair - Biomedical | MHHS-Pearland Hospital | [8 empty] | SHAVERSYSCONTROLUNIT | Shaver System Control Unit | Interlace Medical
NO | YES |  |  |  | 129-06450 | 129-06450 | HOLOGIC INC | MYOSURE |  | M0096E18D0 | Sugar Land-OR | MHHS-Sugarland |  | Shaver System Control Unit |  | 129-06450 | 129-06450 | Sugar Land | MHHS-Sugarland | Sugar Land-OR |  | 1/1/20 | 1/1/21 |  |  | ELECTROSURGICAL UNITS | Shaver System Control Unit | SHAVERSYSCONTROLUNIT-Interlace Medical-Myosure | SHAVERSYSCONTROLUNIT | Myosure |  |  |  | Interlace Medical | Shaver System Control Unit |  |  | SHAVERSYSCONTROLUNIT-Interlace Medical-Myosure | 3/22/16 |  |  | Covered PM Repair - Biomedical | MHHS-Sugarland | [8 empty] | SHAVERSYSCONTROLUNIT | Shaver System Control Unit | Interlace Medical
NO | YES |  |  |  | 129-06914 | 129-06914 | HOLOGIC INC | MYOSURE |  | H2637H14D0 | Sugar Land-OR | MHHS-Sugarland |  | Shaver System Control Unit |  | 129-06914 | 129-06914 | Sugar Land | MHHS-Sugarland | Sugar Land-OR |  | 8/1/19 | 8/1/20 |  |  | ELECTROSURGICAL UNITS | Shaver System Control Unit | SHAVERSYSCONTROLUNIT-Interlace Medical-Myosure | SHAVERSYSCONTROLUNIT | Myosure |  |  |  | Interlace Medical | Shaver System Control Unit |  |  | SHAVERSYSCONTROLUNIT-Interlace Medical-Myosure | 3/1/13 |  |  | Covered PM Repair - Biomedical | MHHS-Sugarland | [8 empty] | SHAVERSYSCONTROLUNIT | Shaver System Control Unit | Interlace Medical
NO | NO |  |  |  | 005-09225 |  | HOLOGIC INC | MYOSURE |  | H1618C13D0 | SE - OR | MHHS-Southeast |  | Shaver System Control Unit |  | 005-09225 |  | Southeast & Bay Area |  | SE - OR | [5 empty] | ELECTROSURGICAL UNITS |  | SHAVERSYSCONTROLUNIT-Interlace Medical-Myosure | SHAVERSYSCONTROLUNIT | Myosure |  |  |  | Interlace Medical | Shaver System Control Unit |  |  | SHAVERSYSCONTROLUNIT-Interlace Medical-Myosure |  |  |  | Covered PM Repair - Biomedical | MHHS-Southeast
NO | NO |  |  |  | 005-33893 |  | HOLOGIC INC | MYOSURE |  | H42683E16D0 | SE - OR | MHHS-Southeast |  | Shaver System Control Unit |  | 005-33893 |  | Southeast & Bay Area |  | SE - OR | [5 empty] | ELECTROSURGICAL UNITS |  | SHAVERSYSCONTROLUNIT-Interlace Medical-Myosure | SHAVERSYSCONTROLUNIT | Myosure |  |  |  | Interlace Medical | Shaver System Control Unit |  |  | SHAVERSYSCONTROLUNIT-Interlace Medical-Myosure |  |  |  | Covered PM Repair - Biomedical | MHHS-Southeast
NO | YES |  |  |  | 133-09694 | 133-09694 | HOLOGIC INC | NOVASURE |  | 36448F16D0 | Katy-OR | MHHS-Katy |  | Radiofrequency Therapy System |  | 133-09694 | 133-09694 | Katy | MHHS-Katy | Katy-OR | OR - equipment | 1/1/20 | 7/1/20 |  |  | RADIOFREQUENCY THERAPY SYSTEMS, TISSUE ABLATION | Radiofrequency Therapy System | RFTHERAPY-Hologic-NovaSure | RFTHERAPY | NovaSure |  |  |  | Hologic | Radiofrequency Therapy System |  |  | RFTHERAPY-Hologic-NovaSure | 11/30/18 |  |  | Covered PM Repair - Biomedical | MHHS-Katy | [8 empty] | RFTHERAPY | Radiofrequency Therapy System | Hologic
NO | YES |  |  |  | 142-06055 | 142-06055 | HOLOGIC INC | NOVASURE |  | 33994J13D0 | NE-OR | MHHS-Northeast |  | Radiofrequency Therapy System |  | 142-06055 | 142-06055 | Katy | MHHS-Northeast | NE-OR | Or storage | 5/1/19 | 5/1/20 |  |  | RADIOFREQUENCY THERAPY SYSTEMS, TISSUE ABLATION | Radiofrequency Therapy System | RFTHERAPY-Hologic-NovaSure | RFTHERAPY | NovaSure |  |  |  | Hologic | Radiofrequency Therapy System |  |  | RFTHERAPY-Hologic-NovaSure | 11/30/18 |  |  | Covered PM Repair - Biomedical | MHHS-Northeast | [8 empty] | RFTHERAPY | Radiofrequency Therapy System | Hologic
NO | YES |  |  |  | 129-07414 | 129-07414 | HOLOGIC INC | NOVASURE |  | 37753C17D0 | Sugar Land-OR | MHHS-Sugarland |  | Radiofrequency Therapy System |  | 129-07414 | 129-07414 | Sugar Land | MHHS-Sugarland | Sugar Land-OR |  | 7/1/19 | 7/1/20 |  |  | RADIOFREQUENCY THERAPY SYSTEMS, TISSUE ABLATION | Radiofrequency Therapy System | RFTHERAPY-Hologic-NovaSure | RFTHERAPY | NovaSure |  |  |  | Hologic | Radiofrequency Therapy System |  |  | RFTHERAPY-Hologic-NovaSure | 11/30/18 |  |  | Covered PM Repair - Biomedical | MHHS-Sugarland | [8 empty] | RFTHERAPY | Radiofrequency Therapy System | Hologic
NO | YES |  |  |  | 029-06657 | 029-06657 | HOLOGIC INC | NOVASURE |  | CSP7133 | Woodlands-Anesthesia | MHHS-Woodlands |  | Radiofrequency Therapy System |  | 029-06657 | 029-06657 | Woodlands | MHHS-Woodlands | Woodlands-Anesthesia | OR | 11/1/18 |  | 1/1/20 |  | RADIOFREQUENCY THERAPY SYSTEMS, TISSUE ABLATION | Radiofrequency Therapy System | RFTHERAPY-Hologic-NovaSure | RFTHERAPY | NovaSure |  |  |  | Hologic | Radiofrequency Therapy System |  |  | RFTHERAPY-Hologic-NovaSure | 11/30/18 |  |  | Covered PM Repair - Biomedical | MHHS-Woodlands | [8 empty] | RFTHERAPY | Radiofrequency Therapy System | Hologic
NO | YES |  |  |  | 029-10887 | 029-10887 | HOLOGIC INC | NOVASURE |  | 36331F16D0 | Woodlands-Anesthesia | MHHS-Woodlands |  | Radiofrequency Therapy System |  | 029-10887 | 029-10887 | Woodlands | MHHS-Woodlands | Woodlands-Anesthesia | OR |  |  | 3/1/20 |  | RADIOFREQUENCY THERAPY SYSTEMS, TISSUE ABLATION | Radiofrequency Therapy System | RFTHERAPY-Hologic-NovaSure | RFTHERAPY | NovaSure |  |  |  | Hologic | Radiofrequency Therapy System |  |  | RFTHERAPY-Hologic-NovaSure | 11/30/18 |  |  | Covered PM Repair - Biomedical | MHHS-Woodlands | [8 empty] | RFTHERAPY | Radiofrequency Therapy System | Hologic
NO | YES |  |  |  | 041-34163 | 041-34163 | HOLOGIC INC | NOVASURE MODEL 10 |  | 30533F19D0 | MEMORIAL CITY - OUTPATIENT SURGERY | MHHS-Mem City |  |  |  | 041-34163 | 041-34163 | West | Memorial herman - memorial city medical center | MEMORIAL CITY - OUTPATIENT SURGERY | W1 case cart staging area |  |  |  |  | RADIOFREQUENCY THERAPY SYSTEMS, TISSUE ABLATION |  | .needs class | [13 empty] | Covered PM Repair - Biomedical | MHHS-Mem City
NO | YES |  |  |  | 129-06080 |  | HOLOGIC INC | QDR |  |  | OPID - (PL) - PEARLAND - 406 (MP1) | MHHS-OPID |  | Densitometer, Bone |  | 129-06080 |  | Pearland |  | OPID - (PL) - PEARLAND - 406 (MP1) |  | 11/8/19 |  |  |  | DENSITOMETERS, BONE |  | DENSITOMETERBONE-Hologic-QDR | DENSITOMETERBONE | QDR |  |  |  | Hologic | Densitometer, Bone |  |  | DENSITOMETERBONE-Hologic-QDR |  |  |  | Covered PM Repair - Biomedical | MHHS-OPID
NO | YES | [5 empty] | HOLOGIC INC | R2 |  | C0445 | GH - OUTPATIENT RADIOLOGY | MHHS-Greater Heights | [5 empty] | Central & Greater Heights |  | GH - OUTPATIENT RADIOLOGY |  | 12/2/19 |  |  |  | COMPUTERS |  | COMPUTERDIGRADIOGRAPH-Hologic-R2 ImageChecker |  |  |  |  | COMPUTERDIGRADIOGRAPH-Hologic-R2 ImageChecker | [5 empty] | 5/9/17 |  |  | Covered PM Repair - Biomedical | MHHS-Greater Heights
NO | YES |  |  |  | 041-19938 |  | HOLOGIC INC | R2 |  | C5995 | OPID - (CY) - CYPRESS BREAST CARE [MP1-STE140] | MHHS-OPID |  |  |  | 041-19938 |  | Northwest & Cypress |  | OPID - (CY) - CYPRESS BREAST CARE [MP1-STE140] |  | 2/1/16 |  |  |  | COMPUTERS |  | COMPUTERDIGRADIOGRAPH-Hologic-R2 ImageChecker |  |  |  |  | COMPUTERDIGRADIOGRAPH-Hologic-R2 ImageChecker | [5 empty] | 5/9/17 |  |  | Covered PM Repair - Biomedical | MHHS-OPID
NO | YES |  |  |  | 929-01086 |  | HOLOGIC INC | R2 |  | C0393 | OPID - (CY) - CYPRESS BREAST CARE [MP1-STE140] | MHHS-OPID |  |  |  | 929-01086 |  | Northwest & Cypress |  | OPID - (CY) - CYPRESS BREAST CARE [MP1-STE140] | [5 empty] | COMPUTERS |  | COMPUTERDIGRADIOGRAPH-Hologic-R2 ImageChecker |  |  |  |  | COMPUTERDIGRADIOGRAPH-Hologic-R2 ImageChecker | [5 empty] | 5/9/17 |  |  | Covered PM Repair - Biomedical | MHHS-OPID
NO | YES |  |  |  | R-133-08997 |  | HOLOGIC INC | R2 |  | C0438 | OPID - (KY) - KATY - 445 (MP1) | MHHS-OPID |  |  |  | R-133-08997 |  | Katy |  | OPID - (KY) - KATY - 445 (MP1) | [5 empty] | COMPUTERS |  | COMPUTERDIGRADIOGRAPH-Hologic-R2 ImageChecker |  |  |  |  | COMPUTERDIGRADIOGRAPH-Hologic-R2 ImageChecker | [5 empty] | 5/9/17 |  |  | Covered PM Repair - Biomedical | MHHS-OPID
NO | YES | [5 empty] | HOLOGIC INC | R2 |  | C2944 | OPID - (MC) - BOBETTA LINDIG BREAST CARE [MP4-STE300] - 452 | MHHS-OPID | [5 empty] | West & Memorial City |  | OPID - (MC) - BOBETTA LINDIG BREAST CARE [MP4-STE300] - 452 |  | 3/2/17 |  |  |  | COMPUTERS |  | COMPUTERDIGRADIOGRAPH-Hologic-R2 ImageChecker |  |  |  |  | COMPUTERDIGRADIOGRAPH-Hologic-R2 ImageChecker | [5 empty] | 5/9/17 |  |  | Covered PM Repair - Biomedical | MHHS-OPID
NO | YES | [5 empty] | HOLOGIC INC | R2 |  | D1069 | OPID - (MC) - BOBETTA LINDIG BREAST CARE [MP4-STE300] - 452 | MHHS-OPID | [5 empty] | West & Memorial City |  | OPID - (MC) - BOBETTA LINDIG BREAST CARE [MP4-STE300] - 452 |  | 10/17/19 |  |  |  | COMPUTERS |  | COMPUTERDIGRADIOGRAPH-Hologic-R2 ImageChecker |  |  |  |  | COMPUTERDIGRADIOGRAPH-Hologic-R2 ImageChecker | [5 empty] | 5/9/17 |  |  | Covered PM Repair - Biomedical | MHHS-OPID
NO | YES |  |  |  | 142-03366 |  | HOLOGIC INC | R2 |  | 3980908B0580 | OPID - (NE) - NORTHEAST - 437 (MP1) | MHHS-OPID |  |  |  | 142-03366 |  | Katy |  | OPID - (NE) - NORTHEAST - 437 (MP1) | [5 empty] | COMPUTERS |  | COMPUTERDIGRADIOGRAPH-Hologic-R2 ImageChecker |  |  |  |  | COMPUTERDIGRADIOGRAPH-Hologic-R2 ImageChecker | [5 empty] | 5/9/17 |  |  | Covered PM Repair - Biomedical | MHHS-OPID
NO | YES |  |  |  | R-005-FWMAMR2 |  | HOLOGIC INC | R2 |  | C0439 | OPID - (SE) - FRIENDSWOOD - 401 | MHHS-OPID |  |  |  | R-005-FWMAMR2 |  | Southeast & Bay Area |  | OPID - (SE) - FRIENDSWOOD - 401 | [5 empty] | COMPUTERS |  | COMPUTERDIGRADIOGRAPH-Hologic-R2 ImageChecker |  |  |  |  | COMPUTERDIGRADIOGRAPH-Hologic-R2 ImageChecker | [5 empty] | 5/9/17 |  |  | Covered PM Repair - Biomedical | MHHS-OPID
NO | YES | [5 empty] | HOLOGIC INC | R2 |  | C0511 | OPID - (SE) - PASADENA - 465 | MHHS-OPID | [5 empty] | Southeast & Bay Area |  | OPID - (SE) - PASADENA - 465 | [5 empty] | COMPUTERS |  | COMPUTERDIGRADIOGRAPH-Hologic-R2 ImageChecker |  |  |  |  | COMPUTERDIGRADIOGRAPH-Hologic-R2 ImageChecker | [5 empty] | 5/9/17 |  |  | Covered PM Repair - Biomedical | MHHS-OPID
NO | YES |  |  |  | D0745 |  | HOLOGIC INC | R2 |  | D0745 | OPID - (SE) - VICTORY BREAST CARE (CCC) - 402 | MHHS-OPID |  |  |  | D0745 |  | Southeast & Bay Area |  | OPID - (SE) - VICTORY BREAST CARE (CCC) - 402 |  | 8/1/19 |  |  |  | COMPUTERS |  | COMPUTERDIGRADIOGRAPH-Hologic-R2 ImageChecker |  |  |  |  | COMPUTERDIGRADIOGRAPH-Hologic-R2 ImageChecker | [5 empty] | 5/9/17 |  |  | Covered PM Repair - Biomedical | MHHS-OPID
NO | YES | [5 empty] | HOLOGIC INC | R2 |  | D0569 | OPID - (SL) - SUGAR LAND BREAST CENTER - (MP1) | MHHS-OPID | [5 empty] | Sugar Land |  | OPID - (SL) - SUGAR LAND BREAST CENTER - (MP1) |  | 12/11/18 |  |  |  | COMPUTERS |  | COMPUTERDIGRADIOGRAPH-Hologic-R2 ImageChecker |  |  |  |  | COMPUTERDIGRADIOGRAPH-Hologic-R2 ImageChecker | [5 empty] | 5/9/17 |  |  | Covered PM Repair - Biomedical | MHHS-OPID
NO | YES | [5 empty] | HOLOGIC INC | R2 |  | C2692 | OPID - (SL) - SUGAR LAND BREAST CENTER - (MP1) | MHHS-OPID | [5 empty] | Sugar Land |  | OPID - (SL) - SUGAR LAND BREAST CENTER - (MP1) |  | 3/14/17 |  |  |  | COMPUTERS |  | COMPUTERDIGRADIOGRAPH-Hologic-R2 ImageChecker |  |  |  |  | COMPUTERDIGRADIOGRAPH-Hologic-R2 ImageChecker | [5 empty] | 5/9/17 |  |  | Covered PM Repair - Biomedical | MHHS-OPID
NO | YES | [5 empty] | HOLOGIC INC | R2 |  | DO533 | OPID - (SW) - SOUTHWEST BC - 450 (MP1) | MHHS-OPID | [5 empty] | Southwest |  | OPID - (SW) - SOUTHWEST BC - 450 (MP1) | [5 empty] | COMPUTERS |  | COMPUTERDIGRADIOGRAPH-Hologic-R2 ImageChecker |  |  |  |  | COMPUTERDIGRADIOGRAPH-Hologic-R2 ImageChecker | [5 empty] | 5/9/17 |  |  | Covered PM Repair - Biomedical | MHHS-OPID
NO | YES | [5 empty] | HOLOGIC INC | R2 |  | C3687 | OPID - (SW) - SOUTHWEST BC - 450 (MP1) | MHHS-OPID | [5 empty] | Southwest |  | OPID - (SW) - SOUTHWEST BC - 450 (MP1) |  | 7/2/19 |  |  |  | COMPUTERS |  | COMPUTERDIGRADIOGRAPH-Hologic-R2 ImageChecker |  |  |  |  | COMPUTERDIGRADIOGRAPH-Hologic-R2 ImageChecker | [5 empty] | 5/9/17 |  |  | Covered PM Repair - Biomedical | MHHS-OPID
NO | YES |  |  |  | 069-35404 |  | HOLOGIC INC | R2 |  | C3941 | OPID - (TMC) - BREAST CARE CENTER [MHMP-STE1600] - 453 | MHHS-OPID |  |  |  | 069-35404 |  | TMC |  | OPID - (TMC) - BREAST CARE CENTER [MHMP-STE1600] - 453 |  | 4/12/16 |  |  |  | COMPUTERS |  | COMPUTERDIGRADIOGRAPH-Hologic-R2 ImageChecker |  |  |  |  | COMPUTERDIGRADIOGRAPH-Hologic-R2 ImageChecker | [5 empty] | 5/9/17 |  |  | Covered PM Repair - Biomedical | MHHS-OPID
NO | YES | [5 empty] | HOLOGIC INC | R2 |  | C2839 | OPID - (WDLS) - WOODLANDS BREAST CARE [MP3-STE150] - 451 | MHHS-OPID | [5 empty] | Woodlands |  | OPID - (WDLS) - WOODLANDS BREAST CARE [MP3-STE150] - 451 |  | 9/7/12 |  |  |  | COMPUTERS |  | COMPUTERDIGRADIOGRAPH-Hologic-R2 ImageChecker |  |  |  |  | COMPUTERDIGRADIOGRAPH-Hologic-R2 ImageChecker | [8 empty] | Not Covered Vendor Only - Biomedical | MHHS-OPID
NO | NO |  |  |  | R-005-11050 |  | HOLOGIC INC | R2 |  | C1162 | SE - NEONATAL ICU | MHHS-Southeast |  |  |  | R-005-11050 |  | Southeast & Bay Area |  | SE - NEONATAL ICU | [5 empty] | COMPUTERS |  | COMPUTERDIGRADIOGRAPH-Hologic-R2 ImageChecker |  |  |  |  | COMPUTERDIGRADIOGRAPH-Hologic-R2 ImageChecker | [8 empty] | Covered PM Repair - Biomedical | MHHS-Southeast
NO | YES |  |  |  | R-142-03407 |  | HOLOGIC INC | R2SYS-2021 |  | C0395 | OPID - (NE) - NORTHEAST - 437 (MP1) | MHHS-OPID |  |  |  | R-142-03407 |  | Katy |  | OPID - (NE) - NORTHEAST - 437 (MP1) |  | 12/21/17 |  |  |  | WORKSTATIONS |  | .needs class | [13 empty] | Covered PM Repair - Biomedical | MHHS-OPID
NO | YES |  |  |  | 005-10559 |  | HOLOGIC INC | R2SYS-2021 |  | C4916 | OPID - (PL) - PEARLAND - 406 (MP1) | MHHS-OPID |  |  |  | 005-10559 |  | Pearland |  | OPID - (PL) - PEARLAND - 406 (MP1) |  | 11/8/19 |  |  |  | WORKSTATIONS |  | .needs class | [13 empty] | Covered PM Repair - Biomedical | MHHS-OPID
NO | NO |  |  |  | D0863 |  | HOLOGIC INC | R2SYS-2021 |  | D0863 | MH MG - (STX) - SOUTH TEXAS - WHARTON | MHHS-MG |  |  |  | D0863 |  | South |  | MH MG - (STX) - SOUTH TEXAS - WHARTON | [5 empty] | WORKSTATIONS |  | .needs class | [13 empty] | Covered PM Repair - Biomedical | MHHS-MG
NO | YES | [5 empty] | HOLOGIC INC | SECURVIEW |  |  | OPID - (KY) - KATY - 445 (MP1) | MHHS-OPID | [5 empty] | Katy |  | OPID - (KY) - KATY - 445 (MP1) |  | 10/17/19 |  |  |  | INFORMATION SYSTEMS, TELEMEDICINE, RADIOLOGY |  | .needs class | [10 empty] | 4/10/14 |  |  | Covered PM Repair - Biomedical | MHHS-OPID
NO | YES |  |  |  | 041-17790 |  | HOLOGIC INC | SECURVIEW |  |  | OPID - (MC) - BOBETTA LINDIG BREAST CARE [MP4-STE300] - 452 | MHHS-OPID |  |  |  | 041-17790 |  | West & Memorial City |  | OPID - (MC) - BOBETTA LINDIG BREAST CARE [MP4-STE300] - 452 |  | 2/25/17 |  |  |  | INFORMATION SYSTEMS, TELEMEDICINE, RADIOLOGY |  | .needs class | [13 empty] | Not Covered Vendor Only - Lab Ana/Anes | MHHS-OPID
NO | YES |  |  |  | 041-20873 |  | HOLOGIC INC | SECURVIEW |  | 2981114B5748 | OPID - (MC) - BOBETTA LINDIG BREAST CARE [MP4-STE300] - 452 | MHHS-OPID |  |  |  | 041-20873 |  | West & Memorial City |  | OPID - (MC) - BOBETTA LINDIG BREAST CARE [MP4-STE300] - 452 |  | 6/1/18 |  |  |  | INFORMATION SYSTEMS, TELEMEDICINE, RADIOLOGY |  | .needs class | [10 empty] | 7/7/16 |  |  | Covered PM Repair - Biomedical | MHHS-OPID
NO | YES | [5 empty] | HOLOGIC INC | SECURVIEW |  |  | OPID - (MC) - BOBETTA LINDIG BREAST CARE [MP4-STE300] - 452 | MHHS-OPID | [5 empty] | West & Memorial City |  | OPID - (MC) - BOBETTA LINDIG BREAST CARE [MP4-STE300] - 452 |  | 12/6/19 |  |  |  | INFORMATION SYSTEMS, TELEMEDICINE, RADIOLOGY |  | .needs class | [13 empty] | Covered PM Repair - Biomedical | MHHS-OPID
NO | YES | [5 empty] | HOLOGIC INC | SECURVIEW |  |  | OPID - (MC) - BOBETTA LINDIG BREAST CARE [MP4-STE300] - 452 | MHHS-OPID | [5 empty] | West & Memorial City |  | OPID - (MC) - BOBETTA LINDIG BREAST CARE [MP4-STE300] - 452 |  | 10/17/19 |  |  |  | INFORMATION SYSTEMS, TELEMEDICINE, RADIOLOGY |  | .needs class | [13 empty] | Covered PM Repair - Biomedical | MHHS-OPID
NO | YES | [5 empty] | HOLOGIC INC | SECURVIEW |  |  | OPID - (MC) - BOBETTA LINDIG BREAST CARE [MP4-STE300] - 452 | MHHS-OPID | [5 empty] | West & Memorial City |  | OPID - (MC) - BOBETTA LINDIG BREAST CARE [MP4-STE300] - 452 |  | 10/29/19 |  |  |  | INFORMATION SYSTEMS, TELEMEDICINE, RADIOLOGY |  | .needs class | [10 empty] | 7/8/16 |  |  | Covered PM Repair - Biomedical | MHHS-OPID
NO | YES | [5 empty] | HOLOGIC INC | SECURVIEW |  |  | OPID - (MC) - BOBETTA LINDIG BREAST CARE [MP4-STE300] - 452 | MHHS-OPID | [5 empty] | West & Memorial City |  | OPID - (MC) - BOBETTA LINDIG BREAST CARE [MP4-STE300] - 452 | [5 empty] | INFORMATION SYSTEMS, TELEMEDICINE, RADIOLOGY |  | .needs class | [10 empty] | 7/8/16 |  |  | Covered PM Repair - Biomedical | MHHS-OPID
NO | YES |  |  |  | 005-10560 |  | HOLOGIC INC | SECURVIEW |  |  | OPID - (PL) - PEARLAND - 406 (MP1) | MHHS-OPID |  |  |  | 005-10560 |  | Pearland |  | OPID - (PL) - PEARLAND - 406 (MP1) |  | 11/8/19 |  |  |  | INFORMATION SYSTEMS, TELEMEDICINE, RADIOLOGY |  | .needs class | [13 empty] | Covered PM Repair - Biomedical | MHHS-OPID
NO | YES |  |  |  | R-005-FWMAMWS |  | HOLOGIC INC | SECURVIEW |  | 3980908B0594 | OPID - (SE) - FRIENDSWOOD - 401 | MHHS-OPID |  |  |  | R-005-FWMAMWS |  | Southeast & Bay Area |  | OPID - (SE) - FRIENDSWOOD - 401 | [5 empty] | INFORMATION SYSTEMS, TELEMEDICINE, RADIOLOGY |  | .needs class | [13 empty] | Covered PM Repair - Biomedical | MHHS-OPID
NO | YES | [5 empty] | HOLOGIC INC | SECURVIEW |  |  | OPID - (SW) - SOUTHWEST - 433 (MP4) | MHHS-OPID | [5 empty] | Southwest |  | OPID - (SW) - SOUTHWEST - 433 (MP4) |  | 3/13/17 |  |  |  | INFORMATION SYSTEMS, TELEMEDICINE, RADIOLOGY |  | .needs class | [13 empty] | Covered PM Repair - Biomedical | MHHS-OPID
NO | YES |  |  |  | 929-00732 |  | HOLOGIC INC | SECURVIEW |  |  | OPID - (TMC) - UPPER KIRBY - 467 | MHHS-OPID |  |  |  | 929-00732 |  | TMC |  | OPID - (TMC) - UPPER KIRBY - 467 |  | 4/25/17 |  |  |  | INFORMATION SYSTEMS, TELEMEDICINE, RADIOLOGY |  | .needs class | [13 empty] | Covered PM Repair - Biomedical | MHHS-OPID
NO | YES |  |  |  | R-133-08589 |  | HOLOGIC INC | SECURVIEW DX |  | 2980808B2226 | OPID - (KY) - KATY - 445 (MP1) | MHHS-OPID |  | Computer, Digital Radiograph |  | R-133-08589 |  | Katy |  | OPID - (KY) - KATY - 445 (MP1) |  | 11/26/19 |  |  |  | WORKSTATIONS |  | COMPUTERDIGRADIOGRAPH-Hologic-SecurView DX | COMPUTERDIGRADIOGRAPH | SecurView DX |  |  |  | Hologic | Computer, Digital Radiograph |  |  | COMPUTERDIGRADIOGRAPH-Hologic-SecurView DX |  |  |  | Covered PM Repair - Biomedical | MHHS-OPID
NO | YES | [5 empty] | HOLOGIC INC | SECURVIEW DX |  |  | OPID - (PL) - PEARLAND - 406 (MP1) | MHHS-OPID |  | Computer, Digital Radiograph |  |  |  | Pearland |  | OPID - (PL) - PEARLAND - 406 (MP1) |  | 10/17/17 |  |  |  | WORKSTATIONS |  | COMPUTERDIGRADIOGRAPH-Hologic-SecurView DX | COMPUTERDIGRADIOGRAPH | SecurView DX |  |  |  | Hologic | Computer, Digital Radiograph |  |  | COMPUTERDIGRADIOGRAPH-Hologic-SecurView DX | 6/2/15 |  |  | Covered PM Repair - Radiology, Low End | MHHS-OPID
NO | YES | [5 empty] | HOLOGIC INC | SECURVIEW DX |  | 2980412B4175 | OPID - (SE) - PASADENA - 465 | MHHS-OPID |  | Computer, Digital Radiograph |  |  |  | Southeast & Bay Area |  | OPID - (SE) - PASADENA - 465 |  | 9/27/18 |  |  |  | WORKSTATIONS |  | COMPUTERDIGRADIOGRAPH-Hologic-SecurView DX | COMPUTERDIGRADIOGRAPH | SecurView DX |  |  |  | Hologic | Computer, Digital Radiograph |  |  | COMPUTERDIGRADIOGRAPH-Hologic-SecurView DX |  |  |  | Covered PM Repair - Biomedical | MHHS-OPID
NO | YES |  |  |  | R-1160229 |  | HOLOGIC INC | SECURVIEW DX |  |  | OPID - (SW) - SOUTHWEST BC - 450 (MP1) | MHHS-OPID |  | Computer, Digital Radiograph |  | R-1160229 |  | Southwest |  | OPID - (SW) - SOUTHWEST BC - 450 (MP1) |  | 7/3/19 |  |  |  | WORKSTATIONS |  | COMPUTERDIGRADIOGRAPH-Hologic-SecurView DX | COMPUTERDIGRADIOGRAPH | SecurView DX |  |  |  | Hologic | Computer, Digital Radiograph |  |  | COMPUTERDIGRADIOGRAPH-Hologic-SecurView DX |  |  |  | Covered PM Repair - Biomedical | MHHS-OPID
NO | YES |  |  |  | R-39804060087 |  | HOLOGIC INC | SECURVIEW DX |  |  | OPID - (SW) - SOUTHWEST BC - 450 (MP1) | MHHS-OPID |  | Computer, Digital Radiograph |  | R-39804060087 |  | Southwest |  | OPID - (SW) - SOUTHWEST BC - 450 (MP1) |  | 7/1/19 |  |  |  | WORKSTATIONS |  | COMPUTERDIGRADIOGRAPH-Hologic-SecurView DX | COMPUTERDIGRADIOGRAPH | SecurView DX |  |  |  | Hologic | Computer, Digital Radiograph |  |  | COMPUTERDIGRADIOGRAPH-Hologic-SecurView DX |  |  |  | Covered PM Repair - Biomedical | MHHS-OPID
NO | YES |  |  |  | 069-27091 |  | HOLOGIC INC | SECURVIEW DX |  | 2980814b5556 | OPID - (TMC) - BREAST CARE CENTER [MHMP-STE1600] - 453 | MHHS-OPID |  | Computer, Digital Radiograph |  | 069-27091 |  | TMC |  | OPID - (TMC) - BREAST CARE CENTER [MHMP-STE1600] - 453 |  | 8/2/19 |  |  |  | WORKSTATIONS |  | COMPUTERDIGRADIOGRAPH-Hologic-SecurView DX | COMPUTERDIGRADIOGRAPH | SecurView DX |  |  |  | Hologic | Computer, Digital Radiograph |  |  | COMPUTERDIGRADIOGRAPH-Hologic-SecurView DX |  |  |  | Covered PM Repair - Biomedical | MHHS-OPID
NO | YES | [5 empty] | HOLOGIC INC | SECURVIEW DX |  | 2980609B2732 | SE - RADIOLOGY | MHHS-Southeast |  | Computer, Digital Radiograph |  |  |  | Southeast & Bay Area |  | SE - RADIOLOGY |  | 4/9/19 |  |  |  | WORKSTATIONS |  | COMPUTERDIGRADIOGRAPH-Hologic-SecurView DX | COMPUTERDIGRADIOGRAPH | SecurView DX |  |  |  | Hologic | Computer, Digital Radiograph |  |  | COMPUTERDIGRADIOGRAPH-Hologic-SecurView DX |  |  |  | Covered PM Repair - Biomedical | MHHS-Southeast
NO | YES | [5 empty] | HOLOGIC INC | SECURVIEW DX 400 |  | 2980808B2188 | OPID - (CY) - CY-FAIR MED PLAZA - 426 | MHHS-OPID | [5 empty] | Northwest & Cypress |  | OPID - (CY) - CY-FAIR MED PLAZA - 426 |  | 10/17/19 |  |  |  | WORKSTATIONS |  | .needs class | [13 empty] | Covered PM Repair - Biomedical | MHHS-OPID
NO | YES |  |  |  | 041-19942 |  | HOLOGIC INC | SECURVIEW DX 400 |  | 2981215B6467 | OPID - (CY) - CYPRESS BREAST CARE [MP1-STE140] | MHHS-OPID |  |  |  | 041-19942 |  | Northwest & Cypress |  | OPID - (CY) - CYPRESS BREAST CARE [MP1-STE140] |  | 2/2/18 |  |  |  | WORKSTATIONS |  | .needs class | [13 empty] | Covered PM Repair - Biomedical | MHHS-OPID
NO | YES |  |  |  | R-133-08996 |  | HOLOGIC INC | SECURVIEW DX 400 |  | 2981212B4543 | OPID - (KY) - KATY - 445 (MP1) | MHHS-OPID |  |  |  | R-133-08996 |  | Katy |  | OPID - (KY) - KATY - 445 (MP1) |  | 11/26/19 |  |  |  | WORKSTATIONS |  | .needs class | [13 empty] | Covered PM Repair - Biomedical | MHHS-OPID
NO | YES |  |  |  | R-SMG-2980613B4787 |  | HOLOGIC INC | SECURVIEW DX 400 |  | 2980613B4787 | OPID - (MC) - WILLOWBROOK - 463 | MHHS-OPID |  |  |  | R-SMG-2980613B4787 |  | West & Memorial City |  | OPID - (MC) - WILLOWBROOK - 463 |  | 12/11/18 |  |  |  | WORKSTATIONS |  | .needs class | [10 empty] | 6/2/15 |  |  | Covered PM Repair - Biomedical | MHHS-OPID
NO | YES |  |  |  | 069-27092 |  | HOLOGIC INC | SECURVIEW DX 400 |  | 2980814b5557 | OPID - (TMC) - BREAST CARE CENTER [MHMP-STE1600] - 453 | MHHS-OPID |  |  |  | 069-27092 |  | TMC |  | OPID - (TMC) - BREAST CARE CENTER [MHMP-STE1600] - 453 |  | 8/2/19 |  |  |  | WORKSTATIONS |  | .needs class | [13 empty] | Covered PM Repair - Biomedical | MHHS-OPID
NO | YES |  |  |  | 069-35405 |  | HOLOGIC INC | SECURVIEW DX 400 |  | 2980712B4326 | OPID - (TMC) - BREAST CARE CENTER [MHMP-STE1600] - 453 | MHHS-OPID |  |  |  | 069-35405 |  | TMC |  | OPID - (TMC) - BREAST CARE CENTER [MHMP-STE1600] - 453 |  | 8/2/19 |  |  |  | WORKSTATIONS |  | .needs class | [13 empty] | Covered PM Repair - Biomedical | MHHS-OPID
NO | YES |  |  |  | 129-05672 | 129-05672 | HOLOGIC INC | SECURVIEW RM-ASY-01043 |  | 3980908B0591 | OPID - (SL) - SUGAR LAND BREAST CENTER - (MP1) | MHHS-OPID |  |  |  | 129-05672 | 129-05672 | Sugar Land | MH SL | OPID - (SL) - SUGAR LAND BREAST CENTER - (MP1) | SL, PB1, Suite 120, Room 120.9 | 3/1/17 |  |  |  | COMPUTERS |  | .needs class | [13 empty] | Covered PM Repair - Biomedical | MHHS-OPID | [5 empty] | 2/1/14
NO | YES |  |  |  | 069-43642 |  | HOLOGIC INC | SECURVIEW RM-ASY-01043 |  | C0352 | OPID - (TMC) - UPPER KIRBY - 467 | MHHS-OPID |  |  |  | 069-43642 |  | TMC |  | OPID - (TMC) - UPPER KIRBY - 467 | [5 empty] | COMPUTERS |  | .needs class | [13 empty] | Covered PM Repair - Biomedical | MHHS-OPID
NO | YES |  |  |  | 029-05789 |  | HOLOGIC INC | SECURVIEW RM-ASY-01043 |  | D1892 | OPID - (WDLS) - WOODLANDS BREAST CARE [MP3-STE150] - 451 | MHHS-OPID |  |  |  | 029-05789 |  | Woodlands |  | OPID - (WDLS) - WOODLANDS BREAST CARE [MP3-STE150] - 451 |  | 9/7/12 |  |  |  | COMPUTERS |  | .needs class | [13 empty] | Covered PM Repair - Biomedical | MHHS-OPID
NO | YES |  |  |  | 029-06155 |  | HOLOGIC INC | SECURVIEW RM-ASY-01043 |  | 3980908B0590 | OPID - (WDLS) - WOODLANDS BREAST CARE [MP3-STE150] - 451 | MHHS-OPID |  |  |  | 029-06155 |  | Woodlands |  | OPID - (WDLS) - WOODLANDS BREAST CARE [MP3-STE150] - 451 |  | 9/13/18 |  |  |  | COMPUTERS |  | .needs class | [13 empty] | Covered PM Repair - Biomedical | MHHS-OPID
NO | NO | [5 empty] | HOLOGIC INC | SECURVIEW RM-ASY-01043 |  |  | MH MG - (STX) - SOUTH TEXAS - WHARTON | MHHS-MG | [5 empty] | South |  | MH MG - (STX) - SOUTH TEXAS - WHARTON | [5 empty] | COMPUTERS |  | .needs class | [13 empty] | Covered PM Repair - Biomedical | MHHS-MG
NO | YES | [5 empty] | HOLOGIC INC | SECURVIEW SV-00005 |  |  | OPID - (SW) - SOUTHWEST BC - 450 (MP1) | MHHS-OPID | [5 empty] | Southwest |  | OPID - (SW) - SOUTHWEST BC - 450 (MP1) |  | 7/26/18 |  |  |  | COMPUTERS |  | .needs class | [13 empty] | Not Covered Vendor Only - Lab Ana/Anes | MHHS-OPID
NO | YES | [5 empty] | HOLOGIC INC | SECURVIEW SVRT-00300 |  | 2980109B2484 | NE - RADIOLOGY | MHHS-Northeast | [5 empty] | Katy |  | NE - RADIOLOGY | [5 empty] | COMPUTERS |  | .needs class | [10 empty] | 6/2/15 |  |  | Covered PM Repair - Biomedical | MHHS-Northeast
NO | YES | [5 empty] | HOLOGIC INC | SECURVIEW SVRT-00300 |  | 3980908B0578 | OPID - (CY) - CYPRESS BREAST CARE [MP1-STE140] | MHHS-OPID | [5 empty] | Northwest & Cypress |  | OPID - (CY) - CYPRESS BREAST CARE [MP1-STE140] | [5 empty] | COMPUTERS |  | .needs class | [10 empty] | 6/2/15 |  |  | Covered PM Repair - Biomedical | MHHS-OPID
NO | YES | [5 empty] | HOLOGIC INC | SECURVIEW SVRT-00300 |  | 3981008B0619 | OPID - (SE) - PASADENA - 465 | MHHS-OPID | [5 empty] | Southeast & Bay Area |  | OPID - (SE) - PASADENA - 465 | [5 empty] | COMPUTERS |  | .needs class | [10 empty] | 6/2/15 |  |  | Covered PM Repair - Biomedical | MHHS-OPID
NO | YES |  |  |  | 069-45877 |  | HOLOGIC INC | SECURVIEW SVRT-00300 |  | 2960808B0373 | OPID - (TMC) - UPPER KIRBY - 467 | MHHS-OPID |  |  |  | 069-45877 |  | TMC |  | OPID - (TMC) - UPPER KIRBY - 467 | [5 empty] | COMPUTERS |  | .needs class | [10 empty] | 6/2/15 |  |  | Covered PM Repair - Biomedical | MHHS-OPID
NO | YES |  |  |  | 069-45878 |  | HOLOGIC INC | SECURVIEW SVRT-00300 |  | 3960808B0382 | OPID - (TMC) - UPPER KIRBY - 467 | MHHS-OPID |  |  |  | 069-45878 |  | TMC |  | OPID - (TMC) - UPPER KIRBY - 467 | [5 empty] | COMPUTERS |  | .needs class | [10 empty] | 6/2/15 |  |  | Covered PM Repair - Biomedical | MHHS-OPID
NO | YES |  |  |  |  | 069-45879 | HOLOGIC INC | SECURVIEW SVRT-00300 |  | 3980808B0568 | OPID-(TMC)-Upper Kirby Bc-454 | MHHS-OPID |  |  |  |  | 069-45879 | Pearland | MHHS-Others | OPID-(TMC)-Upper Kirby Bc-454 | Bone density room 104.11 |  |  |  | No pm sticker. Was not sure if imaging or not. | COMPUTERS |  | .needs class | [13 empty] | Covered PM Repair - Biomedical | MHHS-OPID
NO | YES | [5 empty] | HOLOGIC INC | SECURVIEW SVRT-00300 |  | 3981008B0612 | OPID - (TMC) - UPPER KIRBY BC - 454 | MHHS-OPID | [5 empty] | TMC |  | OPID - (TMC) - UPPER KIRBY BC - 454 | [5 empty] | COMPUTERS |  | .needs class | [13 empty] | Covered PM Repair - Biomedical | MHHS-OPID
NO | YES | [5 empty] | HOLOGIC INC | SECURVIEW SVRT-00300 |  | 2980508B1982 | OPID - (WDLS) - WOODLANDS BREAST CARE [MP3-STE150] - 451 | MHHS-OPID | [5 empty] | Woodlands |  | OPID - (WDLS) - WOODLANDS BREAST CARE [MP3-STE150] - 451 |  | 7/5/18 |  |  |  | COMPUTERS |  | .needs class | [13 empty] | Covered PM Repair - Biomedical | MHHS-OPID
NO | YES | Serial Number 3980609B0731 |  |  |  |  | HOLOGIC INC | SECURVIEW SVRT-00300 |  | 3980609B0731 | SE - RADIOLOGY | MHHS-Southeast | [5 empty] | Southeast & Bay Area |  | SE - RADIOLOGY | [5 empty] | COMPUTERS |  | .needs class | [13 empty] | Not Covered Vendor Only - Lab Ana/Anes | MHHS-Southeast
NO | NO | [5 empty] | HOLOGIC INC | SECURVIEW SVRT-00300 |  | 3980109B0661 | NE - CATH LAB | MHHS-Northeast | [5 empty] | Katy |  | NE - CATH LAB | [5 empty] | COMPUTERS |  | .needs class | [13 empty] | Covered PM Repair - Biomedical | MHHS-Northeast
NO | YES |  |  |  | R-1138652 |  | HOLOGIC INC | SELENIA |  |  | OPID - (CY) - CYPRESS BREAST CARE [MP1-STE140] | MHHS-OPID |  | Radiographic Unit, Mammographic |  | R-1138652 |  | Northwest & Cypress |  | OPID - (CY) - CYPRESS BREAST CARE [MP1-STE140] |  | 2/15/19 |  |  |  | RADIOGRAPHIC UNITS, MAMMOGRAPHIC |  | RADIOGRAPHICUNITMAMMO-Hologic-Selenia | RADIOGRAPHICUNITMAMMO | Selenia |  |  |  | Hologic | Radiographic Unit, Mammographic |  |  | RADIOGRAPHICUNITMAMMO-Hologic-Selenia | 11/6/20 |  |  | Not Covered Vendor Only - Biomedical | MHHS-OPID
NO | YES |  |  |  | R-041-20546 |  | HOLOGIC INC | SELENIA |  |  | OPID - (MC) - BOBETTA LINDIG BREAST CARE [MP4-STE300] - 452 | MHHS-OPID |  | Radiographic Unit, Mammographic |  | R-041-20546 |  | West & Memorial City |  | OPID - (MC) - BOBETTA LINDIG BREAST CARE [MP4-STE300] - 452 |  | 7/23/19 |  |  |  | RADIOGRAPHIC UNITS, MAMMOGRAPHIC |  | RADIOGRAPHICUNITMAMMO-Hologic-Selenia | RADIOGRAPHICUNITMAMMO | Selenia |  |  |  | Hologic | Radiographic Unit, Mammographic |  |  | RADIOGRAPHICUNITMAMMO-Hologic-Selenia | 11/6/20 |  |  | Not Covered Vendor Only - Biomedical | MHHS-OPID
NO | YES |  |  |  | 069-29542 |  | HOLOGIC INC | SELENIA |  |  | OPID - (PL) - PEARLAND - 406 (MP1) | MHHS-OPID |  | Radiographic Unit, Mammographic |  | 069-29542 |  | Pearland |  | OPID - (PL) - PEARLAND - 406 (MP1) |  | 2/18/19 |  |  |  | RADIOGRAPHIC UNITS, MAMMOGRAPHIC |  | RADIOGRAPHICUNITMAMMO-Hologic-Selenia | RADIOGRAPHICUNITMAMMO | Selenia |  |  |  | Hologic | Radiographic Unit, Mammographic |  |  | RADIOGRAPHICUNITMAMMO-Hologic-Selenia |  |  |  | Covered PM Repair - Biomedical | MHHS-OPID
NO | YES |  |  |  | R-005-06917 |  | HOLOGIC INC | SELENIA |  |  | OPID - (SE) - FRIENDSWOOD - 401 | MHHS-OPID |  | Radiographic Unit, Mammographic |  | R-005-06917 |  | Southeast & Bay Area |  | OPID - (SE) - FRIENDSWOOD - 401 |  | 3/8/19 |  |  |  | RADIOGRAPHIC UNITS, MAMMOGRAPHIC |  | RADIOGRAPHICUNITMAMMO-Hologic-Selenia | RADIOGRAPHICUNITMAMMO | Selenia |  |  |  | Hologic | Radiographic Unit, Mammographic |  |  | RADIOGRAPHICUNITMAMMO-Hologic-Selenia |  |  |  | Covered PM Repair - Biomedical | MHHS-OPID
NO | YES |  |  |  | 005-06956 |  | HOLOGIC INC | SELENIA |  |  | OPID - (SE) - PASADENA - 465 | MHHS-OPID |  | Radiographic Unit, Mammographic |  | 005-06956 |  | Southeast & Bay Area |  | OPID - (SE) - PASADENA - 465 |  | 11/6/19 |  |  |  | RADIOGRAPHIC UNITS, MAMMOGRAPHIC |  | RADIOGRAPHICUNITMAMMO-Hologic-Selenia | RADIOGRAPHICUNITMAMMO | Selenia |  |  |  | Hologic | Radiographic Unit, Mammographic |  |  | RADIOGRAPHICUNITMAMMO-Hologic-Selenia |  |  |  | Covered PM Repair - Biomedical | MHHS-OPID
NO | YES |  |  |  | 129-07027 |  | HOLOGIC INC | SELENIA |  |  | OPID - (SL) - SUGAR LAND BREAST CENTER - (MP1) | MHHS-OPID |  | Radiographic Unit, Mammographic |  | 129-07027 |  | Sugar Land |  | OPID - (SL) - SUGAR LAND BREAST CENTER - (MP1) |  | 6/25/18 |  |  |  | RADIOGRAPHIC UNITS, MAMMOGRAPHIC |  | RADIOGRAPHICUNITMAMMO-Hologic-Selenia | RADIOGRAPHICUNITMAMMO | Selenia |  |  |  | Hologic | Radiographic Unit, Mammographic |  |  | RADIOGRAPHICUNITMAMMO-Hologic-Selenia | 8/1/18 |  |  | Covered PM Repair - Radiology, Low End | MHHS-OPID
NO | YES |  |  |  | 069-18244 |  | HOLOGIC INC | SELENIA |  |  | OPID - (TMC) - BREAST CARE CENTER [MHMP-STE1600] - 453 | MHHS-OPID |  | Radiographic Unit, Mammographic |  | 069-18244 |  | TMC |  | OPID - (TMC) - BREAST CARE CENTER [MHMP-STE1600] - 453 |  | 9/9/19 |  |  |  | RADIOGRAPHIC UNITS, MAMMOGRAPHIC |  | RADIOGRAPHICUNITMAMMO-Hologic-Selenia | RADIOGRAPHICUNITMAMMO | Selenia |  |  |  | Hologic | Radiographic Unit, Mammographic |  |  | RADIOGRAPHICUNITMAMMO-Hologic-Selenia |  |  |  | Covered PM Repair - Biomedical | MHHS-OPID
NO | YES |  |  |  | R-029-07743 |  | HOLOGIC INC | SELENIA |  |  | OPID - (WDLS) - WOODLANDS BREAST CARE [MP3-STE150] - 451 | MHHS-OPID |  | Radiographic Unit, Mammographic |  | R-029-07743 |  | Woodlands |  | OPID - (WDLS) - WOODLANDS BREAST CARE [MP3-STE150] - 451 |  | 7/16/19 |  |  |  | RADIOGRAPHIC UNITS, MAMMOGRAPHIC |  | RADIOGRAPHICUNITMAMMO-Hologic-Selenia | RADIOGRAPHICUNITMAMMO | Selenia |  |  |  | Hologic | Radiographic Unit, Mammographic |  |  | RADIOGRAPHICUNITMAMMO-Hologic-Selenia |  |  |  | Covered PM Repair - Biomedical | MHHS-OPID
NO | YES |  |  |  | R-029-09264 |  | HOLOGIC INC | SELENIA DIMENSIONS 2D |  |  | OPID - (WDLS) - WOODLANDS BREAST CARE [MP3-STE150] - 451 | MHHS-OPID |  |  |  | R-029-09264 |  | Woodlands |  | OPID - (WDLS) - WOODLANDS BREAST CARE [MP3-STE150] - 451 |  | 7/25/19 |  |  |  | RADIOGRAPHIC UNITS, MAMMOGRAPHIC |  | RADIOGRAPHICUNITMAMMO-Hologic-Selenia Dimensions |  |  |  |  | RADIOGRAPHICUNITMAMMO-Hologic-Selenia Dimensions | [8 empty] | Not Covered Vendor Only - Biomedical | MHHS-OPID
NO | YES |  |  |  | 009-09479 | 009-09479 | HOLOGIC INC | SELENIA DIMENSIONS 3D |  |  | GH-Radiology | MHHS-Greater Heights |  |  |  | 009-09479 | 009-09479 | Central | MHHS-Greater Heights | GH-Radiology | Breast | 12/1/19 |  |  |  | RADIOGRAPHIC UNITS, MAMMOGRAPHIC | Radiographic Unit, Mammographic | RADIOGRAPHICUNITMAMMO-Hologic-Selenia Dimensions |  |  |  |  | RADIOGRAPHICUNITMAMMO-Hologic-Selenia Dimensions | [5 empty] | 7/1/09 |  | RUM-SA | Covered PM Repair - Biomedical | MHHS-Greater Heights | [8 empty] | RADIOGRAPHICUNITMAMMO | Radiographic Unit, Mammographic | Hologic
NO | YES |  |  |  | R-929-00738 |  | HOLOGIC INC | SELENIA DIMENSIONS 3D |  |  | OPID - (CY) - CY-FAIR MED PLAZA - 426 | MHHS-OPID |  |  |  | R-929-00738 |  | Northwest & Cypress |  | OPID - (CY) - CY-FAIR MED PLAZA - 426 |  | 5/1/19 |  |  |  | RADIOGRAPHIC UNITS, MAMMOGRAPHIC |  | RADIOGRAPHICUNITMAMMO-Hologic-Selenia Dimensions |  |  |  |  | RADIOGRAPHICUNITMAMMO-Hologic-Selenia Dimensions | [8 empty] | Covered PM Repair - Biomedical | MHHS-OPID
NO | YES |  |  |  | 041-19937 | 041-19937 | HOLOGIC INC | SELENIA DIMENSIONS 3D |  |  | OPID - (CY) - CYPRESS BREAST CARE [MP1-STE140] | MHHS-OPID |  |  |  | 041-19937 | 041-19937 | Northwest & Cypress | MHHS-Others | OPID - (CY) - CYPRESS BREAST CARE [MP1-STE140] | C1 405 | 1/1/20 | 1/1/21 |  |  | RADIOGRAPHIC UNITS, MAMMOGRAPHIC | Radiographic Unit, Mammographic | RADIOGRAPHICUNITMAMMO-Hologic-Selenia Dimensions |  |  |  |  | RADIOGRAPHICUNITMAMMO-Hologic-Selenia Dimensions | [7 empty] | RUM-SA | Covered PM Repair - Biomedical | MHHS-OPID | [8 empty] | RADIOGRAPHICUNITMAMMO | Radiographic Unit, Mammographic | Hologic
NO | YES | Asset Tag 133-31040 |  |  | 133-31040 | 133-31040 | HOLOGIC INC | SELENIA DIMENSIONS 3D |  |  | OPID-(KY)-Katy-445 (Mp1) | MHHS-OPID |  |  |  | 133-31040 | 133-31040 | Katy | MHHS-Others | OPID-(KY)-Katy-445 (Mp1) | Katy | 12/1/19 | 6/1/20 |  |  | RADIOGRAPHIC UNITS, MAMMOGRAPHIC | Radiographic Unit, Mammographic | RADIOGRAPHICUNITMAMMO-Hologic-Selenia Dimensions |  |  |  |  | RADIOGRAPHICUNITMAMMO-Hologic-Selenia Dimensions | [7 empty] | RUM-SA | Covered PM Repair - Biomedical | MHHS-OPID | [8 empty] | RADIOGRAPHICUNITMAMMO | Radiographic Unit, Mammographic | Hologic
NO | YES |  |  |  | R-133-10233 |  | HOLOGIC INC | SELENIA DIMENSIONS 3D |  |  | OPID - (KY) - KATY - 445 (MP1) | MHHS-OPID |  |  |  | R-133-10233 |  | Katy |  | OPID - (KY) - KATY - 445 (MP1) |  | 10/3/19 |  |  |  | RADIOGRAPHIC UNITS, MAMMOGRAPHIC |  | RADIOGRAPHICUNITMAMMO-Hologic-Selenia Dimensions |  |  |  |  | RADIOGRAPHICUNITMAMMO-Hologic-Selenia Dimensions | [8 empty] | Covered PM Repair - Biomedical | MHHS-OPID
NO | YES |  |  |  | 000-04491 | 000-04491 | HOLOGIC INC | SELENIA DIMENSIONS 3D |  | SDM131500756 | OPID-(NE)-Kingwood CCC | MHHS-OPID |  |  |  | 000-04491 | 000-04491 | Katy | MHHS-Others | OPID-(NE)-Kingwood CCC | Kingwood CCC | 2/1/20 |  |  | SDM131500756 | RADIOGRAPHIC UNITS, MAMMOGRAPHIC | Radiographic Unit, Mammographic | RADIOGRAPHICUNITMAMMO-Hologic-Selenia Dimensions |  |  |  |  | RADIOGRAPHICUNITMAMMO-Hologic-Selenia Dimensions | [7 empty] | RUM-SA | Covered PM Repair - Biomedical | MHHS-OPID | [8 empty] | RADIOGRAPHICUNITMAMMO | Radiographic Unit, Mammographic | Hologic
NO | YES |  |  |  | 142-08000 | 142-08000 | HOLOGIC INC | SELENIA DIMENSIONS 3D |  | 3DM160100553 | OPID-(NE)-Northeast-437 (Mp1) | MHHS-OPID |  |  |  | 142-08000 | 142-08000 | Katy | MHHS-Others | OPID-(NE)-Northeast-437 (Mp1) | OPID | 2/1/19 | 2/1/20 |  | No sticker found | RADIOGRAPHIC UNITS, MAMMOGRAPHIC | Radiographic Unit, Mammographic | RADIOGRAPHICUNITMAMMO-Hologic-Selenia Dimensions |  |  |  |  | RADIOGRAPHICUNITMAMMO-Hologic-Selenia Dimensions | [7 empty] | RUM-SA | Covered PM Repair - Biomedical | MHHS-OPID | [8 empty] | RADIOGRAPHICUNITMAMMO | Radiographic Unit, Mammographic | Hologic
NO | YES |  |  |  | R-1182735 |  | HOLOGIC INC | SELENIA DIMENSIONS 3D |  |  | OPID-(NE)-Northeast-437 (Mp1) | MHHS-OPID |  |  |  | R-1182735 |  | Katy | MHHS-Others | OPID-(NE)-Northeast-437 (Mp1) |  | 12/20/18 |  |  |  | RADIOGRAPHIC UNITS, MAMMOGRAPHIC | Radiographic Unit, Mammographic | RADIOGRAPHICUNITMAMMO-Hologic-Selenia Dimensions |  |  |  |  | RADIOGRAPHICUNITMAMMO-Hologic-Selenia Dimensions | [7 empty] | RUM-SA | Covered PM Repair - Biomedical | MHHS-OPID | [8 empty] | RADIOGRAPHICUNITMAMMO | Radiographic Unit, Mammographic | Hologic
NO | YES |  |  |  | 005-09492 |  | HOLOGIC INC | SELENIA DIMENSIONS 3D |  |  | OPID - (PL) - PEARLAND - 406 (MP1) | MHHS-OPID |  |  |  | 005-09492 |  | Pearland |  | OPID - (PL) - PEARLAND - 406 (MP1) |  | 2/18/19 |  |  |  | RADIOGRAPHIC UNITS, MAMMOGRAPHIC |  | RADIOGRAPHICUNITMAMMO-Hologic-Selenia Dimensions |  |  |  |  | RADIOGRAPHICUNITMAMMO-Hologic-Selenia Dimensions | [5 empty] | 11/8/17 |  |  | Covered PM Repair - Biomedical | MHHS-OPID
NO | YES | Serial Number TBD |  |  | R-005-PLMAM |  | HOLOGIC INC | SELENIA DIMENSIONS 3D |  | TBD | OPID - (PL) - PEARLAND - 406 (MP1) | MHHS-OPID |  |  |  | R-005-PLMAM |  | Pearland |  | OPID - (PL) - PEARLAND - 406 (MP1) | [5 empty] | RADIOGRAPHIC UNITS, MAMMOGRAPHIC |  | RADIOGRAPHICUNITMAMMO-Hologic-Selenia Dimensions |  |  |  |  | RADIOGRAPHICUNITMAMMO-Hologic-Selenia Dimensions | [8 empty] | Covered PM Repair - Biomedical | MHHS-OPID
NO | YES | Serial Number TBD |  |  | R-005-FWMAMO |  | HOLOGIC INC | SELENIA DIMENSIONS 3D |  | TBD | OPID - (SE) - FRIENDSWOOD - 401 | MHHS-OPID |  |  |  | R-005-FWMAMO |  | Southeast & Bay Area |  | OPID - (SE) - FRIENDSWOOD - 401 | [5 empty] | RADIOGRAPHIC UNITS, MAMMOGRAPHIC |  | RADIOGRAPHICUNITMAMMO-Hologic-Selenia Dimensions |  |  |  |  | RADIOGRAPHICUNITMAMMO-Hologic-Selenia Dimensions | [8 empty] | Covered PM Repair - Biomedical | MHHS-OPID
NO | YES | Serial Number TBD |  |  | R-005-PDMAM |  | HOLOGIC INC | SELENIA DIMENSIONS 3D |  | TBD | OPID - (SE) - PASADENA - 465 | MHHS-OPID |  |  |  | R-005-PDMAM |  | Southeast & Bay Area |  | OPID - (SE) - PASADENA - 465 | [5 empty] | RADIOGRAPHIC UNITS, MAMMOGRAPHIC |  | RADIOGRAPHICUNITMAMMO-Hologic-Selenia Dimensions |  |  |  |  | RADIOGRAPHICUNITMAMMO-Hologic-Selenia Dimensions | [8 empty] | Covered PM Repair - Biomedical | MHHS-OPID
NO | YES |  |  |  | 129-06791 | 129-06791 | HOLOGIC INC | SELENIA DIMENSIONS 3D |  |  | OPID - (SL) - SUGAR LAND BREAST CENTER - (MP1) | MHHS-OPID |  |  |  | 129-06791 | 129-06791 | Sugar Land | MH SL | OPID - (SL) - SUGAR LAND BREAST CENTER - (MP1) | SL, PB1, Suite 120, Room 120.9 | 12/1/18 |  |  |  | RADIOGRAPHIC UNITS, MAMMOGRAPHIC | Radiographic Unit, Mammographic | RADIOGRAPHICUNITMAMMO-Hologic-Selenia Dimensions |  |  |  |  | RADIOGRAPHICUNITMAMMO-Hologic-Selenia Dimensions | [7 empty] | RUM-SA | Covered PM Repair - Radiology, Low End | MHHS-OPID | [5 empty] | 4/1/16 |  |  | RADIOGRAPHICUNITMAMMO | Radiographic Unit, Mammographic | Hologic
NO | YES | Serial Number 3DM160100971 |  |  | 013-36435 | 013-36435 | HOLOGIC INC | SELENIA DIMENSIONS 3D |  | 3DM160100971 | OPID-(SW)-Southwest Bc-450 (Mp1) | MHHS-OPID |  |  |  | 013-36435 | 013-36435 | Southwest | MHHS-Others | OPID-(SW)-Southwest Bc-450 (Mp1) | Room9 |  |  |  |  | RADIOGRAPHIC UNITS, MAMMOGRAPHIC | Radiographic Unit, Mammographic | RADIOGRAPHICUNITMAMMO-Hologic-Selenia Dimensions |  |  |  |  | RADIOGRAPHICUNITMAMMO-Hologic-Selenia Dimensions | [5 empty] | 11/8/17 |  | RUM-SA | Covered PM Repair - Biomedical | MHHS-OPID | [5 empty] | 2/1/19 |  |  | RADIOGRAPHICUNITMAMMO | Radiographic Unit, Mammographic | Hologic
NO | YES |  |  |  | R-1143515 |  | HOLOGIC INC | SELENIA DIMENSIONS 3D |  |  | OPID - (SW) - SOUTHWEST BC - 450 (MP1) | MHHS-OPID |  |  |  | R-1143515 |  | Southwest |  | OPID - (SW) - SOUTHWEST BC - 450 (MP1) |  | 7/3/19 |  |  |  | RADIOGRAPHIC UNITS, MAMMOGRAPHIC |  | RADIOGRAPHICUNITMAMMO-Hologic-Selenia Dimensions |  |  |  |  | RADIOGRAPHICUNITMAMMO-Hologic-Selenia Dimensions | [8 empty] | Covered PM Repair - Biomedical | MHHS-OPID
NO | YES |  |  |  | 069-41324 | 069-41324 | HOLOGIC INC | SELENIA DIMENSIONS 3D |  |  | OPID - (TMC) - BREAST CARE CENTER [MHMP-STE1600] - 453 | MHHS-OPID |  |  |  | 069-41324 | 069-41324 | TMC | Memorial Hermann-Texas Medical Center | OPID - (TMC) - BREAST CARE CENTER [MHMP-STE1600] - 453 | Mammography | 3/1/19 |  |  |  | RADIOGRAPHIC UNITS, MAMMOGRAPHIC | Radiographic Unit, Mammographic | RADIOGRAPHICUNITMAMMO-Hologic-Selenia Dimensions |  |  |  |  | RADIOGRAPHICUNITMAMMO-Hologic-Selenia Dimensions | [7 empty] | RUM-SA | Covered PM Repair - Biomedical | MHHS-OPID | [8 empty] | RADIOGRAPHICUNITMAMMO | Radiographic Unit, Mammographic | Hologic
NO | YES |  |  |  | R-069-MAMO3D |  | HOLOGIC INC | SELENIA DIMENSIONS 3D |  | 3DM160100966 | OPID - (TMC) - BREAST CARE CENTER [MHMP-STE1600] - 453 | MHHS-OPID |  |  |  | R-069-MAMO3D |  | TMC |  | OPID - (TMC) - BREAST CARE CENTER [MHMP-STE1600] - 453 |  | 12/16/19 |  |  |  | RADIOGRAPHIC UNITS, MAMMOGRAPHIC |  | RADIOGRAPHICUNITMAMMO-Hologic-Selenia Dimensions |  |  |  |  | RADIOGRAPHICUNITMAMMO-Hologic-Selenia Dimensions | [5 empty] | 3/31/16 |  |  | Covered PM Repair - Biomedical | MHHS-OPID
NO | YES |  |  |  | 069-35430 | 069-35430 | HOLOGIC INC | SELENIA DIMENSIONS 3D |  |  | OPID - (TMC) - UPPER KIRBY - 467 | MHHS-OPID |  |  |  | 069-35430 | 069-35430 | TMC | Upper Kirby Outpatient Imaging | OPID - (TMC) - UPPER KIRBY - 467 | Mammo | 2/1/19 |  |  |  | RADIOGRAPHIC UNITS, MAMMOGRAPHIC | Radiographic Unit, Mammographic | RADIOGRAPHICUNITMAMMO-Hologic-Selenia Dimensions |  |  |  |  | RADIOGRAPHICUNITMAMMO-Hologic-Selenia Dimensions | [5 empty] | 6/3/20 |  | RUM-SA | Not Covered Vendor Only - Biomedical | MHHS-OPID | [8 empty] | RADIOGRAPHICUNITMAMMO | Radiographic Unit, Mammographic | Hologic
NO | YES |  |  |  | R-029-11245 |  | HOLOGIC INC | SELENIA DIMENSIONS 3D |  |  | OPID - (WDLS) - SPRING CCC - 440 | MHHS-OPID |  |  |  | R-029-11245 |  | Woodlands |  | OPID - (WDLS) - SPRING CCC - 440 |  | 7/30/19 |  |  |  | RADIOGRAPHIC UNITS, MAMMOGRAPHIC |  | RADIOGRAPHICUNITMAMMO-Hologic-Selenia Dimensions |  |  |  |  | RADIOGRAPHICUNITMAMMO-Hologic-Selenia Dimensions | [8 empty] | Covered PM Repair - Biomedical | MHHS-OPID
NO | YES |  |  |  | 029-32334 | 029-32334 | HOLOGIC INC | SELENIA DIMENSIONS 3D |  | 3DM160100724 | OPID-(WDLS)-Woodlands Breast Care [Mp3-Ste150]-451 | MHHS-OPID |  |  |  | 029-32334 | 029-32334 | Woodlands | MHHS-Others | OPID-(WDLS)-Woodlands Breast Care [Mp3-Ste150]-451 |  | 7/1/19 |  |  |  | RADIOGRAPHIC UNITS, MAMMOGRAPHIC | Radiographic Unit, Mammographic | RADIOGRAPHICUNITMAMMO-Hologic-Selenia Dimensions |  |  |  |  | RADIOGRAPHICUNITMAMMO-Hologic-Selenia Dimensions | [7 empty] | RUM-SA | Covered PM Repair - Biomedical | MHHS-OPID | [8 empty] | RADIOGRAPHICUNITMAMMO | Radiographic Unit, Mammographic | Hologic
NO | YES |  |  |  | R-029-09294 |  | HOLOGIC INC | SELENIA DIMENSIONS 3D |  |  | OPID - (WDLS) - WOODLANDS BREAST CARE [MP3-STE150] - 451 | MHHS-OPID |  |  |  | R-029-09294 |  | Woodlands |  | OPID - (WDLS) - WOODLANDS BREAST CARE [MP3-STE150] - 451 |  | 6/28/19 |  |  |  | RADIOGRAPHIC UNITS, MAMMOGRAPHIC |  | RADIOGRAPHICUNITMAMMO-Hologic-Selenia Dimensions |  |  |  |  | RADIOGRAPHICUNITMAMMO-Hologic-Selenia Dimensions | [8 empty] | Covered PM Repair - Biomedical | MHHS-OPID
NO | YES |  |  |  | R-005-MAM2 |  | HOLOGIC INC | SELENIA DIMENSIONS 3D |  |  | SE - RADIOLOGY | MHHS-Southeast |  |  |  | R-005-MAM2 |  | Southeast & Bay Area |  | SE - RADIOLOGY |  | 11/15/18 |  |  |  | RADIOGRAPHIC UNITS, MAMMOGRAPHIC |  | RADIOGRAPHICUNITMAMMO-Hologic-Selenia Dimensions |  |  |  |  | RADIOGRAPHICUNITMAMMO-Hologic-Selenia Dimensions | [8 empty] | Covered PM Repair - Biomedical | MHHS-Southeast
NO | YES | Asset Tag 005-07062 |  |  | 005-07062 | 005-07062 | HOLOGIC INC | SELENIA TUNGSTEN |  | 28406094787W | SE - RADIOLOGY | MHHS-Southeast |  |  |  | 005-07062 | 005-07062 | Southeast & Bay Area | Memorial Herman 11800 Astoria | SE - RADIOLOGY |  | 11/1/19 | 11/1/20 |  |  | RADIOGRAPHIC UNITS, MAMMOGRAPHIC |  | RADIOGRAPHICUNITMAMMO-HOLOGIC-SELENIA, TUNGSTEN |  |  |  |  | RADIOGRAPHICUNITMAMMO-HOLOGIC-SELENIA, TUNGSTEN | [8 empty] | Covered PM Repair - Biomedical | MHHS-Southeast
NO | YES |  |  |  | 145-01341 | 145-01341 | HOLOGIC INC | SUROS |  |  | OPID-(PL)-Pearland-406 (Mp1) | MHHS-OPID |  |  |  | 145-01341 | 145-01341 | Pearland | MHHS-Others | OPID-(PL)-Pearland-406 (Mp1) |  | 2/1/19 | 2/1/20 |  |  | STEREOTACTIC SYSTEM |  | .needs class | [13 empty] | Covered PM Repair - Biomedical | MHHS-OPID
NO | YES |  |  |  | R-041-20235 |  | HOLOGIC INC | SVDX-00400 |  | 2981115B6378 | OPID - (MC) - MEMORIAL CITY - 422 (MP4) | MHHS-OPID |  | Radiology Work Station |  | R-041-20235 |  | West & Memorial City |  | OPID - (MC) - MEMORIAL CITY - 422 (MP4) |  | 5/17/18 |  |  |  | WORKSTATIONS |  | RADWORK-HOLOGIC-SVDX-00400 | RADWORK | SVDX-00400 |  |  |  | HOLOGIC | Radiology Work Station |  |  | RADWORK-HOLOGIC-SVDX-00400 |  |  |  | Covered PM Repair - Biomedical | MHHS-OPID
NO | YES |  |  |  | 005-10558 |  | HOLOGIC INC | SVDX-00400 |  | 2980114B5212 | OPID - (PL) - PEARLAND - 406 (MP1) | MHHS-OPID |  | Radiology Work Station |  | 005-10558 |  | Pearland |  | OPID - (PL) - PEARLAND - 406 (MP1) |  | 11/8/19 |  |  |  | WORKSTATIONS |  | RADWORK-HOLOGIC-SVDX-00400 | RADWORK | SVDX-00400 |  |  |  | HOLOGIC | Radiology Work Station |  |  | RADWORK-HOLOGIC-SVDX-00400 | 10/1/13 |  |  | Covered PM Repair - Biomedical | MHHS-OPID
NO | YES |  |  |  | 929-00842 |  | HOLOGIC INC | SVDX-00400 |  |  | OPID - (SE) - VICTORY BREAST CARE (CCC) - 402 | MHHS-OPID |  | Radiology Work Station |  | 929-00842 |  | Southeast & Bay Area |  | OPID - (SE) - VICTORY BREAST CARE (CCC) - 402 |  | 9/27/18 |  |  |  | WORKSTATIONS |  | RADWORK-HOLOGIC-SVDX-00400 | RADWORK | SVDX-00400 |  |  |  | HOLOGIC | Radiology Work Station |  |  | RADWORK-HOLOGIC-SVDX-00400 |  |  |  | Covered PM Repair - Biomedical | MHHS-OPID
NO | YES |  |  |  | 929-00887 |  | HOLOGIC INC | SVDX-00400 |  |  | OPID - (SE) - VICTORY BREAST CARE (CCC) - 402 | MHHS-OPID |  | Radiology Work Station |  | 929-00887 |  | Southeast & Bay Area |  | OPID - (SE) - VICTORY BREAST CARE (CCC) - 402 |  | 1/2/20 |  |  |  | WORKSTATIONS |  | RADWORK-HOLOGIC-SVDX-00400 | RADWORK | SVDX-00400 |  |  |  | HOLOGIC | Radiology Work Station |  |  | RADWORK-HOLOGIC-SVDX-00400 | 8/1/16 |  |  | Covered PM Repair - Biomedical | MHHS-OPID
NO | YES |  |  |  | R-929-00691 |  | HOLOGIC INC | SVDX-00400 |  |  | OPID - (SE) - VICTORY BREAST CARE (CCC) - 402 | MHHS-OPID |  | Radiology Work Station |  | R-929-00691 |  | Southeast & Bay Area |  | OPID - (SE) - VICTORY BREAST CARE (CCC) - 402 |  | 9/27/18 |  |  |  | WORKSTATIONS |  | RADWORK-HOLOGIC-SVDX-00400 | RADWORK | SVDX-00400 |  |  |  | HOLOGIC | Radiology Work Station |  |  | RADWORK-HOLOGIC-SVDX-00400 |  |  |  | Covered PM Repair - Biomedical | MHHS-OPID
NO | YES | [5 empty] | HOLOGIC INC | SVDX-00400 |  |  | OPID - (SL) - SUGAR LAND BREAST CENTER - (MP1) | MHHS-OPID |  | Radiology Work Station |  |  |  | Sugar Land |  | OPID - (SL) - SUGAR LAND BREAST CENTER - (MP1) |  | 12/11/18 |  |  |  | WORKSTATIONS |  | RADWORK-HOLOGIC-SVDX-00400 | RADWORK | SVDX-00400 |  |  |  | HOLOGIC | Radiology Work Station |  |  | RADWORK-HOLOGIC-SVDX-00400 |  |  |  | Covered PM Repair - Biomedical | MHHS-OPID
NO | YES | [5 empty] | HOLOGIC INC | SVDX-00400 |  | 2980808B2189 | OPID - (TMC) - UPPER KIRBY - 467 | MHHS-OPID |  | Radiology Work Station |  |  |  | TMC |  | OPID - (TMC) - UPPER KIRBY - 467 |  | 8/19/19 |  |  |  | WORKSTATIONS |  | RADWORK-HOLOGIC-SVDX-00400 | RADWORK | SVDX-00400 |  |  |  | HOLOGIC | Radiology Work Station |  |  | RADWORK-HOLOGIC-SVDX-00400 |  |  |  | Covered PM Repair - Biomedical | MHHS-OPID
NO | YES |  |  |  | R-029-09317 |  | HOLOGIC INC | SVDX-00400 |  | 2980814B5555 | OPID - (WDLS) - WOODLANDS BREAST CARE [MP3-STE150] - 451 | MHHS-OPID |  | Radiology Work Station |  | R-029-09317 |  | Woodlands |  | OPID - (WDLS) - WOODLANDS BREAST CARE [MP3-STE150] - 451 |  | 5/29/19 |  |  |  | WORKSTATIONS |  | RADWORK-HOLOGIC-SVDX-00400 | RADWORK | SVDX-00400 |  |  |  | HOLOGIC | Radiology Work Station |  |  | RADWORK-HOLOGIC-SVDX-00400 |  |  |  | Covered PM Repair - Biomedical | MHHS-OPID
NO | NO |  |  |  | R-005-MAMWS |  | HOLOGIC INC | SVDX-00400 |  | 2960114B0742 | SE - NEONATAL ICU | MHHS-Southeast |  | Radiology Work Station |  | R-005-MAMWS |  | Southeast & Bay Area |  | SE - NEONATAL ICU | [5 empty] | WORKSTATIONS |  | RADWORK-HOLOGIC-SVDX-00400 | RADWORK | SVDX-00400 |  |  |  | HOLOGIC | Radiology Work Station |  |  | RADWORK-HOLOGIC-SVDX-00400 |  |  |  | Covered PM Repair - Biomedical | MHHS-Southeast
NO | YES |  |  |  | 133-08417 | 133-08417 | HOLOGIC INC | TRIDENT RC |  |  | Katy-OR | MHHS-Katy |  |  |  | 133-08417 | 133-08417 | Katy | MHHS-Katy | Katy-OR | W2:207 O.R. Storage | 12/1/19 |  |  |  | RADIOGRAPHIC UNITS, SPECIMEN |  | .needs class | [10 empty] | 5/15/20 |  |  | Not Covered Vendor Only - Biomedical | MHHS-Katy
NO | YES |  |  |  | 041-18133 | 041-18133 | HOLOGIC INC | TRIDENT RC |  |  |  | MHHS-Mem City |  |  |  | 041-18133 | 041-18133 |  | Memorial hermann memorial city medical center |  | Lab |  |  |  |  | RADIOGRAPHIC UNITS, SPECIMEN |  | .needs class | [13 empty] | Covered PM Repair - Biomedical | MHHS-Mem City
NO | YES |  |  |  | 041-20652 | 041-20652 | HOLOGIC INC | TRIDENT RC |  |  | MEMORIAL CITY - MOR | MHHS-Mem City |  |  |  | 041-20652 | 041-20652 | West |  | MEMORIAL CITY - MOR | [5 empty] | RADIOGRAPHIC UNITS, SPECIMEN |  | .needs class | [13 empty] | Covered PM Repair - Biomedical | MHHS-Mem City
NO | NO | [5 empty] | HOLOGIC INC | TRIDENT RC |  |  | MEMORIAL CITY - OUTPATIENT SURGERY | MHHS-Mem City | [5 empty] | West & Memorial City |  | MEMORIAL CITY - OUTPATIENT SURGERY | [5 empty] | RADIOGRAPHIC UNITS, SPECIMEN |  | .needs class | [13 empty] | Covered PM Repair - Biomedical | MHHS-Mem City
NO | NO |  |  |  | 005-33560 |  | HOLOGIC INC | TRUNODE |  | 190314-16 | SE - OR | MHHS-Southeast |  | Gamma Radiation Detection System |  | 005-33560 |  | Southeast & Bay Area |  | SE - OR | [5 empty] | HANDPIECES, SURGICAL |  | GAMMARADIATIONDETECSYS-Faxitron Bioptics-TruNode | GAMMARADIATIONDETECSYS | TruNode |  |  |  | Faxitron Bioptics | Gamma Radiation Detection System |  |  | GAMMARADIATIONDETECSYS-Faxitron Bioptics-TruNode |  |  |  | Covered PM Repair - Biomedical | MHHS-Southeast
NO | YES |  |  |  | 145-00900 | 145-00900 | Honeywell Inc Commercial Air Products | TITMUS V2 VISION SCREENER |  | CA51806 | MH MG-(PL)-Pearland Clinic | MHHS-MG |  |  |  | 145-00900 | 145-00900 | Pearland | MHHS-MG | MH MG-(PL)-Pearland Clinic | Exam 21 |  |  |  |  | OPHTHALMOSCOPE/OTOSCOPES |  | .needs class | [5 empty] | Honeywell |  |  |  |  | 12/2/19 |  |  | Covered PM Repair - Biomedical | MHHS-MG
NO | YES |  |  |  | 929-01339 | 929-01339 | Honeywell Inc Commercial Air Products | TITMUS V2 VISION SCREENER |  | V05610 | MH MG - (GH) - URGENT CARE - GREATER HEIGHTS | MHHS-MG |  |  |  | 929-01339 | 929-01339 | Woodlands | Memorial Hermann Urgent Care Greater Heights (#100) | MH MG - (GH) - URGENT CARE - GREATER HEIGHTS | Exam room |  |  |  | One time safety | OPHTHALMOSCOPE/OTOSCOPES |  | .needs class | [5 empty] | Honeywell |  |  |  |  | 2/3/20 |  |  | Not Covered Vendor Only - Biomedical | MHHS-MG
NO | NO |  |  |  | 929-01174 |  | Honeywell Inc Commercial Air Products | TITMUS V2 VISION SCREENER |  | V04516 | MH MG - (MC) - MC CONCIERGE MEDICINE (MP3) | MHHS-MG |  |  |  | 929-01174 |  | West & Memorial City |  | MH MG - (MC) - MC CONCIERGE MEDICINE (MP3) | [5 empty] | OPHTHALMOSCOPE/OTOSCOPES |  | .needs class | [5 empty] | Honeywell | [7 empty] | Covered PM Repair - Biomedical | MHHS-MG
YES | YES |  |  |  | 099-02048 | 099-02048 | Honeywell Medical | Dolphin 9900 |  | A096193 | KATY - MED/SURG 6TH FLOOR |  |  |  |  | 099-02048 | 099-02048 | Katy | Memorial Hermann Katy Hospital | KATY - MED/SURG 6TH FLOOR | MEDSURG 6th FL HALLWAY
YES | YES |  |  |  | 099-04917 | 099-04917 | Honeywell Medical | Dolphin 9900 |  | 09241D000D | KATY - Post Partum 3FL |  |  |  |  | 099-04917 | 099-04917 | Katy | Memorial Hermann Katy Hospital | KATY - Post Partum 3FL | Nurse station A | 2/1/20
NO | YES | Serial Number 12108329 |  |  | 041-05686 | 041-05686 | Hoover | HooverMatt |  |  | Memorial City Day Surgery |  |  |  |  | 041-05686 | 041-05686 | West | Memorial Hermann - Memorial City | Memorial City Day Surgery | West Tower Nurses Desk
YES | YES |  |  |  | 041-12612 | 041-12612 | Hoover | Hovertech |  |  | Central Supply |  |  |  |  | 041-12612 | 041-12612 | West | Memorial Hermann Memorial city medical center emergency center | Central Supply | Storage
NO | YES |  |  |  | 151-02573 | 151-02573 | HOTLINE | HL-90 |  |  | CY-OR | MHHS-Cypress |  | Warmer, Blood/Fluid |  | 151-02573 | 151-02573 | Northwest | MHHS-Cypress | CY-OR | Anesthesia workroom | 12/1/19 | 12/1/20 |  |  | WARMING UNITS, BLOOD/INTRAVENOUS SOLUTION | Warmer, Blood/Fluid | WARMERBLOODFLUID-Smiths Medical-HL-90 | WARMERBLOODFLUID | HL-90 |  |  |  | Smiths Medical | Warmer, Blood/Fluid |  |  | WARMERBLOODFLUID-Smiths Medical-HL-90 | 7/1/20 |  | WBF-SA | Not Covered Vendor Only - Biomedical | MHHS-Cypress | [8 empty] | WARMERBLOODFLUID | Warmer, Blood/Fluid | Smiths Medical
NO | YES |  |  |  | 041-10882 | 041-10882 | HOTLINE | HL-90 |  |  | Memorial City- General Surgery | MHHS-Mem City |  | Warmer, Blood/Fluid |  | 041-10882 | 041-10882 | West | Memorial City-Memorial Hermann Hospital | Memorial City- General Surgery | E5:420 Storage |  |  |  |  | WARMING UNITS, BLOOD/INTRAVENOUS SOLUTION |  | WARMERBLOODFLUID-Smiths Medical-HL-90 | WARMERBLOODFLUID | HL-90 |  |  |  | Smiths Medical | Warmer, Blood/Fluid |  |  | WARMERBLOODFLUID-Smiths Medical-HL-90 |  |  |  | Covered PM Repair - Biomedical | MHHS-Mem City
NO | YES |  |  |  | 041-18664 | 041-18664 | HOTLINE | HL-90 |  | 2003 1819 | Memorial City-Labor & Delivery | MHHS-Mem City |  | Warmer, Blood/Fluid |  | 041-18664 | 041-18664 | West | MHHS-Mem City | Memorial City-Labor & Delivery | Hallwayby O.R2 | 12/1/18 |  |  |  | WARMING UNITS, BLOOD/INTRAVENOUS SOLUTION |  | WARMERBLOODFLUID-Smiths Medical-HL-90 | WARMERBLOODFLUID | HL-90 |  |  |  | Smiths Medical | Warmer, Blood/Fluid |  |  | WARMERBLOODFLUID-Smiths Medical-HL-90 | 1/16/19 |  |  | Covered PM Repair - Biomedical | MHHS-Mem City
NO | YES |  |  |  | 041-20846 | 041-20846 | HOTLINE | HL-90 |  |  | Memorial City-Labor & Delivery | MHHS-Mem City |  | Warmer, Blood/Fluid |  | 041-20846 | 041-20846 | West | MHHS-Mem City | Memorial City-Labor & Delivery | Hallwayby O.R2 | 9/1/19 |  |  |  | WARMING UNITS, BLOOD/INTRAVENOUS SOLUTION |  | WARMERBLOODFLUID-Smiths Medical-HL-90 | WARMERBLOODFLUID | HL-90 |  |  |  | Smiths Medical | Warmer, Blood/Fluid |  |  | WARMERBLOODFLUID-Smiths Medical-HL-90 | 1/16/19 |  |  | Covered PM Repair - Biomedical | MHHS-Mem City
NO | YES |  |  |  | 041-32815 | 041-33815 | HOTLINE | HL-90 |  |  | MEMORIAL CITY MOR | MHHS-Mem City |  | Warmer, Blood/Fluid |  | 041-32815 | 041-33815 | West | Memorial Hermann Memorial City Medical Center | MEMORIAL CITY MOR | MEMORIAL CITY MOR |  |  |  |  | WARMING UNITS, BLOOD/INTRAVENOUS SOLUTION |  | WARMERBLOODFLUID-Smiths Medical-HL-90 | WARMERBLOODFLUID | HL-90 |  |  |  | Smiths Medical | Warmer, Blood/Fluid |  |  | WARMERBLOODFLUID-Smiths Medical-HL-90 |  |  |  | Covered PM Repair - Biomedical | MHHS-Mem City
NO | YES |  |  |  | 129-06148 | 129-06148 | HOTLINE | HL-90 |  | S101A04143 | SP CCC - (SL) - EMERGENCY ROOM | MHHS-Sienna Plantation CCC |  | Warmer, Blood/Fluid |  | 129-06148 | 129-06148 | Sugar Land | MHHS-Others | SP CCC - (SL) - EMERGENCY ROOM | Exam room 7 | 5/1/19 |  | 5/1/20 |  | WARMING UNITS, BLOOD/INTRAVENOUS SOLUTION | Warmer, Blood/Fluid | WARMERBLOODFLUID-Smiths Medical-HL-90 | WARMERBLOODFLUID | HL-90 |  |  |  | Smiths Medical | Warmer, Blood/Fluid |  |  | WARMERBLOODFLUID-Smiths Medical-HL-90 | 7/1/20 |  | WBF-SA | Not Covered Vendor Only - Biomedical | MHHS-Sienna Plantation CCC | [8 empty] | WARMERBLOODFLUID | Warmer, Blood/Fluid | Smiths Medical
YES | YES |  |  |  | 041-05594 | 041-05594 | Hotline | HL-90 |  | 2003 1184 | MEMORIAL CITY - MOR |  |  |  |  | 041-05594 | 041-05594 | West | Memorial Hermann Memorial City Medical Center | MEMORIAL CITY - MOR | MEMORIAL CITY - MOR
NO | NO |  |  |  | 041-05590 |  | HOTLINE | HL-90 |  | 2003-117804 | MEMORIAL CITY - ER | MHHS-Mem City |  | Warmer, Blood/Fluid |  | 041-05590 |  | West & Memorial City |  | MEMORIAL CITY - ER | [5 empty] | WARMING UNITS, BLOOD/INTRAVENOUS SOLUTION |  | WARMERBLOODFLUID-Smiths Medical-HL-90 | WARMERBLOODFLUID | HL-90 |  |  |  | Smiths Medical | Warmer, Blood/Fluid |  |  | WARMERBLOODFLUID-Smiths Medical-HL-90 |  |  |  | Covered PM Repair - Biomedical | MHHS-Mem City
NO | NO |  |  |  | 041-10601 |  | HOTLINE | HL-90 |  | HL90-A-03208 | MEMORIAL CITY - ER | MHHS-Mem City |  | Warmer, Blood/Fluid |  | 041-10601 |  | West & Memorial City |  | MEMORIAL CITY - ER | [5 empty] | WARMING UNITS, BLOOD/INTRAVENOUS SOLUTION |  | WARMERBLOODFLUID-Smiths Medical-HL-90 | WARMERBLOODFLUID | HL-90 |  |  |  | Smiths Medical | Warmer, Blood/Fluid |  |  | WARMERBLOODFLUID-Smiths Medical-HL-90 |  |  |  | Covered PM Repair - Biomedical | MHHS-Mem City
NO | NO |  |  |  | 013-15181 |  | HOTLINE | HL-90 |  |  | SW - ICU - CCU | MHHS-Southwest |  | Warmer, Blood/Fluid |  | 013-15181 |  | Southwest |  | SW - ICU - CCU | [5 empty] | WARMING UNITS, BLOOD/INTRAVENOUS SOLUTION |  | WARMERBLOODFLUID-Smiths Medical-HL-90 | WARMERBLOODFLUID | HL-90 |  |  |  | Smiths Medical | Warmer, Blood/Fluid |  |  | WARMERBLOODFLUID-Smiths Medical-HL-90 |  |  |  | Not Covered Vendor Only - Biomedical | MHHS-Southwest
NO | YES |  |  |  |  | 009-05019 | HOTLINE | LEVEL 1 |  | 2001 0608 | GH-OR Anesthesia | MHHS-Greater Heights |  | Warmer, Blood/Fluid |  |  | 009-05019 | Central | MHHS-Greater Heights | GH-OR Anesthesia | OR | 9/1/19 |  | 9/1/20 | OR ROOM 9 | WARMING UNITS, BLOOD/INTRAVENOUS SOLUTION | Warmer, Blood/Fluid | WARMERBLOODFLUID-Smiths Medical-Level 1 | WARMERBLOODFLUID | Level 1 |  |  |  | Smiths Medical | Warmer, Blood/Fluid |  |  | WARMERBLOODFLUID-Smiths Medical-Level 1 |  |  | WBF-SA | Covered PM Repair - Biomedical | MHHS-Greater Heights | [8 empty] | WARMERBLOODFLUID | Warmer, Blood/Fluid | Smiths Medical
NO | YES |  |  |  | 133-02559 | 133-02559 | HOTLINE | LEVEL 1 |  | 2005 1012 | Katy-Biomedical Services | MHHS-Katy |  | Warmer, Blood/Fluid |  | 133-02559 | 133-02559 | Katy | MHHS-Katy | Katy-Biomedical Services | Biomed Shop | 12/1/18 | 12/1/19 |  |  | WARMING UNITS, BLOOD/INTRAVENOUS SOLUTION | Warmer, Blood/Fluid | WARMERBLOODFLUID-Smiths Medical-Level 1 | WARMERBLOODFLUID | Level 1 |  |  |  | Smiths Medical | Warmer, Blood/Fluid |  |  | WARMERBLOODFLUID-Smiths Medical-Level 1 |  |  | WBF-SA | Covered PM Repair - Biomedical | MHHS-Katy | [8 empty] | WARMERBLOODFLUID | Warmer, Blood/Fluid | Smiths Medical
NO | YES | [5 empty] | HOTLINE | LEVEL 1 |  | 2003 1166 | MEMORIAL CITY - OPERATING ROOM | MHHS-Mem City |  | Warmer, Blood/Fluid |  |  |  | West | West memorial hospital - memorial herman hospital | MEMORIAL CITY - OPERATING ROOM | Surgery room 8 |  |  |  |  | WARMING UNITS, BLOOD/INTRAVENOUS SOLUTION |  | WARMERBLOODFLUID-Smiths Medical-Level 1 | WARMERBLOODFLUID | Level 1 |  |  |  | Smiths Medical | Warmer, Blood/Fluid |  |  | WARMERBLOODFLUID-Smiths Medical-Level 1 |  |  |  | Covered PM Repair - Radiology, Low End | MHHS-Mem City
NO | YES |  |  |  | 129-03347 | 129-03347 | HOTLINE | LEVEL 1 |  |  | Sugar Land-ER | MHHS-Sugarland |  | Warmer, Blood/Fluid |  | 129-03347 | 129-03347 | Sugar Land | MHHS-Sugarland | Sugar Land-ER |  | 12/1/18 |  |  |  | WARMING UNITS, BLOOD/INTRAVENOUS SOLUTION | Warmer, Blood/Fluid | WARMERBLOODFLUID-Smiths Medical-Level 1 | WARMERBLOODFLUID | Level 1 |  |  |  | Smiths Medical | Warmer, Blood/Fluid |  |  | WARMERBLOODFLUID-Smiths Medical-Level 1 |  |  | WBF-SA | Covered PM Repair - Biomedical | MHHS-Sugarland | [8 empty] | WARMERBLOODFLUID | Warmer, Blood/Fluid | Smiths Medical
NO | YES | [5 empty] | HOTLINE | LEVEL 1 |  |  | Woodlands-Birth Center | MHHS-Woodlands |  | Warmer, Blood/Fluid |  |  |  | Woodlands | MHHS-Woodlands | Woodlands-Birth Center | OR 9 | 11/1/16 |  | 1/1/20 |  | WARMING UNITS, BLOOD/INTRAVENOUS SOLUTION | Warmer, Blood/Fluid | WARMERBLOODFLUID-Smiths Medical-Level 1 | WARMERBLOODFLUID | Level 1 |  |  |  | Smiths Medical | Warmer, Blood/Fluid |  |  | WARMERBLOODFLUID-Smiths Medical-Level 1 |  |  | WBF-SA | Covered PM Repair - Biomedical | MHHS-Woodlands | [8 empty] | WARMERBLOODFLUID | Warmer, Blood/Fluid | Smiths Medical
YES | YES | Serial Number Cnf |  |  | 041-32427 | 041-32427 | Hotline fluid warmer | Hl-90 |  | Cnf | MEMORIAL CITY - OPERATING ROOM |  |  |  |  | 041-32427 | 041-32427 | West | West memorial hospital - memorial herman hospital | MEMORIAL CITY - OPERATING ROOM | OR
NO | NO |  |  |  | 077-08913 |  | Hotpoint | HTS16GBRFRWW |  | GG808469 | TMC - PHARMACY - MAIN (JG) | MHHS-TMC |  |  |  | 077-08913 |  | TMC |  | TMC - PHARMACY - MAIN (JG) | [5 empty] | REFRIGERATORS, LABORATORY |  | .needs class | [5 empty] | Hot Point | [7 empty] | Not Covered Vendor Only - Biomedical | MHHS-TMC
NO | NO |  |  |  | 583-01423 |  | Hotpoint | HTS18BBEJRWW |  | ZA776275 | MH MG - (KY) - KATY [MP2-STE400] | MHHS-MG |  |  |  | 583-01423 |  | Katy |  | MH MG - (KY) - KATY [MP2-STE400] | [5 empty] | REFRIGERATORS, LABORATORY |  | .needs class | [5 empty] | Hot Point | [7 empty] | Not Covered Vendor Only - Biomedical | MHHS-MG
NO | YES |  |  |  | 929-01245 | 929-01245 | Hotpoint | HTS18GBSARWW |  | ZA782641 | MH MG-(WDLS)-Twl Endocrinology (Ste 302) | MHHS-MG |  |  |  | 929-01245 | 929-01245 | Woodlands | MHHS-MG | MH MG-(WDLS)-Twl Endocrinology (Ste 302) | Suite 302 - Exam Room 10 | 9/1/18 |  |  |  | REFRIGERATORS, LABORATORY |  | .needs class | [5 empty] | Hot Point |  |  |  |  | 7/1/20 |  |  | Not Covered Vendor Only - Biomedical | MHHS-MG
NO | YES | Serial Number 12108329 |  |  | 041-05688 | 041-05688 | Hover Tech International | HoverMatt |  |  | ER Viewing Room 4 Matrix Room |  |  |  |  | 041-05688 | 041-05688 | West | Memorial Hermann - Memorial City ER | ER Viewing Room 4 Matrix Room | ER Viewing Room 4 Matrix Room
NO | YES |  |  |  | 151-03706 | 151-03706 | Hovertech | Htair2000 |  | SN2G042045 | CY - MEDSURG |  |  |  |  | 151-03706 | 151-03706 | Northwest | Cypress | CY - MEDSURG | Storage room 223 | 5/1/19 | 5/1/20
NO | YES |  |  |  | 151-03707 | 151-03707 | Hovertech | Htair2000 |  | SN2G041824 | CY - MEDSURG |  |  |  |  | 151-03707 | 151-03707 | Northwest | Cypress | CY - MEDSURG | Storage room 223 | 5/1/19 | 5/1/20
NO | YES |  |  |  | 151-03708 | 151-03708 | Hovertech | Htair2000 |  | SN2G042066 | CY - MEDSURG |  |  |  |  | 151-03708 | 151-03708 | Northwest | Cypress | CY - MEDSURG | Storage room 223 | 5/1/19 | 5/1/20
YES | YES |  |  |  | 133-07693 | 133-07693 | HoverTech Int | HoverMatt |  | SN2A104731 | KATY - MEDSURG |  |  |  |  | 133-07693 | 133-07693 | Katy | Memorial Hermann Katy Hospital | KATY - MEDSURG | MEDSURG HALLWAY | 8/1/11 |  |  |  |  | Massage Machine, Physical Therapy | PTMASSAG-HoverTech Int-HoverMatt | [22 empty] | Massage Machine, Physical Therapy | PTMASSAG | Massage Machine, Physical Therapy | HoverTech Int
YES | YES |  |  |  | 151-05200 | 151-05200 | HoverTech Int | HTAIR 1200 |  | 2G041721 | L |  |  |  |  | 151-05200 | 151-05200 | Northwest | Memorial Hermann Cypress Hospital | L | C-Section1 | 5/1/19 | 5/1/20 |  |  |  | Massage Machine, Physical Therapy | PTMASSAG-HoverTech Int-HTAIR 1200 | [22 empty] | Massage Machine, Physical Therapy | PTMASSAG | Massage Machine, Physical Therapy | HoverTech Int
NO | YES |  |  |  | 151-04645 | 151-04645 | HoverTech Int | HTAIR 1200 |  | SN2G041718 | CY-OR |  |  |  |  | 151-04645 | 151-04645 | Northwest | MHHS-Cypress | CY-OR | Rm 235 OR storage | 5/1/19 | 5/1/20 |  |  |  | Massage Machine, Physical Therapy | PTMASSAG-HoverTech Int-HTAIR 1200 | [22 empty] | Massage Machine, Physical Therapy | PTMASSAG | Massage Machine, Physical Therapy | HoverTech Int
NO | YES |  |  |  | 151-04646 | 151-04646 | HoverTech Int | HTAIR 1200 |  | SN2G041722 | CY-OR |  |  |  |  | 151-04646 | 151-04646 | Northwest | MHHS-Cypress | CY-OR | Rm 235 OR storage | 5/1/19 | 5/1/22 |  |  |  | Massage Machine, Physical Therapy | PTMASSAG-HoverTech Int-HTAIR 1200 | [22 empty] | Massage Machine, Physical Therapy | PTMASSAG | Massage Machine, Physical Therapy | HoverTech Int
YES | YES |  |  |  | 145-01238 | 145-01238 | HoverTech Int | HTAIR 1200 |  | SN2J090608 | PEARLAND - OR |  |  |  |  | 145-01238 | 145-01238 | Pearland | Memorial Hermann Pearland Hospital | PEARLAND - OR | O.R. Pack storage | 11/1/20 | 11/1/21 |  |  |  | Massage Machine, Physical Therapy | PTMASSAG-HoverTech Int-HTAIR 1200 | [22 empty] | Massage Machine, Physical Therapy | PTMASSAG | Massage Machine, Physical Therapy | HoverTech Int
NO | YES | Asset Tag 142-08121 |  |  | 142-08121 | 142-08121 | HoverTech Int | HTAIR 1200 |  | 010081629901123411170727212H062508 | SW-Prof Bldg 1-Same Day Surgery |  |  |  |  | 142-08121 | 142-08121 | Southwest | MHHS-Southwest | SW-Prof Bldg 1-Same Day Surgery | Daysurgery |  |  |  | No pm |  | Massage Machine, Physical Therapy | PTMASSAG-HoverTech Int-HTAIR 1200 | [22 empty] | Massage Machine, Physical Therapy | PTMASSAG | Massage Machine, Physical Therapy | HoverTech Int
NO | YES | Asset Tag 029-09741 |  |  | 029-09741 | 029-09741 | HoverTech Int | HTAIR 1200 |  | NSN | Woodlands-OR |  |  |  |  | 029-09741 | 029-09741 | Woodlands | MHHS-Woodlands | Woodlands-OR | Surgery room 18 | 10/1/19 |  | 10/1/20 |  |  | Massage Machine, Physical Therapy | PTMASSAG-HoverTech Int-HTAIR 1200 | [22 empty] | Massage Machine, Physical Therapy | PTMASSAG | Massage Machine, Physical Therapy | HoverTech Int
YES | YES |  |  |  | 029-13725 | 029-13725 | HoverTech Int | HTAIR 1200 |  | SN2F051538 | East Tower 5th Floor |  |  |  |  | 029-13725 | 029-13725 | Woodlands | Memorial Hermann Hospital Woodlands | East Tower 5th Floor | Clean Equipment Storage | [5 empty] | Massage Machine, Physical Therapy | PTMASSAG-HoverTech Int-HTAIR 1200 | [22 empty] | Massage Machine, Physical Therapy | PTMASSAG | Massage Machine, Physical Therapy | HoverTech Int
YES | YES |  |  |  | 074-06371 | 074-06371 | HoverTech Int | HTAIR 1200 |  | SN2H062353 | West Tower 3 |  |  |  |  | 074-06371 | 074-06371 | Woodlands | Memorial Hermann Hospital Woodlands | West Tower 3 | Nurse Station | [5 empty] | Massage Machine, Physical Therapy | PTMASSAG-HoverTech Int-HTAIR 1200 | [22 empty] | Massage Machine, Physical Therapy | PTMASSAG | Massage Machine, Physical Therapy | HoverTech Int
YES | YES |  |  |  | 009-33207 | 009-33207 | HoverTech Int | HTAIR 1200 |  | SN2J090503 | SW Radiology |  |  |  |  | 009-33207 | 009-33207 | Southwest | Memorial Hermann Southwest Hospital | SW Radiology | X Ray dept
NO | YES | Serial Number 12108729 |  |  | 041-12614 | 041-12614 | HoverTech Int | HTAIR 1200A |  |  | Memorial City-Labor & Delivery |  |  |  |  | 041-12614 | 041-12614 | West | MHHS-Mem City | Memorial City-Labor & Delivery | Memorial City - Labor
NO | YES |  |  |  |  | 041-18387 | HoverTech Int | HTAIR 1200A |  | SN2D122229 | MEMORIAL CITY - Surgery room 10 | [5 empty] | 041-18387 | West | Memorial Hermann Memorial City Medical Center | MEMORIAL CITY - Surgery room 10 | Surgery room 10
NO | YES |  |  |  | 041-18171 | 041-18171 | HoverTech Int | HTAIR 1200A |  |  | MEMORIAL CITY - MRI |  |  |  |  | 041-18171 | 041-18171 | West | Memorial herman memorial city | MEMORIAL CITY - MRI | Mri
NO | NO | [5 empty] | HoverTech International | AIR200G |  | 774224BR4001 | MEMORIAL CITY - MOR | MHHS-Mem City |  | Compressor, Air |  |  |  | West & Memorial City |  | MEMORIAL CITY - MOR | [5 empty] | LIFTS, PATIENT TRANSFER |  | COMPRESSORAIR-HoverTech Int-AIR200G | COMPRESSORAIR | AIR200G |  |  |  | HoverTech Int | Compressor, Air |  | COMPRESSORAIR-HoverTech Int-AIR200G |  |  |  |  | Covered PM Repair - Biomedical | MHHS-Mem City
NO | YES |  |  |  | 041-09247 | 041-09247 | HoverTech International | GSPJ 115 |  | 611 023820 | Central Supply | MHHS-Mem City |  | Massage Machine, Physical Therapy |  | 041-09247 | 041-09247 | West | Memorial City - Memorial Hermann Hospital | Central Supply | Central Supply |  |  |  | One time inspection sticker | CONTROLLERS |  | PTMASSAG-Nilfisk-Advance Amer-GSPJ115 | PTMASSAG | GSPJ115 |  |  |  | Nilfisk-Advance Amer | Massage Machine, Physical Therapy |  |  | PTMASSAG-Nilfisk-Advance Amer-GSPJ115 |  |  |  | Covered PM Repair - Biomedical | MHHS-Mem City
NO | YES | Serial Number 12108729 |  |  | 041-12609 | 041-12609 | HoverTech International | GSPJ 115 |  |  | Memorial City-Labor & Delivery | MHHS-Mem City |  | Massage Machine, Physical Therapy |  | 041-12609 | 041-12609 | West | MHHS-Mem City | Memorial City-Labor & Delivery | Recovery | 12/1/18 |  |  |  | CONTROLLERS |  | PTMASSAG-Nilfisk-Advance Amer-GSPJ115 | PTMASSAG | GSPJ115 |  |  |  | Nilfisk-Advance Amer | Massage Machine, Physical Therapy |  |  | PTMASSAG-Nilfisk-Advance Amer-GSPJ115 | 6/1/17 |  |  | Covered PM Repair - Biomedical | MHHS-Mem City
NO | YES |  |  |  |  | 041-12612 | HoverTech International | GSPJ 115 |  |  | MEMORIAL CITY - OUTPATIENT SURGERY RECOVERY | MHHS-Mem City |  | Massage Machine, Physical Therapy |  |  | 041-12612 | West | Memorial Hermann Memorial City Medical Center | MEMORIAL CITY - OUTPATIENT SURGERY RECOVERY | MH CS |  |  |  |  | CONTROLLERS |  | PTMASSAG-Nilfisk-Advance Amer-GSPJ115 | PTMASSAG | GSPJ115 |  |  |  | Nilfisk-Advance Amer | Massage Machine, Physical Therapy |  |  | PTMASSAG-Nilfisk-Advance Amer-GSPJ115 |  |  |  | Covered PM Repair - Radiology, Low End | MHHS-Mem City
NO | YES |  |  |  |  | 142-04852 | HoverTech International | GSPJ 115 |  |  | NE-OR | MHHS-Northeast |  | Massage Machine, Physical Therapy |  |  | 142-04852 | Katy | MHHS-Northeast | NE-OR | Or storage | 8/1/19 | 8/1/20 |  |  | CONTROLLERS | Massage Machine, Physical Therapy | PTMASSAG-Nilfisk-Advance Amer-GSPJ115 | PTMASSAG | GSPJ115 |  |  |  | Nilfisk-Advance Amer | Massage Machine, Physical Therapy |  |  | PTMASSAG-Nilfisk-Advance Amer-GSPJ115 |  |  |  | Covered PM Repair - Biomedical | MHHS-Northeast | [8 empty] | PTMASSAG | Massage Machine, Physical Therapy | Nilfisk-Advance Amer
NO | YES | Serial Number 12108329 |  |  | 142-05477 | 142-05477 | HoverTech International | GSPJ 115 |  |  | NE-Day Surgery | MHHS-Northeast |  | Massage Machine, Physical Therapy |  | 142-05477 | 142-05477 | Katy | MHHS-Northeast | NE-Day Surgery | Daysurgery | 5/1/19 | 5/1/20 |  |  | CONTROLLERS | Massage Machine, Physical Therapy | PTMASSAG-Nilfisk-Advance Amer-GSPJ115 | PTMASSAG | GSPJ115 |  |  |  | Nilfisk-Advance Amer | Massage Machine, Physical Therapy |  |  | PTMASSAG-Nilfisk-Advance Amer-GSPJ115 |  |  |  | Covered PM Repair - Biomedical | MHHS-Northeast | [8 empty] | PTMASSAG | Massage Machine, Physical Therapy | Nilfisk-Advance Amer
NO | NO |  |  |  | 241-00646 |  | HoverTech International | GSPJ 115 |  |  | TIRR - RADIOLOGY | MHHS-TIRR |  | Massage Machine, Physical Therapy |  | 241-00646 |  | TMC |  | TIRR - RADIOLOGY | [5 empty] | CONTROLLERS |  | PTMASSAG-Nilfisk-Advance Amer-GSPJ115 | PTMASSAG | GSPJ115 |  |  |  | Nilfisk-Advance Amer | Massage Machine, Physical Therapy |  |  | PTMASSAG-Nilfisk-Advance Amer-GSPJ115 |  |  |  | Covered PM Repair - Biomedical | MHHS-TIRR
NO | YES |  |  |  | 041-12611 | 041-12611 | HoverTech International | HOVERMATT |  |  | MEMORIAL CITY - CARDIOLOGY | MHHS-Mem City |  | Massage Machine, Physical Therapy |  | 041-12611 | 041-12611 | West | Memorial Hermann - Memorial City | MEMORIAL CITY - CARDIOLOGY | Cath Lab E9 125 Storage Closet |  |  |  |  | MATTRESSES |  | PTMASSAG-HoverTech Int-HoverMatt | PTMASSAG | HoverMatt |  |  |  | HoverTech Int | Massage Machine, Physical Therapy |  | PTMASSAG-HoverTech Int-HoverMatt |  |  |  |  | Not Covered Vendor Only - Biomedical | MHHS-Mem City
NO | YES |  |  |  |  | 041-05687 | HoverTech International | HOVERMATT |  |  | Surgery | MHHS-Mem City |  | Massage Machine, Physical Therapy |  |  | 041-05687 | West | Memorial Hermann Memorial City Medical Center | Surgery | Surgery E2 300 Equipment Storage |  |  |  |  | MATTRESSES |  | PTMASSAG-HoverTech Int-HoverMatt | PTMASSAG | HoverMatt |  |  |  | HoverTech Int | Massage Machine, Physical Therapy |  | PTMASSAG-HoverTech Int-HoverMatt |  |  |  |  | Not Covered Vendor Only - Biomedical | MHHS-Mem City
NO | YES |  |  |  | 041-20630 | 041-20630 | HoverTech International | HOVERMATT |  | SN2G074048 | MEMORIAL CITY - OUTPATIENT SURGERY | MHHS-Mem City |  | Massage Machine, Physical Therapy |  | 041-20630 | 041-20630 | West | Memorial Hermann Memorial City Medical Center | MEMORIAL CITY - OUTPATIENT SURGERY | Memorial City - Day Surgery Room W1 300.82 OR14 |  |  |  |  | MATTRESSES |  | PTMASSAG-HoverTech Int-HoverMatt | PTMASSAG | HoverMatt |  |  |  | HoverTech Int | Massage Machine, Physical Therapy |  | PTMASSAG-HoverTech Int-HoverMatt |  |  |  |  | Not Covered Vendor Only - Biomedical | MHHS-Mem City
NO | YES |  |  |  |  | 005-33149 juju | HoverTech International | HOVERMATT |  |  | Sugar Land-OR | MHHS-Sugarland |  | Massage Machine, Physical Therapy |  |  | 005-33149 juju | Sugar Land | MHHS-Sugarland | Sugar Land-OR | OR Storage | 8/1/19 |  |  |  | MATTRESSES | Massage Machine, Physical Therapy | PTMASSAG-HoverTech Int-HoverMatt | PTMASSAG | HoverMatt |  |  |  | HoverTech Int | Massage Machine, Physical Therapy |  | PTMASSAG-HoverTech Int-HoverMatt |  | 10/28/20 |  |  | Not Covered Vendor Only - Biomedical | MHHS-Sugarland | [8 empty] | PTMASSAG | Massage Machine, Physical Therapy | HoverTech Int
NO | YES |  |  |  | 029-09345 | 029-09345 | HoverTech International | HOVERMATT |  | 2D071536 | Woodlands-OR | MHHS-Woodlands |  | Massage Machine, Physical Therapy |  | 029-09345 | 029-09345 | Woodlands | MHHS-Woodlands | Woodlands-OR | Surgery storage | 2/1/17 |  | 3/1/18 |  | MATTRESSES | Massage Machine, Physical Therapy | PTMASSAG-HoverTech Int-HoverMatt | PTMASSAG | HoverMatt |  |  |  | HoverTech Int | Massage Machine, Physical Therapy |  | PTMASSAG-HoverTech Int-HoverMatt |  | 10/28/20 |  |  | Not Covered Vendor Only - Biomedical | MHHS-Woodlands | [8 empty] | PTMASSAG | Massage Machine, Physical Therapy | HoverTech Int
NO | NO | [5 empty] | HoverTech International | HOVERMATT |  |  | MEMORIAL CITY - LABOR & DELIVERY | MHHS-Mem City |  | Massage Machine, Physical Therapy |  |  |  | West & Memorial City |  | MEMORIAL CITY - LABOR & DELIVERY | [5 empty] | MATTRESSES |  | PTMASSAG-HoverTech Int-HoverMatt | PTMASSAG | HoverMatt |  |  |  | HoverTech Int | Massage Machine, Physical Therapy |  | PTMASSAG-HoverTech Int-HoverMatt |  |  |  |  | Not Covered Vendor Only - Biomedical | MHHS-Mem City
NO | NO | [5 empty] | HoverTech International | HOVERMATT |  |  | MEMORIAL CITY - LABOR & DELIVERY | MHHS-Mem City |  | Massage Machine, Physical Therapy |  |  |  | West & Memorial City |  | MEMORIAL CITY - LABOR & DELIVERY | [5 empty] | MATTRESSES |  | PTMASSAG-HoverTech Int-HoverMatt | PTMASSAG | HoverMatt |  |  |  | HoverTech Int | Massage Machine, Physical Therapy |  | PTMASSAG-HoverTech Int-HoverMatt |  |  |  |  | Not Covered Vendor Only - Biomedical | MHHS-Mem City
NO | NO | [5 empty] | HoverTech International | HOVERMATT |  |  | MEMORIAL CITY - MOR | MHHS-Mem City |  | Massage Machine, Physical Therapy |  |  |  | West & Memorial City |  | MEMORIAL CITY - MOR | [5 empty] | MATTRESSES |  | PTMASSAG-HoverTech Int-HoverMatt | PTMASSAG | HoverMatt |  |  |  | HoverTech Int | Massage Machine, Physical Therapy |  | PTMASSAG-HoverTech Int-HoverMatt |  |  |  |  | Not Covered Vendor Only - Biomedical | MHHS-Mem City
NO | NO |  |  |  | 129-01628 |  | HoverTech International | HOVERMATT |  |  | SUGAR LAND - OR | MHHS-Sugarland |  | Massage Machine, Physical Therapy |  | 129-01628 |  | Sugar Land |  | SUGAR LAND - OR | [5 empty] | MATTRESSES |  | PTMASSAG-HoverTech Int-HoverMatt | PTMASSAG | HoverMatt |  |  |  | HoverTech Int | Massage Machine, Physical Therapy |  | PTMASSAG-HoverTech Int-HoverMatt |  |  |  |  | Not Covered Vendor Only - Biomedical | MHHS-Sugarland
NO | NO | [5 empty] | HoverTech International | HOVERMATT |  | 0707 076302 | TIRR - PCU 3 | MHHS-TIRR |  | Massage Machine, Physical Therapy |  |  |  | TMC |  | TIRR - PCU 3 | [5 empty] | MATTRESSES |  | PTMASSAG-HoverTech Int-HoverMatt | PTMASSAG | HoverMatt |  |  |  | HoverTech Int | Massage Machine, Physical Therapy |  | PTMASSAG-HoverTech Int-HoverMatt |  |  |  |  | Not Covered Vendor Only - Biomedical | MHHS-TIRR
NO | NO | [5 empty] | HoverTech International | HOVERMATT |  | 0703 071438 | TIRR - PCU 4 | MHHS-TIRR |  | Massage Machine, Physical Therapy |  |  |  | TMC |  | TIRR - PCU 4 | [5 empty] | MATTRESSES |  | PTMASSAG-HoverTech Int-HoverMatt | PTMASSAG | HoverMatt |  |  |  | HoverTech Int | Massage Machine, Physical Therapy |  | PTMASSAG-HoverTech Int-HoverMatt |  |  |  |  | Not Covered Vendor Only - Biomedical | MHHS-TIRR
NO | YES |  |  |  | SN2F110435 | 151-05066 | HoverTech International | HTAIR1200 |  | SN2F110435 | CY-Cardiac Cath Lab | MHHS-Cypress |  | Massage Machine, Physical Therapy |  | SN2F110435 | 151-05066 | Northwest | MHHS-Cypress | CY-Cardiac Cath Lab | M2 217 clean room | 5/1/19 | 5/1/20 |  |  | CONTROLLERS | Massage Machine, Physical Therapy | PTMASSAG-HoverTech Int-HTAIR 1200 | PTMASSAG | HTAIR 1200 |  |  |  | HoverTech Int | Massage Machine, Physical Therapy |  |  | PTMASSAG-HoverTech Int-HTAIR 1200 | 10/31/13 |  |  | Covered PM Repair - Biomedical | MHHS-Cypress | [8 empty] | PTMASSAG | Massage Machine, Physical Therapy | HoverTech Int
NO | YES |  |  |  | sn2g041688 | 151-05140 | HoverTech International | HTAIR1200 |  | SN2G041688 | CY - IMAGING | MHHS-Cypress |  | Massage Machine, Physical Therapy |  | sn2g041688 | 151-05140 | Northwest | Cypress | CY - IMAGING | Equipment room | 8/1/19 | 8/1/20 |  |  | CONTROLLERS | Massage Machine, Physical Therapy | PTMASSAG-HoverTech Int-HTAIR 1200 | PTMASSAG | HTAIR 1200 |  |  |  | HoverTech Int | Massage Machine, Physical Therapy |  |  | PTMASSAG-HoverTech Int-HTAIR 1200 | 7/25/19 |  |  | Covered PM Repair - Biomedical | MHHS-Cypress | [8 empty] | PTMASSAG | Massage Machine, Physical Therapy | HoverTech Int
NO | YES |  |  |  | 009-34317 | 009-34317 | HoverTech International | HTAIR1200 |  |  | GH-IMU | MHHS-Greater Heights |  | Massage Machine, Physical Therapy |  | 009-34317 | 009-34317 | Central | MHHS-Greater Heights | GH-IMU | IMU | 4/1/19 |  | 4/1/20 |  | CONTROLLERS | Massage Machine, Physical Therapy | PTMASSAG-HoverTech Int-HTAIR 1200 | PTMASSAG | HTAIR 1200 |  |  |  | HoverTech Int | Massage Machine, Physical Therapy |  |  | PTMASSAG-HoverTech Int-HTAIR 1200 | 11/1/13 |  |  | Covered PM Repair - Biomedical | MHHS-Greater Heights | [8 empty] | PTMASSAG | Massage Machine, Physical Therapy | HoverTech Int
NO | YES |  |  |  | 009-33683 | 009-33683 | HoverTech International | HTAIR1200 |  |  | GH-OR | MHHS-Greater Heights |  | Massage Machine, Physical Therapy |  | 009-33683 | 009-33683 | Central | MHHS-Greater Heights | GH-OR | Equipment storage | 3/1/19 |  | 3/1/20 |  | CONTROLLERS | Massage Machine, Physical Therapy | PTMASSAG-HoverTech Int-HTAIR 1200 | PTMASSAG | HTAIR 1200 |  |  |  | HoverTech Int | Massage Machine, Physical Therapy |  |  | PTMASSAG-HoverTech Int-HTAIR 1200 | 11/1/13 |  |  | Covered PM Repair - Biomedical | MHHS-Greater Heights | [8 empty] | PTMASSAG | Massage Machine, Physical Therapy | HoverTech Int
NO | YES |  |  |  | 009-33684 | 009-33684 | HoverTech International | HTAIR1200 |  |  | GH-OR | MHHS-Greater Heights |  | Massage Machine, Physical Therapy |  | 009-33684 | 009-33684 | Central | MHHS-Greater Heights | GH-OR | Equipment storage | 3/1/19 |  | 3/1/20 |  | CONTROLLERS | Massage Machine, Physical Therapy | PTMASSAG-HoverTech Int-HTAIR 1200 | PTMASSAG | HTAIR 1200 |  |  |  | HoverTech Int | Massage Machine, Physical Therapy |  |  | PTMASSAG-HoverTech Int-HTAIR 1200 | 11/1/13 |  |  | Covered PM Repair - Biomedical | MHHS-Greater Heights | [8 empty] | PTMASSAG | Massage Machine, Physical Therapy | HoverTech Int
NO | YES |  |  |  | 009-33685 | 009-33685 | HoverTech International | HTAIR1200 |  |  | GH-OR | MHHS-Greater Heights |  | Massage Machine, Physical Therapy |  | 009-33685 | 009-33685 | Central | MHHS-Greater Heights | GH-OR | Equipment storage | 3/1/19 |  | 3/1/20 |  | CONTROLLERS | Massage Machine, Physical Therapy | PTMASSAG-HoverTech Int-HTAIR 1200 | PTMASSAG | HTAIR 1200 |  |  |  | HoverTech Int | Massage Machine, Physical Therapy |  |  | PTMASSAG-HoverTech Int-HTAIR 1200 | 11/13/13 |  |  | Covered PM Repair - Biomedical | MHHS-Greater Heights | [8 empty] | PTMASSAG | Massage Machine, Physical Therapy | HoverTech Int
NO | YES |  |  |  | 133-08264 | 133-08264 | HoverTech International | HTAIR1200 |  | SN2E090146 | Katy-ER | MHHS-Katy |  | Massage Machine, Physical Therapy |  | 133-08264 | 133-08264 | Katy | MHHS-Katy | Katy-ER | EC 17 | 7/1/18 | 2/1/19 |  |  | CONTROLLERS | Massage Machine, Physical Therapy | PTMASSAG-HoverTech Int-HTAIR 1200 | PTMASSAG | HTAIR 1200 |  |  |  | HoverTech Int | Massage Machine, Physical Therapy |  |  | PTMASSAG-HoverTech Int-HTAIR 1200 | 11/1/13 |  |  | Covered PM Repair - Biomedical | MHHS-Katy | [8 empty] | PTMASSAG | Massage Machine, Physical Therapy | HoverTech Int
NO | YES |  |  |  | 133-08269 | 133-08269 | HoverTech International | HTAIR1200 |  | SN2E090191 | Katy-ICU | MHHS-Katy |  | Massage Machine, Physical Therapy |  | 133-08269 | 133-08269 | Katy | MHHS-Katy | Katy-ICU | ICU Clean Utility | 7/1/19 | 7/1/20 |  |  | CONTROLLERS | Massage Machine, Physical Therapy | PTMASSAG-HoverTech Int-HTAIR 1200 | PTMASSAG | HTAIR 1200 |  |  |  | HoverTech Int | Massage Machine, Physical Therapy |  |  | PTMASSAG-HoverTech Int-HTAIR 1200 |  |  |  | Covered PM Repair - Biomedical | MHHS-Katy | [8 empty] | PTMASSAG | Massage Machine, Physical Therapy | HoverTech Int
NO | YES |  |  |  | 133-08263 | 133-08263 | HoverTech International | HTAIR1200 |  | SN2E090124 | Katy-Med/Surg 6th Floor | MHHS-Katy |  | Massage Machine, Physical Therapy |  | 133-08263 | 133-08263 | Katy | MHHS-Katy | Katy-Med/Surg 6th Floor | W6:160.1 Storage | 6/1/18 | 6/1/19 |  |  | CONTROLLERS | Massage Machine, Physical Therapy | PTMASSAG-HoverTech Int-HTAIR 1200 | PTMASSAG | HTAIR 1200 |  |  |  | HoverTech Int | Massage Machine, Physical Therapy |  |  | PTMASSAG-HoverTech Int-HTAIR 1200 | 11/1/13 |  |  | Covered PM Repair - Biomedical | MHHS-Katy | [8 empty] | PTMASSAG | Massage Machine, Physical Therapy | HoverTech Int
NO | YES |  |  |  | 133-08265 | 133-08265 | HoverTech International | HTAIR1200 |  | SN2E090314 | Katy-Med/Surg 7th Floor | MHHS-Katy |  | Massage Machine, Physical Therapy |  | 133-08265 | 133-08265 | Katy | MHHS-Katy | Katy-Med/Surg 7th Floor | Hallway | 7/1/18 | 7/1/19 |  |  | CONTROLLERS | Massage Machine, Physical Therapy | PTMASSAG-HoverTech Int-HTAIR 1200 | PTMASSAG | HTAIR 1200 |  |  |  | HoverTech Int | Massage Machine, Physical Therapy |  |  | PTMASSAG-HoverTech Int-HTAIR 1200 | 11/1/12 |  |  | Covered PM Repair - Biomedical | MHHS-Katy | [8 empty] | PTMASSAG | Massage Machine, Physical Therapy | HoverTech Int
NO | YES |  |  |  | 133-08268 | 133-08268 | HoverTech International | HTAIR1200 |  | SN2E090329 | Katy-OR | MHHS-Katy |  | Massage Machine, Physical Therapy |  | 133-08268 | 133-08268 | Katy | MHHS-Katy | Katy-OR | OR - Equipment | 1/1/19 | 1/1/20 |  |  | CONTROLLERS | Massage Machine, Physical Therapy | PTMASSAG-HoverTech Int-HTAIR 1200 | PTMASSAG | HTAIR 1200 |  |  |  | HoverTech Int | Massage Machine, Physical Therapy |  |  | PTMASSAG-HoverTech Int-HTAIR 1200 | 10/20/14 |  |  | Covered PM Repair - Biomedical | MHHS-Katy | [8 empty] | PTMASSAG | Massage Machine, Physical Therapy | HoverTech Int
NO | YES |  |  |  | 133-09908 | 133-09908 | HoverTech International | HTAIR1200 |  | 2G041750 | Katy-OR | MHHS-Katy |  | Massage Machine, Physical Therapy |  | 133-09908 | 133-09908 | Katy | MHHS-Katy | Katy-OR | W2:207 O.R. Storage | 1/1/19 | 1/1/20 |  |  | CONTROLLERS | Massage Machine, Physical Therapy | PTMASSAG-HoverTech Int-HTAIR 1200 | PTMASSAG | HTAIR 1200 |  |  |  | HoverTech Int | Massage Machine, Physical Therapy |  |  | PTMASSAG-HoverTech Int-HTAIR 1200 | 11/1/13 |  |  | Covered PM Repair - Biomedical | MHHS-Katy | [8 empty] | PTMASSAG | Massage Machine, Physical Therapy | HoverTech Int
NO | YES |  |  |  | 133-09916 | 133-09916 | HoverTech International | HTAIR1200 |  | 2G042031 | Katy-OR | MHHS-Katy |  | Massage Machine, Physical Therapy |  | 133-09916 | 133-09916 | Katy | MHHS-Katy | Katy-OR | OR - Equipment | 1/1/19 | 1/1/20 |  |  | CONTROLLERS | Massage Machine, Physical Therapy | PTMASSAG-HoverTech Int-HTAIR 1200 | PTMASSAG | HTAIR 1200 |  |  |  | HoverTech Int | Massage Machine, Physical Therapy |  |  | PTMASSAG-HoverTech Int-HTAIR 1200 | 9/23/15 |  |  | Covered PM Repair - Biomedical | MHHS-Katy | [8 empty] | PTMASSAG | Massage Machine, Physical Therapy | HoverTech Int
NO | YES |  |  |  | 133-09917 | 133-09917 | HoverTech International | HTAIR1200 |  | 2G041760 | Katy-OR | MHHS-Katy |  | Massage Machine, Physical Therapy |  | 133-09917 | 133-09917 | Katy | MHHS-Katy | Katy-OR | OR - Equipment | 1/1/19 | 1/1/20 |  |  | CONTROLLERS | Massage Machine, Physical Therapy | PTMASSAG-HoverTech Int-HTAIR 1200 | PTMASSAG | HTAIR 1200 |  |  |  | HoverTech Int | Massage Machine, Physical Therapy |  |  | PTMASSAG-HoverTech Int-HTAIR 1200 | 11/1/13 |  |  | Covered PM Repair - Biomedical | MHHS-Katy | [8 empty] | PTMASSAG | Massage Machine, Physical Therapy | HoverTech Int
NO | YES |  |  |  | 133-09918 | 133-09918 | HoverTech International | HTAIR1200 |  | 2G041725 | Katy-Med/Surg 7th Floor | MHHS-Katy |  | Massage Machine, Physical Therapy |  | 133-09918 | 133-09918 | Katy | MHHS-Katy | Katy-Med/Surg 7th Floor | Hallway | 1/1/19 | 1/1/20 |  |  | CONTROLLERS | Massage Machine, Physical Therapy | PTMASSAG-HoverTech Int-HTAIR 1200 | PTMASSAG | HTAIR 1200 |  |  |  | HoverTech Int | Massage Machine, Physical Therapy |  |  | PTMASSAG-HoverTech Int-HTAIR 1200 | 11/1/13 |  |  | Covered PM Repair - Biomedical | MHHS-Katy | [8 empty] | PTMASSAG | Massage Machine, Physical Therapy | HoverTech Int
NO | YES |  |  |  | 133-09919 | 133-09919 | HoverTech International | HTAIR1200 |  | 2G042039 | Katy-OR | MHHS-Katy |  | Massage Machine, Physical Therapy |  | 133-09919 | 133-09919 | Katy | MHHS-Katy | Katy-OR | W2:207 O.R. Storage | 1/1/19 | 1/1/20 |  |  | CONTROLLERS | Massage Machine, Physical Therapy | PTMASSAG-HoverTech Int-HTAIR 1200 | PTMASSAG | HTAIR 1200 |  |  |  | HoverTech Int | Massage Machine, Physical Therapy |  |  | PTMASSAG-HoverTech Int-HTAIR 1200 | 11/1/13 |  |  | Covered PM Repair - Biomedical | MHHS-Katy | [8 empty] | PTMASSAG | Massage Machine, Physical Therapy | HoverTech Int
NO | YES |  |  |  | 133-09920 | 133-09920 | HoverTech International | HTAIR1200 |  | 2G041753 | Katy-OR | MHHS-Katy |  | Massage Machine, Physical Therapy |  | 133-09920 | 133-09920 | Katy | MHHS-Katy | Katy-OR | OR - Equipment | 1/1/19 | 1/1/20 |  |  | CONTROLLERS | Massage Machine, Physical Therapy | PTMASSAG-HoverTech Int-HTAIR 1200 | PTMASSAG | HTAIR 1200 |  |  |  | HoverTech Int | Massage Machine, Physical Therapy |  |  | PTMASSAG-HoverTech Int-HTAIR 1200 | 11/1/13 |  |  | Covered PM Repair - Biomedical | MHHS-Katy | [8 empty] | PTMASSAG | Massage Machine, Physical Therapy | HoverTech Int
NO | YES |  |  |  | 133-09921 | 133-09921 | HoverTech International | HTAIR1200 |  | 2G042025 | Katy-Labor & Delivery OR | MHHS-Katy |  | Massage Machine, Physical Therapy |  | 133-09921 | 133-09921 | Katy | MHHS-Katy | Katy-Labor & Delivery OR | Csection or 2 | 1/1/19 | 1/1/20 |  |  | CONTROLLERS | Massage Machine, Physical Therapy | PTMASSAG-HoverTech Int-HTAIR 1200 | PTMASSAG | HTAIR 1200 |  |  |  | HoverTech Int | Massage Machine, Physical Therapy |  |  | PTMASSAG-HoverTech Int-HTAIR 1200 | 11/1/13 |  |  | Covered PM Repair - Biomedical | MHHS-Katy | [8 empty] | PTMASSAG | Massage Machine, Physical Therapy | HoverTech Int
NO | YES |  |  |  | 133-09922 | 133-09922 | HoverTech International | HTAIR1200 |  | 2G041743 | Katy-ICU | MHHS-Katy |  | Massage Machine, Physical Therapy |  | 133-09922 | 133-09922 | Katy | MHHS-Katy | Katy-ICU | ICU Clean Utility | 1/1/19 | 1/1/20 |  |  | CONTROLLERS | Massage Machine, Physical Therapy | PTMASSAG-HoverTech Int-HTAIR 1200 | PTMASSAG | HTAIR 1200 |  |  |  | HoverTech Int | Massage Machine, Physical Therapy |  |  | PTMASSAG-HoverTech Int-HTAIR 1200 | 6/27/20 |  |  | Not Covered Vendor Only - Biomedical | MHHS-Katy | [8 empty] | PTMASSAG | Massage Machine, Physical Therapy | HoverTech Int
NO | YES |  |  |  | 133-09923 | 133-09923 | HoverTech International | HTAIR1200 |  | 2G041732 | Katy-OR | MHHS-Katy |  | Massage Machine, Physical Therapy |  | 133-09923 | 133-09923 | Katy | MHHS-Katy | Katy-OR | O.R. Storage W2:207 | 1/1/19 | 1/1/20 |  |  | CONTROLLERS | Massage Machine, Physical Therapy | PTMASSAG-HoverTech Int-HTAIR 1200 | PTMASSAG | HTAIR 1200 |  |  |  | HoverTech Int | Massage Machine, Physical Therapy |  |  | PTMASSAG-HoverTech Int-HTAIR 1200 | 6/27/20 |  |  | Not Covered Vendor Only - Biomedical | MHHS-Katy | [8 empty] | PTMASSAG | Massage Machine, Physical Therapy | HoverTech Int
NO | YES |  |  |  | 133-09924 | 133-09924 | HoverTech International | HTAIR1200 |  | 2G041734 | Katy-OR | MHHS-Katy |  | Massage Machine, Physical Therapy |  | 133-09924 | 133-09924 | Katy | MHHS-Katy | Katy-OR | OR - Equipment | 1/1/19 | 1/1/20 |  |  | CONTROLLERS | Massage Machine, Physical Therapy | PTMASSAG-HoverTech Int-HTAIR 1200 | PTMASSAG | HTAIR 1200 |  |  |  | HoverTech Int | Massage Machine, Physical Therapy |  |  | PTMASSAG-HoverTech Int-HTAIR 1200 | 11/1/13 |  |  | Covered PM Repair - Biomedical | MHHS-Katy | [8 empty] | PTMASSAG | Massage Machine, Physical Therapy | HoverTech Int
NO | YES |  |  |  | 133-08262 | 133-08262 | HoverTech International | HTAIR1200 |  | SN2E090318 | Katy-Postpartum-2W | MHHS-Katy |  | Massage Machine, Physical Therapy |  | 133-08262 | 133-08262 | Katy | MHHS-Katy | Katy-Postpartum-2W | C-Section 1 | 6/1/19 | 6/1/20 |  |  | CONTROLLERS | Massage Machine, Physical Therapy | PTMASSAG-HoverTech Int-HTAIR 1200 | PTMASSAG | HTAIR 1200 |  |  |  | HoverTech Int | Massage Machine, Physical Therapy |  |  | PTMASSAG-HoverTech Int-HTAIR 1200 | 11/7/13 |  |  | Covered PM Repair - Biomedical | MHHS-Katy | [8 empty] | PTMASSAG | Massage Machine, Physical Therapy | HoverTech Int
NO | YES |  |  |  | 133-08266 | 133-08266 | HoverTech International | HTAIR1200 |  | SN2E090313 | Katy-ER | MHHS-Katy |  | Massage Machine, Physical Therapy |  | 133-08266 | 133-08266 | Katy | MHHS-Katy | Katy-ER | ER CT control | 8/1/18 | 8/1/19 |  |  | CONTROLLERS | Massage Machine, Physical Therapy | PTMASSAG-HoverTech Int-HTAIR 1200 | PTMASSAG | HTAIR 1200 |  |  |  | HoverTech Int | Massage Machine, Physical Therapy |  |  | PTMASSAG-HoverTech Int-HTAIR 1200 |  |  |  | Covered PM Repair - Biomedical | MHHS-Katy | [8 empty] | PTMASSAG | Massage Machine, Physical Therapy | HoverTech Int
NO | YES |  |  |  | 041-17762 | 041-17762 | HoverTech International | HTAIR1200 |  | 2D040482 | MEMORIAL CITY - DIGESTIVE DISEASE CENTER | MHHS-Mem City |  | Massage Machine, Physical Therapy |  | 041-17762 | 041-17762 | West | Memorial Hermann Memorial City Medical Center | MEMORIAL CITY - DIGESTIVE DISEASE CENTER | Central Supply |  |  |  |  | CONTROLLERS |  | PTMASSAG-HoverTech Int-HTAIR 1200 | PTMASSAG | HTAIR 1200 |  |  |  | HoverTech Int | Massage Machine, Physical Therapy |  |  | PTMASSAG-HoverTech Int-HTAIR 1200 |  |  |  | Covered PM Repair - Biomedical | MHHS-Mem City
NO | YES |  |  |  | 041-17763 | 041-17763 | HoverTech International | HTAIR1200 |  | 2D040370 | MEMORIAL CITY - CENTRAL SUPPLY | MHHS-Mem City |  | Massage Machine, Physical Therapy |  | 041-17763 | 041-17763 | West |  | MEMORIAL CITY - CENTRAL SUPPLY | E7 Clean Room |  |  |  |  | CONTROLLERS |  | PTMASSAG-HoverTech Int-HTAIR 1200 | PTMASSAG | HTAIR 1200 |  |  |  | HoverTech Int | Massage Machine, Physical Therapy |  |  | PTMASSAG-HoverTech Int-HTAIR 1200 |  |  |  | Covered PM Repair - Biomedical | MHHS-Mem City
NO | YES |  |  |  | 041-18160 | 041-18160 | HoverTech International | HTAIR1200 |  | SN2D071585 | MEMORIAL CITY - MH5 | MHHS-Mem City |  | Massage Machine, Physical Therapy |  | 041-18160 | 041-18160 | West | Memorial Hermann Memorial City Medical Center | MEMORIAL CITY - MH5 | MH5 300.1 Equipment Storage |  |  |  |  | CONTROLLERS |  | PTMASSAG-HoverTech Int-HTAIR 1200 | PTMASSAG | HTAIR 1200 |  |  |  | HoverTech Int | Massage Machine, Physical Therapy |  |  | PTMASSAG-HoverTech Int-HTAIR 1200 |  |  |  | Covered PM Repair - Biomedical | MHHS-Mem City
NO | YES |  |  |  | 041-18161 | 041-18161 | HoverTech International | HTAIR1200 |  | SN2D071460 | MEMORIAL CITY - CARDIOLOGY | MHHS-Mem City |  | Massage Machine, Physical Therapy |  | 041-18161 | 041-18161 | West | Memorial City - Memorial Cardiology East | MEMORIAL CITY - CARDIOLOGY | E7 425 Storage |  |  |  |  | CONTROLLERS |  | PTMASSAG-HoverTech Int-HTAIR 1200 | PTMASSAG | HTAIR 1200 |  |  |  | HoverTech Int | Massage Machine, Physical Therapy |  |  | PTMASSAG-HoverTech Int-HTAIR 1200 |  |  |  | Covered PM Repair - Biomedical | MHHS-Mem City
NO | YES |  |  |  | 041-18162 | 041-18162 | HoverTech International | HTAIR1200 |  | SN2D071455 | MEMORIAL CITY - CENTRAL SUPPLY | MHHS-Mem City |  | Massage Machine, Physical Therapy |  | 041-18162 | 041-18162 | West |  | MEMORIAL CITY - CENTRAL SUPPLY | E7 Clean Utility |  |  |  |  | CONTROLLERS |  | PTMASSAG-HoverTech Int-HTAIR 1200 | PTMASSAG | HTAIR 1200 |  |  |  | HoverTech Int | Massage Machine, Physical Therapy |  |  | PTMASSAG-HoverTech Int-HTAIR 1200 |  |  |  | Covered PM Repair - Biomedical | MHHS-Mem City
NO | YES |  |  |  | 041-18163 | 041-18163 | HoverTech International | HTAIR1200 |  | SN2D071437 | MEMORIAL CITY - MH5 | MHHS-Mem City |  | Massage Machine, Physical Therapy |  | 041-18163 | 041-18163 | West | Memorial Hermann Memorial City Medical Center | MEMORIAL CITY - MH5 | MH5 300.1 Equipment Storage |  |  |  |  | CONTROLLERS |  | PTMASSAG-HoverTech Int-HTAIR 1200 | PTMASSAG | HTAIR 1200 |  |  |  | HoverTech Int | Massage Machine, Physical Therapy |  |  | PTMASSAG-HoverTech Int-HTAIR 1200 |  |  |  | Covered PM Repair - Biomedical | MHHS-Mem City
NO | YES |  |  |  | 041-18164 | 041-18164 | HoverTech International | HTAIR1200 |  | SN2D071581 | Memorial City- General Surgery | MHHS-Mem City |  | Massage Machine, Physical Therapy |  | 041-18164 | 041-18164 | West | Memorial City-Memorial Hermann Hospital | Memorial City- General Surgery | Hallway |  |  |  |  | CONTROLLERS |  | PTMASSAG-HoverTech Int-HTAIR 1200 | PTMASSAG | HTAIR 1200 |  |  |  | HoverTech Int | Massage Machine, Physical Therapy |  |  | PTMASSAG-HoverTech Int-HTAIR 1200 |  |  |  | Covered PM Repair - Biomedical | MHHS-Mem City
NO | YES |  |  |  | 041-18165 | 041-18165 | HoverTech International | HTAIR1200 |  | SN2D071469 | Bldg 925 suite 100 | MHHS-Mem City |  | Massage Machine, Physical Therapy |  | 041-18165 | 041-18165 | West | Memorial Hermann Medical Group Memorial City Cardiology (#400) | Bldg 925 suite 100 | CT SIMULATOR | 5/1/19 |  |  |  | CONTROLLERS |  | PTMASSAG-HoverTech Int-HTAIR 1200 | PTMASSAG | HTAIR 1200 |  |  |  | HoverTech Int | Massage Machine, Physical Therapy |  |  | PTMASSAG-HoverTech Int-HTAIR 1200 | 11/1/13 |  |  | Covered PM Repair - Biomedical | MHHS-Mem City
NO | YES |  |  |  | 041-18167 | 041-18167 | HoverTech International | HTAIR1200 |  | SN2D071448 | MEMORIAL CITY - CARDIOLOGY | MHHS-Mem City |  | Massage Machine, Physical Therapy |  | 041-18167 | 041-18167 | West | Memorial City - Memorial Cardiology East | MEMORIAL CITY - CARDIOLOGY | E7 425 Storage |  |  |  |  | CONTROLLERS |  | PTMASSAG-HoverTech Int-HTAIR 1200 | PTMASSAG | HTAIR 1200 |  |  |  | HoverTech Int | Massage Machine, Physical Therapy |  |  | PTMASSAG-HoverTech Int-HTAIR 1200 |  |  |  | Covered PM Repair - Biomedical | MHHS-Mem City
NO | YES |  |  |  | 041-18168 | 041-18168 | HoverTech International | HTAIR1200 |  | SN2D071459 | MEMORIAL CITY - CENTRAL SUPPLY | MHHS-Mem City |  | Massage Machine, Physical Therapy |  | 041-18168 | 041-18168 | West |  | MEMORIAL CITY - CENTRAL SUPPLY | E7 Clean Utility |  |  |  |  | CONTROLLERS |  | PTMASSAG-HoverTech Int-HTAIR 1200 | PTMASSAG | HTAIR 1200 |  |  |  | HoverTech Int | Massage Machine, Physical Therapy |  |  | PTMASSAG-HoverTech Int-HTAIR 1200 |  |  |  | Covered PM Repair - Biomedical | MHHS-Mem City
NO | YES |  |  |  | 041-18170 | 041-18170 | HoverTech International | HTAIR1200 |  | SN2D071413 | MEMORIAL CITY - Pediatrics | MHHS-Mem City |  | Massage Machine, Physical Therapy |  | 041-18170 | 041-18170 | West | Memorial Hermann Memorial City Medical Center | MEMORIAL CITY - Pediatrics | MEMORIAL CITY - MHT - Pediatrics MH4 400.3 med room |  |  |  |  | CONTROLLERS |  | PTMASSAG-HoverTech Int-HTAIR 1200 | PTMASSAG | HTAIR 1200 |  |  |  | HoverTech Int | Massage Machine, Physical Therapy |  |  | PTMASSAG-HoverTech Int-HTAIR 1200 |  |  |  | Covered PM Repair - Biomedical | MHHS-Mem City
NO | YES |  |  |  | 041-18176 | 041-18176 | HoverTech International | HTAIR1200 |  | SN2D071393 | MEMORIAL CITY - OUTPATIENT SURGERY RECOVERY | MHHS-Mem City |  | Massage Machine, Physical Therapy |  | 041-18176 | 041-18176 | West | West memorial hospital - memorial herman hospital | MEMORIAL CITY - OUTPATIENT SURGERY RECOVERY | Imaging |  |  |  |  | CONTROLLERS |  | PTMASSAG-HoverTech Int-HTAIR 1200 | PTMASSAG | HTAIR 1200 |  |  |  | HoverTech Int | Massage Machine, Physical Therapy |  |  | PTMASSAG-HoverTech Int-HTAIR 1200 |  |  |  | Covered PM Repair - Biomedical | MHHS-Mem City
NO | YES |  |  |  | 041-18386 | 041-18386 | HoverTech International | HTAIR1200 |  | SN2D122163 | MEMORIAL CITY - MHT - JHC OR | MHHS-Mem City |  | Massage Machine, Physical Therapy |  | 041-18386 | 041-18386 | West | Memorial Hermann Memorial City Medical Center | MEMORIAL CITY - MHT - JHC OR | MEMORIAL CITY - MHT - JHC OR |  |  |  |  | CONTROLLERS |  | PTMASSAG-HoverTech Int-HTAIR 1200 | PTMASSAG | HTAIR 1200 |  |  |  | HoverTech Int | Massage Machine, Physical Therapy |  |  | PTMASSAG-HoverTech Int-HTAIR 1200 |  |  |  | Covered PM Repair - Biomedical | MHHS-Mem City
NO | YES |  |  |  | 041-18389 | 041-18389 | HoverTech International | HTAIR1200 |  | SN2D122186 | MEMORIAL CITY - MOR | MHHS-Mem City |  | Massage Machine, Physical Therapy |  | 041-18389 | 041-18389 | West | Memorial Hermann Memorial City Medical Center | MEMORIAL CITY - MOR | OR 8 |  |  |  |  | CONTROLLERS |  | PTMASSAG-HoverTech Int-HTAIR 1200 | PTMASSAG | HTAIR 1200 |  |  |  | HoverTech Int | Massage Machine, Physical Therapy |  |  | PTMASSAG-HoverTech Int-HTAIR 1200 |  |  |  | Covered PM Repair - Biomedical | MHHS-Mem City
NO | YES |  |  |  | 041-18390 | 041-18390 | HoverTech International | HTAIR1200 |  | SN2D122217 | MEMORIAL CITY - ER | MHHS-Mem City |  | Massage Machine, Physical Therapy |  | 041-18390 | 041-18390 | West | Memorial city-memorial herman emergency center | MEMORIAL CITY - ER | Matrix room |  |  |  |  | CONTROLLERS |  | PTMASSAG-HoverTech Int-HTAIR 1200 | PTMASSAG | HTAIR 1200 |  |  |  | HoverTech Int | Massage Machine, Physical Therapy |  |  | PTMASSAG-HoverTech Int-HTAIR 1200 |  |  |  | Covered PM Repair - Biomedical | MHHS-Mem City
NO | YES |  |  |  | 041-32371 | 041-32371 | HoverTech International | HTAIR1200 |  | 2i010325 | Memorial City-NucMed | MHHS-Mem City |  | Massage Machine, Physical Therapy |  | 041-32371 | 041-32371 | West | Memorial Hermann Memorial City Medical Center | Memorial City-NucMed | E8 114 |  |  |  |  | CONTROLLERS |  | PTMASSAG-HoverTech Int-HTAIR 1200 | PTMASSAG | HTAIR 1200 |  |  |  | HoverTech Int | Massage Machine, Physical Therapy |  |  | PTMASSAG-HoverTech Int-HTAIR 1200 |  |  |  | Covered PM Repair - Biomedical | MHHS-Mem City
NO | YES |  |  |  | 041-32372 | 041-32372 | HoverTech International | HTAIR1200 |  |  | Orthopedics | MHHS-Mem City |  | Massage Machine, Physical Therapy |  | 041-32372 | 041-32372 | West | Memorial Hermann - Memorial City | Orthopedics | East 6th Floor Room 108 |  |  |  |  | CONTROLLERS |  | PTMASSAG-HoverTech Int-HTAIR 1200 | PTMASSAG | HTAIR 1200 |  |  |  | HoverTech Int | Massage Machine, Physical Therapy |  |  | PTMASSAG-HoverTech Int-HTAIR 1200 |  |  |  | Covered PM Repair - Biomedical | MHHS-Mem City
NO | YES |  |  |  | 041-32373 | 041-32373 | HoverTech International | HTAIR1200 |  | 2h090465 | MEMORIAL CITY - CARDIOLOGY | MHHS-Mem City |  | Massage Machine, Physical Therapy |  | 041-32373 | 041-32373 | West | Memorial Hermann - Memorial City | MEMORIAL CITY - CARDIOLOGY | Cath Lab E9 125 Storage Closet |  |  |  |  | CONTROLLERS |  | PTMASSAG-HoverTech Int-HTAIR 1200 | PTMASSAG | HTAIR 1200 |  |  |  | HoverTech Int | Massage Machine, Physical Therapy |  |  | PTMASSAG-HoverTech Int-HTAIR 1200 |  |  |  | Covered PM Repair - Biomedical | MHHS-Mem City
NO | YES |  |  |  | 041-32374 | 041-32374 | HoverTech International | HTAIR1200 |  | 2i010327 | MEMORIAL CITY - OUTPATIENT SURGERY RECOVERY | MHHS-Mem City |  | Massage Machine, Physical Therapy |  | 041-32374 | 041-32374 | West | West memorial hospital - memorial herman hospital | MEMORIAL CITY - OUTPATIENT SURGERY RECOVERY | Central supply |  |  |  |  | CONTROLLERS |  | PTMASSAG-HoverTech Int-HTAIR 1200 | PTMASSAG | HTAIR 1200 |  |  |  | HoverTech Int | Massage Machine, Physical Therapy |  |  | PTMASSAG-HoverTech Int-HTAIR 1200 |  |  |  | Covered PM Repair - Biomedical | MHHS-Mem City
NO | YES |  |  |  | 041-18175 | 041-18175 | HoverTech International | HTAIR1200 |  | SN2D071577 | Central Supply | MHHS-Mem City |  | Massage Machine, Physical Therapy |  | 041-18175 | 041-18175 | West | Memorial City - Memorial Hermann Hospital | Central Supply | Central Supply |  |  |  |  | CONTROLLERS |  | PTMASSAG-HoverTech Int-HTAIR 1200 | PTMASSAG | HTAIR 1200 |  |  |  | HoverTech Int | Massage Machine, Physical Therapy |  |  | PTMASSAG-HoverTech Int-HTAIR 1200 |  |  |  | Covered PM Repair - Biomedical | MHHS-Mem City
NO | YES |  |  |  | 041-21039 | 041-21039 | HoverTech International | HTAIR1200 |  | SN2F094549 | MEMORIAL CITY - NEUROPHYSIOLOGY/EEG | MHHS-Mem City |  | Massage Machine, Physical Therapy |  | 041-21039 | 041-21039 | West | Memorial Hermann - Memorial City | MEMORIAL CITY - NEUROPHYSIOLOGY/EEG | E6 423 Clean Utility |  |  |  |  | CONTROLLERS |  | PTMASSAG-HoverTech Int-HTAIR 1200 | PTMASSAG | HTAIR 1200 |  |  |  | HoverTech Int | Massage Machine, Physical Therapy |  |  | PTMASSAG-HoverTech Int-HTAIR 1200 |  |  |  | Covered PM Repair - Biomedical | MHHS-Mem City
NO | YES |  |  |  | 041-21041 | 041-21041 | HoverTech International | HTAIR1200 |  | SN2F094317 | Nuro 4th floor | MHHS-Mem City |  | Massage Machine, Physical Therapy |  | 041-21041 | 041-21041 | West | Memorial Hermann Medical Group Memorial City (#100) | Nuro 4th floor | Storage |  |  |  |  | CONTROLLERS |  | PTMASSAG-HoverTech Int-HTAIR 1200 | PTMASSAG | HTAIR 1200 |  |  |  | HoverTech Int | Massage Machine, Physical Therapy |  |  | PTMASSAG-HoverTech Int-HTAIR 1200 |  |  |  | Covered PM Repair - Biomedical | MHHS-Mem City
NO | YES |  |  |  | 041-20229 | 041-20229 | HoverTech International | HTAIR1200 |  | 2G120952 | MEMORIAL CITY | MHHS-Mem City |  | Massage Machine, Physical Therapy |  | 041-20229 | 041-20229 | West | Memorial Hermann Memorial City Medical Center | MEMORIAL CITY | MEMORIAL CITY |  |  |  |  | CONTROLLERS |  | PTMASSAG-HoverTech Int-HTAIR 1200 | PTMASSAG | HTAIR 1200 |  |  |  | HoverTech Int | Massage Machine, Physical Therapy |  |  | PTMASSAG-HoverTech Int-HTAIR 1200 |  |  |  | Covered PM Repair - Biomedical | MHHS-Mem City
NO | YES |  |  |  | 041-20230 | 041-20230 | HoverTech International | HTAIR1200 |  | 2G120954 | MEMORIAL CITY - Orthopedics Surgery | MHHS-Mem City |  | Massage Machine, Physical Therapy |  | 041-20230 | 041-20230 | West | Memorial City - Memorial Hermann Hospital | MEMORIAL CITY - Orthopedics Surgery | Hallway |  |  |  |  | CONTROLLERS |  | PTMASSAG-HoverTech Int-HTAIR 1200 | PTMASSAG | HTAIR 1200 |  |  |  | HoverTech Int | Massage Machine, Physical Therapy |  |  | PTMASSAG-HoverTech Int-HTAIR 1200 |  |  |  | Covered PM Repair - Biomedical | MHHS-Mem City
NO | YES |  |  |  | 041-20231 | 041-20231 | HoverTech International | HTAIR1200 |  | 2G120967 | MEMORIAL CITY - Orthopedics Surgery | MHHS-Mem City |  | Massage Machine, Physical Therapy |  | 041-20231 | 041-20231 | West | Memorial City - Memorial Hermann Hospital | MEMORIAL CITY - Orthopedics Surgery | Hallway |  |  |  |  | CONTROLLERS |  | PTMASSAG-HoverTech Int-HTAIR 1200 | PTMASSAG | HTAIR 1200 |  |  |  | HoverTech Int | Massage Machine, Physical Therapy |  |  | PTMASSAG-HoverTech Int-HTAIR 1200 |  |  |  | Covered PM Repair - Biomedical | MHHS-Mem City
NO | YES |  |  |  | 041-32021 | 041-32021 | HoverTech International | HTAIR1200 |  | 2H023978 | MEMORIAL CITY - Orthopedics Surgery | MHHS-Mem City |  | Massage Machine, Physical Therapy |  | 041-32021 | 041-32021 | West | Memorial City - Memorial Hermann Hospital | MEMORIAL CITY - Orthopedics Surgery | Hallway |  |  |  |  | CONTROLLERS |  | PTMASSAG-HoverTech Int-HTAIR 1200 | PTMASSAG | HTAIR 1200 |  |  |  | HoverTech Int | Massage Machine, Physical Therapy |  |  | PTMASSAG-HoverTech Int-HTAIR 1200 |  |  |  | Covered PM Repair - Biomedical | MHHS-Mem City
NO | YES |  |  |  | 041-32022 | 041-32022 | HoverTech International | HTAIR1200 |  | 2H023991 | MEMORIAL CITY - Orthopedics Surgery | MHHS-Mem City |  | Massage Machine, Physical Therapy |  | 041-32022 | 041-32022 | West | Memorial City - Memorial Hermann Hospital | MEMORIAL CITY - Orthopedics Surgery | Hallway |  |  |  |  | CONTROLLERS |  | PTMASSAG-HoverTech Int-HTAIR 1200 | PTMASSAG | HTAIR 1200 |  |  |  | HoverTech Int | Massage Machine, Physical Therapy |  |  | PTMASSAG-HoverTech Int-HTAIR 1200 |  |  |  | Covered PM Repair - Biomedical | MHHS-Mem City
NO | YES |  |  |  | 041-19662 | 041-19662 | HoverTech International | HTAIR1200 |  | 2F051267 | MEMORIAL CITY - MICU | MHHS-Mem City |  | Massage Machine, Physical Therapy |  | 041-19662 | 041-19662 | West | Memorial Hermann - Memorial City | MEMORIAL CITY - MICU | Central Supply |  |  |  |  | CONTROLLERS |  | PTMASSAG-HoverTech Int-HTAIR 1200 | PTMASSAG | HTAIR 1200 |  |  |  | HoverTech Int | Massage Machine, Physical Therapy |  |  | PTMASSAG-HoverTech Int-HTAIR 1200 |  |  |  | Covered PM Repair - Biomedical | MHHS-Mem City
NO | YES |  |  |  | 041-17298 | 041-17298 | HoverTech International | HTAIR1200 |  | SN2H023984 | MEMORIAL CITY - Outpatient | MHHS-Mem City |  | Massage Machine, Physical Therapy |  | 041-17298 | 041-17298 | West | Memorial Hermann Memorial City Medical Center | MEMORIAL CITY - Outpatient | MEMORIAL CITY - OUTPATIENT |  |  |  |  | CONTROLLERS |  | PTMASSAG-HoverTech Int-HTAIR 1200 | PTMASSAG | HTAIR 1200 |  |  |  | HoverTech Int | Massage Machine, Physical Therapy |  |  | PTMASSAG-HoverTech Int-HTAIR 1200 |  |  |  | Covered PM Repair - Biomedical | MHHS-Mem City
NO | YES |  |  |  | 041-17299 | 041-17299 | HoverTech International | HTAIR1200 |  | SN2H023994 | MEMORIAL CITY - OUTPATIENT SURGERY | MHHS-Mem City |  | Massage Machine, Physical Therapy |  | 041-17299 | 041-17299 | West | Memorial Hermann - Memorial City | MEMORIAL CITY - OUTPATIENT SURGERY | OR Room 10 |  |  |  |  | CONTROLLERS |  | PTMASSAG-HoverTech Int-HTAIR 1200 | PTMASSAG | HTAIR 1200 |  |  |  | HoverTech Int | Massage Machine, Physical Therapy |  |  | PTMASSAG-HoverTech Int-HTAIR 1200 |  |  |  | Covered PM Repair - Biomedical | MHHS-Mem City
NO | YES |  |  |  | 041-32597 | 041-32597 | HoverTech International | HTAIR1200 |  | 2G121177 | MEMORIAL CITY - Outpatient | MHHS-Mem City |  | Massage Machine, Physical Therapy |  | 041-32597 | 041-32597 | West | Memorial Hermann Memorial City Medical Center | MEMORIAL CITY - Outpatient | MEMORIAL CITY - OUTPATIENT |  |  |  |  | CONTROLLERS |  | PTMASSAG-HoverTech Int-HTAIR 1200 | PTMASSAG | HTAIR 1200 |  |  |  | HoverTech Int | Massage Machine, Physical Therapy |  |  | PTMASSAG-HoverTech Int-HTAIR 1200 |  |  |  | Covered PM Repair - Biomedical | MHHS-Mem City
NO | YES |  |  |  | 041-32598 | 041-32598 | HoverTech International | HTAIR1200 |  | 2F051388 | Memorial City-Outpatient Surgery | MHHS-Mem City |  | Massage Machine, Physical Therapy |  | 041-32598 | 041-32598 | West | Memorial Hermann Memorial City Medical Center | Memorial City-Outpatient Surgery | W1 OPS OR 4 |  |  |  |  | CONTROLLERS |  | PTMASSAG-HoverTech Int-HTAIR 1200 | PTMASSAG | HTAIR 1200 |  |  |  | HoverTech Int | Massage Machine, Physical Therapy |  |  | PTMASSAG-HoverTech Int-HTAIR 1200 |  |  |  | Covered PM Repair - Biomedical | MHHS-Mem City
NO | YES |  |  |  | 041-32599 | 041-32599 | HoverTech International | HTAIR1200 |  | 2G091265 | MEMORIAL CITY - OUTPATIENT SURGERY | MHHS-Mem City |  | Massage Machine, Physical Therapy |  | 041-32599 | 041-32599 | West | Memorial Hermann - Memorial City | MEMORIAL CITY - OUTPATIENT SURGERY | W1 300.70 OR 5 |  |  |  |  | CONTROLLERS |  | PTMASSAG-HoverTech Int-HTAIR 1200 | PTMASSAG | HTAIR 1200 |  |  |  | HoverTech Int | Massage Machine, Physical Therapy |  |  | PTMASSAG-HoverTech Int-HTAIR 1200 |  |  |  | Covered PM Repair - Biomedical | MHHS-Mem City
NO | YES |  |  |  | 041-32600 | 041-32600 | HoverTech International | HTAIR1200 |  | 2G121176 | Surgery | MHHS-Mem City |  | Massage Machine, Physical Therapy |  | 041-32600 | 041-32600 | West | Memorial Hermann Memorial City Medical Center | Surgery | Surgery E2 300 Equipment Storage |  |  |  | No pm sticker | CONTROLLERS |  | PTMASSAG-HoverTech Int-HTAIR 1200 | PTMASSAG | HTAIR 1200 |  |  |  | HoverTech Int | Massage Machine, Physical Therapy |  |  | PTMASSAG-HoverTech Int-HTAIR 1200 |  |  |  | Covered PM Repair - Biomedical | MHHS-Mem City
NO | YES |  |  |  | 041-32601 | 041-32601 | HoverTech International | HTAIR1200 |  | 2G120777 | MEMORIAL CITY - MOR | MHHS-Mem City |  | Massage Machine, Physical Therapy |  | 041-32601 | 041-32601 | West | Memorial City - Memorial Hermann Hospital | MEMORIAL CITY - MOR | E2 321 Surgery Rm 6 |  |  |  |  | CONTROLLERS |  | PTMASSAG-HoverTech Int-HTAIR 1200 | PTMASSAG | HTAIR 1200 |  |  |  | HoverTech Int | Massage Machine, Physical Therapy |  |  | PTMASSAG-HoverTech Int-HTAIR 1200 |  |  |  | Covered PM Repair - Biomedical | MHHS-Mem City
NO | YES |  |  |  | 041-32602 | 041-32602 | HoverTech International | HTAIR1200 |  | 2G120768 | MEMORIAL CITY - OUTPATIENT SURGERY | MHHS-Mem City |  | Massage Machine, Physical Therapy |  | 041-32602 | 041-32602 | West | Memorial City - Memorial Hermann Hospital West Tower | MEMORIAL CITY - OUTPATIENT SURGERY | W1 300.75 OR 3 |  |  |  |  | CONTROLLERS |  | PTMASSAG-HoverTech Int-HTAIR 1200 | PTMASSAG | HTAIR 1200 |  |  |  | HoverTech Int | Massage Machine, Physical Therapy |  |  | PTMASSAG-HoverTech Int-HTAIR 1200 |  |  |  | Covered PM Repair - Biomedical | MHHS-Mem City
NO | YES |  |  |  | 041-32603 | 041-32603 | HoverTech International | HTAIR1200 |  | 2G120774 | MEMORIAL CITY - OUTPATIENT SURGERY | MHHS-Mem City |  | Massage Machine, Physical Therapy |  | 041-32603 | 041-32603 | West | Memorial City - Memorial Hermann Hospital West Tower | MEMORIAL CITY - OUTPATIENT SURGERY | W1 300.73 OR 2 |  |  |  |  | CONTROLLERS |  | PTMASSAG-HoverTech Int-HTAIR 1200 | PTMASSAG | HTAIR 1200 |  |  |  | HoverTech Int | Massage Machine, Physical Therapy |  |  | PTMASSAG-HoverTech Int-HTAIR 1200 |  |  |  | Covered PM Repair - Biomedical | MHHS-Mem City
NO | YES |  |  |  | 041-32604 | 041-32604 | HoverTech International | HTAIR1200 |  | 2G091183 | MEMORIAL CITY - Outpatient | MHHS-Mem City |  | Massage Machine, Physical Therapy |  | 041-32604 | 041-32604 | West | Memorial Hermann Memorial City Medical Center | MEMORIAL CITY - Outpatient | MEMORIAL CITY - OUTPATIENT |  |  |  |  | CONTROLLERS |  | PTMASSAG-HoverTech Int-HTAIR 1200 | PTMASSAG | HTAIR 1200 |  |  |  | HoverTech Int | Massage Machine, Physical Therapy |  |  | PTMASSAG-HoverTech Int-HTAIR 1200 |  |  |  | Covered PM Repair - Biomedical | MHHS-Mem City
NO | YES |  |  |  | 142-08129 | 142-08129 | HoverTech International | HTAIR1200 |  | SN2F110574 | NE-2 West Tower | MHHS-Northeast |  | Massage Machine, Physical Therapy |  | 142-08129 | 142-08129 | Katy | MHHS-Northeast | NE-2 West Tower | 2 West | 11/1/19 | 11/1/20 |  |  | CONTROLLERS | Massage Machine, Physical Therapy | PTMASSAG-HoverTech Int-HTAIR 1200 | PTMASSAG | HTAIR 1200 |  |  |  | HoverTech Int | Massage Machine, Physical Therapy |  |  | PTMASSAG-HoverTech Int-HTAIR 1200 | 11/7/13 |  |  | Covered PM Repair - Biomedical | MHHS-Northeast | [8 empty] | PTMASSAG | Massage Machine, Physical Therapy | HoverTech Int
NO | YES |  |  |  | 142-08130 | 142-08130 | HoverTech International | HTAIR1200 |  | SN2G041856 | NE-2 West Tower | MHHS-Northeast |  | Massage Machine, Physical Therapy |  | 142-08130 | 142-08130 | Katy | MHHS-Northeast | NE-2 West Tower | 2 West | 1/1/19 | 1/1/20 |  |  | CONTROLLERS | Massage Machine, Physical Therapy | PTMASSAG-HoverTech Int-HTAIR 1200 | PTMASSAG | HTAIR 1200 |  |  |  | HoverTech Int | Massage Machine, Physical Therapy |  |  | PTMASSAG-HoverTech Int-HTAIR 1200 | 12/21/17 |  |  | Covered PM Repair - Biomedical | MHHS-Northeast | [8 empty] | PTMASSAG | Massage Machine, Physical Therapy | HoverTech Int
NO | YES |  |  |  | 142-08131 | 142-08131 | HoverTech International | HTAIR1200 |  | SN2F110285 | NE-2 West Tower | MHHS-Northeast |  | Massage Machine, Physical Therapy |  | 142-08131 | 142-08131 | Katy | MHHS-Northeast | NE-2 West Tower | Storage Room | 11/1/19 | 11/1/20 |  |  | CONTROLLERS | Massage Machine, Physical Therapy | PTMASSAG-HoverTech Int-HTAIR 1200 | PTMASSAG | HTAIR 1200 |  |  |  | HoverTech Int | Massage Machine, Physical Therapy |  |  | PTMASSAG-HoverTech Int-HTAIR 1200 | 12/21/17 |  |  | Covered PM Repair - Biomedical | MHHS-Northeast | [8 empty] | PTMASSAG | Massage Machine, Physical Therapy | HoverTech Int
NO | YES |  |  |  | 142-08132 | 142-08132 | HoverTech International | HTAIR1200 |  | SN2G041901 | NE-2 West Tower | MHHS-Northeast |  | Massage Machine, Physical Therapy |  | 142-08132 | 142-08132 | Katy | MHHS-Northeast | NE-2 West Tower | Storage Room | 11/1/19 | 11/1/20 |  |  | CONTROLLERS | Massage Machine, Physical Therapy | PTMASSAG-HoverTech Int-HTAIR 1200 | PTMASSAG | HTAIR 1200 |  |  |  | HoverTech Int | Massage Machine, Physical Therapy |  |  | PTMASSAG-HoverTech Int-HTAIR 1200 | 11/1/13 |  |  | Covered PM Repair - Biomedical | MHHS-Northeast | [8 empty] | PTMASSAG | Massage Machine, Physical Therapy | HoverTech Int
NO | YES |  |  |  | 142-08126 | 142-08126 | HoverTech International | HTAIR1200 |  | SN2G041980 | NE-3 West Tower | MHHS-Northeast |  | Massage Machine, Physical Therapy |  | 142-08126 | 142-08126 | Katy | MHHS-Northeast | NE-3 West Tower | Equipment storage | 10/1/19 | 10/1/20 |  |  | CONTROLLERS | Massage Machine, Physical Therapy | PTMASSAG-HoverTech Int-HTAIR 1200 | PTMASSAG | HTAIR 1200 |  |  |  | HoverTech Int | Massage Machine, Physical Therapy |  |  | PTMASSAG-HoverTech Int-HTAIR 1200 | 2/9/18 |  |  | Covered PM Repair - Biomedical | MHHS-Northeast | [8 empty] | PTMASSAG | Massage Machine, Physical Therapy | HoverTech Int
NO | YES |  |  |  | 142-08127 | 142-08127 | HoverTech International | HTAIR1200 |  | SN2F110548 | NE-3 West Tower | MHHS-Northeast |  | Massage Machine, Physical Therapy |  | 142-08127 | 142-08127 | Katy | MHHS-Northeast | NE-3 West Tower | Equipment storage | 10/1/19 | 10/1/20 |  |  | CONTROLLERS | Massage Machine, Physical Therapy | PTMASSAG-HoverTech Int-HTAIR 1200 | PTMASSAG | HTAIR 1200 |  |  |  | HoverTech Int | Massage Machine, Physical Therapy |  |  | PTMASSAG-HoverTech Int-HTAIR 1200 | 11/7/13 |  |  | Covered PM Repair - Biomedical | MHHS-Northeast | [8 empty] | PTMASSAG | Massage Machine, Physical Therapy | HoverTech Int
NO | YES |  |  |  | 142-08128 | 142-08128 | HoverTech International | HTAIR1200 |  | SN2F080370 | NE-3 West Tower | MHHS-Northeast |  | Massage Machine, Physical Therapy |  | 142-08128 | 142-08128 | Katy | MHHS-Northeast | NE-3 West Tower |  | 1/1/19 | 1/1/20 |  |  | CONTROLLERS | Massage Machine, Physical Therapy | PTMASSAG-HoverTech Int-HTAIR 1200 | PTMASSAG | HTAIR 1200 |  |  |  | HoverTech Int | Massage Machine, Physical Therapy |  |  | PTMASSAG-HoverTech Int-HTAIR 1200 | 11/7/13 |  |  | Covered PM Repair - Biomedical | MHHS-Northeast | [8 empty] | PTMASSAG | Massage Machine, Physical Therapy | HoverTech Int
NO | YES |  |  |  | 142-08123 | 142-08123 | HoverTech International | HTAIR1200 |  | SN2G041776 | NE-4 West Tower | MHHS-Northeast |  | Massage Machine, Physical Therapy |  | 142-08123 | 142-08123 | Katy | MHHS-Northeast | NE-4 West Tower | 4 West | 10/1/19 | 10/1/20 |  |  | CONTROLLERS | Massage Machine, Physical Therapy | PTMASSAG-HoverTech Int-HTAIR 1200 | PTMASSAG | HTAIR 1200 |  |  |  | HoverTech Int | Massage Machine, Physical Therapy |  |  | PTMASSAG-HoverTech Int-HTAIR 1200 | 4/18/14 |  |  | Covered PM Repair - Biomedical | MHHS-Northeast | [8 empty] | PTMASSAG | Massage Machine, Physical Therapy | HoverTech Int
NO | YES |  |  |  | 142-08124 | 142-08124 | HoverTech International | HTAIR1200 |  | SN2G121051 | NE-4 West Tower | MHHS-Northeast |  | Massage Machine, Physical Therapy |  | 142-08124 | 142-08124 | Katy | MHHS-Northeast | NE-4 West Tower |  | 10/1/19 | 10/1/20 |  |  | CONTROLLERS | Massage Machine, Physical Therapy | PTMASSAG-HoverTech Int-HTAIR 1200 | PTMASSAG | HTAIR 1200 |  |  |  | HoverTech Int | Massage Machine, Physical Therapy |  |  | PTMASSAG-HoverTech Int-HTAIR 1200 | 11/1/13 |  |  | Covered PM Repair - Biomedical | MHHS-Northeast | [8 empty] | PTMASSAG | Massage Machine, Physical Therapy | HoverTech Int
NO | YES |  |  |  | 142-08125 | 142-08125 | HoverTech International | HTAIR1200 |  | SN2F080352 | NE - 4 WEST TOWER | MHHS-Northeast |  | Massage Machine, Physical Therapy |  | 142-08125 | 142-08125 | Katy | Memorial Hermann | NE - 4 WEST TOWER | Med surg |  |  |  |  | CONTROLLERS |  | PTMASSAG-HoverTech Int-HTAIR 1200 | PTMASSAG | HTAIR 1200 |  |  |  | HoverTech Int | Massage Machine, Physical Therapy |  |  | PTMASSAG-HoverTech Int-HTAIR 1200 |  |  |  | Covered PM Repair - Biomedical | MHHS-Northeast
NO | YES |  |  |  | 142-08134 | 142-08134 | HoverTech International | HTAIR1200 |  | SN2F110571 | Katy-Med/Surg 5th Floor | MHHS-Northeast |  | Massage Machine, Physical Therapy |  | 142-08134 | 142-08134 | Katy | MHHS-Katy | Katy-Med/Surg 5th Floor | Clean utility | 1/1/19 | 1/1/20 |  |  | CONTROLLERS | Massage Machine, Physical Therapy | PTMASSAG-HoverTech Int-HTAIR 1200 | PTMASSAG | HTAIR 1200 |  |  |  | HoverTech Int | Massage Machine, Physical Therapy |  |  | PTMASSAG-HoverTech Int-HTAIR 1200 | 4/18/14 |  |  | Covered PM Repair - Biomedical | MHHS-Northeast | [8 empty] | PTMASSAG | Massage Machine, Physical Therapy | HoverTech Int
NO | YES |  |  |  | 142-08135 | 142-08135 | HoverTech International | HTAIR1200 |  | SN2G041968 | NE-5 South West | MHHS-Northeast |  | Massage Machine, Physical Therapy |  | 142-08135 | 142-08135 | Katy | MHHS-Northeast | NE-5 South West |  | 1/1/19 | 1/1/20 |  |  | CONTROLLERS | Massage Machine, Physical Therapy | PTMASSAG-HoverTech Int-HTAIR 1200 | PTMASSAG | HTAIR 1200 |  |  |  | HoverTech Int | Massage Machine, Physical Therapy |  |  | PTMASSAG-HoverTech Int-HTAIR 1200 | 11/1/13 |  |  | Covered PM Repair - Biomedical | MHHS-Northeast | [8 empty] | PTMASSAG | Massage Machine, Physical Therapy | HoverTech Int
NO | YES |  |  |  | 142-08136 | 142-08136 | HoverTech International | HTAIR1200 |  | SN2F110277 | Katy-Med/Surg 5th Floor | MHHS-Northeast |  | Massage Machine, Physical Therapy |  | 142-08136 | 142-08136 | Katy | MHHS-Katy | Katy-Med/Surg 5th Floor | Clean utility | 1/1/19 | 1/1/20 |  |  | CONTROLLERS | Massage Machine, Physical Therapy | PTMASSAG-HoverTech Int-HTAIR 1200 | PTMASSAG | HTAIR 1200 |  |  |  | HoverTech Int | Massage Machine, Physical Therapy |  |  | PTMASSAG-HoverTech Int-HTAIR 1200 | 2/27/19 |  |  | Covered PM Repair - Biomedical | MHHS-Northeast | [8 empty] | PTMASSAG | Massage Machine, Physical Therapy | HoverTech Int
NO | YES |  |  |  | 142-08120 | 142-08120 | HoverTech International | HTAIR1200 |  | SN2G041783 | NE-OR | MHHS-Northeast |  | Massage Machine, Physical Therapy |  | 142-08120 | 142-08120 | Katy | MHHS-Northeast | NE-OR | Or storage | 1/1/19 | 1/1/20 |  |  | CONTROLLERS | Massage Machine, Physical Therapy | PTMASSAG-HoverTech Int-HTAIR 1200 | PTMASSAG | HTAIR 1200 |  |  |  | HoverTech Int | Massage Machine, Physical Therapy |  |  | PTMASSAG-HoverTech Int-HTAIR 1200 | 11/7/13 |  |  | Covered PM Repair - Biomedical | MHHS-Northeast | [8 empty] | PTMASSAG | Massage Machine, Physical Therapy | HoverTech Int
NO | YES | Asset Tag 142-08121 |  |  | 142-08121 | 142-08121 | HoverTech International | HTAIR1200 |  | SN2H062508 | NE-Day Surgery | MHHS-Northeast |  | Massage Machine, Physical Therapy |  | 142-08121 | 142-08121 | Katy | MHHS-Northeast | NE-Day Surgery |  | 1/16/19 |  |  |  | CONTROLLERS | Massage Machine, Physical Therapy | PTMASSAG-HoverTech Int-HTAIR 1200 | PTMASSAG | HTAIR 1200 |  |  |  | HoverTech Int | Massage Machine, Physical Therapy |  |  | PTMASSAG-HoverTech Int-HTAIR 1200 | 11/1/13 | Finished from Script 3/27/2020 12:11:52pm (Central) |  | Covered PM Repair - Biomedical | MHHS-Northeast | [8 empty] | PTMASSAG | Massage Machine, Physical Therapy | HoverTech Int
NO | YES |  |  |  | 142-08115 | 142-08115 | HoverTech International | HTAIR1200 |  | SN2F110357 | NE-ICU | MHHS-Northeast |  | Massage Machine, Physical Therapy |  | 142-08115 | 142-08115 | Katy | MHHS-Northeast | NE-ICU |  | 1/1/19 | 2/1/20 |  |  | CONTROLLERS | Massage Machine, Physical Therapy | PTMASSAG-HoverTech Int-HTAIR 1200 | PTMASSAG | HTAIR 1200 |  |  |  | HoverTech Int | Massage Machine, Physical Therapy |  |  | PTMASSAG-HoverTech Int-HTAIR 1200 | 11/1/13 |  |  | Covered PM Repair - Biomedical | MHHS-Northeast | [8 empty] | PTMASSAG | Massage Machine, Physical Therapy | HoverTech Int
NO | YES |  |  |  | 142-08111 | 142-08111 | HoverTech International | HTAIR1200 |  | SN2G091608 | NE-IMU1 | MHHS-Northeast |  | Massage Machine, Physical Therapy |  | 142-08111 | 142-08111 | Katy | MHHS-Northeast | NE-IMU1 |  | 10/1/19 | 10/1/20 |  |  | CONTROLLERS | Massage Machine, Physical Therapy | PTMASSAG-HoverTech Int-HTAIR 1200 | PTMASSAG | HTAIR 1200 |  |  |  | HoverTech Int | Massage Machine, Physical Therapy |  |  | PTMASSAG-HoverTech Int-HTAIR 1200 | 9/17/18 |  |  | Covered PM Repair - Biomedical | MHHS-Northeast | [8 empty] | PTMASSAG | Massage Machine, Physical Therapy | HoverTech Int
NO | YES |  |  |  | 142-08113 | 142-08113 | HoverTech International | HTAIR1200 |  | SN2G110412 | NE-IMU2 | MHHS-Northeast |  | Massage Machine, Physical Therapy |  | 142-08113 | 142-08113 | Katy | MHHS-Northeast | NE-IMU2 |  | 1/1/19 |  |  |  | CONTROLLERS | Massage Machine, Physical Therapy | PTMASSAG-HoverTech Int-HTAIR 1200 | PTMASSAG | HTAIR 1200 |  |  |  | HoverTech Int | Massage Machine, Physical Therapy |  |  | PTMASSAG-HoverTech Int-HTAIR 1200 | 5/29/19 |  |  | Covered PM Repair - Biomedical | MHHS-Northeast | [8 empty] | PTMASSAG | Massage Machine, Physical Therapy | HoverTech Int
NO | YES |  |  |  | 142-07317 | 142-07317 | HoverTech International | HTAIR1200 |  | 2I010570 | NE-Labor & Delivery | MHHS-Northeast |  | Massage Machine, Physical Therapy |  | 142-07317 | 142-07317 | Katy | MHHS-Northeast | NE-Labor & Delivery | OR 1 | 6/1/19 | 5/1/20 |  |  | CONTROLLERS | Massage Machine, Physical Therapy | PTMASSAG-HoverTech Int-HTAIR 1200 | PTMASSAG | HTAIR 1200 |  |  |  | HoverTech Int | Massage Machine, Physical Therapy |  |  | PTMASSAG-HoverTech Int-HTAIR 1200 | 11/7/13 |  |  | Covered PM Repair - Biomedical | MHHS-Northeast | [8 empty] | PTMASSAG | Massage Machine, Physical Therapy | HoverTech Int
NO | YES |  |  |  | 142-08138 | 142-08138 | HoverTech International | HTAIR1200 |  | SN2G041792 | NE-OR | MHHS-Northeast |  | Massage Machine, Physical Therapy |  | 142-08138 | 142-08138 | Katy | MHHS-Northeast | NE-OR | OR 4 | 1/1/19 | 1/1/20 |  |  | CONTROLLERS | Massage Machine, Physical Therapy | PTMASSAG-HoverTech Int-HTAIR 1200 | PTMASSAG | HTAIR 1200 |  |  |  | HoverTech Int | Massage Machine, Physical Therapy |  |  | PTMASSAG-HoverTech Int-HTAIR 1200 | 11/7/13 |  |  | Covered PM Repair - Biomedical | MHHS-Northeast | [8 empty] | PTMASSAG | Massage Machine, Physical Therapy | HoverTech Int
NO | YES |  |  |  | 142-08139 | 142-08139 | HoverTech International | HTAIR1200 |  | SN2G041784 | NE-OR | MHHS-Northeast |  | Massage Machine, Physical Therapy |  | 142-08139 | 142-08139 | Katy | MHHS-Northeast | NE-OR | OR Hybrid Room supply room | 1/1/19 | 2/1/20 |  |  | CONTROLLERS | Massage Machine, Physical Therapy | PTMASSAG-HoverTech Int-HTAIR 1200 | PTMASSAG | HTAIR 1200 |  |  |  | HoverTech Int | Massage Machine, Physical Therapy |  |  | PTMASSAG-HoverTech Int-HTAIR 1200 | 7/22/17 |  |  | Covered PM Repair - Biomedical | MHHS-Northeast | [8 empty] | PTMASSAG | Massage Machine, Physical Therapy | HoverTech Int
NO | YES |  |  |  | 583-00721 | 583-00721 | HoverTech International | HTAIR1200 |  | SN2E090115 | KT CCC-(KY)-Emergency Room | MHHS-South Katy CCC |  | Massage Machine, Physical Therapy |  | 583-00721 | 583-00721 | Katy | MHHS-Others | KT CCC-(KY)-Emergency Room | Clean equipment | 5/1/19 |  |  |  | CONTROLLERS | Massage Machine, Physical Therapy | PTMASSAG-HoverTech Int-HTAIR 1200 | PTMASSAG | HTAIR 1200 |  |  |  | HoverTech Int | Massage Machine, Physical Therapy |  |  | PTMASSAG-HoverTech Int-HTAIR 1200 | 12/10/19 |  |  | Covered PM Repair - Biomedical | MHHS-South Katy CCC | [8 empty] | PTMASSAG | Massage Machine, Physical Therapy | HoverTech Int
NO | YES |  |  |  | 129-07818 | 129-07818 | HoverTech International | HTAIR1200 |  | 2F052529 | Sugar Land-OR | MHHS-Sugarland |  | Massage Machine, Physical Therapy |  | 129-07818 | 129-07818 | Sugar Land | MHHS-Sugarland | Sugar Land-OR | OR Storage | 8/1/19 |  |  |  | CONTROLLERS | Massage Machine, Physical Therapy | PTMASSAG-HoverTech Int-HTAIR 1200 | PTMASSAG | HTAIR 1200 |  |  |  | HoverTech Int | Massage Machine, Physical Therapy |  |  | PTMASSAG-HoverTech Int-HTAIR 1200 | 11/1/13 |  |  | Covered PM Repair - Biomedical | MHHS-Sugarland | [8 empty] | PTMASSAG | Massage Machine, Physical Therapy | HoverTech Int
NO | YES |  |  |  | 129-07819 | 129-07819 | HoverTech International | HTAIR1200 |  | 2F052839 | Sugar Land-OR | MHHS-Sugarland |  | Massage Machine, Physical Therapy |  | 129-07819 | 129-07819 | Sugar Land | MHHS-Sugarland | Sugar Land-OR | Biomed | 8/1/19 | 8/1/20 |  |  | CONTROLLERS | Massage Machine, Physical Therapy | PTMASSAG-HoverTech Int-HTAIR 1200 | PTMASSAG | HTAIR 1200 |  |  |  | HoverTech Int | Massage Machine, Physical Therapy |  |  | PTMASSAG-HoverTech Int-HTAIR 1200 | 11/1/13 |  |  | Covered PM Repair - Biomedical | MHHS-Sugarland | [8 empty] | PTMASSAG | Massage Machine, Physical Therapy | HoverTech Int
NO | YES |  |  |  | 129-07820 | 129-07820 | HoverTech International | HTAIR1200 |  | 2F051071 | Sugar Land-OR | MHHS-Sugarland |  | Massage Machine, Physical Therapy |  | 129-07820 | 129-07820 | Sugar Land | MHHS-Sugarland | Sugar Land-OR | OR Storage | 8/1/18 |  |  |  | CONTROLLERS | Massage Machine, Physical Therapy | PTMASSAG-HoverTech Int-HTAIR 1200 | PTMASSAG | HTAIR 1200 |  |  |  | HoverTech Int | Massage Machine, Physical Therapy |  |  | PTMASSAG-HoverTech Int-HTAIR 1200 | 11/1/13 |  |  | Covered PM Repair - Biomedical | MHHS-Sugarland | [8 empty] | PTMASSAG | Massage Machine, Physical Therapy | HoverTech Int
NO | YES |  |  |  | 129-07821 | 129-07821 | HoverTech International | HTAIR1200 |  | 2G091496 | Sugar Land-PACU | MHHS-Sugarland |  | Massage Machine, Physical Therapy |  | 129-07821 | 129-07821 | Sugar Land | MHHS-Sugarland | Sugar Land-PACU | Clean storage | 1/1/20 |  | 1/1/21 |  | CONTROLLERS | Massage Machine, Physical Therapy | PTMASSAG-HoverTech Int-HTAIR 1200 | PTMASSAG | HTAIR 1200 |  |  |  | HoverTech Int | Massage Machine, Physical Therapy |  |  | PTMASSAG-HoverTech Int-HTAIR 1200 | 9/17/20 |  |  | Not Covered Vendor Only - Biomedical | MHHS-Sugarland | [8 empty] | PTMASSAG | Massage Machine, Physical Therapy | HoverTech Int
NO | YES |  |  |  | 129-07822 | 129-07822 | HoverTech International | HTAIR1200 |  | 2F051546 | Operating Room | MHHS-Sugarland |  | Massage Machine, Physical Therapy |  | 129-07822 | 129-07822 | Sugar Land | Memorial Hermann Sugar Land Hospital | Operating Room | Equipment Storage W2 300.5 | 8/1/19 |  |  |  | CONTROLLERS | Massage Machine, Physical Therapy | PTMASSAG-HoverTech Int-HTAIR 1200 | PTMASSAG | HTAIR 1200 |  |  |  | HoverTech Int | Massage Machine, Physical Therapy |  |  | PTMASSAG-HoverTech Int-HTAIR 1200 | 11/1/13 |  |  | Covered PM Repair - Biomedical | MHHS-Sugarland | [8 empty] | PTMASSAG | Massage Machine, Physical Therapy | HoverTech Int
NO | YES |  |  |  | 029-07461 | 029-07461 | HoverTech International | HTAIR1200 |  | 2C010640 | Woodlands-ER | MHHS-Woodlands |  | Massage Machine, Physical Therapy |  | 029-07461 | 029-07461 | Woodlands | MHHS-Woodlands | Woodlands-ER | Storage equipment | 9/1/19 |  |  |  | CONTROLLERS | Massage Machine, Physical Therapy | PTMASSAG-HoverTech Int-HTAIR 1200 | PTMASSAG | HTAIR 1200 |  |  |  | HoverTech Int | Massage Machine, Physical Therapy |  |  | PTMASSAG-HoverTech Int-HTAIR 1200 | 11/1/13 |  |  | Covered PM Repair - Biomedical | MHHS-Woodlands | [8 empty] | PTMASSAG | Massage Machine, Physical Therapy | HoverTech Int
NO | YES |  |  |  | 029-12379 | 029-12379 | HoverTech International | HTAIR1200 |  | 2F051397 | Woodlands-ER | MHHS-Woodlands |  | Massage Machine, Physical Therapy |  | 029-12379 | 029-12379 | Woodlands | MHHS-Woodlands | Woodlands-ER | Storage equipment | 9/1/19 |  |  |  | CONTROLLERS | Massage Machine, Physical Therapy | PTMASSAG-HoverTech Int-HTAIR 1200 | PTMASSAG | HTAIR 1200 |  |  |  | HoverTech Int | Massage Machine, Physical Therapy |  |  | PTMASSAG-HoverTech Int-HTAIR 1200 | 11/1/13 |  |  | Covered PM Repair - Biomedical | MHHS-Woodlands | [8 empty] | PTMASSAG | Massage Machine, Physical Therapy | HoverTech Int
NO | YES | Asset Tag 029-09741 |  |  | 029-09741 | 029-09741 | HoverTech International | HTAIR1200 |  | SN2E090975 | Woodlands-OR | MHHS-Woodlands |  | Massage Machine, Physical Therapy |  | 029-09741 | 029-09741 | Woodlands | MHHS-Woodlands | Woodlands-OR |  | 9/30/19 |  |  |  | CONTROLLERS | Massage Machine, Physical Therapy | PTMASSAG-HoverTech Int-HTAIR 1200 | PTMASSAG | HTAIR 1200 |  |  |  | HoverTech Int | Massage Machine, Physical Therapy |  |  | PTMASSAG-HoverTech Int-HTAIR 1200 | 11/1/13 | Finished from Script 3/27/2020 12:11:52pm (Central) |  | Covered PM Repair - Biomedical | MHHS-Woodlands | [8 empty] | PTMASSAG | Massage Machine, Physical Therapy | HoverTech Int
NO | YES |  |  |  | 029-10199 | 029-10199 | HoverTech International | HTAIR1200 |  | SN2F050768 | Woodlands-OR | MHHS-Woodlands |  | Massage Machine, Physical Therapy |  | 029-10199 | 029-10199 | Woodlands | MHHS-Woodlands | Woodlands-OR | Surgery storage | 10/1/19 |  | 10/1/20 |  | CONTROLLERS | Massage Machine, Physical Therapy | PTMASSAG-HoverTech Int-HTAIR 1200 | PTMASSAG | HTAIR 1200 |  |  |  | HoverTech Int | Massage Machine, Physical Therapy |  |  | PTMASSAG-HoverTech Int-HTAIR 1200 | 11/12/20 |  |  | Covered PM Repair - Biomedical | MHHS-Woodlands | [8 empty] | PTMASSAG | Massage Machine, Physical Therapy | HoverTech Int
NO | NO |  |  |  | SN2G042055 |  | HoverTech International | HTAIR1200 |  | SN2G042055 | CY - ICU | MHHS-Cypress |  | Massage Machine, Physical Therapy |  | SN2G042055 |  | Northwest & Cypress |  | CY - ICU | [5 empty] | CONTROLLERS |  | PTMASSAG-HoverTech Int-HTAIR 1200 | PTMASSAG | HTAIR 1200 |  |  |  | HoverTech Int | Massage Machine, Physical Therapy |  |  | PTMASSAG-HoverTech Int-HTAIR 1200 |  |  |  | Covered PM Repair - Biomedical | MHHS-Cypress
NO | NO |  |  |  | SN2G042067 |  | HoverTech International | HTAIR1200 |  | SN2G042067 | CY - ICU | MHHS-Cypress |  | Massage Machine, Physical Therapy |  | SN2G042067 |  | Northwest & Cypress |  | CY - ICU | [5 empty] | CONTROLLERS |  | PTMASSAG-HoverTech Int-HTAIR 1200 | PTMASSAG | HTAIR 1200 |  |  |  | HoverTech Int | Massage Machine, Physical Therapy |  |  | PTMASSAG-HoverTech Int-HTAIR 1200 |  |  |  | Covered PM Repair - Biomedical | MHHS-Cypress
NO | NO |  |  |  | SN2G041721 |  | HoverTech International | HTAIR1200 |  | SN2G041721 | CY - L&D | MHHS-Cypress |  | Massage Machine, Physical Therapy |  | SN2G041721 |  | Northwest & Cypress |  | CY - L&D | [5 empty] | CONTROLLERS |  | PTMASSAG-HoverTech Int-HTAIR 1200 | PTMASSAG | HTAIR 1200 |  |  |  | HoverTech Int | Massage Machine, Physical Therapy |  |  | PTMASSAG-HoverTech Int-HTAIR 1200 |  |  |  | Not Covered Vendor Only - Biomedical | MHHS-Cypress
NO | NO |  |  |  | 009-33698 |  | HoverTech International | HTAIR1200 |  |  | GH - CV ICU | MHHS-Greater Heights |  | Massage Machine, Physical Therapy |  | 009-33698 |  | Central & Greater Heights |  | GH - CV ICU | [5 empty] | CONTROLLERS |  | PTMASSAG-HoverTech Int-HTAIR 1200 | PTMASSAG | HTAIR 1200 |  |  |  | HoverTech Int | Massage Machine, Physical Therapy |  |  | PTMASSAG-HoverTech Int-HTAIR 1200 |  |  |  | Covered PM Repair - Biomedical | MHHS-Greater Heights
NO | NO |  |  |  | 009-33592 |  | HoverTech International | HTAIR1200 |  | SN2G120982 | GH - GENERAL SURGERY 3 SOUTH | MHHS-Greater Heights |  | Massage Machine, Physical Therapy |  | 009-33592 |  | Central & Greater Heights |  | GH - GENERAL SURGERY 3 SOUTH | [5 empty] | CONTROLLERS |  | PTMASSAG-HoverTech Int-HTAIR 1200 | PTMASSAG | HTAIR 1200 |  |  |  | HoverTech Int | Massage Machine, Physical Therapy |  |  | PTMASSAG-HoverTech Int-HTAIR 1200 |  |  |  | Covered PM Repair - Biomedical | MHHS-Greater Heights
NO | NO |  |  |  | 009-34438 |  | HoverTech International | HTAIR1200 |  | 2H062310 | GH - GENERAL SURGERY 3 SOUTH | MHHS-Greater Heights |  | Massage Machine, Physical Therapy |  | 009-34438 |  | Central & Greater Heights |  | GH - GENERAL SURGERY 3 SOUTH | [5 empty] | CONTROLLERS |  | PTMASSAG-HoverTech Int-HTAIR 1200 | PTMASSAG | HTAIR 1200 |  |  |  | HoverTech Int | Massage Machine, Physical Therapy |  |  | PTMASSAG-HoverTech Int-HTAIR 1200 |  |  |  | Covered PM Repair - Biomedical | MHHS-Greater Heights
NO | NO |  |  |  | 009-33697 |  | HoverTech International | HTAIR1200 |  |  | GH - ICU | MHHS-Greater Heights |  | Massage Machine, Physical Therapy |  | 009-33697 |  | Central & Greater Heights |  | GH - ICU | [5 empty] | CONTROLLERS |  | PTMASSAG-HoverTech Int-HTAIR 1200 | PTMASSAG | HTAIR 1200 |  |  |  | HoverTech Int | Massage Machine, Physical Therapy |  |  | PTMASSAG-HoverTech Int-HTAIR 1200 |  |  |  | Covered PM Repair - Biomedical | MHHS-Greater Heights
NO | NO |  |  |  | 009-33565 |  | HoverTech International | HTAIR1200 |  | SN2G120978 | GH - OR | MHHS-Greater Heights |  | Massage Machine, Physical Therapy |  | 009-33565 |  | Central & Greater Heights |  | GH - OR | [5 empty] | CONTROLLERS |  | PTMASSAG-HoverTech Int-HTAIR 1200 | PTMASSAG | HTAIR 1200 |  |  |  | HoverTech Int | Massage Machine, Physical Therapy |  |  | PTMASSAG-HoverTech Int-HTAIR 1200 |  |  |  | Covered PM Repair - Biomedical | MHHS-Greater Heights
NO | NO |  |  |  | 009-33590 |  | HoverTech International | HTAIR1200 |  | SN2G120780 | GH - ORTHO JOINT CENTER 4N | MHHS-Greater Heights |  | Massage Machine, Physical Therapy |  | 009-33590 |  | Central & Greater Heights |  | GH - ORTHO JOINT CENTER 4N | [5 empty] | CONTROLLERS |  | PTMASSAG-HoverTech Int-HTAIR 1200 | PTMASSAG | HTAIR 1200 |  |  |  | HoverTech Int | Massage Machine, Physical Therapy |  |  | PTMASSAG-HoverTech Int-HTAIR 1200 |  |  |  | Covered PM Repair - Biomedical | MHHS-Greater Heights
NO | NO |  |  |  | 009-33591 |  | HoverTech International | HTAIR1200 |  | SN2G120987 | GH - RADIOLOGY | MHHS-Greater Heights |  | Massage Machine, Physical Therapy |  | 009-33591 |  | Central & Greater Heights |  | GH - RADIOLOGY | [5 empty] | CONTROLLERS |  | PTMASSAG-HoverTech Int-HTAIR 1200 | PTMASSAG | HTAIR 1200 |  |  |  | HoverTech Int | Massage Machine, Physical Therapy |  |  | PTMASSAG-HoverTech Int-HTAIR 1200 |  |  |  | Covered PM Repair - Biomedical | MHHS-Greater Heights
NO | NO |  |  |  | 133-09915 |  | HoverTech International | HTAIR1200 |  | 2G042048 | KATY - OR | MHHS-Katy |  | Massage Machine, Physical Therapy |  | 133-09915 |  | Katy |  | KATY - OR | [5 empty] | CONTROLLERS |  | PTMASSAG-HoverTech Int-HTAIR 1200 | PTMASSAG | HTAIR 1200 |  |  |  | HoverTech Int | Massage Machine, Physical Therapy |  |  | PTMASSAG-HoverTech Int-HTAIR 1200 |  |  |  | Covered PM Repair - Biomedical | MHHS-Katy
NO | NO |  |  |  | 041-18166 |  | HoverTech International | HTAIR1200 |  | SN2D071466 | MEMORIAL CITY - CENTRAL SUPPLY | MHHS-Mem City |  | Massage Machine, Physical Therapy |  | 041-18166 |  | West & Memorial City |  | MEMORIAL CITY - CENTRAL SUPPLY | [5 empty] | CONTROLLERS |  | PTMASSAG-HoverTech Int-HTAIR 1200 | PTMASSAG | HTAIR 1200 |  |  |  | HoverTech Int | Massage Machine, Physical Therapy |  |  | PTMASSAG-HoverTech Int-HTAIR 1200 |  |  |  | Covered PM Repair - Biomedical | MHHS-Mem City
NO | NO |  |  |  | 041-18169 |  | HoverTech International | HTAIR1200 |  | SN2D071718 | MEMORIAL CITY - CENTRAL SUPPLY | MHHS-Mem City |  | Massage Machine, Physical Therapy |  | 041-18169 |  | West & Memorial City |  | MEMORIAL CITY - CENTRAL SUPPLY | [5 empty] | CONTROLLERS |  | PTMASSAG-HoverTech Int-HTAIR 1200 | PTMASSAG | HTAIR 1200 |  |  |  | HoverTech Int | Massage Machine, Physical Therapy |  |  | PTMASSAG-HoverTech Int-HTAIR 1200 |  |  |  | Covered PM Repair - Biomedical | MHHS-Mem City
NO | NO |  |  |  | 041-18172 |  | HoverTech International | HTAIR1200 |  | SN2D071409 | MEMORIAL CITY - CENTRAL SUPPLY | MHHS-Mem City |  | Massage Machine, Physical Therapy |  | 041-18172 |  | West & Memorial City |  | MEMORIAL CITY - CENTRAL SUPPLY | [5 empty] | CONTROLLERS |  | PTMASSAG-HoverTech Int-HTAIR 1200 | PTMASSAG | HTAIR 1200 |  |  |  | HoverTech Int | Massage Machine, Physical Therapy |  |  | PTMASSAG-HoverTech Int-HTAIR 1200 |  |  |  | Covered PM Repair - Biomedical | MHHS-Mem City
NO | NO |  |  |  | 041-18173 |  | HoverTech International | HTAIR1200 |  | SN2D071574 | MEMORIAL CITY - CENTRAL SUPPLY | MHHS-Mem City |  | Massage Machine, Physical Therapy |  | 041-18173 |  | West & Memorial City |  | MEMORIAL CITY - CENTRAL SUPPLY | [5 empty] | CONTROLLERS |  | PTMASSAG-HoverTech Int-HTAIR 1200 | PTMASSAG | HTAIR 1200 |  |  |  | HoverTech Int | Massage Machine, Physical Therapy |  |  | PTMASSAG-HoverTech Int-HTAIR 1200 |  |  |  | Covered PM Repair - Biomedical | MHHS-Mem City
NO | NO |  |  |  | 041-18174 |  | HoverTech International | HTAIR1200 |  | SN2D071433 | MEMORIAL CITY - CENTRAL SUPPLY | MHHS-Mem City |  | Massage Machine, Physical Therapy |  | 041-18174 |  | West & Memorial City |  | MEMORIAL CITY - CENTRAL SUPPLY | [5 empty] | CONTROLLERS |  | PTMASSAG-HoverTech Int-HTAIR 1200 | PTMASSAG | HTAIR 1200 |  |  |  | HoverTech Int | Massage Machine, Physical Therapy |  |  | PTMASSAG-HoverTech Int-HTAIR 1200 |  |  |  | Covered PM Repair - Biomedical | MHHS-Mem City
NO | NO |  |  |  | 041-32370 |  | HoverTech International | HTAIR1200 |  | 2i010585 | MEMORIAL CITY - CENTRAL SUPPLY | MHHS-Mem City |  | Massage Machine, Physical Therapy |  | 041-32370 |  | West & Memorial City |  | MEMORIAL CITY - CENTRAL SUPPLY | [5 empty] | CONTROLLERS |  | PTMASSAG-HoverTech Int-HTAIR 1200 | PTMASSAG | HTAIR 1200 |  |  |  | HoverTech Int | Massage Machine, Physical Therapy |  |  | PTMASSAG-HoverTech Int-HTAIR 1200 |  |  |  | Covered PM Repair - Biomedical | MHHS-Mem City
NO | NO |  |  |  | 041-19661 |  | HoverTech International | HTAIR1200 |  | 2F051410 | MEMORIAL CITY - MICU | MHHS-Mem City |  | Massage Machine, Physical Therapy |  | 041-19661 |  | West & Memorial City |  | MEMORIAL CITY - MICU | [5 empty] | CONTROLLERS |  | PTMASSAG-HoverTech Int-HTAIR 1200 | PTMASSAG | HTAIR 1200 |  |  |  | HoverTech Int | Massage Machine, Physical Therapy |  |  | PTMASSAG-HoverTech Int-HTAIR 1200 |  |  |  | Covered PM Repair - Biomedical | MHHS-Mem City
NO | NO |  |  |  | 142-08133 |  | HoverTech International | HTAIR1200 |  | SN2G041965 | NE - 5 SOUTH WEST | MHHS-Northeast |  | Massage Machine, Physical Therapy |  | 142-08133 |  | Katy |  | NE - 5 SOUTH WEST | [5 empty] | CONTROLLERS |  | PTMASSAG-HoverTech Int-HTAIR 1200 | PTMASSAG | HTAIR 1200 |  |  |  | HoverTech Int | Massage Machine, Physical Therapy |  |  | PTMASSAG-HoverTech Int-HTAIR 1200 |  |  |  | Covered PM Repair - Biomedical | MHHS-Northeast
NO | NO |  |  |  | 142-08122 |  | HoverTech International | HTAIR1200 |  | SN2F110551 | NE - CLINICAL DECISION UNIT | MHHS-Northeast |  | Massage Machine, Physical Therapy |  | 142-08122 |  | Katy |  | NE - CLINICAL DECISION UNIT | [5 empty] | CONTROLLERS |  | PTMASSAG-HoverTech Int-HTAIR 1200 | PTMASSAG | HTAIR 1200 |  |  |  | HoverTech Int | Massage Machine, Physical Therapy |  |  | PTMASSAG-HoverTech Int-HTAIR 1200 |  |  |  | Covered PM Repair - Biomedical | MHHS-Northeast
NO | NO |  |  |  | 142-08116 |  | HoverTech International | HTAIR1200 |  | SN2H062217 | NE - ENDOSCOPY | MHHS-Northeast |  | Massage Machine, Physical Therapy |  | 142-08116 |  | Katy |  | NE - ENDOSCOPY | [5 empty] | CONTROLLERS |  | PTMASSAG-HoverTech Int-HTAIR 1200 | PTMASSAG | HTAIR 1200 |  |  |  | HoverTech Int | Massage Machine, Physical Therapy |  |  | PTMASSAG-HoverTech Int-HTAIR 1200 |  |  |  | Covered PM Repair - Biomedical | MHHS-Northeast
NO | NO |  |  |  | 142-08119 |  | HoverTech International | HTAIR1200 |  | SN2H062397 | NE - ER | MHHS-Northeast |  | Massage Machine, Physical Therapy |  | 142-08119 |  | Katy |  | NE - ER | [5 empty] | CONTROLLERS |  | PTMASSAG-HoverTech Int-HTAIR 1200 | PTMASSAG | HTAIR 1200 |  |  |  | HoverTech Int | Massage Machine, Physical Therapy |  |  | PTMASSAG-HoverTech Int-HTAIR 1200 |  |  |  | Covered PM Repair - Biomedical | MHHS-Northeast
NO | NO |  |  |  | 142-08114 |  | HoverTech International | HTAIR1200 |  | SN2H062529 | NE - ICU | MHHS-Northeast |  | Massage Machine, Physical Therapy |  | 142-08114 |  | Katy |  | NE - ICU | [5 empty] | CONTROLLERS |  | PTMASSAG-HoverTech Int-HTAIR 1200 | PTMASSAG | HTAIR 1200 |  |  |  | HoverTech Int | Massage Machine, Physical Therapy |  |  | PTMASSAG-HoverTech Int-HTAIR 1200 |  |  |  | Covered PM Repair - Biomedical | MHHS-Northeast
NO | NO |  |  |  | 142-08112 |  | HoverTech International | HTAIR1200 |  | SN2H062477 | NE - IMU1 | MHHS-Northeast |  | Massage Machine, Physical Therapy |  | 142-08112 |  | Katy |  | NE - IMU1 | [5 empty] | CONTROLLERS |  | PTMASSAG-HoverTech Int-HTAIR 1200 | PTMASSAG | HTAIR 1200 |  |  |  | HoverTech Int | Massage Machine, Physical Therapy |  |  | PTMASSAG-HoverTech Int-HTAIR 1200 |  |  |  | Covered PM Repair - Biomedical | MHHS-Northeast
NO | NO |  |  |  | 142-08117 |  | HoverTech International | HTAIR1200 |  | SN2F110451 | NE - RADIOLOGY | MHHS-Northeast |  | Massage Machine, Physical Therapy |  | 142-08117 |  | Katy |  | NE - RADIOLOGY | [5 empty] | CONTROLLERS |  | PTMASSAG-HoverTech Int-HTAIR 1200 | PTMASSAG | HTAIR 1200 |  |  |  | HoverTech Int | Massage Machine, Physical Therapy |  |  | PTMASSAG-HoverTech Int-HTAIR 1200 |  |  |  | Covered PM Repair - Biomedical | MHHS-Northeast
NO | NO |  |  |  | 142-08118 |  | HoverTech International | HTAIR1200 |  | SN2F110584 | NE - RADIOLOGY | MHHS-Northeast |  | Massage Machine, Physical Therapy |  | 142-08118 |  | Katy |  | NE - RADIOLOGY | [5 empty] | CONTROLLERS |  | PTMASSAG-HoverTech Int-HTAIR 1200 | PTMASSAG | HTAIR 1200 |  |  |  | HoverTech Int | Massage Machine, Physical Therapy |  |  | PTMASSAG-HoverTech Int-HTAIR 1200 |  |  |  | Not Covered Vendor Only - Biomedical | MHHS-Northeast
NO | NO |  |  |  | 029-10200 |  | HoverTech International | HTAIR1200 |  | SN2F050771 | WOODLANDS - OR | MHHS-Woodlands |  | Massage Machine, Physical Therapy |  | 029-10200 |  | Woodlands |  | WOODLANDS - OR | [5 empty] | CONTROLLERS |  | PTMASSAG-HoverTech Int-HTAIR 1200 | PTMASSAG | HTAIR 1200 |  |  |  | HoverTech Int | Massage Machine, Physical Therapy |  |  | PTMASSAG-HoverTech Int-HTAIR 1200 |  |  |  | Covered PM Repair - Biomedical | MHHS-Woodlands
NO | NO | [5 empty] | HoverTech International | HTAIR1200 |  | SN2C010773 | WOODLANDS - PCU5 | MHHS-Woodlands |  | Massage Machine, Physical Therapy |  |  |  | Woodlands |  | WOODLANDS - PCU5 | [5 empty] | CONTROLLERS |  | PTMASSAG-HoverTech Int-HTAIR 1200 | PTMASSAG | HTAIR 1200 |  |  |  | HoverTech Int | Massage Machine, Physical Therapy |  |  | PTMASSAG-HoverTech Int-HTAIR 1200 |  |  |  | Covered PM Repair - Biomedical | MHHS-Woodlands
YES | YES |  |  |  | K110621 | K110621 | Hoya ConBio | Pct |  | K110621 | GI Clinic |  |  |  |  | K110621 | K110621 | TMC | Memorial Hermann-Texas Medical Center | GI Clinic | Scope Room
NO | YES |  |  |  | 009-09748 | 009-09748 | HOYER | ADVANCE |  | 1212A158 | GH-Therapy Services | MHHS-Greater Heights |  | Table, Surgical, Electric |  | 009-09748 | 009-09748 | Central | MHHS-Greater Heights | GH-Therapy Services | TIRR | 7/1/19 |  | 7/1/20 |  | LIFTS, PATIENT TRANSFER | Table, Surgical, Electric | TABLESURGICALELECT-Allen Medical Sys-Advance | TABLESURGICALELECT | Advance |  |  |  | Allen Med Sys | Table, Surgical, Electric |  |  | TABLESURGICALELECT-Allen Medical Sys-Advance | 4/5/28 |  | TSE-A | Not Covered Vendor Only - Biomedical | MHHS-Greater Heights | [8 empty] | TABLESURGICALELECT | Table, Surgical, Electric | Allen Med Sys
NO | YES |  |  |  | 129-06032 | 129-06032 | HOYER | ADVANCE |  | 1402H0762 | TIRR-Sugar Land | MHHS-TIRR |  | Table, Surgical, Electric |  | 129-06032 | 129-06032 | Sugar Land | MHHS-Others | TIRR-Sugar Land | Gym | 2/1/18 | 2/1/19 |  |  | LIFTS, PATIENT TRANSFER | Table, Surgical, Electric | TABLESURGICALELECT-Allen Medical Sys-Advance | TABLESURGICALELECT | Advance |  |  |  | Allen Med Sys | Table, Surgical, Electric |  |  | TABLESURGICALELECT-Allen Medical Sys-Advance | 10/31/29 |  | TSE-A | Not Covered Vendor Only - Biomedical | MHHS-TIRR | [8 empty] | TABLESURGICALELECT | Table, Surgical, Electric | Allen Med Sys
NO | YES |  |  |  | 241-01791 | 241-01791 | HOYER | ADVANCE |  | 0611A001 | TIRR-Therapy Gym | MHHS-TIRR |  | Table, Surgical, Electric |  | 241-01791 | 241-01791 | TMC | MHHS-Others | TIRR-Therapy Gym | Rehab | 2/1/19 |  |  |  | LIFTS, PATIENT TRANSFER | Table, Surgical, Electric | TABLESURGICALELECT-Allen Medical Sys-Advance | TABLESURGICALELECT | Advance |  |  |  | Allen Med Sys | Table, Surgical, Electric |  |  | TABLESURGICALELECT-Allen Medical Sys-Advance | 7/14/25 |  | TSE-A | Covered PM Repair - Biomedical | MHHS-TIRR | [8 empty] | TABLESURGICALELECT | Table, Surgical, Electric | Allen Med Sys
NO | YES |  |  |  | 029-09225 | 029-09225 | HOYER | ADVANCE |  | 1310L0120 | TIRR-Woodlands Inpatient | MHHS-TIRR |  | Table, Surgical, Electric |  | 029-09225 | 029-09225 | Woodlands | MHHS-Others | TIRR-Woodlands Inpatient | TIRR |  |  |  |  | LIFTS, PATIENT TRANSFER | Table, Surgical, Electric | TABLESURGICALELECT-Allen Medical Sys-Advance | TABLESURGICALELECT | Advance |  |  |  | Allen Med Sys | Table, Surgical, Electric |  |  | TABLESURGICALELECT-Allen Medical Sys-Advance | 7/14/25 |  | TSE-A | Covered PM Repair - Biomedical | MHHS-TIRR | [8 empty] | TABLESURGICALELECT | Table, Surgical, Electric | Allen Med Sys
NO | NO |  |  |  | 009-33485 |  | HOYER | ADVANCE |  | 1804L0423 | GH - CLINICAL DECISION UNIT (CDU) | MHHS-Greater Heights |  | Table, Surgical, Electric |  | 009-33485 |  | Central & Greater Heights |  | GH - CLINICAL DECISION UNIT (CDU) | [5 empty] | LIFTS, PATIENT TRANSFER |  | TABLESURGICALELECT-Allen Medical Sys-Advance | TABLESURGICALELECT | Advance |  |  |  | Allen Med Sys | Table, Surgical, Electric |  |  | TABLESURGICALELECT-Allen Medical Sys-Advance |  |  |  | Not Covered Vendor Only - Biomedical | MHHS-Greater Heights
NO | NO |  |  |  | 241-01877 |  | HOYER | ADVANCE |  | 100XX1300 | TIRR - THERAPY GYM | MHHS-TIRR |  | Table, Surgical, Electric |  | 241-01877 |  | TMC |  | TIRR - THERAPY GYM | [5 empty] | LIFTS, PATIENT TRANSFER |  | TABLESURGICALELECT-Allen Medical Sys-Advance | TABLESURGICALELECT | Advance |  |  |  | Allen Med Sys | Table, Surgical, Electric |  |  | TABLESURGICALELECT-Allen Medical Sys-Advance |  |  |  | Covered PM Repair - Biomedical | MHHS-TIRR
NO | NO | [5 empty] | HOYER | CALIBRE |  | 1204L0178 | TMC - HERMANN - STICU (3HP) | MHHS-TMC |  | Lift, Patient Electrical |  |  |  | TMC |  | TMC - HERMANN - STICU (3HP) | [5 empty] | LIFTS, PATIENT TRANSFER |  | LIFTPATIENTELECTRIC-Summit Medical-Calibre | LIFTPATIENTELECTRIC | Calibre |  |  |  | Summit Medical | Lift, Patient Electrical |  |  | LIFTPATIENTELECTRIC-Summit Medical-Calibre |  |  |  | Not Covered Vendor Only - Biomedical | MHHS-TMC
NO | NO |  |  |  | 074-00929 |  | HOYER | CALIBRE |  | ER600-3095 | TMC - HVI - HEART FAILURE ICU (5HVI) | MHHS-TMC |  | Lift, Patient Electrical |  | 074-00929 |  | TMC |  | TMC - HVI - HEART FAILURE ICU (5HVI) | [5 empty] | LIFTS, PATIENT TRANSFER |  | LIFTPATIENTELECTRIC-Summit Medical-Calibre | LIFTPATIENTELECTRIC | Calibre |  |  |  | Summit Medical | Lift, Patient Electrical |  |  | LIFTPATIENTELECTRIC-Summit Medical-Calibre |  |  |  | Not Covered Vendor Only - Biomedical | MHHS-TMC
NO | YES |  |  |  | 069-43699 | 069-43699 | HOYER | HPL-600WB/WBSC |  | ER600-3157 | TMC-OR-Day Surgery (2R) | MHHS-TMC |  |  |  | 069-43699 | 069-43699 | TMC | MHHS-TMC | TMC-OR-Day Surgery (2R) | Pre Op hallway | 6/1/17 |  | 6/1/18 |  | LIFTS, PATIENT TRANSFER |  | .needs class | [5 empty] | Hoyer GmbH |  |  |  |  | 2/1/16 |  |  | Covered PM Repair - Biomedical | MHHS-TMC
YES | YES |  |  |  | 099-11209 | 099-11209 | Hoyer GmbH | Calibre 850 |  | 1543218-0025 | TMC - JONES - NEURO ACUTE CARE (5J) |  |  |  |  | 099-11209 | 099-11209 |  | Memorial Hermann-tmc | TMC - JONES - NEURO ACUTE CARE (5J) | Shower room
YES | YES |  |  |  | 013-34128 | 013-34128 | Hoyer GmbH | HOY-PRESENCE |  | WW110584-0039 | University place Senior |  |  |  |  | 013-34128 | 013-34128 | Southwest | University Place Senior Living | University place Senior | 1st floor nurses station | 8/1/19 | 8/1/20 |  |  |  | Lift, Patient Electrical | LIFTPATIENTELECTRIC-Hoyer GmbH-HOY-PRESENCE | [12 empty] | LPE-A | [9 empty] | Lift, Patient Electrical | LIFTPATIENTELECTRIC | Lift, Patient Electrical | Hoyer GmbH
YES | YES | Serial Number Cnf |  |  | 099-02715 | 099-02715 | Hoyer GmbH | HOY-PRESENCE |  | CNF | University place Senior |  |  |  |  | 099-02715 | 099-02715 | Southwest | University Place Senior Living | University place Senior | Nurses station | [5 empty] | Lift, Patient Electrical | LIFTPATIENTELECTRIC-Hoyer GmbH-HOY-PRESENCE | [12 empty] | LPE-A | [9 empty] | Lift, Patient Electrical | LIFTPATIENTELECTRIC | Lift, Patient Electrical | Hoyer GmbH
YES | YES |  |  |  | 013-17333 | 013-17333 | HP |  |  |  | Floor 4 |  |  |  |  | 013-17333 | 013-17333 | Southwest | Memorial Hermann Southwest Hospital | Floor 4 | Floor 4
YES | YES |  |  |  | 133-02881 | 133-02881 | HP | C9017A |  | CN5AK1T2XT | OPID - (KY) - KATY - 445 (MP1) |  |  |  |  | 133-02881 | 133-02881 | Katy | Katy | OPID - (KY) - KATY - 445 (MP1) |  |  | 2/1/20
YES | YES |  |  |  | 099-06404 | 099-06404 | Hp | Cnf |  | Sjt14430155ta | MEMORIAL CITY - Heart and vascualr institute |  |  |  |  | 099-06404 | 099-06404 | West | Memorial herman heart and vascular - memorial city | MEMORIAL CITY - Heart and vascualr institute | Server room e0238 |  |  |  | No pm found
YES | YES | Asset Tag 099-07678 |  |  | 099-07678 | 099-07678 | Hp | HP Envy 4500 |  | Check pic | Ultrasound 5 W2:265 |  |  |  |  | 099-07678 | 099-07678 | Southeast | Memorial Hermann Southeast Hospital | Ultrasound 5 W2:265 | Ultrasound 5 |  |  |  | No pm sticker
YES | YES |  |  |  | 077-07433 | 077-07433 | HP | HP Laser Jet P3015 | [7 empty] | 077-07433 | 077-07433 |  | Mermorial Hermann-Texas Medical Center |  | H7/50
YES | YES |  |  |  | 069-46315 | 069-46315 | HP | Laser Jet Enterprise M506 |  |  | NSICU |  |  |  |  | 069-46315 | 069-46315 | TMC | Memorial Hermann-Texas Medical Center | NSICU | NSICU Nurses Station
YES | YES |  |  |  | 069-43895 | 069-43895 | HP | Laser Jet P3015 |  |  | TMC - DIALYSIS - ADULT (9J) |  |  |  |  | 069-43895 | 069-43895 | TMC | J9 | TMC - DIALYSIS - ADULT (9J) | Nurses Station
YES | YES |  |  |  | 069-47986 | 069-47986 | Hp | Laserjet enterprise m506 |  | PHBBR59391 | TMC - SAROFIM 3 - PACU |  |  |  |  | 069-47986 | 069-47986 | TMC | Memorial Hermann-Texas Medical Center | TMC - SAROFIM 3 - PACU | Nurse station | 4/1/20
NO | YES |  |  |  | 009-01737 | 009-01737 | Hp | M10298 |  | 2922A02261 | GH-OR |  |  |  |  | 009-01737 | 009-01737 | Central | MHHS-Greater Heights | GH-OR | OR 4 | 3/1/19 |  | 3/1/20
YES | YES |  |  |  | 069-18401 | 069-18401 | HP | Workstation xw4200 |  | 2UA5190QM8 | TMC - HVI - CARDIOLOGY (3HVI) |  |  |  |  | 069-18401 | 069-18401 | TMC | Memorial Hermann-Texas Medical Center | TMC - HVI - CARDIOLOGY (3HVI) | HVI3144
NO | YES |  |  |  | 145-00162 | 145-00162 | Hp | Z420 workstation |  | CZC5440PY2 | Pearland-Radiology |  |  |  |  | 145-00162 | 145-00162 | Pearland | MHHS-Pearland Hospital | Pearland-Radiology | Reading room 214 Across from EEG room 246 | 6/1/17 | 2/1/20
NO | NO | [5 empty] | HTS, Inc. | NVR |  |  | TIRR - KIRBY GLENN | MHHS-TIRR | [5 empty] | TMC |  | TIRR - KIRBY GLENN | [5 empty] | ANALYZERS, PHYSIOLOGIC, VISUAL FUNCTION |  | .needs class | [13 empty] | Covered PM Repair - Biomedical | MHHS-TIRR
NO | YES |  |  |  |  | 099-14957 | HTS, Inc. | SVI |  | MXL210090P | TIRR-Kirby Glenn | MHHS-TIRR |  |  |  |  | 099-14957 | TMC | MHHS-Others | TIRR-Kirby Glenn | TIRR - KIRBY GLENN | 7/1/19 |  | 7/1/20 |  | WORKSTATIONS |  | .needs class | [13 empty] | Covered PM Repair - Biomedical | MHHS-TIRR
NO | NO |  |  |  | 009-34358 |  | HTS, Inc. | SVI |  | N/A | TIRR - GREATER HEIGHTS | MHHS-TIRR |  |  |  | 009-34358 |  | Central & Greater Heights |  | TIRR - GREATER HEIGHTS | [5 empty] | WORKSTATIONS |  | .needs class | [13 empty] | Covered PM Repair - Biomedical | MHHS-TIRR
YES | YES |  |  |  | 099-06217 | 099-06217 | Hudson Fitness Equip | Cnf |  | 070-8900 | Occupational therapy |  |  |  |  | 099-06217 | 099-06217 | Southeast | Memorial Hermann Southeast Hospital | Occupational therapy | E2.001 |  |  |  | No pm |  |  | .needs class
NO | YES |  |  |  | 151-04443 |  | Hudson RCI |  |  |  | Biomed Dept |  |  |  |  | 151-04443 |  | West | Memorial Hermann - Memorial City | Biomed Dept | Biomed Dept
NO | YES |  |  |  | 005-08108 | 005-08108 | Hudson RCI | PRO FITNESS CONSOLE |  | NSN | SE-Cardiac Rehab | MHHS-Southeast |  |  |  | 005-08108 | 005-08108 | Southeast | MHHS-Southeast | SE-Cardiac Rehab | W2.424 | 2/1/19 |  | 2/1/20 |  | EXERCISERS |  | .needs class | [5 empty] | HUDSON RCI |  |  |  |  | 4/14/17 |  |  | Covered PM Repair - Biomedical | MHHS-Southeast
NO | YES |  |  |  |  | 099-02867 | Huestis | SF-II |  | NSN | NE-Cancer Center | MHHS-Northeast |  | Radiotherapy Shielding Block Foam Cutter |  |  | 099-02867 | Katy | MHHS-Northeast | NE-Cancer Center | Fabrication Room | 10/1/18 |  |  |  | HANDPIECES, SURGICAL | Radiotherapy Shielding Block Foam Cutter | RADIOSHIELDFOAMCUTTER-HuestisMedical-SF-II | RADIOSHIELDFOAMCUTTER | SF-II |  |  |  | HuestisMedical | Radiotherapy Shielding Block Foam Cutter |  |  | RADIOSHIELDFOAMCUTTER-HuestisMedical-SF-II |  |  |  | Covered PM Repair - Biomedical | MHHS-Northeast | [8 empty] | RADIOSHIELDFOAMCUTTER | Radiotherapy Shielding Block Foam Cutter | HuestisMedical
NO | YES |  |  |  | FDT1702 |  | HUNTLEIGH | ACS900 |  |  | Rental Equipment | MHHS-Cypress |  |  |  | FDT1702 |  | Northwest & Cypress |  | Rental Equipment | [7 empty] | SEQUENTIALCOMPRESSIONDEV-Arjo Inc-Flowtron ACS900 |  | FLOWTRON ACS900-ACTIVE COMPRESSION SYSTM |  |  | SEQUENTIALCOMPRESSIONDEV-Arjo Inc-Flowtron ACS900 | [6 empty] | Verified as Rental |  |  | MHHS-Cypress
NO | YES |  |  |  | FDT359 |  | HUNTLEIGH | ACS900 |  |  | Rental Equipment | MHHS-Greater Heights |  |  |  | FDT359 |  | Central & Greater Heights |  | Rental Equipment | [7 empty] | SEQUENTIALCOMPRESSIONDEV-Arjo Inc-Flowtron ACS900 |  | FLOWTRON ACS900-ACTIVE COMPRESSION SYSTM |  |  | SEQUENTIALCOMPRESSIONDEV-Arjo Inc-Flowtron ACS900 | [6 empty] | Verified as Rental |  |  | MHHS-Greater Heights
NO | YES |  |  |  | FDT367 |  | HUNTLEIGH | ACS900 |  |  | Rental Equipment | MHHS-Greater Heights |  |  |  | FDT367 |  | Central & Greater Heights |  | Rental Equipment | [7 empty] | SEQUENTIALCOMPRESSIONDEV-Arjo Inc-Flowtron ACS900 |  | FLOWTRON ACS900-ACTIVE COMPRESSION SYSTM |  |  | SEQUENTIALCOMPRESSIONDEV-Arjo Inc-Flowtron ACS900 | [6 empty] | Verified as Rental |  |  | MHHS-Greater Heights
NO | YES |  |  |  | FDT488 |  | HUNTLEIGH | ACS900 |  |  | Rental Equipment | MHHS-Greater Heights |  |  |  | FDT488 |  | Central & Greater Heights |  | Rental Equipment | [7 empty] | SEQUENTIALCOMPRESSIONDEV-Arjo Inc-Flowtron ACS900 |  | FLOWTRON ACS900-ACTIVE COMPRESSION SYSTM |  |  | SEQUENTIALCOMPRESSIONDEV-Arjo Inc-Flowtron ACS900 | [6 empty] | Verified as Rental |  |  | MHHS-Greater Heights
NO | YES |  |  |  | FDT1614 |  | HUNTLEIGH | ACS900 |  |  | Rental Equipment | MHHS-Greater Heights |  |  |  | FDT1614 |  | Central & Greater Heights |  | Rental Equipment | [7 empty] | SEQUENTIALCOMPRESSIONDEV-Arjo Inc-Flowtron ACS900 |  | FLOWTRON ACS900-ACTIVE COMPRESSION SYSTM |  |  | SEQUENTIALCOMPRESSIONDEV-Arjo Inc-Flowtron ACS900 | [6 empty] | Verified as Rental |  |  | MHHS-Greater Heights
NO | YES |  |  |  | FDT1703 |  | HUNTLEIGH | ACS900 |  |  | Rental Equipment | MHHS-Greater Heights |  |  |  | FDT1703 |  | Central & Greater Heights |  | Rental Equipment | [7 empty] | SEQUENTIALCOMPRESSIONDEV-Arjo Inc-Flowtron ACS900 |  | FLOWTRON ACS900-ACTIVE COMPRESSION SYSTM |  |  | SEQUENTIALCOMPRESSIONDEV-Arjo Inc-Flowtron ACS900 | [6 empty] | Verified as Rental |  |  | MHHS-Greater Heights
NO | YES |  |  |  | FDT2167 |  | HUNTLEIGH | ACS900 |  |  | Rental Equipment | MHHS-Greater Heights |  |  |  | FDT2167 |  | Central & Greater Heights |  | Rental Equipment | [7 empty] | SEQUENTIALCOMPRESSIONDEV-Arjo Inc-Flowtron ACS900 |  | FLOWTRON ACS900-ACTIVE COMPRESSION SYSTM |  |  | SEQUENTIALCOMPRESSIONDEV-Arjo Inc-Flowtron ACS900 | [6 empty] | Verified as Rental |  |  | MHHS-Greater Heights
NO | YES |  |  |  | FDT351 |  | HUNTLEIGH | ACS900 |  |  | Rental | MHHS-Katy |  |  |  | FDT351 |  | Katy |  | Rental | [7 empty] | SEQUENTIALCOMPRESSIONDEV-Arjo Inc-Flowtron ACS900 |  | FLOWTRON ACS900-ACTIVE COMPRESSION SYSTM |  |  | SEQUENTIALCOMPRESSIONDEV-Arjo Inc-Flowtron ACS900 | [6 empty] | Verified as Rental |  |  | MHHS-Katy
NO | YES |  |  |  | FDT358 |  | HUNTLEIGH | ACS900 |  |  | Rental | MHHS-Katy |  |  |  | FDT358 |  | Katy |  | Rental | [7 empty] | SEQUENTIALCOMPRESSIONDEV-Arjo Inc-Flowtron ACS900 |  | FLOWTRON ACS900-ACTIVE COMPRESSION SYSTM |  |  | SEQUENTIALCOMPRESSIONDEV-Arjo Inc-Flowtron ACS900 | [6 empty] | Verified as Rental |  |  | MHHS-Katy
NO | YES |  |  |  | FDT402 |  | HUNTLEIGH | ACS900 |  |  | Rental | MHHS-Katy |  |  |  | FDT402 |  | Katy |  | Rental | [7 empty] | SEQUENTIALCOMPRESSIONDEV-Arjo Inc-Flowtron ACS900 |  | FLOWTRON ACS900-ACTIVE COMPRESSION SYSTM |  |  | SEQUENTIALCOMPRESSIONDEV-Arjo Inc-Flowtron ACS900 | [6 empty] | Verified as Rental |  |  | MHHS-Katy
NO | YES |  |  |  | FDT416 |  | HUNTLEIGH | ACS900 |  |  | Rental | MHHS-Katy |  |  |  | FDT416 |  | Katy |  | Rental | [7 empty] | SEQUENTIALCOMPRESSIONDEV-Arjo Inc-Flowtron ACS900 |  | FLOWTRON ACS900-ACTIVE COMPRESSION SYSTM |  |  | SEQUENTIALCOMPRESSIONDEV-Arjo Inc-Flowtron ACS900 | [6 empty] | Verified as Rental |  |  | MHHS-Katy
NO | YES |  |  |  | FDT432 |  | HUNTLEIGH | ACS900 |  |  | Rental | MHHS-Katy |  |  |  | FDT432 |  | Katy |  | Rental | [7 empty] | SEQUENTIALCOMPRESSIONDEV-Arjo Inc-Flowtron ACS900 |  | FLOWTRON ACS900-ACTIVE COMPRESSION SYSTM |  |  | SEQUENTIALCOMPRESSIONDEV-Arjo Inc-Flowtron ACS900 | [6 empty] | Verified as Rental |  |  | MHHS-Katy
NO | YES |  |  |  | FDT434 |  | HUNTLEIGH | ACS900 |  |  | Rental | MHHS-Katy |  |  |  | FDT434 |  | Katy |  | Rental | [7 empty] | SEQUENTIALCOMPRESSIONDEV-Arjo Inc-Flowtron ACS900 |  | FLOWTRON ACS900-ACTIVE COMPRESSION SYSTM |  |  | SEQUENTIALCOMPRESSIONDEV-Arjo Inc-Flowtron ACS900 | [6 empty] | Verified as Rental |  |  | MHHS-Katy
NO | YES |  |  |  | FDT529 |  | HUNTLEIGH | ACS900 |  |  | Rental | MHHS-Katy |  |  |  | FDT529 |  | Katy |  | Rental | [7 empty] | SEQUENTIALCOMPRESSIONDEV-Arjo Inc-Flowtron ACS900 |  | FLOWTRON ACS900-ACTIVE COMPRESSION SYSTM |  |  | SEQUENTIALCOMPRESSIONDEV-Arjo Inc-Flowtron ACS900 | [6 empty] | Verified as Rental |  |  | MHHS-Katy
NO | YES |  |  |  | FDT530 |  | HUNTLEIGH | ACS900 |  |  | Rental | MHHS-Katy |  |  |  | FDT530 |  | Katy |  | Rental | [7 empty] | SEQUENTIALCOMPRESSIONDEV-Arjo Inc-Flowtron ACS900 |  | FLOWTRON ACS900-ACTIVE COMPRESSION SYSTM |  |  | SEQUENTIALCOMPRESSIONDEV-Arjo Inc-Flowtron ACS900 | [6 empty] | Verified as Rental |  |  | MHHS-Katy
NO | YES |  |  |  | FDT552 |  | HUNTLEIGH | ACS900 |  |  | Rental | MHHS-Katy |  |  |  | FDT552 |  | Katy |  | Rental | [7 empty] | SEQUENTIALCOMPRESSIONDEV-Arjo Inc-Flowtron ACS900 |  | FLOWTRON ACS900-ACTIVE COMPRESSION SYSTM |  |  | SEQUENTIALCOMPRESSIONDEV-Arjo Inc-Flowtron ACS900 | [6 empty] | Verified as Rental |  |  | MHHS-Katy
NO | YES |  |  |  | FDT555 |  | HUNTLEIGH | ACS900 |  |  | Rental | MHHS-Katy |  |  |  | FDT555 |  | Katy |  | Rental | [7 empty] | SEQUENTIALCOMPRESSIONDEV-Arjo Inc-Flowtron ACS900 |  | FLOWTRON ACS900-ACTIVE COMPRESSION SYSTM |  |  | SEQUENTIALCOMPRESSIONDEV-Arjo Inc-Flowtron ACS900 | [6 empty] | Verified as Rental |  |  | MHHS-Katy
NO | YES |  |  |  | FDT609 |  | HUNTLEIGH | ACS900 |  |  | Rental | MHHS-Katy |  |  |  | FDT609 |  | Katy |  | Rental | [7 empty] | SEQUENTIALCOMPRESSIONDEV-Arjo Inc-Flowtron ACS900 |  | FLOWTRON ACS900-ACTIVE COMPRESSION SYSTM |  |  | SEQUENTIALCOMPRESSIONDEV-Arjo Inc-Flowtron ACS900 | [6 empty] | Verified as Rental |  |  | MHHS-Katy
NO | YES |  |  |  | FDT647 |  | HUNTLEIGH | ACS900 |  |  | Rental | MHHS-Katy |  |  |  | FDT647 |  | Katy |  | Rental | [7 empty] | SEQUENTIALCOMPRESSIONDEV-Arjo Inc-Flowtron ACS900 |  | FLOWTRON ACS900-ACTIVE COMPRESSION SYSTM |  |  | SEQUENTIALCOMPRESSIONDEV-Arjo Inc-Flowtron ACS900 | [6 empty] | Verified as Rental |  |  | MHHS-Katy
NO | YES |  |  |  | FDT648 |  | HUNTLEIGH | ACS900 |  |  | Rental | MHHS-Katy |  |  |  | FDT648 |  | Katy |  | Rental | [7 empty] | SEQUENTIALCOMPRESSIONDEV-Arjo Inc-Flowtron ACS900 |  | FLOWTRON ACS900-ACTIVE COMPRESSION SYSTM |  |  | SEQUENTIALCOMPRESSIONDEV-Arjo Inc-Flowtron ACS900 | [6 empty] | Verified as Rental |  |  | MHHS-Katy
NO | YES |  |  |  | FDT657 |  | HUNTLEIGH | ACS900 |  |  | Rental | MHHS-Katy |  |  |  | FDT657 |  | Katy |  | Rental | [7 empty] | SEQUENTIALCOMPRESSIONDEV-Arjo Inc-Flowtron ACS900 |  | FLOWTRON ACS900-ACTIVE COMPRESSION SYSTM |  |  | SEQUENTIALCOMPRESSIONDEV-Arjo Inc-Flowtron ACS900 | [6 empty] | Verified as Rental |  |  | MHHS-Katy
NO | YES |  |  |  | FDT678 |  | HUNTLEIGH | ACS900 |  |  | Rental | MHHS-Katy |  |  |  | FDT678 |  | Katy |  | Rental | [7 empty] | SEQUENTIALCOMPRESSIONDEV-Arjo Inc-Flowtron ACS900 |  | FLOWTRON ACS900-ACTIVE COMPRESSION SYSTM |  |  | SEQUENTIALCOMPRESSIONDEV-Arjo Inc-Flowtron ACS900 | [6 empty] | Verified as Rental |  |  | MHHS-Katy
NO | YES |  |  |  | FDT684 |  | HUNTLEIGH | ACS900 |  |  | Rental | MHHS-Katy |  |  |  | FDT684 |  | Katy |  | Rental | [7 empty] | SEQUENTIALCOMPRESSIONDEV-Arjo Inc-Flowtron ACS900 |  | FLOWTRON ACS900-ACTIVE COMPRESSION SYSTM |  |  | SEQUENTIALCOMPRESSIONDEV-Arjo Inc-Flowtron ACS900 | [6 empty] | Verified as Rental |  |  | MHHS-Katy
NO | YES |  |  |  | FDT694 |  | HUNTLEIGH | ACS900 |  |  | Rental | MHHS-Katy |  |  |  | FDT694 |  | Katy |  | Rental | [7 empty] | SEQUENTIALCOMPRESSIONDEV-Arjo Inc-Flowtron ACS900 |  | FLOWTRON ACS900-ACTIVE COMPRESSION SYSTM |  |  | SEQUENTIALCOMPRESSIONDEV-Arjo Inc-Flowtron ACS900 | [6 empty] | Verified as Rental |  |  | MHHS-Katy
NO | YES |  |  |  | FDT765 |  | HUNTLEIGH | ACS900 |  |  | Rental | MHHS-Katy |  |  |  | FDT765 |  | Katy |  | Rental | [7 empty] | SEQUENTIALCOMPRESSIONDEV-Arjo Inc-Flowtron ACS900 |  | FLOWTRON ACS900-ACTIVE COMPRESSION SYSTM |  |  | SEQUENTIALCOMPRESSIONDEV-Arjo Inc-Flowtron ACS900 | [6 empty] | Verified as Rental |  |  | MHHS-Katy
NO | YES |  |  |  | FDT766 |  | HUNTLEIGH | ACS900 |  |  | Rental | MHHS-Katy |  |  |  | FDT766 |  | Katy |  | Rental | [7 empty] | SEQUENTIALCOMPRESSIONDEV-Arjo Inc-Flowtron ACS900 |  | FLOWTRON ACS900-ACTIVE COMPRESSION SYSTM |  |  | SEQUENTIALCOMPRESSIONDEV-Arjo Inc-Flowtron ACS900 | [6 empty] | Verified as Rental |  |  | MHHS-Katy
NO | YES |  |  |  | FDT781 |  | HUNTLEIGH | ACS900 |  |  | Rental | MHHS-Katy |  |  |  | FDT781 |  | Katy |  | Rental | [7 empty] | SEQUENTIALCOMPRESSIONDEV-Arjo Inc-Flowtron ACS900 |  | FLOWTRON ACS900-ACTIVE COMPRESSION SYSTM |  |  | SEQUENTIALCOMPRESSIONDEV-Arjo Inc-Flowtron ACS900 | [6 empty] | Verified as Rental |  |  | MHHS-Katy
NO | YES |  |  |  | FDT786 |  | HUNTLEIGH | ACS900 |  |  | Rental | MHHS-Katy |  |  |  | FDT786 |  | Katy |  | Rental | [7 empty] | SEQUENTIALCOMPRESSIONDEV-Arjo Inc-Flowtron ACS900 |  | FLOWTRON ACS900-ACTIVE COMPRESSION SYSTM |  |  | SEQUENTIALCOMPRESSIONDEV-Arjo Inc-Flowtron ACS900 | [6 empty] | Verified as Rental |  |  | MHHS-Katy
NO | YES |  |  |  | FDT791 |  | HUNTLEIGH | ACS900 |  |  | Rental | MHHS-Katy |  |  |  | FDT791 |  | Katy |  | Rental | [7 empty] | SEQUENTIALCOMPRESSIONDEV-Arjo Inc-Flowtron ACS900 |  | FLOWTRON ACS900-ACTIVE COMPRESSION SYSTM |  |  | SEQUENTIALCOMPRESSIONDEV-Arjo Inc-Flowtron ACS900 | [6 empty] | Verified as Rental |  |  | MHHS-Katy
NO | YES |  |  |  | FDT813 |  | HUNTLEIGH | ACS900 |  |  | Rental | MHHS-Katy |  |  |  | FDT813 |  | Katy |  | Rental | [7 empty] | SEQUENTIALCOMPRESSIONDEV-Arjo Inc-Flowtron ACS900 |  | FLOWTRON ACS900-ACTIVE COMPRESSION SYSTM |  |  | SEQUENTIALCOMPRESSIONDEV-Arjo Inc-Flowtron ACS900 | [6 empty] | Verified as Rental |  |  | MHHS-Katy
NO | YES |  |  |  | FDT870 |  | HUNTLEIGH | ACS900 |  |  | Rental | MHHS-Katy |  |  |  | FDT870 |  | Katy |  | Rental | [7 empty] | SEQUENTIALCOMPRESSIONDEV-Arjo Inc-Flowtron ACS900 |  | FLOWTRON ACS900-ACTIVE COMPRESSION SYSTM |  |  | SEQUENTIALCOMPRESSIONDEV-Arjo Inc-Flowtron ACS900 | [6 empty] | Verified as Rental |  |  | MHHS-Katy
NO | YES |  |  |  | FDT878 |  | HUNTLEIGH | ACS900 |  |  | Rental | MHHS-Katy |  |  |  | FDT878 |  | Katy |  | Rental | [7 empty] | SEQUENTIALCOMPRESSIONDEV-Arjo Inc-Flowtron ACS900 |  | FLOWTRON ACS900-ACTIVE COMPRESSION SYSTM |  |  | SEQUENTIALCOMPRESSIONDEV-Arjo Inc-Flowtron ACS900 | [6 empty] | Verified as Rental |  |  | MHHS-Katy
NO | YES |  |  |  | FDT994 |  | HUNTLEIGH | ACS900 |  |  | Rental | MHHS-Katy |  |  |  | FDT994 |  | Katy |  | Rental | [7 empty] | SEQUENTIALCOMPRESSIONDEV-Arjo Inc-Flowtron ACS900 |  | FLOWTRON ACS900-ACTIVE COMPRESSION SYSTM |  |  | SEQUENTIALCOMPRESSIONDEV-Arjo Inc-Flowtron ACS900 | [6 empty] | Verified as Rental |  |  | MHHS-Katy
NO | YES |  |  |  | FDT1032 |  | HUNTLEIGH | ACS900 |  |  | Rental | MHHS-Katy |  |  |  | FDT1032 |  | Katy |  | Rental | [7 empty] | SEQUENTIALCOMPRESSIONDEV-Arjo Inc-Flowtron ACS900 |  | FLOWTRON ACS900-ACTIVE COMPRESSION SYSTM |  |  | SEQUENTIALCOMPRESSIONDEV-Arjo Inc-Flowtron ACS900 | [6 empty] | Verified as Rental |  |  | MHHS-Katy
NO | YES |  |  |  | FDT1043 |  | HUNTLEIGH | ACS900 |  |  | Rental | MHHS-Katy |  |  |  | FDT1043 |  | Katy |  | Rental | [7 empty] | SEQUENTIALCOMPRESSIONDEV-Arjo Inc-Flowtron ACS900 |  | FLOWTRON ACS900-ACTIVE COMPRESSION SYSTM |  |  | SEQUENTIALCOMPRESSIONDEV-Arjo Inc-Flowtron ACS900 | [6 empty] | Verified as Rental |  |  | MHHS-Katy
NO | YES |  |  |  | FDT1072 |  | HUNTLEIGH | ACS900 |  |  | Rental | MHHS-Katy |  |  |  | FDT1072 |  | Katy |  | Rental | [7 empty] | SEQUENTIALCOMPRESSIONDEV-Arjo Inc-Flowtron ACS900 |  | FLOWTRON ACS900-ACTIVE COMPRESSION SYSTM |  |  | SEQUENTIALCOMPRESSIONDEV-Arjo Inc-Flowtron ACS900 | [6 empty] | Verified as Rental |  |  | MHHS-Katy
NO | YES |  |  |  | FDT1088 |  | HUNTLEIGH | ACS900 |  |  | Rental | MHHS-Katy |  |  |  | FDT1088 |  | Katy |  | Rental | [7 empty] | SEQUENTIALCOMPRESSIONDEV-Arjo Inc-Flowtron ACS900 |  | FLOWTRON ACS900-ACTIVE COMPRESSION SYSTM |  |  | SEQUENTIALCOMPRESSIONDEV-Arjo Inc-Flowtron ACS900 | [6 empty] | Verified as Rental |  |  | MHHS-Katy
NO | YES |  |  |  | FDT1161 |  | HUNTLEIGH | ACS900 |  |  | Rental | MHHS-Katy |  |  |  | FDT1161 |  | Katy |  | Rental | [7 empty] | SEQUENTIALCOMPRESSIONDEV-Arjo Inc-Flowtron ACS900 |  | FLOWTRON ACS900-ACTIVE COMPRESSION SYSTM |  |  | SEQUENTIALCOMPRESSIONDEV-Arjo Inc-Flowtron ACS900 | [6 empty] | Verified as Rental |  |  | MHHS-Katy
NO | YES |  |  |  | FDT1203 |  | HUNTLEIGH | ACS900 |  |  | Rental | MHHS-Katy |  |  |  | FDT1203 |  | Katy |  | Rental | [7 empty] | SEQUENTIALCOMPRESSIONDEV-Arjo Inc-Flowtron ACS900 |  | FLOWTRON ACS900-ACTIVE COMPRESSION SYSTM |  |  | SEQUENTIALCOMPRESSIONDEV-Arjo Inc-Flowtron ACS900 | [6 empty] | Verified as Rental |  |  | MHHS-Katy
NO | YES |  |  |  | FDT1205 |  | HUNTLEIGH | ACS900 |  |  | Rental | MHHS-Katy |  |  |  | FDT1205 |  | Katy |  | Rental | [7 empty] | SEQUENTIALCOMPRESSIONDEV-Arjo Inc-Flowtron ACS900 |  | FLOWTRON ACS900-ACTIVE COMPRESSION SYSTM |  |  | SEQUENTIALCOMPRESSIONDEV-Arjo Inc-Flowtron ACS900 | [6 empty] | Verified as Rental |  |  | MHHS-Katy
NO | YES |  |  |  | FDT1216 |  | HUNTLEIGH | ACS900 |  |  | Rental | MHHS-Katy |  |  |  | FDT1216 |  | Katy |  | Rental | [7 empty] | SEQUENTIALCOMPRESSIONDEV-Arjo Inc-Flowtron ACS900 |  | FLOWTRON ACS900-ACTIVE COMPRESSION SYSTM |  |  | SEQUENTIALCOMPRESSIONDEV-Arjo Inc-Flowtron ACS900 | [6 empty] | Verified as Rental |  |  | MHHS-Katy
NO | YES |  |  |  | FDT1279 |  | HUNTLEIGH | ACS900 |  |  | Rental | MHHS-Katy |  |  |  | FDT1279 |  | Katy |  | Rental | [7 empty] | SEQUENTIALCOMPRESSIONDEV-Arjo Inc-Flowtron ACS900 |  | FLOWTRON ACS900-ACTIVE COMPRESSION SYSTM |  |  | SEQUENTIALCOMPRESSIONDEV-Arjo Inc-Flowtron ACS900 | [6 empty] | Verified as Rental |  |  | MHHS-Katy
NO | YES |  |  |  | FDT1314 |  | HUNTLEIGH | ACS900 |  |  | Rental | MHHS-Katy |  |  |  | FDT1314 |  | Katy |  | Rental | [7 empty] | SEQUENTIALCOMPRESSIONDEV-Arjo Inc-Flowtron ACS900 |  | FLOWTRON ACS900-ACTIVE COMPRESSION SYSTM |  |  | SEQUENTIALCOMPRESSIONDEV-Arjo Inc-Flowtron ACS900 | [6 empty] | Verified as Rental |  |  | MHHS-Katy
NO | YES |  |  |  | FDT1351 |  | HUNTLEIGH | ACS900 |  |  | Rental | MHHS-Katy |  |  |  | FDT1351 |  | Katy |  | Rental | [7 empty] | SEQUENTIALCOMPRESSIONDEV-Arjo Inc-Flowtron ACS900 |  | FLOWTRON ACS900-ACTIVE COMPRESSION SYSTM |  |  | SEQUENTIALCOMPRESSIONDEV-Arjo Inc-Flowtron ACS900 | [6 empty] | Verified as Rental |  |  | MHHS-Katy
NO | YES |  |  |  | FDT1355 |  | HUNTLEIGH | ACS900 |  |  | Rental | MHHS-Katy |  |  |  | FDT1355 |  | Katy |  | Rental | [7 empty] | SEQUENTIALCOMPRESSIONDEV-Arjo Inc-Flowtron ACS900 |  | FLOWTRON ACS900-ACTIVE COMPRESSION SYSTM |  |  | SEQUENTIALCOMPRESSIONDEV-Arjo Inc-Flowtron ACS900 | [6 empty] | Verified as Rental |  |  | MHHS-Katy
NO | YES |  |  |  | FDT1372 |  | HUNTLEIGH | ACS900 |  |  | Rental | MHHS-Katy |  |  |  | FDT1372 |  | Katy |  | Rental | [7 empty] | SEQUENTIALCOMPRESSIONDEV-Arjo Inc-Flowtron ACS900 |  | FLOWTRON ACS900-ACTIVE COMPRESSION SYSTM |  |  | SEQUENTIALCOMPRESSIONDEV-Arjo Inc-Flowtron ACS900 | [6 empty] | Verified as Rental |  |  | MHHS-Katy
NO | YES |  |  |  | FDT1420 |  | HUNTLEIGH | ACS900 |  |  | Rental | MHHS-Katy |  |  |  | FDT1420 |  | Katy |  | Rental | [7 empty] | SEQUENTIALCOMPRESSIONDEV-Arjo Inc-Flowtron ACS900 |  | FLOWTRON ACS900-ACTIVE COMPRESSION SYSTM |  |  | SEQUENTIALCOMPRESSIONDEV-Arjo Inc-Flowtron ACS900 | [6 empty] | Verified as Rental |  |  | MHHS-Katy
NO | YES |  |  |  | FDT1426 |  | HUNTLEIGH | ACS900 |  |  | Rental | MHHS-Katy |  |  |  | FDT1426 |  | Katy |  | Rental | [7 empty] | SEQUENTIALCOMPRESSIONDEV-Arjo Inc-Flowtron ACS900 |  | FLOWTRON ACS900-ACTIVE COMPRESSION SYSTM |  |  | SEQUENTIALCOMPRESSIONDEV-Arjo Inc-Flowtron ACS900 | [6 empty] | Verified as Rental |  |  | MHHS-Katy
NO | YES |  |  |  | FDT1448 |  | HUNTLEIGH | ACS900 |  |  | Rental | MHHS-Katy |  |  |  | FDT1448 |  | Katy |  | Rental | [7 empty] | SEQUENTIALCOMPRESSIONDEV-Arjo Inc-Flowtron ACS900 |  | FLOWTRON ACS900-ACTIVE COMPRESSION SYSTM |  |  | SEQUENTIALCOMPRESSIONDEV-Arjo Inc-Flowtron ACS900 | [6 empty] | Verified as Rental |  |  | MHHS-Katy
NO | YES |  |  |  | FDT1449 |  | HUNTLEIGH | ACS900 |  |  | Rental | MHHS-Katy |  |  |  | FDT1449 |  | Katy |  | Rental | [7 empty] | SEQUENTIALCOMPRESSIONDEV-Arjo Inc-Flowtron ACS900 |  | FLOWTRON ACS900-ACTIVE COMPRESSION SYSTM |  |  | SEQUENTIALCOMPRESSIONDEV-Arjo Inc-Flowtron ACS900 | [6 empty] | Verified as Rental |  |  | MHHS-Katy
NO | YES |  |  |  | FDT1451 |  | HUNTLEIGH | ACS900 |  |  | Rental | MHHS-Katy |  |  |  | FDT1451 |  | Katy |  | Rental | [7 empty] | SEQUENTIALCOMPRESSIONDEV-Arjo Inc-Flowtron ACS900 |  | FLOWTRON ACS900-ACTIVE COMPRESSION SYSTM |  |  | SEQUENTIALCOMPRESSIONDEV-Arjo Inc-Flowtron ACS900 | [6 empty] | Verified as Rental |  |  | MHHS-Katy
NO | YES |  |  |  | FDT1462 |  | HUNTLEIGH | ACS900 |  |  | Rental | MHHS-Katy |  |  |  | FDT1462 |  | Katy |  | Rental | [7 empty] | SEQUENTIALCOMPRESSIONDEV-Arjo Inc-Flowtron ACS900 |  | FLOWTRON ACS900-ACTIVE COMPRESSION SYSTM |  |  | SEQUENTIALCOMPRESSIONDEV-Arjo Inc-Flowtron ACS900 | [6 empty] | Verified as Rental |  |  | MHHS-Katy
NO | YES |  |  |  | FDT1483 |  | HUNTLEIGH | ACS900 |  |  | Rental | MHHS-Katy |  |  |  | FDT1483 |  | Katy |  | Rental | [7 empty] | SEQUENTIALCOMPRESSIONDEV-Arjo Inc-Flowtron ACS900 |  | FLOWTRON ACS900-ACTIVE COMPRESSION SYSTM |  |  | SEQUENTIALCOMPRESSIONDEV-Arjo Inc-Flowtron ACS900 | [6 empty] | Verified as Rental |  |  | MHHS-Katy
NO | YES |  |  |  | FDT1490 |  | HUNTLEIGH | ACS900 |  |  | Rental | MHHS-Katy |  |  |  | FDT1490 |  | Katy |  | Rental | [7 empty] | SEQUENTIALCOMPRESSIONDEV-Arjo Inc-Flowtron ACS900 |  | FLOWTRON ACS900-ACTIVE COMPRESSION SYSTM |  |  | SEQUENTIALCOMPRESSIONDEV-Arjo Inc-Flowtron ACS900 | [6 empty] | Verified as Rental |  |  | MHHS-Katy
NO | YES |  |  |  | FDT1511 |  | HUNTLEIGH | ACS900 |  |  | Rental | MHHS-Katy |  |  |  | FDT1511 |  | Katy |  | Rental | [7 empty] | SEQUENTIALCOMPRESSIONDEV-Arjo Inc-Flowtron ACS900 |  | FLOWTRON ACS900-ACTIVE COMPRESSION SYSTM |  |  | SEQUENTIALCOMPRESSIONDEV-Arjo Inc-Flowtron ACS900 | [6 empty] | Verified as Rental |  |  | MHHS-Katy
NO | YES |  |  |  | FDT1539 |  | HUNTLEIGH | ACS900 |  |  | Rental | MHHS-Katy |  |  |  | FDT1539 |  | Katy |  | Rental | [7 empty] | SEQUENTIALCOMPRESSIONDEV-Arjo Inc-Flowtron ACS900 |  | FLOWTRON ACS900-ACTIVE COMPRESSION SYSTM |  |  | SEQUENTIALCOMPRESSIONDEV-Arjo Inc-Flowtron ACS900 | [6 empty] | Verified as Rental |  |  | MHHS-Katy
NO | YES |  |  |  | FDT1542 |  | HUNTLEIGH | ACS900 |  |  | Rental | MHHS-Katy |  |  |  | FDT1542 |  | Katy |  | Rental | [7 empty] | SEQUENTIALCOMPRESSIONDEV-Arjo Inc-Flowtron ACS900 |  | FLOWTRON ACS900-ACTIVE COMPRESSION SYSTM |  |  | SEQUENTIALCOMPRESSIONDEV-Arjo Inc-Flowtron ACS900 | [6 empty] | Verified as Rental |  |  | MHHS-Katy
NO | YES |  |  |  | FDT1560 |  | HUNTLEIGH | ACS900 |  |  | Rental | MHHS-Katy |  |  |  | FDT1560 |  | Katy |  | Rental | [7 empty] | SEQUENTIALCOMPRESSIONDEV-Arjo Inc-Flowtron ACS900 |  | FLOWTRON ACS900-ACTIVE COMPRESSION SYSTM |  |  | SEQUENTIALCOMPRESSIONDEV-Arjo Inc-Flowtron ACS900 | [6 empty] | Verified as Rental |  |  | MHHS-Katy
NO | YES |  |  |  | FDT1596 |  | HUNTLEIGH | ACS900 |  |  | Rental | MHHS-Katy |  |  |  | FDT1596 |  | Katy |  | Rental | [7 empty] | SEQUENTIALCOMPRESSIONDEV-Arjo Inc-Flowtron ACS900 |  | FLOWTRON ACS900-ACTIVE COMPRESSION SYSTM |  |  | SEQUENTIALCOMPRESSIONDEV-Arjo Inc-Flowtron ACS900 | [6 empty] | Verified as Rental |  |  | MHHS-Katy
NO | YES |  |  |  | FDT1600 |  | HUNTLEIGH | ACS900 |  |  | Rental | MHHS-Katy |  |  |  | FDT1600 |  | Katy |  | Rental | [7 empty] | SEQUENTIALCOMPRESSIONDEV-Arjo Inc-Flowtron ACS900 |  | FLOWTRON ACS900-ACTIVE COMPRESSION SYSTM |  |  | SEQUENTIALCOMPRESSIONDEV-Arjo Inc-Flowtron ACS900 | [6 empty] | Verified as Rental |  |  | MHHS-Katy
NO | YES |  |  |  | FDT1603 |  | HUNTLEIGH | ACS900 |  |  | Rental | MHHS-Katy |  |  |  | FDT1603 |  | Katy |  | Rental | [7 empty] | SEQUENTIALCOMPRESSIONDEV-Arjo Inc-Flowtron ACS900 |  | FLOWTRON ACS900-ACTIVE COMPRESSION SYSTM |  |  | SEQUENTIALCOMPRESSIONDEV-Arjo Inc-Flowtron ACS900 | [6 empty] | Verified as Rental |  |  | MHHS-Katy
NO | YES |  |  |  | FDT1605 |  | HUNTLEIGH | ACS900 |  |  | Rental | MHHS-Katy |  |  |  | FDT1605 |  | Katy |  | Rental | [7 empty] | SEQUENTIALCOMPRESSIONDEV-Arjo Inc-Flowtron ACS900 |  | FLOWTRON ACS900-ACTIVE COMPRESSION SYSTM |  |  | SEQUENTIALCOMPRESSIONDEV-Arjo Inc-Flowtron ACS900 | [6 empty] | Verified as Rental |  |  | MHHS-Katy
NO | YES |  |  |  | FDT1606 |  | HUNTLEIGH | ACS900 |  |  | Rental | MHHS-Katy |  |  |  | FDT1606 |  | Katy |  | Rental | [7 empty] | SEQUENTIALCOMPRESSIONDEV-Arjo Inc-Flowtron ACS900 |  | FLOWTRON ACS900-ACTIVE COMPRESSION SYSTM |  |  | SEQUENTIALCOMPRESSIONDEV-Arjo Inc-Flowtron ACS900 | [6 empty] | Verified as Rental |  |  | MHHS-Katy
NO | YES |  |  |  | FDT1617 |  | HUNTLEIGH | ACS900 |  |  | Rental | MHHS-Katy |  |  |  | FDT1617 |  | Katy |  | Rental | [7 empty] | SEQUENTIALCOMPRESSIONDEV-Arjo Inc-Flowtron ACS900 |  | FLOWTRON ACS900-ACTIVE COMPRESSION SYSTM |  |  | SEQUENTIALCOMPRESSIONDEV-Arjo Inc-Flowtron ACS900 | [6 empty] | Verified as Rental |  |  | MHHS-Katy
NO | YES |  |  |  | FDT1618 |  | HUNTLEIGH | ACS900 |  |  | Rental | MHHS-Katy |  |  |  | FDT1618 |  | Katy |  | Rental | [7 empty] | SEQUENTIALCOMPRESSIONDEV-Arjo Inc-Flowtron ACS900 |  | FLOWTRON ACS900-ACTIVE COMPRESSION SYSTM |  |  | SEQUENTIALCOMPRESSIONDEV-Arjo Inc-Flowtron ACS900 | [6 empty] | Verified as Rental |  |  | MHHS-Katy
NO | YES |  |  |  | FDT1647 |  | HUNTLEIGH | ACS900 |  |  | Rental | MHHS-Katy |  |  |  | FDT1647 |  | Katy |  | Rental | [7 empty] | SEQUENTIALCOMPRESSIONDEV-Arjo Inc-Flowtron ACS900 |  | FLOWTRON ACS900-ACTIVE COMPRESSION SYSTM |  |  | SEQUENTIALCOMPRESSIONDEV-Arjo Inc-Flowtron ACS900 | [6 empty] | Verified as Rental |  |  | MHHS-Katy
NO | YES |  |  |  | FDT1648 |  | HUNTLEIGH | ACS900 |  |  | Rental | MHHS-Katy |  |  |  | FDT1648 |  | Katy |  | Rental | [7 empty] | SEQUENTIALCOMPRESSIONDEV-Arjo Inc-Flowtron ACS900 |  | FLOWTRON ACS900-ACTIVE COMPRESSION SYSTM |  |  | SEQUENTIALCOMPRESSIONDEV-Arjo Inc-Flowtron ACS900 | [6 empty] | Verified as Rental |  |  | MHHS-Katy
NO | YES |  |  |  | FDT1695 |  | HUNTLEIGH | ACS900 |  |  | Rental | MHHS-Katy |  |  |  | FDT1695 |  | Katy |  | Rental | [7 empty] | SEQUENTIALCOMPRESSIONDEV-Arjo Inc-Flowtron ACS900 |  | FLOWTRON ACS900-ACTIVE COMPRESSION SYSTM |  |  | SEQUENTIALCOMPRESSIONDEV-Arjo Inc-Flowtron ACS900 | [6 empty] | Verified as Rental |  |  | MHHS-Katy
NO | YES |  |  |  | FDT1759 |  | HUNTLEIGH | ACS900 |  |  | Rental | MHHS-Katy |  |  |  | FDT1759 |  | Katy |  | Rental | [7 empty] | SEQUENTIALCOMPRESSIONDEV-Arjo Inc-Flowtron ACS900 |  | FLOWTRON ACS900-ACTIVE COMPRESSION SYSTM |  |  | SEQUENTIALCOMPRESSIONDEV-Arjo Inc-Flowtron ACS900 | [6 empty] | Verified as Rental |  |  | MHHS-Katy
NO | YES |  |  |  | FDT1763 |  | HUNTLEIGH | ACS900 |  |  | Rental | MHHS-Katy |  |  |  | FDT1763 |  | Katy |  | Rental | [7 empty] | SEQUENTIALCOMPRESSIONDEV-Arjo Inc-Flowtron ACS900 |  | FLOWTRON ACS900-ACTIVE COMPRESSION SYSTM |  |  | SEQUENTIALCOMPRESSIONDEV-Arjo Inc-Flowtron ACS900 | [6 empty] | Verified as Rental |  |  | MHHS-Katy
NO | YES |  |  |  | FDT1778 |  | HUNTLEIGH | ACS900 |  |  | Rental | MHHS-Katy |  |  |  | FDT1778 |  | Katy |  | Rental | [7 empty] | SEQUENTIALCOMPRESSIONDEV-Arjo Inc-Flowtron ACS900 |  | FLOWTRON ACS900-ACTIVE COMPRESSION SYSTM |  |  | SEQUENTIALCOMPRESSIONDEV-Arjo Inc-Flowtron ACS900 | [6 empty] | Verified as Rental |  |  | MHHS-Katy
NO | YES |  |  |  | FDT1786 |  | HUNTLEIGH | ACS900 |  |  | Rental | MHHS-Katy |  |  |  | FDT1786 |  | Katy |  | Rental | [7 empty] | SEQUENTIALCOMPRESSIONDEV-Arjo Inc-Flowtron ACS900 |  | FLOWTRON ACS900-ACTIVE COMPRESSION SYSTM |  |  | SEQUENTIALCOMPRESSIONDEV-Arjo Inc-Flowtron ACS900 | [6 empty] | Verified as Rental |  |  | MHHS-Katy
NO | YES |  |  |  | FDT1794 |  | HUNTLEIGH | ACS900 |  |  | Rental | MHHS-Katy |  |  |  | FDT1794 |  | Katy |  | Rental | [7 empty] | SEQUENTIALCOMPRESSIONDEV-Arjo Inc-Flowtron ACS900 |  | FLOWTRON ACS900-ACTIVE COMPRESSION SYSTM |  |  | SEQUENTIALCOMPRESSIONDEV-Arjo Inc-Flowtron ACS900 | [6 empty] | Verified as Rental |  |  | MHHS-Katy
NO | YES |  |  |  | FDT1854 |  | HUNTLEIGH | ACS900 |  |  | Rental | MHHS-Katy |  |  |  | FDT1854 |  | Katy |  | Rental | [7 empty] | SEQUENTIALCOMPRESSIONDEV-Arjo Inc-Flowtron ACS900 |  | FLOWTRON ACS900-ACTIVE COMPRESSION SYSTM |  |  | SEQUENTIALCOMPRESSIONDEV-Arjo Inc-Flowtron ACS900 | [6 empty] | Verified as Rental |  |  | MHHS-Katy
NO | YES |  |  |  | FDT1880 |  | HUNTLEIGH | ACS900 |  |  | Rental | MHHS-Katy |  |  |  | FDT1880 |  | Katy |  | Rental | [7 empty] | SEQUENTIALCOMPRESSIONDEV-Arjo Inc-Flowtron ACS900 |  | FLOWTRON ACS900-ACTIVE COMPRESSION SYSTM |  |  | SEQUENTIALCOMPRESSIONDEV-Arjo Inc-Flowtron ACS900 | [6 empty] | Verified as Rental |  |  | MHHS-Katy
NO | YES |  |  |  | FDT1924 |  | HUNTLEIGH | ACS900 |  |  | Rental | MHHS-Katy |  |  |  | FDT1924 |  | Katy |  | Rental | [7 empty] | SEQUENTIALCOMPRESSIONDEV-Arjo Inc-Flowtron ACS900 |  | FLOWTRON ACS900-ACTIVE COMPRESSION SYSTM |  |  | SEQUENTIALCOMPRESSIONDEV-Arjo Inc-Flowtron ACS900 | [6 empty] | Verified as Rental |  |  | MHHS-Katy
NO | YES |  |  |  | FDT1935 |  | HUNTLEIGH | ACS900 |  |  | Rental | MHHS-Katy |  |  |  | FDT1935 |  | Katy |  | Rental | [7 empty] | SEQUENTIALCOMPRESSIONDEV-Arjo Inc-Flowtron ACS900 |  | FLOWTRON ACS900-ACTIVE COMPRESSION SYSTM |  |  | SEQUENTIALCOMPRESSIONDEV-Arjo Inc-Flowtron ACS900 | [6 empty] | Verified as Rental |  |  | MHHS-Katy
NO | YES |  |  |  | FDT1937 |  | HUNTLEIGH | ACS900 |  |  | Rental | MHHS-Katy |  |  |  | FDT1937 |  | Katy |  | Rental | [7 empty] | SEQUENTIALCOMPRESSIONDEV-Arjo Inc-Flowtron ACS900 |  | FLOWTRON ACS900-ACTIVE COMPRESSION SYSTM |  |  | SEQUENTIALCOMPRESSIONDEV-Arjo Inc-Flowtron ACS900 | [6 empty] | Verified as Rental |  |  | MHHS-Katy
NO | YES |  |  |  | FDT1946 |  | HUNTLEIGH | ACS900 |  |  | Rental | MHHS-Katy |  |  |  | FDT1946 |  | Katy |  | Rental | [7 empty] | SEQUENTIALCOMPRESSIONDEV-Arjo Inc-Flowtron ACS900 |  | FLOWTRON ACS900-ACTIVE COMPRESSION SYSTM |  |  | SEQUENTIALCOMPRESSIONDEV-Arjo Inc-Flowtron ACS900 | [6 empty] | Verified as Rental |  |  | MHHS-Katy
NO | YES |  |  |  | FDT1958 |  | HUNTLEIGH | ACS900 |  |  | Rental | MHHS-Katy |  |  |  | FDT1958 |  | Katy |  | Rental | [7 empty] | SEQUENTIALCOMPRESSIONDEV-Arjo Inc-Flowtron ACS900 |  | FLOWTRON ACS900-ACTIVE COMPRESSION SYSTM |  |  | SEQUENTIALCOMPRESSIONDEV-Arjo Inc-Flowtron ACS900 | [6 empty] | Verified as Rental |  |  | MHHS-Katy
NO | YES |  |  |  | FDT1965 |  | HUNTLEIGH | ACS900 |  |  | Rental | MHHS-Katy |  |  |  | FDT1965 |  | Katy |  | Rental | [7 empty] | SEQUENTIALCOMPRESSIONDEV-Arjo Inc-Flowtron ACS900 |  | FLOWTRON ACS900-ACTIVE COMPRESSION SYSTM |  |  | SEQUENTIALCOMPRESSIONDEV-Arjo Inc-Flowtron ACS900 | [6 empty] | Verified as Rental |  |  | MHHS-Katy
NO | YES |  |  |  | FDT2018 |  | HUNTLEIGH | ACS900 |  |  | Rental | MHHS-Katy |  |  |  | FDT2018 |  | Katy |  | Rental | [7 empty] | SEQUENTIALCOMPRESSIONDEV-Arjo Inc-Flowtron ACS900 |  | FLOWTRON ACS900-ACTIVE COMPRESSION SYSTM |  |  | SEQUENTIALCOMPRESSIONDEV-Arjo Inc-Flowtron ACS900 | [6 empty] | Verified as Rental |  |  | MHHS-Katy
NO | YES |  |  |  | FDT2060 |  | HUNTLEIGH | ACS900 |  |  | Rental | MHHS-Katy |  |  |  | FDT2060 |  | Katy |  | Rental | [7 empty] | SEQUENTIALCOMPRESSIONDEV-Arjo Inc-Flowtron ACS900 |  | FLOWTRON ACS900-ACTIVE COMPRESSION SYSTM |  |  | SEQUENTIALCOMPRESSIONDEV-Arjo Inc-Flowtron ACS900 | [6 empty] | Verified as Rental |  |  | MHHS-Katy
NO | YES |  |  |  | FDT2075 |  | HUNTLEIGH | ACS900 |  |  | Rental | MHHS-Katy |  |  |  | FDT2075 |  | Katy |  | Rental | [7 empty] | SEQUENTIALCOMPRESSIONDEV-Arjo Inc-Flowtron ACS900 |  | FLOWTRON ACS900-ACTIVE COMPRESSION SYSTM |  |  | SEQUENTIALCOMPRESSIONDEV-Arjo Inc-Flowtron ACS900 | [6 empty] | Verified as Rental |  |  | MHHS-Katy
NO | YES |  |  |  | FDT2123 |  | HUNTLEIGH | ACS900 |  |  | Rental | MHHS-Katy |  |  |  | FDT2123 |  | Katy |  | Rental | [7 empty] | SEQUENTIALCOMPRESSIONDEV-Arjo Inc-Flowtron ACS900 |  | FLOWTRON ACS900-ACTIVE COMPRESSION SYSTM |  |  | SEQUENTIALCOMPRESSIONDEV-Arjo Inc-Flowtron ACS900 | [6 empty] | Verified as Rental |  |  | MHHS-Katy
NO | YES |  |  |  | FDT2142 |  | HUNTLEIGH | ACS900 |  |  | Rental | MHHS-Katy |  |  |  | FDT2142 |  | Katy |  | Rental | [7 empty] | SEQUENTIALCOMPRESSIONDEV-Arjo Inc-Flowtron ACS900 |  | FLOWTRON ACS900-ACTIVE COMPRESSION SYSTM |  |  | SEQUENTIALCOMPRESSIONDEV-Arjo Inc-Flowtron ACS900 | [6 empty] | Verified as Rental |  |  | MHHS-Katy
NO | YES |  |  |  | FDT2149 |  | HUNTLEIGH | ACS900 |  |  | Rental | MHHS-Katy |  |  |  | FDT2149 |  | Katy |  | Rental | [7 empty] | SEQUENTIALCOMPRESSIONDEV-Arjo Inc-Flowtron ACS900 |  | FLOWTRON ACS900-ACTIVE COMPRESSION SYSTM |  |  | SEQUENTIALCOMPRESSIONDEV-Arjo Inc-Flowtron ACS900 | [6 empty] | Verified as Rental |  |  | MHHS-Katy
NO | YES |  |  |  | FDT2157 |  | HUNTLEIGH | ACS900 |  |  | Rental | MHHS-Katy |  |  |  | FDT2157 |  | Katy |  | Rental | [7 empty] | SEQUENTIALCOMPRESSIONDEV-Arjo Inc-Flowtron ACS900 |  | FLOWTRON ACS900-ACTIVE COMPRESSION SYSTM |  |  | SEQUENTIALCOMPRESSIONDEV-Arjo Inc-Flowtron ACS900 | [6 empty] | Verified as Rental |  |  | MHHS-Katy
NO | YES |  |  |  | FDT2200 |  | HUNTLEIGH | ACS900 |  |  | Rental | MHHS-Katy |  |  |  | FDT2200 |  | Katy |  | Rental | [7 empty] | SEQUENTIALCOMPRESSIONDEV-Arjo Inc-Flowtron ACS900 |  | FLOWTRON ACS900-ACTIVE COMPRESSION SYSTM |  |  | SEQUENTIALCOMPRESSIONDEV-Arjo Inc-Flowtron ACS900 | [6 empty] | Verified as Rental |  |  | MHHS-Katy
NO | YES |  |  |  | FDT2255 |  | HUNTLEIGH | ACS900 |  |  | Rental | MHHS-Katy |  |  |  | FDT2255 |  | Katy |  | Rental | [7 empty] | SEQUENTIALCOMPRESSIONDEV-Arjo Inc-Flowtron ACS900 |  | FLOWTRON ACS900-ACTIVE COMPRESSION SYSTM |  |  | SEQUENTIALCOMPRESSIONDEV-Arjo Inc-Flowtron ACS900 | [6 empty] | Verified as Rental |  |  | MHHS-Katy
NO | YES |  |  |  | FDT2257 |  | HUNTLEIGH | ACS900 |  |  | Rental | MHHS-Katy |  |  |  | FDT2257 |  | Katy |  | Rental | [7 empty] | SEQUENTIALCOMPRESSIONDEV-Arjo Inc-Flowtron ACS900 |  | FLOWTRON ACS900-ACTIVE COMPRESSION SYSTM |  |  | SEQUENTIALCOMPRESSIONDEV-Arjo Inc-Flowtron ACS900 | [6 empty] | Verified as Rental |  |  | MHHS-Katy
NO | YES |  |  |  | FDT2264 |  | HUNTLEIGH | ACS900 |  |  | Rental | MHHS-Katy |  |  |  | FDT2264 |  | Katy |  | Rental | [7 empty] | SEQUENTIALCOMPRESSIONDEV-Arjo Inc-Flowtron ACS900 |  | FLOWTRON ACS900-ACTIVE COMPRESSION SYSTM |  |  | SEQUENTIALCOMPRESSIONDEV-Arjo Inc-Flowtron ACS900 | [6 empty] | Verified as Rental |  |  | MHHS-Katy
NO | YES |  |  |  | FDT2273 |  | HUNTLEIGH | ACS900 |  |  | Rental | MHHS-Katy |  |  |  | FDT2273 |  | Katy |  | Rental | [7 empty] | SEQUENTIALCOMPRESSIONDEV-Arjo Inc-Flowtron ACS900 |  | FLOWTRON ACS900-ACTIVE COMPRESSION SYSTM |  |  | SEQUENTIALCOMPRESSIONDEV-Arjo Inc-Flowtron ACS900 | [6 empty] | Verified as Rental |  |  | MHHS-Katy
NO | YES |  |  |  | FDT2301 |  | HUNTLEIGH | ACS900 |  |  | Rental | MHHS-Katy |  |  |  | FDT2301 |  | Katy |  | Rental | [7 empty] | SEQUENTIALCOMPRESSIONDEV-Arjo Inc-Flowtron ACS900 |  | FLOWTRON ACS900-ACTIVE COMPRESSION SYSTM |  |  | SEQUENTIALCOMPRESSIONDEV-Arjo Inc-Flowtron ACS900 | [6 empty] | Verified as Rental |  |  | MHHS-Katy
NO | YES |  |  |  | FDT2310 |  | HUNTLEIGH | ACS900 |  |  | Rental | MHHS-Katy |  |  |  | FDT2310 |  | Katy |  | Rental | [7 empty] | SEQUENTIALCOMPRESSIONDEV-Arjo Inc-Flowtron ACS900 |  | FLOWTRON ACS900-ACTIVE COMPRESSION SYSTM |  |  | SEQUENTIALCOMPRESSIONDEV-Arjo Inc-Flowtron ACS900 | [6 empty] | Verified as Rental |  |  | MHHS-Katy
NO | YES |  |  |  | FDT2350 |  | HUNTLEIGH | ACS900 |  |  | Rental | MHHS-Katy |  |  |  | FDT2350 |  | Katy |  | Rental | [7 empty] | SEQUENTIALCOMPRESSIONDEV-Arjo Inc-Flowtron ACS900 |  | FLOWTRON ACS900-ACTIVE COMPRESSION SYSTM |  |  | SEQUENTIALCOMPRESSIONDEV-Arjo Inc-Flowtron ACS900 | [6 empty] | Verified as Rental |  |  | MHHS-Katy
NO | YES |  |  |  | FDT2365 |  | HUNTLEIGH | ACS900 |  |  | Rental | MHHS-Katy |  |  |  | FDT2365 |  | Katy |  | Rental | [7 empty] | SEQUENTIALCOMPRESSIONDEV-Arjo Inc-Flowtron ACS900 |  | FLOWTRON ACS900-ACTIVE COMPRESSION SYSTM |  |  | SEQUENTIALCOMPRESSIONDEV-Arjo Inc-Flowtron ACS900 | [6 empty] | Verified as Rental |  |  | MHHS-Katy
NO | YES |  |  |  | FDT2393 |  | HUNTLEIGH | ACS900 |  |  | Rental | MHHS-Katy |  |  |  | FDT2393 |  | Katy |  | Rental | [7 empty] | SEQUENTIALCOMPRESSIONDEV-Arjo Inc-Flowtron ACS900 |  | FLOWTRON ACS900-ACTIVE COMPRESSION SYSTM |  |  | SEQUENTIALCOMPRESSIONDEV-Arjo Inc-Flowtron ACS900 | [6 empty] | Verified as Rental |  |  | MHHS-Katy
NO | YES |  |  |  | FDT2402 |  | HUNTLEIGH | ACS900 |  |  | Rental | MHHS-Katy |  |  |  | FDT2402 |  | Katy |  | Rental | [7 empty] | SEQUENTIALCOMPRESSIONDEV-Arjo Inc-Flowtron ACS900 |  | FLOWTRON ACS900-ACTIVE COMPRESSION SYSTM |  |  | SEQUENTIALCOMPRESSIONDEV-Arjo Inc-Flowtron ACS900 | [6 empty] | Verified as Rental |  |  | MHHS-Katy
NO | YES |  |  |  | FDT2403 |  | HUNTLEIGH | ACS900 |  |  | Rental | MHHS-Katy |  |  |  | FDT2403 |  | Katy |  | Rental | [7 empty] | SEQUENTIALCOMPRESSIONDEV-Arjo Inc-Flowtron ACS900 |  | FLOWTRON ACS900-ACTIVE COMPRESSION SYSTM |  |  | SEQUENTIALCOMPRESSIONDEV-Arjo Inc-Flowtron ACS900 | [6 empty] | Verified as Rental |  |  | MHHS-Katy
NO | YES |  |  |  | FDT2447 |  | HUNTLEIGH | ACS900 |  |  | Rental | MHHS-Katy |  |  |  | FDT2447 |  | Katy |  | Rental | [7 empty] | SEQUENTIALCOMPRESSIONDEV-Arjo Inc-Flowtron ACS900 |  | FLOWTRON ACS900-ACTIVE COMPRESSION SYSTM |  |  | SEQUENTIALCOMPRESSIONDEV-Arjo Inc-Flowtron ACS900 | [6 empty] | Verified as Rental |  |  | MHHS-Katy
NO | YES |  |  |  | FDT2477 |  | HUNTLEIGH | ACS900 |  |  | Rental | MHHS-Katy |  |  |  | FDT2477 |  | Katy |  | Rental | [7 empty] | SEQUENTIALCOMPRESSIONDEV-Arjo Inc-Flowtron ACS900 |  | FLOWTRON ACS900-ACTIVE COMPRESSION SYSTM |  |  | SEQUENTIALCOMPRESSIONDEV-Arjo Inc-Flowtron ACS900 | [6 empty] | Verified as Rental |  |  | MHHS-Katy
NO | YES |  |  |  | FDT2493 |  | HUNTLEIGH | ACS900 |  |  | Rental | MHHS-Katy |  |  |  | FDT2493 |  | Katy |  | Rental | [7 empty] | SEQUENTIALCOMPRESSIONDEV-Arjo Inc-Flowtron ACS900 |  | FLOWTRON ACS900-ACTIVE COMPRESSION SYSTM |  |  | SEQUENTIALCOMPRESSIONDEV-Arjo Inc-Flowtron ACS900 | [6 empty] | Verified as Rental |  |  | MHHS-Katy
NO | YES |  |  |  | FDT2526 |  | HUNTLEIGH | ACS900 |  |  | Rental | MHHS-Katy |  |  |  | FDT2526 |  | Katy |  | Rental | [7 empty] | SEQUENTIALCOMPRESSIONDEV-Arjo Inc-Flowtron ACS900 |  | FLOWTRON ACS900-ACTIVE COMPRESSION SYSTM |  |  | SEQUENTIALCOMPRESSIONDEV-Arjo Inc-Flowtron ACS900 | [6 empty] | Verified as Rental |  |  | MHHS-Katy
NO | YES |  |  |  | FDT2563 |  | HUNTLEIGH | ACS900 |  |  | Rental | MHHS-Katy |  |  |  | FDT2563 |  | Katy |  | Rental | [7 empty] | SEQUENTIALCOMPRESSIONDEV-Arjo Inc-Flowtron ACS900 |  | FLOWTRON ACS900-ACTIVE COMPRESSION SYSTM |  |  | SEQUENTIALCOMPRESSIONDEV-Arjo Inc-Flowtron ACS900 | [6 empty] | Verified as Rental |  |  | MHHS-Katy
NO | YES |  |  |  | FDT2567 |  | HUNTLEIGH | ACS900 |  |  | Rental | MHHS-Katy |  |  |  | FDT2567 |  | Katy |  | Rental | [7 empty] | SEQUENTIALCOMPRESSIONDEV-Arjo Inc-Flowtron ACS900 |  | FLOWTRON ACS900-ACTIVE COMPRESSION SYSTM |  |  | SEQUENTIALCOMPRESSIONDEV-Arjo Inc-Flowtron ACS900 | [6 empty] | Verified as Rental |  |  | MHHS-Katy
NO | YES |  |  |  | FDT2643 |  | HUNTLEIGH | ACS900 |  |  | Rental | MHHS-Katy |  |  |  | FDT2643 |  | Katy |  | Rental | [7 empty] | SEQUENTIALCOMPRESSIONDEV-Arjo Inc-Flowtron ACS900 |  | FLOWTRON ACS900-ACTIVE COMPRESSION SYSTM |  |  | SEQUENTIALCOMPRESSIONDEV-Arjo Inc-Flowtron ACS900 | [6 empty] | Verified as Rental |  |  | MHHS-Katy
NO | YES |  |  |  | FDT2649 |  | HUNTLEIGH | ACS900 |  |  | Rental | MHHS-Katy |  |  |  | FDT2649 |  | Katy |  | Rental | [7 empty] | SEQUENTIALCOMPRESSIONDEV-Arjo Inc-Flowtron ACS900 |  | FLOWTRON ACS900-ACTIVE COMPRESSION SYSTM |  |  | SEQUENTIALCOMPRESSIONDEV-Arjo Inc-Flowtron ACS900 | [6 empty] | Verified as Rental |  |  | MHHS-Katy
NO | YES |  |  |  | FDT2650 |  | HUNTLEIGH | ACS900 |  |  | Rental | MHHS-Katy |  |  |  | FDT2650 |  | Katy |  | Rental | [7 empty] | SEQUENTIALCOMPRESSIONDEV-Arjo Inc-Flowtron ACS900 |  | FLOWTRON ACS900-ACTIVE COMPRESSION SYSTM |  |  | SEQUENTIALCOMPRESSIONDEV-Arjo Inc-Flowtron ACS900 | [6 empty] | Verified as Rental |  |  | MHHS-Katy
NO | YES |  |  |  | FDT2682 |  | HUNTLEIGH | ACS900 |  |  | Rental | MHHS-Katy |  |  |  | FDT2682 |  | Katy |  | Rental | [7 empty] | SEQUENTIALCOMPRESSIONDEV-Arjo Inc-Flowtron ACS900 |  | FLOWTRON ACS900-ACTIVE COMPRESSION SYSTM |  |  | SEQUENTIALCOMPRESSIONDEV-Arjo Inc-Flowtron ACS900 | [6 empty] | Verified as Rental |  |  | MHHS-Katy
NO | YES |  |  |  | FDT2710 |  | HUNTLEIGH | ACS900 |  |  | Rental | MHHS-Katy |  |  |  | FDT2710 |  | Katy |  | Rental | [7 empty] | SEQUENTIALCOMPRESSIONDEV-Arjo Inc-Flowtron ACS900 |  | FLOWTRON ACS900-ACTIVE COMPRESSION SYSTM |  |  | SEQUENTIALCOMPRESSIONDEV-Arjo Inc-Flowtron ACS900 | [6 empty] | Verified as Rental |  |  | MHHS-Katy
NO | YES |  |  |  | FDT2711 |  | HUNTLEIGH | ACS900 |  |  | Rental | MHHS-Katy |  |  |  | FDT2711 |  | Katy |  | Rental | [7 empty] | SEQUENTIALCOMPRESSIONDEV-Arjo Inc-Flowtron ACS900 |  | FLOWTRON ACS900-ACTIVE COMPRESSION SYSTM |  |  | SEQUENTIALCOMPRESSIONDEV-Arjo Inc-Flowtron ACS900 | [6 empty] | Verified as Rental |  |  | MHHS-Katy
NO | YES |  |  |  | FDT2727 |  | HUNTLEIGH | ACS900 |  |  | Rental | MHHS-Katy |  |  |  | FDT2727 |  | Katy |  | Rental | [7 empty] | SEQUENTIALCOMPRESSIONDEV-Arjo Inc-Flowtron ACS900 |  | FLOWTRON ACS900-ACTIVE COMPRESSION SYSTM |  |  | SEQUENTIALCOMPRESSIONDEV-Arjo Inc-Flowtron ACS900 | [6 empty] | Verified as Rental |  |  | MHHS-Katy
NO | YES |  |  |  | FDT2730 |  | HUNTLEIGH | ACS900 |  |  | Rental | MHHS-Katy |  |  |  | FDT2730 |  | Katy |  | Rental | [7 empty] | SEQUENTIALCOMPRESSIONDEV-Arjo Inc-Flowtron ACS900 |  | FLOWTRON ACS900-ACTIVE COMPRESSION SYSTM |  |  | SEQUENTIALCOMPRESSIONDEV-Arjo Inc-Flowtron ACS900 | [6 empty] | Verified as Rental |  |  | MHHS-Katy
NO | YES |  |  |  | FDT2838 |  | HUNTLEIGH | ACS900 |  |  | Rental | MHHS-Katy |  |  |  | FDT2838 |  | Katy |  | Rental | [7 empty] | SEQUENTIALCOMPRESSIONDEV-Arjo Inc-Flowtron ACS900 |  | FLOWTRON ACS900-ACTIVE COMPRESSION SYSTM |  |  | SEQUENTIALCOMPRESSIONDEV-Arjo Inc-Flowtron ACS900 | [6 empty] | Verified as Rental |  |  | MHHS-Katy
NO | YES |  |  |  | FDT2846 |  | HUNTLEIGH | ACS900 |  |  | Rental | MHHS-Katy |  |  |  | FDT2846 |  | Katy |  | Rental | [7 empty] | SEQUENTIALCOMPRESSIONDEV-Arjo Inc-Flowtron ACS900 |  | FLOWTRON ACS900-ACTIVE COMPRESSION SYSTM |  |  | SEQUENTIALCOMPRESSIONDEV-Arjo Inc-Flowtron ACS900 | [6 empty] | Verified as Rental |  |  | MHHS-Katy
NO | YES |  |  |  | FDT2857 |  | HUNTLEIGH | ACS900 |  |  | Rental | MHHS-Katy |  |  |  | FDT2857 |  | Katy |  | Rental | [7 empty] | SEQUENTIALCOMPRESSIONDEV-Arjo Inc-Flowtron ACS900 |  | FLOWTRON ACS900-ACTIVE COMPRESSION SYSTM |  |  | SEQUENTIALCOMPRESSIONDEV-Arjo Inc-Flowtron ACS900 | [6 empty] | Verified as Rental |  |  | MHHS-Katy
NO | YES |  |  |  | FDT333 |  | HUNTLEIGH | ACS900 |  |  | Rental | MHHS-Katy Rehab |  |  |  | FDT333 |  | Katy |  | Rental | [7 empty] | SEQUENTIALCOMPRESSIONDEV-Arjo Inc-Flowtron ACS900 |  | FLOWTRON ACS900-ACTIVE COMPRESSION SYSTM |  |  | SEQUENTIALCOMPRESSIONDEV-Arjo Inc-Flowtron ACS900 | [6 empty] | Verified as Rental |  |  | MHHS-Katy Rehab
NO | YES |  |  |  | FDT361 |  | HUNTLEIGH | ACS900 |  |  | Rental | MHHS-Katy Rehab |  |  |  | FDT361 |  | Katy |  | Rental | [7 empty] | SEQUENTIALCOMPRESSIONDEV-Arjo Inc-Flowtron ACS900 |  | FLOWTRON ACS900-ACTIVE COMPRESSION SYSTM |  |  | SEQUENTIALCOMPRESSIONDEV-Arjo Inc-Flowtron ACS900 | [6 empty] | Verified as Rental |  |  | MHHS-Katy Rehab
NO | YES |  |  |  | FDT493 |  | HUNTLEIGH | ACS900 |  |  | Rental | MHHS-Katy Rehab |  |  |  | FDT493 |  | Katy |  | Rental | [7 empty] | SEQUENTIALCOMPRESSIONDEV-Arjo Inc-Flowtron ACS900 |  | FLOWTRON ACS900-ACTIVE COMPRESSION SYSTM |  |  | SEQUENTIALCOMPRESSIONDEV-Arjo Inc-Flowtron ACS900 | [6 empty] | Verified as Rental |  |  | MHHS-Katy Rehab
NO | YES |  |  |  | FDT514 |  | HUNTLEIGH | ACS900 |  |  | Rental | MHHS-Katy Rehab |  |  |  | FDT514 |  | Katy |  | Rental | [7 empty] | SEQUENTIALCOMPRESSIONDEV-Arjo Inc-Flowtron ACS900 |  | FLOWTRON ACS900-ACTIVE COMPRESSION SYSTM |  |  | SEQUENTIALCOMPRESSIONDEV-Arjo Inc-Flowtron ACS900 | [6 empty] | Verified as Rental |  |  | MHHS-Katy Rehab
NO | YES |  |  |  | FDT580 |  | HUNTLEIGH | ACS900 |  |  | Rental | MHHS-Katy Rehab |  |  |  | FDT580 |  | Katy |  | Rental | [7 empty] | SEQUENTIALCOMPRESSIONDEV-Arjo Inc-Flowtron ACS900 |  | FLOWTRON ACS900-ACTIVE COMPRESSION SYSTM |  |  | SEQUENTIALCOMPRESSIONDEV-Arjo Inc-Flowtron ACS900 | [6 empty] | Verified as Rental |  |  | MHHS-Katy Rehab
NO | YES |  |  |  | FDT775 |  | HUNTLEIGH | ACS900 |  |  | Rental | MHHS-Katy Rehab |  |  |  | FDT775 |  | Katy |  | Rental | [7 empty] | SEQUENTIALCOMPRESSIONDEV-Arjo Inc-Flowtron ACS900 |  | FLOWTRON ACS900-ACTIVE COMPRESSION SYSTM |  |  | SEQUENTIALCOMPRESSIONDEV-Arjo Inc-Flowtron ACS900 | [6 empty] | Verified as Rental |  |  | MHHS-Katy Rehab
NO | YES |  |  |  | FDT935 |  | HUNTLEIGH | ACS900 |  |  | Rental | MHHS-Katy Rehab |  |  |  | FDT935 |  | Katy |  | Rental | [7 empty] | SEQUENTIALCOMPRESSIONDEV-Arjo Inc-Flowtron ACS900 |  | FLOWTRON ACS900-ACTIVE COMPRESSION SYSTM |  |  | SEQUENTIALCOMPRESSIONDEV-Arjo Inc-Flowtron ACS900 | [6 empty] | Verified as Rental |  |  | MHHS-Katy Rehab
NO | YES |  |  |  | FDT1484 |  | HUNTLEIGH | ACS900 |  |  | Rental | MHHS-Katy Rehab |  |  |  | FDT1484 |  | Katy |  | Rental | [7 empty] | SEQUENTIALCOMPRESSIONDEV-Arjo Inc-Flowtron ACS900 |  | FLOWTRON ACS900-ACTIVE COMPRESSION SYSTM |  |  | SEQUENTIALCOMPRESSIONDEV-Arjo Inc-Flowtron ACS900 | [6 empty] | Verified as Rental |  |  | MHHS-Katy Rehab
NO | YES |  |  |  | FDT1862 |  | HUNTLEIGH | ACS900 |  |  | Rental | MHHS-Katy Rehab |  |  |  | FDT1862 |  | Katy |  | Rental | [7 empty] | SEQUENTIALCOMPRESSIONDEV-Arjo Inc-Flowtron ACS900 |  | FLOWTRON ACS900-ACTIVE COMPRESSION SYSTM |  |  | SEQUENTIALCOMPRESSIONDEV-Arjo Inc-Flowtron ACS900 | [6 empty] | Verified as Rental |  |  | MHHS-Katy Rehab
NO | YES |  |  |  | FDT2187 |  | HUNTLEIGH | ACS900 |  |  | Rental | MHHS-Katy Rehab |  |  |  | FDT2187 |  | Katy |  | Rental | [7 empty] | SEQUENTIALCOMPRESSIONDEV-Arjo Inc-Flowtron ACS900 |  | FLOWTRON ACS900-ACTIVE COMPRESSION SYSTM |  |  | SEQUENTIALCOMPRESSIONDEV-Arjo Inc-Flowtron ACS900 | [6 empty] | Verified as Rental |  |  | MHHS-Katy Rehab
NO | YES |  |  |  | FDT2409 |  | HUNTLEIGH | ACS900 |  |  | Rental | MHHS-Katy Rehab |  |  |  | FDT2409 |  | Katy |  | Rental | [7 empty] | SEQUENTIALCOMPRESSIONDEV-Arjo Inc-Flowtron ACS900 |  | FLOWTRON ACS900-ACTIVE COMPRESSION SYSTM |  |  | SEQUENTIALCOMPRESSIONDEV-Arjo Inc-Flowtron ACS900 | [6 empty] | Verified as Rental |  |  | MHHS-Katy Rehab
NO | YES |  |  |  | FDT2480 |  | HUNTLEIGH | ACS900 |  |  | Rental | MHHS-Katy Rehab |  |  |  | FDT2480 |  | Katy |  | Rental | [7 empty] | SEQUENTIALCOMPRESSIONDEV-Arjo Inc-Flowtron ACS900 |  | FLOWTRON ACS900-ACTIVE COMPRESSION SYSTM |  |  | SEQUENTIALCOMPRESSIONDEV-Arjo Inc-Flowtron ACS900 | [6 empty] | Verified as Rental |  |  | MHHS-Katy Rehab
NO | YES |  |  |  | FDT2651 |  | HUNTLEIGH | ACS900 |  |  | Rental | MHHS-Katy Rehab |  |  |  | FDT2651 |  | Katy |  | Rental | [7 empty] | SEQUENTIALCOMPRESSIONDEV-Arjo Inc-Flowtron ACS900 |  | FLOWTRON ACS900-ACTIVE COMPRESSION SYSTM |  |  | SEQUENTIALCOMPRESSIONDEV-Arjo Inc-Flowtron ACS900 | [6 empty] | Verified as Rental |  |  | MHHS-Katy Rehab
NO | YES |  |  |  | FDT1391 |  | HUNTLEIGH | ACS900 |  |  | Rental | MHHS-Mem City |  |  |  | FDT1391 |  | West & Memorial City |  | Rental | [7 empty] | SEQUENTIALCOMPRESSIONDEV-Arjo Inc-Flowtron ACS900 |  | FLOWTRON ACS900-ACTIVE COMPRESSION SYSTM |  |  | SEQUENTIALCOMPRESSIONDEV-Arjo Inc-Flowtron ACS900 | [6 empty] | Verified as Rental |  |  | MHHS-Mem City
NO | YES |  |  |  | FDT2466 |  | HUNTLEIGH | ACS900 |  |  | Rental | MHHS-Northeast |  |  |  | FDT2466 |  | Katy |  | Rental | [7 empty] | SEQUENTIALCOMPRESSIONDEV-Arjo Inc-Flowtron ACS900 |  | FLOWTRON ACS900-ACTIVE COMPRESSION SYSTM |  |  | SEQUENTIALCOMPRESSIONDEV-Arjo Inc-Flowtron ACS900 | [6 empty] | Verified as Rental |  |  | MHHS-Northeast
NO | YES |  |  |  | FDT483 |  | HUNTLEIGH | ACS900 |  |  | Rental | MHHS-Southwest |  |  |  | FDT483 |  | Southwest |  | Rental | [7 empty] | SEQUENTIALCOMPRESSIONDEV-Arjo Inc-Flowtron ACS900 |  | FLOWTRON ACS900-ACTIVE COMPRESSION SYSTM |  |  | SEQUENTIALCOMPRESSIONDEV-Arjo Inc-Flowtron ACS900 | [6 empty] | Verified as Rental |  |  | MHHS-Southwest
NO | YES |  |  |  | FDT1019 |  | HUNTLEIGH | ACS900 |  |  | Rental | MHHS-Southwest |  |  |  | FDT1019 |  | Southwest |  | Rental | [7 empty] | SEQUENTIALCOMPRESSIONDEV-Arjo Inc-Flowtron ACS900 |  | FLOWTRON ACS900-ACTIVE COMPRESSION SYSTM |  |  | SEQUENTIALCOMPRESSIONDEV-Arjo Inc-Flowtron ACS900 | [6 empty] | Verified as Rental |  |  | MHHS-Southwest
NO | YES |  |  |  | FDT1296 |  | HUNTLEIGH | ACS900 |  |  | Rental | MHHS-Southwest |  |  |  | FDT1296 |  | Southwest |  | Rental | [7 empty] | SEQUENTIALCOMPRESSIONDEV-Arjo Inc-Flowtron ACS900 |  | FLOWTRON ACS900-ACTIVE COMPRESSION SYSTM |  |  | SEQUENTIALCOMPRESSIONDEV-Arjo Inc-Flowtron ACS900 | [6 empty] | Verified as Rental |  |  | MHHS-Southwest
NO | YES |  |  |  | FDT1514 |  | HUNTLEIGH | ACS900 |  |  | Rental | MHHS-Southwest |  |  |  | FDT1514 |  | Southwest |  | Rental | [7 empty] | SEQUENTIALCOMPRESSIONDEV-Arjo Inc-Flowtron ACS900 |  | FLOWTRON ACS900-ACTIVE COMPRESSION SYSTM |  |  | SEQUENTIALCOMPRESSIONDEV-Arjo Inc-Flowtron ACS900 | [6 empty] | Verified as Rental |  |  | MHHS-Southwest
NO | YES |  |  |  | FDT1683 |  | HUNTLEIGH | ACS900 |  |  | Rental | MHHS-Southwest |  |  |  | FDT1683 |  | Southwest |  | Rental | [7 empty] | SEQUENTIALCOMPRESSIONDEV-Arjo Inc-Flowtron ACS900 |  | FLOWTRON ACS900-ACTIVE COMPRESSION SYSTM |  |  | SEQUENTIALCOMPRESSIONDEV-Arjo Inc-Flowtron ACS900 | [6 empty] | Verified as Rental |  |  | MHHS-Southwest
NO | YES |  |  |  | FDT1907 |  | HUNTLEIGH | ACS900 |  |  | Rental | MHHS-Southwest |  |  |  | FDT1907 |  | Southwest |  | Rental | [7 empty] | SEQUENTIALCOMPRESSIONDEV-Arjo Inc-Flowtron ACS900 |  | FLOWTRON ACS900-ACTIVE COMPRESSION SYSTM |  |  | SEQUENTIALCOMPRESSIONDEV-Arjo Inc-Flowtron ACS900 | [6 empty] | Verified as Rental |  |  | MHHS-Southwest
NO | YES |  |  |  | FDT1953 |  | HUNTLEIGH | ACS900 |  |  | Rental | MHHS-Southwest |  |  |  | FDT1953 |  | Southwest |  | Rental | [7 empty] | SEQUENTIALCOMPRESSIONDEV-Arjo Inc-Flowtron ACS900 |  | FLOWTRON ACS900-ACTIVE COMPRESSION SYSTM |  |  | SEQUENTIALCOMPRESSIONDEV-Arjo Inc-Flowtron ACS900 | [6 empty] | Verified as Rental |  |  | MHHS-Southwest
NO | YES |  |  |  | FDT2276 |  | HUNTLEIGH | ACS900 |  |  | Rental | MHHS-Southwest |  |  |  | FDT2276 |  | Southwest |  | Rental | [7 empty] | SEQUENTIALCOMPRESSIONDEV-Arjo Inc-Flowtron ACS900 |  | FLOWTRON ACS900-ACTIVE COMPRESSION SYSTM |  |  | SEQUENTIALCOMPRESSIONDEV-Arjo Inc-Flowtron ACS900 | [6 empty] | Verified as Rental |  |  | MHHS-Southwest
NO | YES |  |  |  | FDT2705 |  | HUNTLEIGH | ACS900 |  |  | Rental | MHHS-Southwest |  |  |  | FDT2705 |  | Southwest |  | Rental | [7 empty] | SEQUENTIALCOMPRESSIONDEV-Arjo Inc-Flowtron ACS900 |  | FLOWTRON ACS900-ACTIVE COMPRESSION SYSTM |  |  | SEQUENTIALCOMPRESSIONDEV-Arjo Inc-Flowtron ACS900 | [6 empty] | Verified as Rental |  |  | MHHS-Southwest
NO | YES |  |  |  | FDT405 |  | HUNTLEIGH | ACS900 |  |  | Rental | MHHS-Sugarland |  |  |  | FDT405 |  | Sugar Land |  | Rental | [7 empty] | SEQUENTIALCOMPRESSIONDEV-Arjo Inc-Flowtron ACS900 |  | FLOWTRON ACS900-ACTIVE COMPRESSION SYSTM |  |  | SEQUENTIALCOMPRESSIONDEV-Arjo Inc-Flowtron ACS900 | [6 empty] | Verified as Rental |  |  | MHHS-Sugarland
NO | YES |  |  |  | FDT619 |  | HUNTLEIGH | ACS900 |  |  | Rental | MHHS-Sugarland |  |  |  | FDT619 |  | Sugar Land |  | Rental | [7 empty] | SEQUENTIALCOMPRESSIONDEV-Arjo Inc-Flowtron ACS900 |  | FLOWTRON ACS900-ACTIVE COMPRESSION SYSTM |  |  | SEQUENTIALCOMPRESSIONDEV-Arjo Inc-Flowtron ACS900 | [6 empty] | Verified as Rental |  |  | MHHS-Sugarland
NO | YES |  |  |  | FDT947 |  | HUNTLEIGH | ACS900 |  |  | Rental | MHHS-Sugarland |  |  |  | FDT947 |  | Sugar Land |  | Rental | [7 empty] | SEQUENTIALCOMPRESSIONDEV-Arjo Inc-Flowtron ACS900 |  | FLOWTRON ACS900-ACTIVE COMPRESSION SYSTM |  |  | SEQUENTIALCOMPRESSIONDEV-Arjo Inc-Flowtron ACS900 | [6 empty] | Verified as Rental |  |  | MHHS-Sugarland
NO | YES |  |  |  | FDT967 |  | HUNTLEIGH | ACS900 |  |  | Rental | MHHS-Sugarland |  |  |  | FDT967 |  | Sugar Land |  | Rental | [7 empty] | SEQUENTIALCOMPRESSIONDEV-Arjo Inc-Flowtron ACS900 |  | FLOWTRON ACS900-ACTIVE COMPRESSION SYSTM |  |  | SEQUENTIALCOMPRESSIONDEV-Arjo Inc-Flowtron ACS900 | [6 empty] | Verified as Rental |  |  | MHHS-Sugarland
NO | YES |  |  |  | FDT1359 |  | HUNTLEIGH | ACS900 |  |  | Rental | MHHS-Sugarland |  |  |  | FDT1359 |  | Sugar Land |  | Rental | [7 empty] | SEQUENTIALCOMPRESSIONDEV-Arjo Inc-Flowtron ACS900 |  | FLOWTRON ACS900-ACTIVE COMPRESSION SYSTM |  |  | SEQUENTIALCOMPRESSIONDEV-Arjo Inc-Flowtron ACS900 | [6 empty] | Verified as Rental |  |  | MHHS-Sugarland
NO | YES |  |  |  | FDT2346 |  | HUNTLEIGH | ACS900 |  |  | Rental | MHHS-Sugarland |  |  |  | FDT2346 |  | Sugar Land |  | Rental | [7 empty] | SEQUENTIALCOMPRESSIONDEV-Arjo Inc-Flowtron ACS900 |  | FLOWTRON ACS900-ACTIVE COMPRESSION SYSTM |  |  | SEQUENTIALCOMPRESSIONDEV-Arjo Inc-Flowtron ACS900 | [6 empty] | Verified as Rental |  |  | MHHS-Sugarland
NO | YES |  |  |  | FDT308 |  | HUNTLEIGH | ACS900 |  |  | Rental | MHHS-Woodlands |  |  |  | FDT308 |  | Woodlands |  | Rental | [7 empty] | SEQUENTIALCOMPRESSIONDEV-Arjo Inc-Flowtron ACS900 |  | FLOWTRON ACS900-ACTIVE COMPRESSION SYSTM |  |  | SEQUENTIALCOMPRESSIONDEV-Arjo Inc-Flowtron ACS900 | [6 empty] | Verified as Rental |  |  | MHHS-Woodlands
NO | YES |  |  |  | FDT315 |  | HUNTLEIGH | ACS900 |  |  | Rental | MHHS-Woodlands |  |  |  | FDT315 |  | Woodlands |  | Rental | [7 empty] | SEQUENTIALCOMPRESSIONDEV-Arjo Inc-Flowtron ACS900 |  | FLOWTRON ACS900-ACTIVE COMPRESSION SYSTM |  |  | SEQUENTIALCOMPRESSIONDEV-Arjo Inc-Flowtron ACS900 | [6 empty] | Verified as Rental |  |  | MHHS-Woodlands
NO | YES |  |  |  | FDT336 |  | HUNTLEIGH | ACS900 |  |  | Rental | MHHS-Woodlands |  |  |  | FDT336 |  | Woodlands |  | Rental | [7 empty] | SEQUENTIALCOMPRESSIONDEV-Arjo Inc-Flowtron ACS900 |  | FLOWTRON ACS900-ACTIVE COMPRESSION SYSTM |  |  | SEQUENTIALCOMPRESSIONDEV-Arjo Inc-Flowtron ACS900 | [6 empty] | Verified as Rental |  |  | MHHS-Woodlands
NO | YES |  |  |  | FDT340 |  | HUNTLEIGH | ACS900 |  |  | Rental | MHHS-Woodlands |  |  |  | FDT340 |  | Woodlands |  | Rental | [7 empty] | SEQUENTIALCOMPRESSIONDEV-Arjo Inc-Flowtron ACS900 |  | FLOWTRON ACS900-ACTIVE COMPRESSION SYSTM |  |  | SEQUENTIALCOMPRESSIONDEV-Arjo Inc-Flowtron ACS900 | [6 empty] | Verified as Rental |  |  | MHHS-Woodlands
NO | YES |  |  |  | FDT343 |  | HUNTLEIGH | ACS900 |  |  | Rental | MHHS-Woodlands |  |  |  | FDT343 |  | Woodlands |  | Rental | [7 empty] | SEQUENTIALCOMPRESSIONDEV-Arjo Inc-Flowtron ACS900 |  | FLOWTRON ACS900-ACTIVE COMPRESSION SYSTM |  |  | SEQUENTIALCOMPRESSIONDEV-Arjo Inc-Flowtron ACS900 | [6 empty] | Verified as Rental |  |  | MHHS-Woodlands
NO | YES |  |  |  | FDT352 |  | HUNTLEIGH | ACS900 |  |  | Rental | MHHS-Woodlands |  |  |  | FDT352 |  | Woodlands |  | Rental | [7 empty] | SEQUENTIALCOMPRESSIONDEV-Arjo Inc-Flowtron ACS900 |  | FLOWTRON ACS900-ACTIVE COMPRESSION SYSTM |  |  | SEQUENTIALCOMPRESSIONDEV-Arjo Inc-Flowtron ACS900 | [6 empty] | Verified as Rental |  |  | MHHS-Woodlands
NO | YES |  |  |  | FDT357 |  | HUNTLEIGH | ACS900 |  |  | Rental | MHHS-Woodlands |  |  |  | FDT357 |  | Woodlands |  | Rental | [7 empty] | SEQUENTIALCOMPRESSIONDEV-Arjo Inc-Flowtron ACS900 |  | FLOWTRON ACS900-ACTIVE COMPRESSION SYSTM |  |  | SEQUENTIALCOMPRESSIONDEV-Arjo Inc-Flowtron ACS900 | [6 empty] | Verified as Rental |  |  | MHHS-Woodlands
NO | YES |  |  |  | FDT360 |  | HUNTLEIGH | ACS900 |  |  | Rental | MHHS-Woodlands |  |  |  | FDT360 |  | Woodlands |  | Rental | [7 empty] | SEQUENTIALCOMPRESSIONDEV-Arjo Inc-Flowtron ACS900 |  | FLOWTRON ACS900-ACTIVE COMPRESSION SYSTM |  |  | SEQUENTIALCOMPRESSIONDEV-Arjo Inc-Flowtron ACS900 | [6 empty] | Verified as Rental |  |  | MHHS-Woodlands
NO | YES |  |  |  | FDT364 |  | HUNTLEIGH | ACS900 |  |  | Rental | MHHS-Woodlands |  |  |  | FDT364 |  | Woodlands |  | Rental | [7 empty] | SEQUENTIALCOMPRESSIONDEV-Arjo Inc-Flowtron ACS900 |  | FLOWTRON ACS900-ACTIVE COMPRESSION SYSTM |  |  | SEQUENTIALCOMPRESSIONDEV-Arjo Inc-Flowtron ACS900 | [6 empty] | Verified as Rental |  |  | MHHS-Woodlands
NO | YES |  |  |  | FDT365 |  | HUNTLEIGH | ACS900 |  |  | Rental | MHHS-Woodlands |  |  |  | FDT365 |  | Woodlands |  | Rental | [7 empty] | SEQUENTIALCOMPRESSIONDEV-Arjo Inc-Flowtron ACS900 |  | FLOWTRON ACS900-ACTIVE COMPRESSION SYSTM |  |  | SEQUENTIALCOMPRESSIONDEV-Arjo Inc-Flowtron ACS900 | [6 empty] | Verified as Rental |  |  | MHHS-Woodlands
NO | YES |  |  |  | FDT366 |  | HUNTLEIGH | ACS900 |  |  | Rental | MHHS-Woodlands |  |  |  | FDT366 |  | Woodlands |  | Rental | [7 empty] | SEQUENTIALCOMPRESSIONDEV-Arjo Inc-Flowtron ACS900 |  | FLOWTRON ACS900-ACTIVE COMPRESSION SYSTM |  |  | SEQUENTIALCOMPRESSIONDEV-Arjo Inc-Flowtron ACS900 | [6 empty] | Verified as Rental |  |  | MHHS-Woodlands
NO | YES |  |  |  | FDT370 |  | HUNTLEIGH | ACS900 |  |  | Rental | MHHS-Woodlands |  |  |  | FDT370 |  | Woodlands |  | Rental | [7 empty] | SEQUENTIALCOMPRESSIONDEV-Arjo Inc-Flowtron ACS900 |  | FLOWTRON ACS900-ACTIVE COMPRESSION SYSTM |  |  | SEQUENTIALCOMPRESSIONDEV-Arjo Inc-Flowtron ACS900 | [6 empty] | Verified as Rental |  |  | MHHS-Woodlands
NO | YES |  |  |  | FDT383 |  | HUNTLEIGH | ACS900 |  |  | Rental | MHHS-Woodlands |  |  |  | FDT383 |  | Woodlands |  | Rental | [7 empty] | SEQUENTIALCOMPRESSIONDEV-Arjo Inc-Flowtron ACS900 |  | FLOWTRON ACS900-ACTIVE COMPRESSION SYSTM |  |  | SEQUENTIALCOMPRESSIONDEV-Arjo Inc-Flowtron ACS900 | [6 empty] | Verified as Rental |  |  | MHHS-Woodlands
NO | YES |  |  |  | FDT397 |  | HUNTLEIGH | ACS900 |  |  | Rental | MHHS-Woodlands |  |  |  | FDT397 |  | Woodlands |  | Rental | [7 empty] | SEQUENTIALCOMPRESSIONDEV-Arjo Inc-Flowtron ACS900 |  | FLOWTRON ACS900-ACTIVE COMPRESSION SYSTM |  |  | SEQUENTIALCOMPRESSIONDEV-Arjo Inc-Flowtron ACS900 | [6 empty] | Verified as Rental |  |  | MHHS-Woodlands
NO | YES |  |  |  | FDT422 |  | HUNTLEIGH | ACS900 |  |  | Rental | MHHS-Woodlands |  |  |  | FDT422 |  | Woodlands |  | Rental | [7 empty] | SEQUENTIALCOMPRESSIONDEV-Arjo Inc-Flowtron ACS900 |  | FLOWTRON ACS900-ACTIVE COMPRESSION SYSTM |  |  | SEQUENTIALCOMPRESSIONDEV-Arjo Inc-Flowtron ACS900 | [6 empty] | Verified as Rental |  |  | MHHS-Woodlands
NO | YES |  |  |  | FDT452 |  | HUNTLEIGH | ACS900 |  |  | Rental | MHHS-Woodlands |  |  |  | FDT452 |  | Woodlands |  | Rental | [7 empty] | SEQUENTIALCOMPRESSIONDEV-Arjo Inc-Flowtron ACS900 |  | FLOWTRON ACS900-ACTIVE COMPRESSION SYSTM |  |  | SEQUENTIALCOMPRESSIONDEV-Arjo Inc-Flowtron ACS900 | [6 empty] | Verified as Rental |  |  | MHHS-Woodlands
NO | YES |  |  |  | FDT469 |  | HUNTLEIGH | ACS900 |  |  | Rental | MHHS-Woodlands |  |  |  | FDT469 |  | Woodlands |  | Rental | [7 empty] | SEQUENTIALCOMPRESSIONDEV-Arjo Inc-Flowtron ACS900 |  | FLOWTRON ACS900-ACTIVE COMPRESSION SYSTM |  |  | SEQUENTIALCOMPRESSIONDEV-Arjo Inc-Flowtron ACS900 | [6 empty] | Verified as Rental |  |  | MHHS-Woodlands
NO | YES |  |  |  | FDT475 |  | HUNTLEIGH | ACS900 |  |  | Rental | MHHS-Woodlands |  |  |  | FDT475 |  | Woodlands |  | Rental | [7 empty] | SEQUENTIALCOMPRESSIONDEV-Arjo Inc-Flowtron ACS900 |  | FLOWTRON ACS900-ACTIVE COMPRESSION SYSTM |  |  | SEQUENTIALCOMPRESSIONDEV-Arjo Inc-Flowtron ACS900 | [6 empty] | Verified as Rental |  |  | MHHS-Woodlands
NO | YES |  |  |  | FDT485 |  | HUNTLEIGH | ACS900 |  |  | Rental | MHHS-Woodlands |  |  |  | FDT485 |  | Woodlands |  | Rental | [7 empty] | SEQUENTIALCOMPRESSIONDEV-Arjo Inc-Flowtron ACS900 |  | FLOWTRON ACS900-ACTIVE COMPRESSION SYSTM |  |  | SEQUENTIALCOMPRESSIONDEV-Arjo Inc-Flowtron ACS900 | [6 empty] | Verified as Rental |  |  | MHHS-Woodlands
NO | YES |  |  |  | FDT507 |  | HUNTLEIGH | ACS900 |  |  | Rental | MHHS-Woodlands |  |  |  | FDT507 |  | Woodlands |  | Rental | [7 empty] | SEQUENTIALCOMPRESSIONDEV-Arjo Inc-Flowtron ACS900 |  | FLOWTRON ACS900-ACTIVE COMPRESSION SYSTM |  |  | SEQUENTIALCOMPRESSIONDEV-Arjo Inc-Flowtron ACS900 | [6 empty] | Verified as Rental |  |  | MHHS-Woodlands
NO | YES |  |  |  | FDT513 |  | HUNTLEIGH | ACS900 |  |  | Rental | MHHS-Woodlands |  |  |  | FDT513 |  | Woodlands |  | Rental | [7 empty] | SEQUENTIALCOMPRESSIONDEV-Arjo Inc-Flowtron ACS900 |  | FLOWTRON ACS900-ACTIVE COMPRESSION SYSTM |  |  | SEQUENTIALCOMPRESSIONDEV-Arjo Inc-Flowtron ACS900 | [6 empty] | Verified as Rental |  |  | MHHS-Woodlands
NO | YES |  |  |  | FDT532 |  | HUNTLEIGH | ACS900 |  |  | Rental | MHHS-Woodlands |  |  |  | FDT532 |  | Woodlands |  | Rental | [7 empty] | SEQUENTIALCOMPRESSIONDEV-Arjo Inc-Flowtron ACS900 |  | FLOWTRON ACS900-ACTIVE COMPRESSION SYSTM |  |  | SEQUENTIALCOMPRESSIONDEV-Arjo Inc-Flowtron ACS900 | [6 empty] | Verified as Rental |  |  | MHHS-Woodlands
NO | YES |  |  |  | FDT537 |  | HUNTLEIGH | ACS900 |  |  | Rental | MHHS-Woodlands |  |  |  | FDT537 |  | Woodlands |  | Rental | [7 empty] | SEQUENTIALCOMPRESSIONDEV-Arjo Inc-Flowtron ACS900 |  | FLOWTRON ACS900-ACTIVE COMPRESSION SYSTM |  |  | SEQUENTIALCOMPRESSIONDEV-Arjo Inc-Flowtron ACS900 | [6 empty] | Verified as Rental |  |  | MHHS-Woodlands
NO | YES |  |  |  | FDT540 |  | HUNTLEIGH | ACS900 |  |  | Rental | MHHS-Woodlands |  |  |  | FDT540 |  | Woodlands |  | Rental | [7 empty] | SEQUENTIALCOMPRESSIONDEV-Arjo Inc-Flowtron ACS900 |  | FLOWTRON ACS900-ACTIVE COMPRESSION SYSTM |  |  | SEQUENTIALCOMPRESSIONDEV-Arjo Inc-Flowtron ACS900 | [6 empty] | Verified as Rental |  |  | MHHS-Woodlands
NO | YES |  |  |  | FDT542 |  | HUNTLEIGH | ACS900 |  |  | Rental | MHHS-Woodlands |  |  |  | FDT542 |  | Woodlands |  | Rental | [7 empty] | SEQUENTIALCOMPRESSIONDEV-Arjo Inc-Flowtron ACS900 |  | FLOWTRON ACS900-ACTIVE COMPRESSION SYSTM |  |  | SEQUENTIALCOMPRESSIONDEV-Arjo Inc-Flowtron ACS900 | [6 empty] | Verified as Rental |  |  | MHHS-Woodlands
NO | YES |  |  |  | FDT562 |  | HUNTLEIGH | ACS900 |  |  | Rental | MHHS-Woodlands |  |  |  | FDT562 |  | Woodlands |  | Rental | [7 empty] | SEQUENTIALCOMPRESSIONDEV-Arjo Inc-Flowtron ACS900 |  | FLOWTRON ACS900-ACTIVE COMPRESSION SYSTM |  |  | SEQUENTIALCOMPRESSIONDEV-Arjo Inc-Flowtron ACS900 | [6 empty] | Verified as Rental |  |  | MHHS-Woodlands
NO | YES |  |  |  | FDT565 |  | HUNTLEIGH | ACS900 |  |  | Rental | MHHS-Woodlands |  |  |  | FDT565 |  | Woodlands |  | Rental | [7 empty] | SEQUENTIALCOMPRESSIONDEV-Arjo Inc-Flowtron ACS900 |  | FLOWTRON ACS900-ACTIVE COMPRESSION SYSTM |  |  | SEQUENTIALCOMPRESSIONDEV-Arjo Inc-Flowtron ACS900 | [6 empty] | Verified as Rental |  |  | MHHS-Woodlands
NO | YES |  |  |  | FDT570 |  | HUNTLEIGH | ACS900 |  |  | Rental | MHHS-Woodlands |  |  |  | FDT570 |  | Woodlands |  | Rental | [7 empty] | SEQUENTIALCOMPRESSIONDEV-Arjo Inc-Flowtron ACS900 |  | FLOWTRON ACS900-ACTIVE COMPRESSION SYSTM |  |  | SEQUENTIALCOMPRESSIONDEV-Arjo Inc-Flowtron ACS900 | [6 empty] | Verified as Rental |  |  | MHHS-Woodlands
NO | YES |  |  |  | FDT583 |  | HUNTLEIGH | ACS900 |  |  | Rental | MHHS-Woodlands |  |  |  | FDT583 |  | Woodlands |  | Rental | [7 empty] | SEQUENTIALCOMPRESSIONDEV-Arjo Inc-Flowtron ACS900 |  | FLOWTRON ACS900-ACTIVE COMPRESSION SYSTM |  |  | SEQUENTIALCOMPRESSIONDEV-Arjo Inc-Flowtron ACS900 | [6 empty] | Verified as Rental |  |  | MHHS-Woodlands
NO | YES |  |  |  | FDT587 |  | HUNTLEIGH | ACS900 |  |  | Rental | MHHS-Woodlands |  |  |  | FDT587 |  | Woodlands |  | Rental | [7 empty] | SEQUENTIALCOMPRESSIONDEV-Arjo Inc-Flowtron ACS900 |  | FLOWTRON ACS900-ACTIVE COMPRESSION SYSTM |  |  | SEQUENTIALCOMPRESSIONDEV-Arjo Inc-Flowtron ACS900 | [6 empty] | Verified as Rental |  |  | MHHS-Woodlands
NO | YES |  |  |  | FDT593 |  | HUNTLEIGH | ACS900 |  |  | Rental | MHHS-Woodlands |  |  |  | FDT593 |  | Woodlands |  | Rental | [7 empty] | SEQUENTIALCOMPRESSIONDEV-Arjo Inc-Flowtron ACS900 |  | FLOWTRON ACS900-ACTIVE COMPRESSION SYSTM |  |  | SEQUENTIALCOMPRESSIONDEV-Arjo Inc-Flowtron ACS900 | [6 empty] | Verified as Rental |  |  | MHHS-Woodlands
NO | YES |  |  |  | FDT594 |  | HUNTLEIGH | ACS900 |  |  | Rental | MHHS-Woodlands |  |  |  | FDT594 |  | Woodlands |  | Rental | [7 empty] | SEQUENTIALCOMPRESSIONDEV-Arjo Inc-Flowtron ACS900 |  | FLOWTRON ACS900-ACTIVE COMPRESSION SYSTM |  |  | SEQUENTIALCOMPRESSIONDEV-Arjo Inc-Flowtron ACS900 | [6 empty] | Verified as Rental |  |  | MHHS-Woodlands
NO | YES |  |  |  | FDT615 |  | HUNTLEIGH | ACS900 |  |  | Rental | MHHS-Woodlands |  |  |  | FDT615 |  | Woodlands |  | Rental | [7 empty] | SEQUENTIALCOMPRESSIONDEV-Arjo Inc-Flowtron ACS900 |  | FLOWTRON ACS900-ACTIVE COMPRESSION SYSTM |  |  | SEQUENTIALCOMPRESSIONDEV-Arjo Inc-Flowtron ACS900 | [6 empty] | Verified as Rental |  |  | MHHS-Woodlands
NO | YES |  |  |  | FDT621 |  | HUNTLEIGH | ACS900 |  |  | Rental | MHHS-Woodlands |  |  |  | FDT621 |  | Woodlands |  | Rental | [7 empty] | SEQUENTIALCOMPRESSIONDEV-Arjo Inc-Flowtron ACS900 |  | FLOWTRON ACS900-ACTIVE COMPRESSION SYSTM |  |  | SEQUENTIALCOMPRESSIONDEV-Arjo Inc-Flowtron ACS900 | [6 empty] | Verified as Rental |  |  | MHHS-Woodlands
NO | YES |  |  |  | FDT633 |  | HUNTLEIGH | ACS900 |  |  | Rental | MHHS-Woodlands |  |  |  | FDT633 |  | Woodlands |  | Rental | [7 empty] | SEQUENTIALCOMPRESSIONDEV-Arjo Inc-Flowtron ACS900 |  | FLOWTRON ACS900-ACTIVE COMPRESSION SYSTM |  |  | SEQUENTIALCOMPRESSIONDEV-Arjo Inc-Flowtron ACS900 | [6 empty] | Verified as Rental |  |  | MHHS-Woodlands
NO | YES |  |  |  | FDT662 |  | HUNTLEIGH | ACS900 |  |  | Rental | MHHS-Woodlands |  |  |  | FDT662 |  | Woodlands |  | Rental | [7 empty] | SEQUENTIALCOMPRESSIONDEV-Arjo Inc-Flowtron ACS900 |  | FLOWTRON ACS900-ACTIVE COMPRESSION SYSTM |  |  | SEQUENTIALCOMPRESSIONDEV-Arjo Inc-Flowtron ACS900 | [6 empty] | Verified as Rental |  |  | MHHS-Woodlands
NO | YES |  |  |  | FDT668 |  | HUNTLEIGH | ACS900 |  |  | Rental | MHHS-Woodlands |  |  |  | FDT668 |  | Woodlands |  | Rental | [7 empty] | SEQUENTIALCOMPRESSIONDEV-Arjo Inc-Flowtron ACS900 |  | FLOWTRON ACS900-ACTIVE COMPRESSION SYSTM |  |  | SEQUENTIALCOMPRESSIONDEV-Arjo Inc-Flowtron ACS900 | [6 empty] | Verified as Rental |  |  | MHHS-Woodlands
NO | YES |  |  |  | FDT674 |  | HUNTLEIGH | ACS900 |  |  | Rental | MHHS-Woodlands |  |  |  | FDT674 |  | Woodlands |  | Rental | [7 empty] | SEQUENTIALCOMPRESSIONDEV-Arjo Inc-Flowtron ACS900 |  | FLOWTRON ACS900-ACTIVE COMPRESSION SYSTM |  |  | SEQUENTIALCOMPRESSIONDEV-Arjo Inc-Flowtron ACS900 | [6 empty] | Verified as Rental |  |  | MHHS-Woodlands
NO | YES |  |  |  | FDT687 |  | HUNTLEIGH | ACS900 |  |  | Rental | MHHS-Woodlands |  |  |  | FDT687 |  | Woodlands |  | Rental | [7 empty] | SEQUENTIALCOMPRESSIONDEV-Arjo Inc-Flowtron ACS900 |  | FLOWTRON ACS900-ACTIVE COMPRESSION SYSTM |  |  | SEQUENTIALCOMPRESSIONDEV-Arjo Inc-Flowtron ACS900 | [6 empty] | Verified as Rental |  |  | MHHS-Woodlands
NO | YES |  |  |  | FDT704 |  | HUNTLEIGH | ACS900 |  |  | Rental | MHHS-Woodlands |  |  |  | FDT704 |  | Woodlands |  | Rental | [7 empty] | SEQUENTIALCOMPRESSIONDEV-Arjo Inc-Flowtron ACS900 |  | FLOWTRON ACS900-ACTIVE COMPRESSION SYSTM |  |  | SEQUENTIALCOMPRESSIONDEV-Arjo Inc-Flowtron ACS900 | [6 empty] | Verified as Rental |  |  | MHHS-Woodlands
NO | YES |  |  |  | FDT713 |  | HUNTLEIGH | ACS900 |  |  | Rental | MHHS-Woodlands |  |  |  | FDT713 |  | Woodlands |  | Rental | [7 empty] | SEQUENTIALCOMPRESSIONDEV-Arjo Inc-Flowtron ACS900 |  | FLOWTRON ACS900-ACTIVE COMPRESSION SYSTM |  |  | SEQUENTIALCOMPRESSIONDEV-Arjo Inc-Flowtron ACS900 | [6 empty] | Verified as Rental |  |  | MHHS-Woodlands
NO | YES |  |  |  | FDT716 |  | HUNTLEIGH | ACS900 |  |  | Rental | MHHS-Woodlands |  |  |  | FDT716 |  | Woodlands |  | Rental | [7 empty] | SEQUENTIALCOMPRESSIONDEV-Arjo Inc-Flowtron ACS900 |  | FLOWTRON ACS900-ACTIVE COMPRESSION SYSTM |  |  | SEQUENTIALCOMPRESSIONDEV-Arjo Inc-Flowtron ACS900 | [6 empty] | Verified as Rental |  |  | MHHS-Woodlands
NO | YES |  |  |  | FDT723 |  | HUNTLEIGH | ACS900 |  |  | Rental | MHHS-Woodlands |  |  |  | FDT723 |  | Woodlands |  | Rental | [7 empty] | SEQUENTIALCOMPRESSIONDEV-Arjo Inc-Flowtron ACS900 |  | FLOWTRON ACS900-ACTIVE COMPRESSION SYSTM |  |  | SEQUENTIALCOMPRESSIONDEV-Arjo Inc-Flowtron ACS900 | [6 empty] | Verified as Rental |  |  | MHHS-Woodlands
NO | YES |  |  |  | FDT726 |  | HUNTLEIGH | ACS900 |  |  | Rental | MHHS-Woodlands |  |  |  | FDT726 |  | Woodlands |  | Rental | [7 empty] | SEQUENTIALCOMPRESSIONDEV-Arjo Inc-Flowtron ACS900 |  | FLOWTRON ACS900-ACTIVE COMPRESSION SYSTM |  |  | SEQUENTIALCOMPRESSIONDEV-Arjo Inc-Flowtron ACS900 | [6 empty] | Verified as Rental |  |  | MHHS-Woodlands
NO | YES |  |  |  | FDT735 |  | HUNTLEIGH | ACS900 |  |  | Rental | MHHS-Woodlands |  |  |  | FDT735 |  | Woodlands |  | Rental | [7 empty] | SEQUENTIALCOMPRESSIONDEV-Arjo Inc-Flowtron ACS900 |  | FLOWTRON ACS900-ACTIVE COMPRESSION SYSTM |  |  | SEQUENTIALCOMPRESSIONDEV-Arjo Inc-Flowtron ACS900 | [6 empty] | Verified as Rental |  |  | MHHS-Woodlands
NO | YES |  |  |  | FDT745 |  | HUNTLEIGH | ACS900 |  |  | Rental | MHHS-Woodlands |  |  |  | FDT745 |  | Woodlands |  | Rental | [7 empty] | SEQUENTIALCOMPRESSIONDEV-Arjo Inc-Flowtron ACS900 |  | FLOWTRON ACS900-ACTIVE COMPRESSION SYSTM |  |  | SEQUENTIALCOMPRESSIONDEV-Arjo Inc-Flowtron ACS900 | [6 empty] | Verified as Rental |  |  | MHHS-Woodlands
NO | YES |  |  |  | FDT760 |  | HUNTLEIGH | ACS900 |  |  | Rental | MHHS-Woodlands |  |  |  | FDT760 |  | Woodlands |  | Rental | [7 empty] | SEQUENTIALCOMPRESSIONDEV-Arjo Inc-Flowtron ACS900 |  | FLOWTRON ACS900-ACTIVE COMPRESSION SYSTM |  |  | SEQUENTIALCOMPRESSIONDEV-Arjo Inc-Flowtron ACS900 | [6 empty] | Verified as Rental |  |  | MHHS-Woodlands
NO | YES |  |  |  | FDT774 |  | HUNTLEIGH | ACS900 |  |  | Rental | MHHS-Woodlands |  |  |  | FDT774 |  | Woodlands |  | Rental | [7 empty] | SEQUENTIALCOMPRESSIONDEV-Arjo Inc-Flowtron ACS900 |  | FLOWTRON ACS900-ACTIVE COMPRESSION SYSTM |  |  | SEQUENTIALCOMPRESSIONDEV-Arjo Inc-Flowtron ACS900 | [6 empty] | Verified as Rental |  |  | MHHS-Woodlands
NO | YES |  |  |  | FDT790 |  | HUNTLEIGH | ACS900 |  |  | Rental | MHHS-Woodlands |  |  |  | FDT790 |  | Woodlands |  | Rental | [7 empty] | SEQUENTIALCOMPRESSIONDEV-Arjo Inc-Flowtron ACS900 |  | FLOWTRON ACS900-ACTIVE COMPRESSION SYSTM |  |  | SEQUENTIALCOMPRESSIONDEV-Arjo Inc-Flowtron ACS900 | [6 empty] | Verified as Rental |  |  | MHHS-Woodlands
NO | YES |  |  |  | FDT801 |  | HUNTLEIGH | ACS900 |  |  | Rental | MHHS-Woodlands |  |  |  | FDT801 |  | Woodlands |  | Rental | [7 empty] | SEQUENTIALCOMPRESSIONDEV-Arjo Inc-Flowtron ACS900 |  | FLOWTRON ACS900-ACTIVE COMPRESSION SYSTM |  |  | SEQUENTIALCOMPRESSIONDEV-Arjo Inc-Flowtron ACS900 | [6 empty] | Verified as Rental |  |  | MHHS-Woodlands
NO | YES |  |  |  | FDT802 |  | HUNTLEIGH | ACS900 |  |  | Rental | MHHS-Woodlands |  |  |  | FDT802 |  | Woodlands |  | Rental | [7 empty] | SEQUENTIALCOMPRESSIONDEV-Arjo Inc-Flowtron ACS900 |  | FLOWTRON ACS900-ACTIVE COMPRESSION SYSTM |  |  | SEQUENTIALCOMPRESSIONDEV-Arjo Inc-Flowtron ACS900 | [6 empty] | Verified as Rental |  |  | MHHS-Woodlands
NO | YES |  |  |  | FDT811 |  | HUNTLEIGH | ACS900 |  |  | Rental | MHHS-Woodlands |  |  |  | FDT811 |  | Woodlands |  | Rental | [7 empty] | SEQUENTIALCOMPRESSIONDEV-Arjo Inc-Flowtron ACS900 |  | FLOWTRON ACS900-ACTIVE COMPRESSION SYSTM |  |  | SEQUENTIALCOMPRESSIONDEV-Arjo Inc-Flowtron ACS900 | [6 empty] | Verified as Rental |  |  | MHHS-Woodlands
NO | YES |  |  |  | FDT832 |  | HUNTLEIGH | ACS900 |  |  | Rental | MHHS-Woodlands |  |  |  | FDT832 |  | Woodlands |  | Rental | [7 empty] | SEQUENTIALCOMPRESSIONDEV-Arjo Inc-Flowtron ACS900 |  | FLOWTRON ACS900-ACTIVE COMPRESSION SYSTM |  |  | SEQUENTIALCOMPRESSIONDEV-Arjo Inc-Flowtron ACS900 | [6 empty] | Verified as Rental |  |  | MHHS-Woodlands
NO | YES |  |  |  | FDT848 |  | HUNTLEIGH | ACS900 |  |  | Rental | MHHS-Woodlands |  |  |  | FDT848 |  | Woodlands |  | Rental | [7 empty] | SEQUENTIALCOMPRESSIONDEV-Arjo Inc-Flowtron ACS900 |  | FLOWTRON ACS900-ACTIVE COMPRESSION SYSTM |  |  | SEQUENTIALCOMPRESSIONDEV-Arjo Inc-Flowtron ACS900 | [6 empty] | Verified as Rental |  |  | MHHS-Woodlands
NO | YES |  |  |  | FDT855 |  | HUNTLEIGH | ACS900 |  |  | Rental | MHHS-Woodlands |  |  |  | FDT855 |  | Woodlands |  | Rental | [7 empty] | SEQUENTIALCOMPRESSIONDEV-Arjo Inc-Flowtron ACS900 |  | FLOWTRON ACS900-ACTIVE COMPRESSION SYSTM |  |  | SEQUENTIALCOMPRESSIONDEV-Arjo Inc-Flowtron ACS900 | [6 empty] | Verified as Rental |  |  | MHHS-Woodlands
NO | YES |  |  |  | FDT861 |  | HUNTLEIGH | ACS900 |  |  | Rental | MHHS-Woodlands |  |  |  | FDT861 |  | Woodlands |  | Rental | [7 empty] | SEQUENTIALCOMPRESSIONDEV-Arjo Inc-Flowtron ACS900 |  | FLOWTRON ACS900-ACTIVE COMPRESSION SYSTM |  |  | SEQUENTIALCOMPRESSIONDEV-Arjo Inc-Flowtron ACS900 | [6 empty] | Verified as Rental |  |  | MHHS-Woodlands
NO | YES |  |  |  | FDT864 |  | HUNTLEIGH | ACS900 |  |  | Rental | MHHS-Woodlands |  |  |  | FDT864 |  | Woodlands |  | Rental | [7 empty] | SEQUENTIALCOMPRESSIONDEV-Arjo Inc-Flowtron ACS900 |  | FLOWTRON ACS900-ACTIVE COMPRESSION SYSTM |  |  | SEQUENTIALCOMPRESSIONDEV-Arjo Inc-Flowtron ACS900 | [6 empty] | Verified as Rental |  |  | MHHS-Woodlands
NO | YES |  |  |  | FDT891 |  | HUNTLEIGH | ACS900 |  |  | Rental | MHHS-Woodlands |  |  |  | FDT891 |  | Woodlands |  | Rental | [7 empty] | SEQUENTIALCOMPRESSIONDEV-Arjo Inc-Flowtron ACS900 |  | FLOWTRON ACS900-ACTIVE COMPRESSION SYSTM |  |  | SEQUENTIALCOMPRESSIONDEV-Arjo Inc-Flowtron ACS900 | [6 empty] | Verified as Rental |  |  | MHHS-Woodlands
NO | YES |  |  |  | FDT903 |  | HUNTLEIGH | ACS900 |  |  | Rental | MHHS-Woodlands |  |  |  | FDT903 |  | Woodlands |  | Rental | [7 empty] | SEQUENTIALCOMPRESSIONDEV-Arjo Inc-Flowtron ACS900 |  | FLOWTRON ACS900-ACTIVE COMPRESSION SYSTM |  |  | SEQUENTIALCOMPRESSIONDEV-Arjo Inc-Flowtron ACS900 | [6 empty] | Verified as Rental |  |  | MHHS-Woodlands
NO | YES |  |  |  | FDT918 |  | HUNTLEIGH | ACS900 |  |  | Rental | MHHS-Woodlands |  |  |  | FDT918 |  | Woodlands |  | Rental | [7 empty] | SEQUENTIALCOMPRESSIONDEV-Arjo Inc-Flowtron ACS900 |  | FLOWTRON ACS900-ACTIVE COMPRESSION SYSTM |  |  | SEQUENTIALCOMPRESSIONDEV-Arjo Inc-Flowtron ACS900 | [6 empty] | Verified as Rental |  |  | MHHS-Woodlands
NO | YES |  |  |  | FDT926 |  | HUNTLEIGH | ACS900 |  |  | Rental | MHHS-Woodlands |  |  |  | FDT926 |  | Woodlands |  | Rental | [7 empty] | SEQUENTIALCOMPRESSIONDEV-Arjo Inc-Flowtron ACS900 |  | FLOWTRON ACS900-ACTIVE COMPRESSION SYSTM |  |  | SEQUENTIALCOMPRESSIONDEV-Arjo Inc-Flowtron ACS900 | [6 empty] | Verified as Rental |  |  | MHHS-Woodlands
NO | YES |  |  |  | FDT937 |  | HUNTLEIGH | ACS900 |  |  | Rental | MHHS-Woodlands |  |  |  | FDT937 |  | Woodlands |  | Rental | [7 empty] | SEQUENTIALCOMPRESSIONDEV-Arjo Inc-Flowtron ACS900 |  | FLOWTRON ACS900-ACTIVE COMPRESSION SYSTM |  |  | SEQUENTIALCOMPRESSIONDEV-Arjo Inc-Flowtron ACS900 | [6 empty] | Verified as Rental |  |  | MHHS-Woodlands
NO | YES |  |  |  | FDT944 |  | HUNTLEIGH | ACS900 |  |  | Rental | MHHS-Woodlands |  |  |  | FDT944 |  | Woodlands |  | Rental | [7 empty] | SEQUENTIALCOMPRESSIONDEV-Arjo Inc-Flowtron ACS900 |  | FLOWTRON ACS900-ACTIVE COMPRESSION SYSTM |  |  | SEQUENTIALCOMPRESSIONDEV-Arjo Inc-Flowtron ACS900 | [6 empty] | Verified as Rental |  |  | MHHS-Woodlands
NO | YES |  |  |  | FDT946 |  | HUNTLEIGH | ACS900 |  |  | Rental | MHHS-Woodlands |  |  |  | FDT946 |  | Woodlands |  | Rental | [7 empty] | SEQUENTIALCOMPRESSIONDEV-Arjo Inc-Flowtron ACS900 |  | FLOWTRON ACS900-ACTIVE COMPRESSION SYSTM |  |  | SEQUENTIALCOMPRESSIONDEV-Arjo Inc-Flowtron ACS900 | [6 empty] | Verified as Rental |  |  | MHHS-Woodlands
NO | YES |  |  |  | FDT949 |  | HUNTLEIGH | ACS900 |  |  | Rental | MHHS-Woodlands |  |  |  | FDT949 |  | Woodlands |  | Rental | [7 empty] | SEQUENTIALCOMPRESSIONDEV-Arjo Inc-Flowtron ACS900 |  | FLOWTRON ACS900-ACTIVE COMPRESSION SYSTM |  |  | SEQUENTIALCOMPRESSIONDEV-Arjo Inc-Flowtron ACS900 | [6 empty] | Verified as Rental |  |  | MHHS-Woodlands
NO | YES |  |  |  | FDT958 |  | HUNTLEIGH | ACS900 |  |  | Rental | MHHS-Woodlands |  |  |  | FDT958 |  | Woodlands |  | Rental | [7 empty] | SEQUENTIALCOMPRESSIONDEV-Arjo Inc-Flowtron ACS900 |  | FLOWTRON ACS900-ACTIVE COMPRESSION SYSTM |  |  | SEQUENTIALCOMPRESSIONDEV-Arjo Inc-Flowtron ACS900 | [6 empty] | Verified as Rental |  |  | MHHS-Woodlands
NO | YES |  |  |  | FDT961 |  | HUNTLEIGH | ACS900 |  |  | Rental | MHHS-Woodlands |  |  |  | FDT961 |  | Woodlands |  | Rental | [7 empty] | SEQUENTIALCOMPRESSIONDEV-Arjo Inc-Flowtron ACS900 |  | FLOWTRON ACS900-ACTIVE COMPRESSION SYSTM |  |  | SEQUENTIALCOMPRESSIONDEV-Arjo Inc-Flowtron ACS900 | [6 empty] | Verified as Rental |  |  | MHHS-Woodlands
NO | YES |  |  |  | FDT972 |  | HUNTLEIGH | ACS900 |  |  | Rental | MHHS-Woodlands |  |  |  | FDT972 |  | Woodlands |  | Rental | [7 empty] | SEQUENTIALCOMPRESSIONDEV-Arjo Inc-Flowtron ACS900 |  | FLOWTRON ACS900-ACTIVE COMPRESSION SYSTM |  |  | SEQUENTIALCOMPRESSIONDEV-Arjo Inc-Flowtron ACS900 | [6 empty] | Verified as Rental |  |  | MHHS-Woodlands
NO | YES |  |  |  | FDT981 |  | HUNTLEIGH | ACS900 |  |  | Rental | MHHS-Woodlands |  |  |  | FDT981 |  | Woodlands |  | Rental | [7 empty] | SEQUENTIALCOMPRESSIONDEV-Arjo Inc-Flowtron ACS900 |  | FLOWTRON ACS900-ACTIVE COMPRESSION SYSTM |  |  | SEQUENTIALCOMPRESSIONDEV-Arjo Inc-Flowtron ACS900 | [6 empty] | Verified as Rental |  |  | MHHS-Woodlands
NO | YES |  |  |  | FDT983 |  | HUNTLEIGH | ACS900 |  |  | Rental | MHHS-Woodlands |  |  |  | FDT983 |  | Woodlands |  | Rental | [7 empty] | SEQUENTIALCOMPRESSIONDEV-Arjo Inc-Flowtron ACS900 |  | FLOWTRON ACS900-ACTIVE COMPRESSION SYSTM |  |  | SEQUENTIALCOMPRESSIONDEV-Arjo Inc-Flowtron ACS900 | [6 empty] | Verified as Rental |  |  | MHHS-Woodlands
NO | YES |  |  |  | FDT984 |  | HUNTLEIGH | ACS900 |  |  | Rental | MHHS-Woodlands |  |  |  | FDT984 |  | Woodlands |  | Rental | [7 empty] | SEQUENTIALCOMPRESSIONDEV-Arjo Inc-Flowtron ACS900 |  | FLOWTRON ACS900-ACTIVE COMPRESSION SYSTM |  |  | SEQUENTIALCOMPRESSIONDEV-Arjo Inc-Flowtron ACS900 | [6 empty] | Verified as Rental |  |  | MHHS-Woodlands
NO | YES |  |  |  | FDT993 |  | HUNTLEIGH | ACS900 |  |  | Rental | MHHS-Woodlands |  |  |  | FDT993 |  | Woodlands |  | Rental | [7 empty] | SEQUENTIALCOMPRESSIONDEV-Arjo Inc-Flowtron ACS900 |  | FLOWTRON ACS900-ACTIVE COMPRESSION SYSTM |  |  | SEQUENTIALCOMPRESSIONDEV-Arjo Inc-Flowtron ACS900 | [6 empty] | Verified as Rental |  |  | MHHS-Woodlands
NO | YES |  |  |  | FDT1024 |  | HUNTLEIGH | ACS900 |  |  | Rental | MHHS-Woodlands |  |  |  | FDT1024 |  | Woodlands |  | Rental | [7 empty] | SEQUENTIALCOMPRESSIONDEV-Arjo Inc-Flowtron ACS900 |  | FLOWTRON ACS900-ACTIVE COMPRESSION SYSTM |  |  | SEQUENTIALCOMPRESSIONDEV-Arjo Inc-Flowtron ACS900 | [6 empty] | Verified as Rental |  |  | MHHS-Woodlands
NO | YES |  |  |  | FDT1028 |  | HUNTLEIGH | ACS900 |  |  | Rental | MHHS-Woodlands |  |  |  | FDT1028 |  | Woodlands |  | Rental | [7 empty] | SEQUENTIALCOMPRESSIONDEV-Arjo Inc-Flowtron ACS900 |  | FLOWTRON ACS900-ACTIVE COMPRESSION SYSTM |  |  | SEQUENTIALCOMPRESSIONDEV-Arjo Inc-Flowtron ACS900 | [6 empty] | Verified as Rental |  |  | MHHS-Woodlands
NO | YES |  |  |  | FDT1031 |  | HUNTLEIGH | ACS900 |  |  | Rental | MHHS-Woodlands |  |  |  | FDT1031 |  | Woodlands |  | Rental | [7 empty] | SEQUENTIALCOMPRESSIONDEV-Arjo Inc-Flowtron ACS900 |  | FLOWTRON ACS900-ACTIVE COMPRESSION SYSTM |  |  | SEQUENTIALCOMPRESSIONDEV-Arjo Inc-Flowtron ACS900 | [6 empty] | Verified as Rental |  |  | MHHS-Woodlands
NO | YES |  |  |  | FDT1040 |  | HUNTLEIGH | ACS900 |  |  | Rental | MHHS-Woodlands |  |  |  | FDT1040 |  | Woodlands |  | Rental | [7 empty] | SEQUENTIALCOMPRESSIONDEV-Arjo Inc-Flowtron ACS900 |  | FLOWTRON ACS900-ACTIVE COMPRESSION SYSTM |  |  | SEQUENTIALCOMPRESSIONDEV-Arjo Inc-Flowtron ACS900 | [6 empty] | Verified as Rental |  |  | MHHS-Woodlands
NO | YES |  |  |  | FDT1069 |  | HUNTLEIGH | ACS900 |  |  | Rental | MHHS-Woodlands |  |  |  | FDT1069 |  | Woodlands |  | Rental | [7 empty] | SEQUENTIALCOMPRESSIONDEV-Arjo Inc-Flowtron ACS900 |  | FLOWTRON ACS900-ACTIVE COMPRESSION SYSTM |  |  | SEQUENTIALCOMPRESSIONDEV-Arjo Inc-Flowtron ACS900 | [6 empty] | Verified as Rental |  |  | MHHS-Woodlands
NO | YES |  |  |  | FDT1071 |  | HUNTLEIGH | ACS900 |  |  | Rental | MHHS-Woodlands |  |  |  | FDT1071 |  | Woodlands |  | Rental | [7 empty] | SEQUENTIALCOMPRESSIONDEV-Arjo Inc-Flowtron ACS900 |  | FLOWTRON ACS900-ACTIVE COMPRESSION SYSTM |  |  | SEQUENTIALCOMPRESSIONDEV-Arjo Inc-Flowtron ACS900 | [6 empty] | Verified as Rental |  |  | MHHS-Woodlands
NO | YES |  |  |  | FDT1090 |  | HUNTLEIGH | ACS900 |  |  | Rental | MHHS-Woodlands |  |  |  | FDT1090 |  | Woodlands |  | Rental | [7 empty] | SEQUENTIALCOMPRESSIONDEV-Arjo Inc-Flowtron ACS900 |  | FLOWTRON ACS900-ACTIVE COMPRESSION SYSTM |  |  | SEQUENTIALCOMPRESSIONDEV-Arjo Inc-Flowtron ACS900 | [6 empty] | Verified as Rental |  |  | MHHS-Woodlands
NO | YES |  |  |  | FDT1091 |  | HUNTLEIGH | ACS900 |  |  | Rental | MHHS-Woodlands |  |  |  | FDT1091 |  | Woodlands |  | Rental | [7 empty] | SEQUENTIALCOMPRESSIONDEV-Arjo Inc-Flowtron ACS900 |  | FLOWTRON ACS900-ACTIVE COMPRESSION SYSTM |  |  | SEQUENTIALCOMPRESSIONDEV-Arjo Inc-Flowtron ACS900 | [6 empty] | Verified as Rental |  |  | MHHS-Woodlands
NO | YES |  |  |  | FDT1092 |  | HUNTLEIGH | ACS900 |  |  | Rental | MHHS-Woodlands |  |  |  | FDT1092 |  | Woodlands |  | Rental | [7 empty] | SEQUENTIALCOMPRESSIONDEV-Arjo Inc-Flowtron ACS900 |  | FLOWTRON ACS900-ACTIVE COMPRESSION SYSTM |  |  | SEQUENTIALCOMPRESSIONDEV-Arjo Inc-Flowtron ACS900 | [6 empty] | Verified as Rental |  |  | MHHS-Woodlands
NO | YES |  |  |  | FDT1098 |  | HUNTLEIGH | ACS900 |  |  | Rental | MHHS-Woodlands |  |  |  | FDT1098 |  | Woodlands |  | Rental | [7 empty] | SEQUENTIALCOMPRESSIONDEV-Arjo Inc-Flowtron ACS900 |  | FLOWTRON ACS900-ACTIVE COMPRESSION SYSTM |  |  | SEQUENTIALCOMPRESSIONDEV-Arjo Inc-Flowtron ACS900 | [6 empty] | Verified as Rental |  |  | MHHS-Woodlands
NO | YES |  |  |  | FDT1105 |  | HUNTLEIGH | ACS900 |  |  | Rental | MHHS-Woodlands |  |  |  | FDT1105 |  | Woodlands |  | Rental | [7 empty] | SEQUENTIALCOMPRESSIONDEV-Arjo Inc-Flowtron ACS900 |  | FLOWTRON ACS900-ACTIVE COMPRESSION SYSTM |  |  | SEQUENTIALCOMPRESSIONDEV-Arjo Inc-Flowtron ACS900 | [6 empty] | Verified as Rental |  |  | MHHS-Woodlands
NO | YES |  |  |  | FDT1157 |  | HUNTLEIGH | ACS900 |  |  | Rental | MHHS-Woodlands |  |  |  | FDT1157 |  | Woodlands |  | Rental | [7 empty] | SEQUENTIALCOMPRESSIONDEV-Arjo Inc-Flowtron ACS900 |  | FLOWTRON ACS900-ACTIVE COMPRESSION SYSTM |  |  | SEQUENTIALCOMPRESSIONDEV-Arjo Inc-Flowtron ACS900 | [6 empty] | Verified as Rental |  |  | MHHS-Woodlands
NO | YES |  |  |  | FDT1175 |  | HUNTLEIGH | ACS900 |  |  | Rental | MHHS-Woodlands |  |  |  | FDT1175 |  | Woodlands |  | Rental | [7 empty] | SEQUENTIALCOMPRESSIONDEV-Arjo Inc-Flowtron ACS900 |  | FLOWTRON ACS900-ACTIVE COMPRESSION SYSTM |  |  | SEQUENTIALCOMPRESSIONDEV-Arjo Inc-Flowtron ACS900 | [6 empty] | Verified as Rental |  |  | MHHS-Woodlands
NO | YES |  |  |  | FDT1179 |  | HUNTLEIGH | ACS900 |  |  | Rental | MHHS-Woodlands |  |  |  | FDT1179 |  | Woodlands |  | Rental | [7 empty] | SEQUENTIALCOMPRESSIONDEV-Arjo Inc-Flowtron ACS900 |  | FLOWTRON ACS900-ACTIVE COMPRESSION SYSTM |  |  | SEQUENTIALCOMPRESSIONDEV-Arjo Inc-Flowtron ACS900 | [6 empty] | Verified as Rental |  |  | MHHS-Woodlands
NO | YES |  |  |  | FDT1184 |  | HUNTLEIGH | ACS900 |  |  | Rental | MHHS-Woodlands |  |  |  | FDT1184 |  | Woodlands |  | Rental | [7 empty] | SEQUENTIALCOMPRESSIONDEV-Arjo Inc-Flowtron ACS900 |  | FLOWTRON ACS900-ACTIVE COMPRESSION SYSTM |  |  | SEQUENTIALCOMPRESSIONDEV-Arjo Inc-Flowtron ACS900 | [6 empty] | Verified as Rental |  |  | MHHS-Woodlands
NO | YES |  |  |  | FDT1194 |  | HUNTLEIGH | ACS900 |  |  | Rental | MHHS-Woodlands |  |  |  | FDT1194 |  | Woodlands |  | Rental | [7 empty] | SEQUENTIALCOMPRESSIONDEV-Arjo Inc-Flowtron ACS900 |  | FLOWTRON ACS900-ACTIVE COMPRESSION SYSTM |  |  | SEQUENTIALCOMPRESSIONDEV-Arjo Inc-Flowtron ACS900 | [6 empty] | Verified as Rental |  |  | MHHS-Woodlands
NO | YES |  |  |  | FDT1198 |  | HUNTLEIGH | ACS900 |  |  | Rental | MHHS-Woodlands |  |  |  | FDT1198 |  | Woodlands |  | Rental | [7 empty] | SEQUENTIALCOMPRESSIONDEV-Arjo Inc-Flowtron ACS900 |  | FLOWTRON ACS900-ACTIVE COMPRESSION SYSTM |  |  | SEQUENTIALCOMPRESSIONDEV-Arjo Inc-Flowtron ACS900 | [6 empty] | Verified as Rental |  |  | MHHS-Woodlands
NO | YES |  |  |  | FDT1222 |  | HUNTLEIGH | ACS900 |  |  | Rental | MHHS-Woodlands |  |  |  | FDT1222 |  | Woodlands |  | Rental | [7 empty] | SEQUENTIALCOMPRESSIONDEV-Arjo Inc-Flowtron ACS900 |  | FLOWTRON ACS900-ACTIVE COMPRESSION SYSTM |  |  | SEQUENTIALCOMPRESSIONDEV-Arjo Inc-Flowtron ACS900 | [6 empty] | Verified as Rental |  |  | MHHS-Woodlands
NO | YES |  |  |  | FDT1223 |  | HUNTLEIGH | ACS900 |  |  | Rental | MHHS-Woodlands |  |  |  | FDT1223 |  | Woodlands |  | Rental | [7 empty] | SEQUENTIALCOMPRESSIONDEV-Arjo Inc-Flowtron ACS900 |  | FLOWTRON ACS900-ACTIVE COMPRESSION SYSTM |  |  | SEQUENTIALCOMPRESSIONDEV-Arjo Inc-Flowtron ACS900 | [6 empty] | Verified as Rental |  |  | MHHS-Woodlands
NO | YES |  |  |  | FDT1258 |  | HUNTLEIGH | ACS900 |  |  | Rental | MHHS-Woodlands |  |  |  | FDT1258 |  | Woodlands |  | Rental | [7 empty] | SEQUENTIALCOMPRESSIONDEV-Arjo Inc-Flowtron ACS900 |  | FLOWTRON ACS900-ACTIVE COMPRESSION SYSTM |  |  | SEQUENTIALCOMPRESSIONDEV-Arjo Inc-Flowtron ACS900 | [6 empty] | Verified as Rental |  |  | MHHS-Woodlands
NO | YES |  |  |  | FDT1275 |  | HUNTLEIGH | ACS900 |  |  | Rental | MHHS-Woodlands |  |  |  | FDT1275 |  | Woodlands |  | Rental | [7 empty] | SEQUENTIALCOMPRESSIONDEV-Arjo Inc-Flowtron ACS900 |  | FLOWTRON ACS900-ACTIVE COMPRESSION SYSTM |  |  | SEQUENTIALCOMPRESSIONDEV-Arjo Inc-Flowtron ACS900 | [6 empty] | Verified as Rental |  |  | MHHS-Woodlands
NO | YES |  |  |  | FDT1276 |  | HUNTLEIGH | ACS900 |  |  | Rental | MHHS-Woodlands |  |  |  | FDT1276 |  | Woodlands |  | Rental | [7 empty] | SEQUENTIALCOMPRESSIONDEV-Arjo Inc-Flowtron ACS900 |  | FLOWTRON ACS900-ACTIVE COMPRESSION SYSTM |  |  | SEQUENTIALCOMPRESSIONDEV-Arjo Inc-Flowtron ACS900 | [6 empty] | Verified as Rental |  |  | MHHS-Woodlands
NO | YES |  |  |  | FDT1277 |  | HUNTLEIGH | ACS900 |  |  | Rental | MHHS-Woodlands |  |  |  | FDT1277 |  | Woodlands |  | Rental | [7 empty] | SEQUENTIALCOMPRESSIONDEV-Arjo Inc-Flowtron ACS900 |  | FLOWTRON ACS900-ACTIVE COMPRESSION SYSTM |  |  | SEQUENTIALCOMPRESSIONDEV-Arjo Inc-Flowtron ACS900 | [6 empty] | Verified as Rental |  |  | MHHS-Woodlands
NO | YES |  |  |  | FDT1293 |  | HUNTLEIGH | ACS900 |  |  | Rental | MHHS-Woodlands |  |  |  | FDT1293 |  | Woodlands |  | Rental | [7 empty] | SEQUENTIALCOMPRESSIONDEV-Arjo Inc-Flowtron ACS900 |  | FLOWTRON ACS900-ACTIVE COMPRESSION SYSTM |  |  | SEQUENTIALCOMPRESSIONDEV-Arjo Inc-Flowtron ACS900 | [6 empty] | Verified as Rental |  |  | MHHS-Woodlands
NO | YES |  |  |  | FDT1295 |  | HUNTLEIGH | ACS900 |  |  | Rental | MHHS-Woodlands |  |  |  | FDT1295 |  | Woodlands |  | Rental | [7 empty] | SEQUENTIALCOMPRESSIONDEV-Arjo Inc-Flowtron ACS900 |  | FLOWTRON ACS900-ACTIVE COMPRESSION SYSTM |  |  | SEQUENTIALCOMPRESSIONDEV-Arjo Inc-Flowtron ACS900 | [6 empty] | Verified as Rental |  |  | MHHS-Woodlands
NO | YES |  |  |  | FDT1299 |  | HUNTLEIGH | ACS900 |  |  | Rental | MHHS-Woodlands |  |  |  | FDT1299 |  | Woodlands |  | Rental | [7 empty] | SEQUENTIALCOMPRESSIONDEV-Arjo Inc-Flowtron ACS900 |  | FLOWTRON ACS900-ACTIVE COMPRESSION SYSTM |  |  | SEQUENTIALCOMPRESSIONDEV-Arjo Inc-Flowtron ACS900 | [6 empty] | Verified as Rental |  |  | MHHS-Woodlands
NO | YES |  |  |  | FDT1302 |  | HUNTLEIGH | ACS900 |  |  | Rental | MHHS-Woodlands |  |  |  | FDT1302 |  | Woodlands |  | Rental | [7 empty] | SEQUENTIALCOMPRESSIONDEV-Arjo Inc-Flowtron ACS900 |  | FLOWTRON ACS900-ACTIVE COMPRESSION SYSTM |  |  | SEQUENTIALCOMPRESSIONDEV-Arjo Inc-Flowtron ACS900 | [6 empty] | Verified as Rental |  |  | MHHS-Woodlands
NO | YES |  |  |  | FDT1328 |  | HUNTLEIGH | ACS900 |  |  | Rental | MHHS-Woodlands |  |  |  | FDT1328 |  | Woodlands |  | Rental | [7 empty] | SEQUENTIALCOMPRESSIONDEV-Arjo Inc-Flowtron ACS900 |  | FLOWTRON ACS900-ACTIVE COMPRESSION SYSTM |  |  | SEQUENTIALCOMPRESSIONDEV-Arjo Inc-Flowtron ACS900 | [6 empty] | Verified as Rental |  |  | MHHS-Woodlands
NO | YES |  |  |  | FDT1329 |  | HUNTLEIGH | ACS900 |  |  | Rental | MHHS-Woodlands |  |  |  | FDT1329 |  | Woodlands |  | Rental | [7 empty] | SEQUENTIALCOMPRESSIONDEV-Arjo Inc-Flowtron ACS900 |  | FLOWTRON ACS900-ACTIVE COMPRESSION SYSTM |  |  | SEQUENTIALCOMPRESSIONDEV-Arjo Inc-Flowtron ACS900 | [6 empty] | Verified as Rental |  |  | MHHS-Woodlands
NO | YES |  |  |  | FDT1352 |  | HUNTLEIGH | ACS900 |  |  | Rental | MHHS-Woodlands |  |  |  | FDT1352 |  | Woodlands |  | Rental | [7 empty] | SEQUENTIALCOMPRESSIONDEV-Arjo Inc-Flowtron ACS900 |  | FLOWTRON ACS900-ACTIVE COMPRESSION SYSTM |  |  | SEQUENTIALCOMPRESSIONDEV-Arjo Inc-Flowtron ACS900 | [6 empty] | Verified as Rental |  |  | MHHS-Woodlands
NO | YES |  |  |  | FDT1354 |  | HUNTLEIGH | ACS900 |  |  | Rental | MHHS-Woodlands |  |  |  | FDT1354 |  | Woodlands |  | Rental | [7 empty] | SEQUENTIALCOMPRESSIONDEV-Arjo Inc-Flowtron ACS900 |  | FLOWTRON ACS900-ACTIVE COMPRESSION SYSTM |  |  | SEQUENTIALCOMPRESSIONDEV-Arjo Inc-Flowtron ACS900 | [6 empty] | Verified as Rental |  |  | MHHS-Woodlands
NO | YES |  |  |  | FDT1356 |  | HUNTLEIGH | ACS900 |  |  | Rental | MHHS-Woodlands |  |  |  | FDT1356 |  | Woodlands |  | Rental | [7 empty] | SEQUENTIALCOMPRESSIONDEV-Arjo Inc-Flowtron ACS900 |  | FLOWTRON ACS900-ACTIVE COMPRESSION SYSTM |  |  | SEQUENTIALCOMPRESSIONDEV-Arjo Inc-Flowtron ACS900 | [6 empty] | Verified as Rental |  |  | MHHS-Woodlands
NO | YES |  |  |  | FDT1362 |  | HUNTLEIGH | ACS900 |  |  | Rental | MHHS-Woodlands |  |  |  | FDT1362 |  | Woodlands |  | Rental | [7 empty] | SEQUENTIALCOMPRESSIONDEV-Arjo Inc-Flowtron ACS900 |  | FLOWTRON ACS900-ACTIVE COMPRESSION SYSTM |  |  | SEQUENTIALCOMPRESSIONDEV-Arjo Inc-Flowtron ACS900 | [6 empty] | Verified as Rental |  |  | MHHS-Woodlands
NO | YES |  |  |  | FDT1368 |  | HUNTLEIGH | ACS900 |  |  | Rental | MHHS-Woodlands |  |  |  | FDT1368 |  | Woodlands |  | Rental | [7 empty] | SEQUENTIALCOMPRESSIONDEV-Arjo Inc-Flowtron ACS900 |  | FLOWTRON ACS900-ACTIVE COMPRESSION SYSTM |  |  | SEQUENTIALCOMPRESSIONDEV-Arjo Inc-Flowtron ACS900 | [6 empty] | Verified as Rental |  |  | MHHS-Woodlands
NO | YES |  |  |  | FDT1371 |  | HUNTLEIGH | ACS900 |  |  | Rental | MHHS-Woodlands |  |  |  | FDT1371 |  | Woodlands |  | Rental | [7 empty] | SEQUENTIALCOMPRESSIONDEV-Arjo Inc-Flowtron ACS900 |  | FLOWTRON ACS900-ACTIVE COMPRESSION SYSTM |  |  | SEQUENTIALCOMPRESSIONDEV-Arjo Inc-Flowtron ACS900 | [6 empty] | Verified as Rental |  |  | MHHS-Woodlands
NO | YES |  |  |  | FDT1386 |  | HUNTLEIGH | ACS900 |  |  | Rental | MHHS-Woodlands |  |  |  | FDT1386 |  | Woodlands |  | Rental | [7 empty] | SEQUENTIALCOMPRESSIONDEV-Arjo Inc-Flowtron ACS900 |  | FLOWTRON ACS900-ACTIVE COMPRESSION SYSTM |  |  | SEQUENTIALCOMPRESSIONDEV-Arjo Inc-Flowtron ACS900 | [6 empty] | Verified as Rental |  |  | MHHS-Woodlands
NO | YES |  |  |  | FDT1388 |  | HUNTLEIGH | ACS900 |  |  | Rental | MHHS-Woodlands |  |  |  | FDT1388 |  | Woodlands |  | Rental | [7 empty] | SEQUENTIALCOMPRESSIONDEV-Arjo Inc-Flowtron ACS900 |  | FLOWTRON ACS900-ACTIVE COMPRESSION SYSTM |  |  | SEQUENTIALCOMPRESSIONDEV-Arjo Inc-Flowtron ACS900 | [6 empty] | Verified as Rental |  |  | MHHS-Woodlands
NO | YES |  |  |  | FDT1399 |  | HUNTLEIGH | ACS900 |  |  | Rental | MHHS-Woodlands |  |  |  | FDT1399 |  | Woodlands |  | Rental | [7 empty] | SEQUENTIALCOMPRESSIONDEV-Arjo Inc-Flowtron ACS900 |  | FLOWTRON ACS900-ACTIVE COMPRESSION SYSTM |  |  | SEQUENTIALCOMPRESSIONDEV-Arjo Inc-Flowtron ACS900 | [6 empty] | Verified as Rental |  |  | MHHS-Woodlands
NO | YES |  |  |  | FDT1401 |  | HUNTLEIGH | ACS900 |  |  | Rental | MHHS-Woodlands |  |  |  | FDT1401 |  | Woodlands |  | Rental | [7 empty] | SEQUENTIALCOMPRESSIONDEV-Arjo Inc-Flowtron ACS900 |  | FLOWTRON ACS900-ACTIVE COMPRESSION SYSTM |  |  | SEQUENTIALCOMPRESSIONDEV-Arjo Inc-Flowtron ACS900 | [6 empty] | Verified as Rental |  |  | MHHS-Woodlands
NO | YES |  |  |  | FDT1410 |  | HUNTLEIGH | ACS900 |  |  | Rental | MHHS-Woodlands |  |  |  | FDT1410 |  | Woodlands |  | Rental | [7 empty] | SEQUENTIALCOMPRESSIONDEV-Arjo Inc-Flowtron ACS900 |  | FLOWTRON ACS900-ACTIVE COMPRESSION SYSTM |  |  | SEQUENTIALCOMPRESSIONDEV-Arjo Inc-Flowtron ACS900 | [6 empty] | Verified as Rental |  |  | MHHS-Woodlands
NO | YES |  |  |  | FDT1438 |  | HUNTLEIGH | ACS900 |  |  | Rental | MHHS-Woodlands |  |  |  | FDT1438 |  | Woodlands |  | Rental | [7 empty] | SEQUENTIALCOMPRESSIONDEV-Arjo Inc-Flowtron ACS900 |  | FLOWTRON ACS900-ACTIVE COMPRESSION SYSTM |  |  | SEQUENTIALCOMPRESSIONDEV-Arjo Inc-Flowtron ACS900 | [6 empty] | Verified as Rental |  |  | MHHS-Woodlands
NO | YES |  |  |  | FDT1440 |  | HUNTLEIGH | ACS900 |  |  | Rental | MHHS-Woodlands |  |  |  | FDT1440 |  | Woodlands |  | Rental | [7 empty] | SEQUENTIALCOMPRESSIONDEV-Arjo Inc-Flowtron ACS900 |  | FLOWTRON ACS900-ACTIVE COMPRESSION SYSTM |  |  | SEQUENTIALCOMPRESSIONDEV-Arjo Inc-Flowtron ACS900 | [6 empty] | Verified as Rental |  |  | MHHS-Woodlands
NO | YES |  |  |  | FDT1454 |  | HUNTLEIGH | ACS900 |  |  | Rental | MHHS-Woodlands |  |  |  | FDT1454 |  | Woodlands |  | Rental | [7 empty] | SEQUENTIALCOMPRESSIONDEV-Arjo Inc-Flowtron ACS900 |  | FLOWTRON ACS900-ACTIVE COMPRESSION SYSTM |  |  | SEQUENTIALCOMPRESSIONDEV-Arjo Inc-Flowtron ACS900 | [6 empty] | Verified as Rental |  |  | MHHS-Woodlands
NO | YES |  |  |  | FDT1466 |  | HUNTLEIGH | ACS900 |  |  | Rental | MHHS-Woodlands |  |  |  | FDT1466 |  | Woodlands |  | Rental | [7 empty] | SEQUENTIALCOMPRESSIONDEV-Arjo Inc-Flowtron ACS900 |  | FLOWTRON ACS900-ACTIVE COMPRESSION SYSTM |  |  | SEQUENTIALCOMPRESSIONDEV-Arjo Inc-Flowtron ACS900 | [6 empty] | Verified as Rental |  |  | MHHS-Woodlands
NO | YES |  |  |  | FDT1474 |  | HUNTLEIGH | ACS900 |  |  | Rental | MHHS-Woodlands |  |  |  | FDT1474 |  | Woodlands |  | Rental | [7 empty] | SEQUENTIALCOMPRESSIONDEV-Arjo Inc-Flowtron ACS900 |  | FLOWTRON ACS900-ACTIVE COMPRESSION SYSTM |  |  | SEQUENTIALCOMPRESSIONDEV-Arjo Inc-Flowtron ACS900 | [6 empty] | Verified as Rental |  |  | MHHS-Woodlands
NO | YES |  |  |  | FDT1475 |  | HUNTLEIGH | ACS900 |  |  | Rental | MHHS-Woodlands |  |  |  | FDT1475 |  | Woodlands |  | Rental | [7 empty] | SEQUENTIALCOMPRESSIONDEV-Arjo Inc-Flowtron ACS900 |  | FLOWTRON ACS900-ACTIVE COMPRESSION SYSTM |  |  | SEQUENTIALCOMPRESSIONDEV-Arjo Inc-Flowtron ACS900 | [6 empty] | Verified as Rental |  |  | MHHS-Woodlands
NO | YES |  |  |  | FDT1499 |  | HUNTLEIGH | ACS900 |  |  | Rental | MHHS-Woodlands |  |  |  | FDT1499 |  | Woodlands |  | Rental | [7 empty] | SEQUENTIALCOMPRESSIONDEV-Arjo Inc-Flowtron ACS900 |  | FLOWTRON ACS900-ACTIVE COMPRESSION SYSTM |  |  | SEQUENTIALCOMPRESSIONDEV-Arjo Inc-Flowtron ACS900 | [6 empty] | Verified as Rental |  |  | MHHS-Woodlands
NO | YES |  |  |  | FDT1509 |  | HUNTLEIGH | ACS900 |  |  | Rental | MHHS-Woodlands |  |  |  | FDT1509 |  | Woodlands |  | Rental | [7 empty] | SEQUENTIALCOMPRESSIONDEV-Arjo Inc-Flowtron ACS900 |  | FLOWTRON ACS900-ACTIVE COMPRESSION SYSTM |  |  | SEQUENTIALCOMPRESSIONDEV-Arjo Inc-Flowtron ACS900 | [6 empty] | Verified as Rental |  |  | MHHS-Woodlands
NO | YES |  |  |  | FDT1517 |  | HUNTLEIGH | ACS900 |  |  | Rental | MHHS-Woodlands |  |  |  | FDT1517 |  | Woodlands |  | Rental | [7 empty] | SEQUENTIALCOMPRESSIONDEV-Arjo Inc-Flowtron ACS900 |  | FLOWTRON ACS900-ACTIVE COMPRESSION SYSTM |  |  | SEQUENTIALCOMPRESSIONDEV-Arjo Inc-Flowtron ACS900 | [6 empty] | Verified as Rental |  |  | MHHS-Woodlands
NO | YES |  |  |  | FDT1531 |  | HUNTLEIGH | ACS900 |  |  | Rental | MHHS-Woodlands |  |  |  | FDT1531 |  | Woodlands |  | Rental | [7 empty] | SEQUENTIALCOMPRESSIONDEV-Arjo Inc-Flowtron ACS900 |  | FLOWTRON ACS900-ACTIVE COMPRESSION SYSTM |  |  | SEQUENTIALCOMPRESSIONDEV-Arjo Inc-Flowtron ACS900 | [6 empty] | Verified as Rental |  |  | MHHS-Woodlands
NO | YES |  |  |  | FDT1538 |  | HUNTLEIGH | ACS900 |  |  | Rental | MHHS-Woodlands |  |  |  | FDT1538 |  | Woodlands |  | Rental | [7 empty] | SEQUENTIALCOMPRESSIONDEV-Arjo Inc-Flowtron ACS900 |  | FLOWTRON ACS900-ACTIVE COMPRESSION SYSTM |  |  | SEQUENTIALCOMPRESSIONDEV-Arjo Inc-Flowtron ACS900 | [6 empty] | Verified as Rental |  |  | MHHS-Woodlands
NO | YES |  |  |  | FDT1551 |  | HUNTLEIGH | ACS900 |  |  | Rental | MHHS-Woodlands |  |  |  | FDT1551 |  | Woodlands |  | Rental | [7 empty] | SEQUENTIALCOMPRESSIONDEV-Arjo Inc-Flowtron ACS900 |  | FLOWTRON ACS900-ACTIVE COMPRESSION SYSTM |  |  | SEQUENTIALCOMPRESSIONDEV-Arjo Inc-Flowtron ACS900 | [6 empty] | Verified as Rental |  |  | MHHS-Woodlands
NO | YES |  |  |  | FDT1565 |  | HUNTLEIGH | ACS900 |  |  | Rental | MHHS-Woodlands |  |  |  | FDT1565 |  | Woodlands |  | Rental | [7 empty] | SEQUENTIALCOMPRESSIONDEV-Arjo Inc-Flowtron ACS900 |  | FLOWTRON ACS900-ACTIVE COMPRESSION SYSTM |  |  | SEQUENTIALCOMPRESSIONDEV-Arjo Inc-Flowtron ACS900 | [6 empty] | Verified as Rental |  |  | MHHS-Woodlands
NO | YES |  |  |  | FDT1572 |  | HUNTLEIGH | ACS900 |  |  | Rental | MHHS-Woodlands |  |  |  | FDT1572 |  | Woodlands |  | Rental | [7 empty] | SEQUENTIALCOMPRESSIONDEV-Arjo Inc-Flowtron ACS900 |  | FLOWTRON ACS900-ACTIVE COMPRESSION SYSTM |  |  | SEQUENTIALCOMPRESSIONDEV-Arjo Inc-Flowtron ACS900 | [6 empty] | Verified as Rental |  |  | MHHS-Woodlands
NO | YES |  |  |  | FDT1582 |  | HUNTLEIGH | ACS900 |  |  | Rental | MHHS-Woodlands |  |  |  | FDT1582 |  | Woodlands |  | Rental | [7 empty] | SEQUENTIALCOMPRESSIONDEV-Arjo Inc-Flowtron ACS900 |  | FLOWTRON ACS900-ACTIVE COMPRESSION SYSTM |  |  | SEQUENTIALCOMPRESSIONDEV-Arjo Inc-Flowtron ACS900 | [6 empty] | Verified as Rental |  |  | MHHS-Woodlands
NO | YES |  |  |  | FDT1585 |  | HUNTLEIGH | ACS900 |  |  | Rental | MHHS-Woodlands |  |  |  | FDT1585 |  | Woodlands |  | Rental | [7 empty] | SEQUENTIALCOMPRESSIONDEV-Arjo Inc-Flowtron ACS900 |  | FLOWTRON ACS900-ACTIVE COMPRESSION SYSTM |  |  | SEQUENTIALCOMPRESSIONDEV-Arjo Inc-Flowtron ACS900 | [6 empty] | Verified as Rental |  |  | MHHS-Woodlands
NO | YES |  |  |  | FDT1589 |  | HUNTLEIGH | ACS900 |  |  | Rental | MHHS-Woodlands |  |  |  | FDT1589 |  | Woodlands |  | Rental | [7 empty] | SEQUENTIALCOMPRESSIONDEV-Arjo Inc-Flowtron ACS900 |  | FLOWTRON ACS900-ACTIVE COMPRESSION SYSTM |  |  | SEQUENTIALCOMPRESSIONDEV-Arjo Inc-Flowtron ACS900 | [6 empty] | Verified as Rental |  |  | MHHS-Woodlands
NO | YES |  |  |  | FDT1593 |  | HUNTLEIGH | ACS900 |  |  | Rental | MHHS-Woodlands |  |  |  | FDT1593 |  | Woodlands |  | Rental | [7 empty] | SEQUENTIALCOMPRESSIONDEV-Arjo Inc-Flowtron ACS900 |  | FLOWTRON ACS900-ACTIVE COMPRESSION SYSTM |  |  | SEQUENTIALCOMPRESSIONDEV-Arjo Inc-Flowtron ACS900 | [6 empty] | Verified as Rental |  |  | MHHS-Woodlands
NO | YES |  |  |  | FDT1597 |  | HUNTLEIGH | ACS900 |  |  | Rental | MHHS-Woodlands |  |  |  | FDT1597 |  | Woodlands |  | Rental | [7 empty] | SEQUENTIALCOMPRESSIONDEV-Arjo Inc-Flowtron ACS900 |  | FLOWTRON ACS900-ACTIVE COMPRESSION SYSTM |  |  | SEQUENTIALCOMPRESSIONDEV-Arjo Inc-Flowtron ACS900 | [6 empty] | Verified as Rental |  |  | MHHS-Woodlands